F3_Commercial_Health_Existing_Space Heating_Natural Gas_Boiler_E8 | F3 | Commercial | Health | Existing | Space Heating | Natural Gas | Boiler | E8 | PACT BC Ratio | 0 | 0 | 0 | 0 | 0 | 0 | 0 | 0 | 0 | 0 | 0 | 0 | 0 | 0 | 0 | 0 | 0 | 0 | 0 | 0 | 0 | 0 | 0 | 0 | 0 | 0 | 0
F3_Commercial_Health_Existing_Space Heating_Natural Gas_Boiler_E9 | F3 | Commercial | Health | Existing | Space Heating | Natural Gas | Boiler | E9 | PACT BC Ratio | 0 | 0 | 0 | 0 | 0 | 0 | 0 | 0 | 0 | 0 | 0 | 0 | 0 | 0 | 0 | 0 | 0 | 0 | 0 | 0 | 0 | 0 | 0 | 0 | 0 | 0 | 0
F3_Commercial_Health_Existing_Space Heating_Natural Gas_Boiler_E10 | F3 | Commercial | Health | Existing | Space Heating | Natural Gas | Boiler | E10 | PACT BC Ratio | 0 | 0 | 0 | 0 | 0 | 0 | 0 | 0 | 0 | 0 | 0 | 0 | 0 | 0 | 0 | 0 | 0 | 0 | 0 | 0 | 0 | 0 | 0 | 0 | 0 | 0 | 0
F4_Commercial_Health_Existing_Space Heating_Natural Gas_Boiler_E1 | F4 | Commercial | Health | Existing | Space Heating | Natural Gas | Boiler | E1 | RVT BC Ratio | bar: 2021 to 2047
F4_Commercial_Health_Existing_Space Heating_Natural Gas_Boiler_E2 | F4 | Commercial | Health | Existing | Space Heating | Natural Gas | Boiler | E2 | RVT BC Ratio | 0.7 | 0.7 | 0.7 | 0.7 | 0.7 | 0.7 | 0.7 | 0.7 | 0.7 | 0.7 | 0.7 | 0.7 | 0.7 | 0.7 | 0.7 | 0.7 | 0.7 | 0.7 | 0.7 | 0.7 | 0.7 | 0.7 | 0.7 | 0.7 | 0.7 | 0.7 | 0.7
F4_Commercial_Health_Existing_Space Heating_Natural Gas_Boiler_E3 | F4 | Commercial | Health | Existing | Space Heating | Natural Gas | Boiler | E3 | RVT BC Ratio | 0.7 | 0.7 | 0.7 | 0.7 | 0.7 | 0.7 | 0.7 | 0.7 | 0.7 | 0.7 | 0.7 | 0.7 | 0.7 | 0.7 | 0.7 | 0.7 | 0.7 | 0.7 | 0.7 | 0.7 | 0.7 | 0.7 | 0.7 | 0.7 | 0.7 | 0.7 | 0.7
F4_Commercial_Health_Existing_Space Heating_Natural Gas_Boiler_E4 | F4 | Commercial | Health | Existing | Space Heating | Natural Gas | Boiler | E4 | RVT BC Ratio | 0.7 | 0.7 | 0.7 | 0.7 | 0.7 | 0.7 | 0.7 | 0.7 | 0.7 | 0.7 | 0.7 | 0.7 | 0.7 | 0.7 | 0.7 | 0.7 | 0.7 | 0.7 | 0.7 | 0.7 | 0.7 | 0.7 | 0.7 | 0.7 | 0.7 | 0.7 | 0.7
F4_Commercial_Health_Existing_Space Heating_Natural Gas_Boiler_E5 | F4 | Commercial | Health | Existing | Space Heating | Natural Gas | Boiler | E5 | RVT BC Ratio | 0 | 0 | 0 | 0 | 0 | 0 | 0 | 0 | 0 | 0 | 0 | 0 | 0 | 0 | 0 | 0 | 0 | 0 | 0 | 0 | 0 | 0 | 0 | 0 | 0 | 0 | 0
F4_Commercial_Health_Existing_Space Heating_Natural Gas_Boiler_E6 | F4 | Commercial | Health | Existing | Space Heating | Natural Gas | Boiler | E6 | RVT BC Ratio | 0 | 0 | 0 | 0 | 0 | 0 | 0 | 0 | 0 | 0 | 0 | 0 | 0 | 0 | 0 | 0 | 0 | 0 | 0 | 0 | 0 | 0 | 0 | 0 | 0 | 0 | 0
F4_Commercial_Health_Existing_Space Heating_Natural Gas_Boiler_E7 | F4 | Commercial | Health | Existing | Space Heating | Natural Gas | Boiler | E7 | RVT BC Ratio | 0 | 0 | 0 | 0 | 0 | 0 | 0 | 0 | 0 | 0 | 0 | 0 | 0 | 0 | 0 | 0 | 0 | 0 | 0 | 0 | 0 | 0 | 0 | 0 | 0 | 0 | 0
F4_Commercial_Health_Existing_Space Heating_Natural Gas_Boiler_E8 | F4 | Commercial | Health | Existing | Space Heating | Natural Gas | Boiler | E8 | RVT BC Ratio | 0 | 0 | 0 | 0 | 0 | 0 | 0 | 0 | 0 | 0 | 0 | 0 | 0 | 0 | 0 | 0 | 0 | 0 | 0 | 0 | 0 | 0 | 0 | 0 | 0 | 0 | 0
F4_Commercial_Health_Existing_Space Heating_Natural Gas_Boiler_E9 | F4 | Commercial | Health | Existing | Space Heating | Natural Gas | Boiler | E9 | RVT BC Ratio | 0 | 0 | 0 | 0 | 0 | 0 | 0 | 0 | 0 | 0 | 0 | 0 | 0 | 0 | 0 | 0 | 0 | 0 | 0 | 0 | 0 | 0 | 0 | 0 | 0 | 0 | 0
F4_Commercial_Health_Existing_Space Heating_Natural Gas_Boiler_E10 | F4 | Commercial | Health | Existing | Space Heating | Natural Gas | Boiler | E10 | RVT BC Ratio | 0 | 0 | 0 | 0 | 0 | 0 | 0 | 0 | 0 | 0 | 0 | 0 | 0 | 0 | 0 | 0 | 0 | 0 | 0 | 0 | 0 | 0 | 0 | 0 | 0 | 0 | 0
F5_Commercial_Health_Existing_Space Heating_Natural Gas_Boiler_E1 | F5 | Commercial | Health | Existing | Space Heating | Natural Gas | Boiler | E1 | RIM BC Ratio | bar: 2021 to 2047
F5_Commercial_Health_Existing_Space Heating_Natural Gas_Boiler_E2 | F5 | Commercial | Health | Existing | Space Heating | Natural Gas | Boiler | E2 | RIM BC Ratio | 1.005 | 0.99811 | 0.98318 | 0.96701 | 0.96148 | 0.95982 | 0.96117 | 0.96359 | 0.96567 | 0.96675 | 0.96681 | 0.96571 | 0.96315 | 0.95837 | 0.95143 | 0.94271 | 0.93142 | 0.91806 | 0.90213 | 0.88308 | 0.86038 | 0.83457 | 0.81328 | 0.79997 | 0.79505 | 0.79895 | 0.80286
F5_Commercial_Health_Existing_Space Heating_Natural Gas_Boiler_E3 | F5 | Commercial | Health | Existing | Space Heating | Natural Gas | Boiler | E3 | RIM BC Ratio | 0.99531 | 0.9885 | 0.97371 | 0.9577 | 0.95222 | 0.95058 | 0.95192 | 0.95431 | 0.95637 | 0.95744 | 0.9575 | 0.95641 | 0.95387 | 0.94914 | 0.94227 | 0.93363 | 0.92245 | 0.90922 | 0.89344 | 0.87458 | 0.8521 | 0.82654 | 0.80545 | 0.79227 | 0.78739 | 0.79125 | 0.79513
F5_Commercial_Health_Existing_Space Heating_Natural Gas_Boiler_E4 | F5 | Commercial | Health | Existing | Space Heating | Natural Gas | Boiler | E4 | RIM BC Ratio | 0.23985 | 0.23777 | 0.23396 | 0.22954 | 0.22643 | 0.22382 | 0.22171 | 0.21988 | 0.21817 | 0.21655 | 0.21509 | 0.21387 | 0.21292 | 0.2121 | 0.21127 | 0.21035 | 0.20905 | 0.20746 | 0.20549 | 0.20306 | 0.2001 | 0.19669 | 0.19394 | 0.19236 | 0.19201 | 0.19295 | 0.1939
F5_Commercial_Health_Existing_Space Heating_Natural Gas_Boiler_E5 | F5 | Commercial | Health | Existing | Space Heating | Natural Gas | Boiler | E5 | RIM BC Ratio | 0 | 0 | 0 | 0 | 0 | 0 | 0 | 0 | 0 | 0 | 0 | 0 | 0 | 0 | 0 | 0 | 0 | 0 | 0 | 0 | 0 | 0 | 0 | 0 | 0 | 0 | 0
F5_Commercial_Health_Existing_Space Heating_Natural Gas_Boiler_E6 | F5 | Commercial | Health | Existing | Space Heating | Natural Gas | Boiler | E6 | RIM BC Ratio | 0 | 0 | 0 | 0 | 0 | 0 | 0 | 0 | 0 | 0 | 0 | 0 | 0 | 0 | 0 | 0 | 0 | 0 | 0 | 0 | 0 | 0 | 0 | 0 | 0 | 0 | 0
F5_Commercial_Health_Existing_Space Heating_Natural Gas_Boiler_E7 | F5 | Commercial | Health | Existing | Space Heating | Natural Gas | Boiler | E7 | RIM BC Ratio | 0 | 0 | 0 | 0 | 0 | 0 | 0 | 0 | 0 | 0 | 0 | 0 | 0 | 0 | 0 | 0 | 0 | 0 | 0 | 0 | 0 | 0 | 0 | 0 | 0 | 0 | 0
F5_Commercial_Health_Existing_Space Heating_Natural Gas_Boiler_E8 | F5 | Commercial | Health | Existing | Space Heating | Natural Gas | Boiler | E8 | RIM BC Ratio | 0 | 0 | 0 | 0 | 0 | 0 | 0 | 0 | 0 | 0 | 0 | 0 | 0 | 0 | 0 | 0 | 0 | 0 | 0 | 0 | 0 | 0 | 0 | 0 | 0 | 0 | 0
F5_Commercial_Health_Existing_Space Heating_Natural Gas_Boiler_E9 | F5 | Commercial | Health | Existing | Space Heating | Natural Gas | Boiler | E9 | RIM BC Ratio | 0 | 0 | 0 | 0 | 0 | 0 | 0 | 0 | 0 | 0 | 0 | 0 | 0 | 0 | 0 | 0 | 0 | 0 | 0 | 0 | 0 | 0 | 0 | 0 | 0 | 0 | 0
F5_Commercial_Health_Existing_Space Heating_Natural Gas_Boiler_E10 | F5 | Commercial | Health | Existing | Space Heating | Natural Gas | Boiler | E10 | RIM BC Ratio | 0 | 0 | 0 | 0 | 0 | 0 | 0 | 0 | 0 | 0 | 0 | 0 | 0 | 0 | 0 | 0 | 0 | 0 | 0 | 0 | 0 | 0 | 0 | 0 | 0 | 0 | 0
F0_Commercial_Health_Existing_Space Heating_Natural Gas_Unit Heater_E0 | F0 | Commercial | Health | Existing | Space Heating | Natural Gas | Unit Heater | E0 | Economic Unit | Infrared Radiant | Infrared Radiant | Infrared Radiant | Infrared Radiant | Infrared Radiant | Infrared Radiant | Infrared Radiant | Infrared Radiant | Infrared Radiant | Infrared Radiant | Infrared Radiant | Infrared Radiant | Infrared Radiant | Infrared Radiant | Infrared Radiant | Infrared Radiant | Infrared Radiant | Infrared Radiant | Infrared Radiant | Infrared Radiant | Infrared Radiant | Infrared Radiant | Infrared Radiant | Infrared Radiant | Infrared Radiant | Infrared Radiant | Infrared Radiant
F1_Commercial_Health_Existing_Space Heating_Natural Gas_Unit Heater_E1 | F1 | Commercial | Health | Existing | Space Heating | Natural Gas | Unit Heater | E1 | CCE | 0 | 0 | 0 | 0 | 0 | 0 | 0 | 0 | 0 | 0 | 0 | 0 | 0 | 0 | 0 | 0 | 0 | 0 | 0 | 0 | 0 | 0 | 0 | 0 | 0 | 0 | 0
F1_Commercial_Health_Existing_Space Heating_Natural Gas_Unit Heater_E2 | F1 | Commercial | Health | Existing | Space Heating | Natural Gas | Unit Heater | E2 | CCE | 0.0010768 | 0.0010009 | 0.0010048 | 0.0010048 | 0.0010048 | 0.0010048 | 0.0010048 | 0.0010048 | 0.0010048 | 0.0010048 | 0.0010048 | 0.0010048 | 0.0010048 | 0.0010048 | 0.0010048 | 0.0010048 | 0.0010048 | 0.0010048 | 0.0010048 | 0.0010048 | 0.0010048 | 0.0010048 | 0.0010048 | 0.0010048 | 0.0010048 | 0.0010048 | 0.0010048
F1_Commercial_Health_Existing_Space Heating_Natural Gas_Unit Heater_E3 | F1 | Commercial | Health | Existing | Space Heating | Natural Gas | Unit Heater | E3 | CCE | 0.0016475 | 0.0015314 | 0.0015374 | 0.0015374 | 0.0015374 | 0.0015374 | 0.0015374 | 0.0015374 | 0.0015374 | 0.0015374 | 0.0015374 | 0.0015374 | 0.0015374 | 0.0015374 | 0.0015374 | 0.0015374 | 0.0015374 | 0.0015374 | 0.0015374 | 0.0015374 | 0.0015374 | 0.0015374 | 0.0015374 | 0.0015374 | 0.0015374 | 0.0015374 | 0.0015374
F1_Commercial_Health_Existing_Space Heating_Natural Gas_Unit Heater_E4 | F1 | Commercial | Health | Existing | Space Heating | Natural Gas | Unit Heater | E4 | CCE | 0 | 0 | 0 | 0 | 0 | 0 | 0 | 0 | 0 | 0 | 0 | 0 | 0 | 0 | 0 | 0 | 0 | 0 | 0 | 0 | 0 | 0 | 0 | 0 | 0 | 0 | 0
F1_Commercial_Health_Existing_Space Heating_Natural Gas_Unit Heater_E5 | F1 | Commercial | Health | Existing | Space Heating | Natural Gas | Unit Heater | E5 | CCE | 0 | 0 | 0 | 0 | 0 | 0 | 0 | 0 | 0 | 0 | 0 | 0 | 0 | 0 | 0 | 0 | 0 | 0 | 0 | 0 | 0 | 0 | 0 | 0 | 0 | 0 | 0
F1_Commercial_Health_Existing_Space Heating_Natural Gas_Unit Heater_E6 | F1 | Commercial | Health | Existing | Space Heating | Natural Gas | Unit Heater | E6 | CCE | 0 | 0 | 0 | 0 | 0 | 0 | 0 | 0 | 0 | 0 | 0 | 0 | 0 | 0 | 0 | 0 | 0 | 0 | 0 | 0 | 0 | 0 | 0 | 0 | 0 | 0 | 0
F1_Commercial_Health_Existing_Space Heating_Natural Gas_Unit Heater_E7 | F1 | Commercial | Health | Existing | Space Heating | Natural Gas | Unit Heater | E7 | CCE | 0 | 0 | 0 | 0 | 0 | 0 | 0 | 0 | 0 | 0 | 0 | 0 | 0 | 0 | 0 | 0 | 0 | 0 | 0 | 0 | 0 | 0 | 0 | 0 | 0 | 0 | 0
F1_Commercial_Health_Existing_Space Heating_Natural Gas_Unit Heater_E8 | F1 | Commercial | Health | Existing | Space Heating | Natural Gas | Unit Heater | E8 | CCE | 0 | 0 | 0 | 0 | 0 | 0 | 0 | 0 | 0 | 0 | 0 | 0 | 0 | 0 | 0 | 0 | 0 | 0 | 0 | 0 | 0 | 0 | 0 | 0 | 0 | 0 | 0
F1_Commercial_Health_Existing_Space Heating_Natural Gas_Unit Heater_E9 | F1 | Commercial | Health | Existing | Space Heating | Natural Gas | Unit Heater | E9 | CCE | 0 | 0 | 0 | 0 | 0 | 0 | 0 | 0 | 0 | 0 | 0 | 0 | 0 | 0 | 0 | 0 | 0 | 0 | 0 | 0 | 0 | 0 | 0 | 0 | 0 | 0 | 0
F1_Commercial_Health_Existing_Space Heating_Natural Gas_Unit Heater_E10 | F1 | Commercial | Health | Existing | Space Heating | Natural Gas | Unit Heater | E10 | CCE | 0 | 0 | 0 | 0 | 0 | 0 | 0 | 0 | 0 | 0 | 0 | 0 | 0 | 0 | 0 | 0 | 0 | 0 | 0 | 0 | 0 | 0 | 0 | 0 | 0 | 0 | 0
F2_Commercial_Health_Existing_Space Heating_Natural Gas_Unit Heater_E1 | F2 | Commercial | Health | Existing | Space Heating | Natural Gas | Unit Heater | E1 | TRC BC Ratio | bar: 2021 to 2047
F2_Commercial_Health_Existing_Space Heating_Natural Gas_Unit Heater_E2 | F2 | Commercial | Health | Existing | Space Heating | Natural Gas | Unit Heater | E2 | TRC BC Ratio | 14.4533 | 14.385 | 14.1956 | 13.9907 | 13.9542 | 13.9737 | 14.0292 | 14.0877 | 14.1283 | 14.1445 | 14.1396 | 14.1165 | 14.0699 | 13.9885 | 13.8726 | 13.7285 | 13.5436 | 13.326 | 13.0674 | 12.7596 | 12.3938 | 11.9788 | 11.6353 | 11.4182 | 11.334 | 11.3895 | 11.4454
F2_Commercial_Health_Existing_Space Heating_Natural Gas_Unit Heater_E3 | F2 | Commercial | Health | Existing | Space Heating | Natural Gas | Unit Heater | E3 | TRC BC Ratio | 10.3182 | 10.3189 | 10.2536 | 10.1157 | 9.8886 | 9.6065 | 9.2659 | 8.8706 | 8.4447 | 8.0252 | 7.6539 | 7.3791 | 7.2226 | 7.1736 | 7.2023 | 7.2741 | 7.353 | 7.4378 | 7.5299 | 7.6306 | 7.7416 | 7.8612 | 7.9688 | 8.0549 | 8.1185 | 8.1583 | 8.1983
F2_Commercial_Health_Existing_Space Heating_Natural Gas_Unit Heater_E4 | F2 | Commercial | Health | Existing | Space Heating | Natural Gas | Unit Heater | E4 | TRC BC Ratio | 0 | 0 | 0 | 0 | 0 | 0 | 0 | 0 | 0 | 0 | 0 | 0 | 0 | 0 | 0 | 0 | 0 | 0 | 0 | 0 | 0 | 0 | 0 | 0 | 0 | 0 | 0
F2_Commercial_Health_Existing_Space Heating_Natural Gas_Unit Heater_E5 | F2 | Commercial | Health | Existing | Space Heating | Natural Gas | Unit Heater | E5 | TRC BC Ratio | 0 | 0 | 0 | 0 | 0 | 0 | 0 | 0 | 0 | 0 | 0 | 0 | 0 | 0 | 0 | 0 | 0 | 0 | 0 | 0 | 0 | 0 | 0 | 0 | 0 | 0 | 0
F2_Commercial_Health_Existing_Space Heating_Natural Gas_Unit Heater_E6 | F2 | Commercial | Health | Existing | Space Heating | Natural Gas | Unit Heater | E6 | TRC BC Ratio | 0 | 0 | 0 | 0 | 0 | 0 | 0 | 0 | 0 | 0 | 0 | 0 | 0 | 0 | 0 | 0 | 0 | 0 | 0 | 0 | 0 | 0 | 0 | 0 | 0 | 0 | 0
F2_Commercial_Health_Existing_Space Heating_Natural Gas_Unit Heater_E7 | F2 | Commercial | Health | Existing | Space Heating | Natural Gas | Unit Heater | E7 | TRC BC Ratio | 0 | 0 | 0 | 0 | 0 | 0 | 0 | 0 | 0 | 0 | 0 | 0 | 0 | 0 | 0 | 0 | 0 | 0 | 0 | 0 | 0 | 0 | 0 | 0 | 0 | 0 | 0
F2_Commercial_Health_Existing_Space Heating_Natural Gas_Unit Heater_E8 | F2 | Commercial | Health | Existing | Space Heating | Natural Gas | Unit Heater | E8 | TRC BC Ratio | 0 | 0 | 0 | 0 | 0 | 0 | 0 | 0 | 0 | 0 | 0 | 0 | 0 | 0 | 0 | 0 | 0 | 0 | 0 | 0 | 0 | 0 | 0 | 0 | 0 | 0 | 0
F2_Commercial_Health_Existing_Space Heating_Natural Gas_Unit Heater_E9 | F2 | Commercial | Health | Existing | Space Heating | Natural Gas | Unit Heater | E9 | TRC BC Ratio | 0 | 0 | 0 | 0 | 0 | 0 | 0 | 0 | 0 | 0 | 0 | 0 | 0 | 0 | 0 | 0 | 0 | 0 | 0 | 0 | 0 | 0 | 0 | 0 | 0 | 0 | 0
F2_Commercial_Health_Existing_Space Heating_Natural Gas_Unit Heater_E10 | F2 | Commercial | Health | Existing | Space Heating | Natural Gas | Unit Heater | E10 | TRC BC Ratio | 0 | 0 | 0 | 0 | 0 | 0 | 0 | 0 | 0 | 0 | 0 | 0 | 0 | 0 | 0 | 0 | 0 | 0 | 0 | 0 | 0 | 0 | 0 | 0 | 0 | 0 | 0
F3_Commercial_Health_Existing_Space Heating_Natural Gas_Unit Heater_E1 | F3 | Commercial | Health | Existing | Space Heating | Natural Gas | Unit Heater | E1 | PACT BC Ratio | bar: 2021 to 2047
F3_Commercial_Health_Existing_Space Heating_Natural Gas_Unit Heater_E2 | F3 | Commercial | Health | Existing | Space Heating | Natural Gas | Unit Heater | E2 | PACT BC Ratio | 19.0175 | 18.9276 | 18.6784 | 18.4089 | 18.3609 | 18.3864 | 18.4595 | 18.5364 | 18.5899 | 18.6112 | 18.6047 | 18.5743 | 18.5131 | 18.4059 | 18.2534 | 18.0638 | 17.8205 | 17.5342 | 17.194 | 16.7889 | 16.3077 | 15.7615 | 15.3096 | 15.0239 | 14.9131 | 14.9862 | 15.0597
F3_Commercial_Health_Existing_Space Heating_Natural Gas_Unit Heater_E3 | F3 | Commercial | Health | Existing | Space Heating | Natural Gas | Unit Heater | E3 | PACT BC Ratio | 13.5765 | 13.5775 | 13.4916 | 13.3101 | 13.0113 | 12.6401 | 12.192 | 11.6718 | 11.1114 | 10.5595 | 10.0709 | 9.7093 | 9.5034 | 9.439 | 9.4768 | 9.5711 | 9.675 | 9.7866 | 9.9077 | 10.0403 | 10.1863 | 10.3437 | 10.4853 | 10.5986 | 10.6822 | 10.7346 | 10.7872
F3_Commercial_Health_Existing_Space Heating_Natural Gas_Unit Heater_E4 | F3 | Commercial | Health | Existing | Space Heating | Natural Gas | Unit Heater | E4 | PACT BC Ratio | 0 | 0 | 0 | 0 | 0 | 0 | 0 | 0 | 0 | 0 | 0 | 0 | 0 | 0 | 0 | 0 | 0 | 0 | 0 | 0 | 0 | 0 | 0 | 0 | 0 | 0 | 0
F3_Commercial_Health_Existing_Space Heating_Natural Gas_Unit Heater_E5 | F3 | Commercial | Health | Existing | Space Heating | Natural Gas | Unit Heater | E5 | PACT BC Ratio | 0 | 0 | 0 | 0 | 0 | 0 | 0 | 0 | 0 | 0 | 0 | 0 | 0 | 0 | 0 | 0 | 0 | 0 | 0 | 0 | 0 | 0 | 0 | 0 | 0 | 0 | 0
F3_Commercial_Health_Existing_Space Heating_Natural Gas_Unit Heater_E6 | F3 | Commercial | Health | Existing | Space Heating | Natural Gas | Unit Heater | E6 | PACT BC Ratio | 0 | 0 | 0 | 0 | 0 | 0 | 0 | 0 | 0 | 0 | 0 | 0 | 0 | 0 | 0 | 0 | 0 | 0 | 0 | 0 | 0 | 0 | 0 | 0 | 0 | 0 | 0
F3_Commercial_Health_Existing_Space Heating_Natural Gas_Unit Heater_E7 | F3 | Commercial | Health | Existing | Space Heating | Natural Gas | Unit Heater | E7 | PACT BC Ratio | 0 | 0 | 0 | 0 | 0 | 0 | 0 | 0 | 0 | 0 | 0 | 0 | 0 | 0 | 0 | 0 | 0 | 0 | 0 | 0 | 0 | 0 | 0 | 0 | 0 | 0 | 0
F3_Commercial_Health_Existing_Space Heating_Natural Gas_Unit Heater_E8 | F3 | Commercial | Health | Existing | Space Heating | Natural Gas | Unit Heater | E8 | PACT BC Ratio | 0 | 0 | 0 | 0 | 0 | 0 | 0 | 0 | 0 | 0 | 0 | 0 | 0 | 0 | 0 | 0 | 0 | 0 | 0 | 0 | 0 | 0 | 0 | 0 | 0 | 0 | 0
F3_Commercial_Health_Existing_Space Heating_Natural Gas_Unit Heater_E9 | F3 | Commercial | Health | Existing | Space Heating | Natural Gas | Unit Heater | E9 | PACT BC Ratio | 0 | 0 | 0 | 0 | 0 | 0 | 0 | 0 | 0 | 0 | 0 | 0 | 0 | 0 | 0 | 0 | 0 | 0 | 0 | 0 | 0 | 0 | 0 | 0 | 0 | 0 | 0
F3_Commercial_Health_Existing_Space Heating_Natural Gas_Unit Heater_E10 | F3 | Commercial | Health | Existing | Space Heating | Natural Gas | Unit Heater | E10 | PACT BC Ratio | 0 | 0 | 0 | 0 | 0 | 0 | 0 | 0 | 0 | 0 | 0 | 0 | 0 | 0 | 0 | 0 | 0 | 0 | 0 | 0 | 0 | 0 | 0 | 0 | 0 | 0 | 0
F4_Commercial_Health_Existing_Space Heating_Natural Gas_Unit Heater_E1 | F4 | Commercial | Health | Existing | Space Heating | Natural Gas | Unit Heater | E1 | RVT BC Ratio | bar: 2021 to 2047
F4_Commercial_Health_Existing_Space Heating_Natural Gas_Unit Heater_E2 | F4 | Commercial | Health | Existing | Space Heating | Natural Gas | Unit Heater | E2 | RVT BC Ratio | 0.7 | 0.7 | 0.7 | 0.7 | 0.7 | 0.7 | 0.7 | 0.7 | 0.7 | 0.7 | 0.7 | 0.7 | 0.7 | 0.7 | 0.7 | 0.7 | 0.7 | 0.7 | 0.7 | 0.7 | 0.7 | 0.7 | 0.7 | 0.7 | 0.7 | 0.7 | 0.7
F4_Commercial_Health_Existing_Space Heating_Natural Gas_Unit Heater_E3 | F4 | Commercial | Health | Existing | Space Heating | Natural Gas | Unit Heater | E3 | RVT BC Ratio | 0.7 | 0.7 | 0.7 | 0.7 | 0.7 | 0.7 | 0.7 | 0.7 | 0.7 | 0.7 | 0.7 | 0.7 | 0.7 | 0.7 | 0.7 | 0.7 | 0.7 | 0.7 | 0.7 | 0.7 | 0.7 | 0.7 | 0.7 | 0.7 | 0.7 | 0.7 | 0.7
F4_Commercial_Health_Existing_Space Heating_Natural Gas_Unit Heater_E4 | F4 | Commercial | Health | Existing | Space Heating | Natural Gas | Unit Heater | E4 | RVT BC Ratio | 0 | 0 | 0 | 0 | 0 | 0 | 0 | 0 | 0 | 0 | 0 | 0 | 0 | 0 | 0 | 0 | 0 | 0 | 0 | 0 | 0 | 0 | 0 | 0 | 0 | 0 | 0
F4_Commercial_Health_Existing_Space Heating_Natural Gas_Unit Heater_E5 | F4 | Commercial | Health | Existing | Space Heating | Natural Gas | Unit Heater | E5 | RVT BC Ratio | 0 | 0 | 0 | 0 | 0 | 0 | 0 | 0 | 0 | 0 | 0 | 0 | 0 | 0 | 0 | 0 | 0 | 0 | 0 | 0 | 0 | 0 | 0 | 0 | 0 | 0 | 0
F4_Commercial_Health_Existing_Space Heating_Natural Gas_Unit Heater_E6 | F4 | Commercial | Health | Existing | Space Heating | Natural Gas | Unit Heater | E6 | RVT BC Ratio | 0 | 0 | 0 | 0 | 0 | 0 | 0 | 0 | 0 | 0 | 0 | 0 | 0 | 0 | 0 | 0 | 0 | 0 | 0 | 0 | 0 | 0 | 0 | 0 | 0 | 0 | 0
F4_Commercial_Health_Existing_Space Heating_Natural Gas_Unit Heater_E7 | F4 | Commercial | Health | Existing | Space Heating | Natural Gas | Unit Heater | E7 | RVT BC Ratio | 0 | 0 | 0 | 0 | 0 | 0 | 0 | 0 | 0 | 0 | 0 | 0 | 0 | 0 | 0 | 0 | 0 | 0 | 0 | 0 | 0 | 0 | 0 | 0 | 0 | 0 | 0
F4_Commercial_Health_Existing_Space Heating_Natural Gas_Unit Heater_E8 | F4 | Commercial | Health | Existing | Space Heating | Natural Gas | Unit Heater | E8 | RVT BC Ratio | 0 | 0 | 0 | 0 | 0 | 0 | 0 | 0 | 0 | 0 | 0 | 0 | 0 | 0 | 0 | 0 | 0 | 0 | 0 | 0 | 0 | 0 | 0 | 0 | 0 | 0 | 0
F4_Commercial_Health_Existing_Space Heating_Natural Gas_Unit Heater_E9 | F4 | Commercial | Health | Existing | Space Heating | Natural Gas | Unit Heater | E9 | RVT BC Ratio | 0 | 0 | 0 | 0 | 0 | 0 | 0 | 0 | 0 | 0 | 0 | 0 | 0 | 0 | 0 | 0 | 0 | 0 | 0 | 0 | 0 | 0 | 0 | 0 | 0 | 0 | 0
F4_Commercial_Health_Existing_Space Heating_Natural Gas_Unit Heater_E10 | F4 | Commercial | Health | Existing | Space Heating | Natural Gas | Unit Heater | E10 | RVT BC Ratio | 0 | 0 | 0 | 0 | 0 | 0 | 0 | 0 | 0 | 0 | 0 | 0 | 0 | 0 | 0 | 0 | 0 | 0 | 0 | 0 | 0 | 0 | 0 | 0 | 0 | 0 | 0
F5_Commercial_Health_Existing_Space Heating_Natural Gas_Unit Heater_E1 | F5 | Commercial | Health | Existing | Space Heating | Natural Gas | Unit Heater | E1 | RIM BC Ratio | bar: 2021 to 2047
F5_Commercial_Health_Existing_Space Heating_Natural Gas_Unit Heater_E2 | F5 | Commercial | Health | Existing | Space Heating | Natural Gas | Unit Heater | E2 | RIM BC Ratio | 19.0175 | 18.9276 | 18.6784 | 18.4089 | 18.3609 | 18.3864 | 18.4595 | 18.5364 | 18.5899 | 18.6112 | 18.6047 | 18.5743 | 18.5131 | 18.4059 | 18.2534 | 18.0638 | 17.8205 | 17.5342 | 17.194 | 16.7889 | 16.3077 | 15.7615 | 15.3096 | 15.0239 | 14.9131 | 14.9862 | 15.0597
F5_Commercial_Health_Existing_Space Heating_Natural Gas_Unit Heater_E3 | F5 | Commercial | Health | Existing | Space Heating | Natural Gas | Unit Heater | E3 | RIM BC Ratio | 13.5765 | 13.5775 | 13.4916 | 13.3101 | 13.0113 | 12.6401 | 12.192 | 11.6718 | 11.1114 | 10.5595 | 10.0709 | 9.7093 | 9.5034 | 9.439 | 9.4768 | 9.5711 | 9.675 | 9.7866 | 9.9077 | 10.0403 | 10.1863 | 10.3437 | 10.4853 | 10.5986 | 10.6822 | 10.7346 | 10.7872
F5_Commercial_Health_Existing_Space Heating_Natural Gas_Unit Heater_E4 | F5 | Commercial | Health | Existing | Space Heating | Natural Gas | Unit Heater | E4 | RIM BC Ratio | 0 | 0 | 0 | 0 | 0 | 0 | 0 | 0 | 0 | 0 | 0 | 0 | 0 | 0 | 0 | 0 | 0 | 0 | 0 | 0 | 0 | 0 | 0 | 0 | 0 | 0 | 0
F5_Commercial_Health_Existing_Space Heating_Natural Gas_Unit Heater_E5 | F5 | Commercial | Health | Existing | Space Heating | Natural Gas | Unit Heater | E5 | RIM BC Ratio | 0 | 0 | 0 | 0 | 0 | 0 | 0 | 0 | 0 | 0 | 0 | 0 | 0 | 0 | 0 | 0 | 0 | 0 | 0 | 0 | 0 | 0 | 0 | 0 | 0 | 0 | 0
F5_Commercial_Health_Existing_Space Heating_Natural Gas_Unit Heater_E6 | F5 | Commercial | Health | Existing | Space Heating | Natural Gas | Unit Heater | E6 | RIM BC Ratio | 0 | 0 | 0 | 0 | 0 | 0 | 0 | 0 | 0 | 0 | 0 | 0 | 0 | 0 | 0 | 0 | 0 | 0 | 0 | 0 | 0 | 0 | 0 | 0 | 0 | 0 | 0
F5_Commercial_Health_Existing_Space Heating_Natural Gas_Unit Heater_E7 | F5 | Commercial | Health | Existing | Space Heating | Natural Gas | Unit Heater | E7 | RIM BC Ratio | 0 | 0 | 0 | 0 | 0 | 0 | 0 | 0 | 0 | 0 | 0 | 0 | 0 | 0 | 0 | 0 | 0 | 0 | 0 | 0 | 0 | 0 | 0 | 0 | 0 | 0 | 0
F5_Commercial_Health_Existing_Space Heating_Natural Gas_Unit Heater_E8 | F5 | Commercial | Health | Existing | Space Heating | Natural Gas | Unit Heater | E8 | RIM BC Ratio | 0 | 0 | 0 | 0 | 0 | 0 | 0 | 0 | 0 | 0 | 0 | 0 | 0 | 0 | 0 | 0 | 0 | 0 | 0 | 0 | 0 | 0 | 0 | 0 | 0 | 0 | 0
F5_Commercial_Health_Existing_Space Heating_Natural Gas_Unit Heater_E9 | F5 | Commercial | Health | Existing | Space Heating | Natural Gas | Unit Heater | E9 | RIM BC Ratio | 0 | 0 | 0 | 0 | 0 | 0 | 0 | 0 | 0 | 0 | 0 | 0 | 0 | 0 | 0 | 0 | 0 | 0 | 0 | 0 | 0 | 0 | 0 | 0 | 0 | 0 | 0
F5_Commercial_Health_Existing_Space Heating_Natural Gas_Unit Heater_E10 | F5 | Commercial | Health | Existing | Space Heating | Natural Gas | Unit Heater | E10 | RIM BC Ratio | 0 | 0 | 0 | 0 | 0 | 0 | 0 | 0 | 0 | 0 | 0 | 0 | 0 | 0 | 0 | 0 | 0 | 0 | 0 | 0 | 0 | 0 | 0 | 0 | 0 | 0 | 0
F0_Commercial_Health_Existing_Water Heating_Natural Gas_Water Heater_E0 | F0 | Commercial | Health | Existing | Water Heating | Natural Gas | Water Heater | E0 | Economic Unit | Tankless | Tankless | Tankless | Tankless | Tankless | Tankless | Tankless | Tankless | Tankless | Tankless | Tankless | Tankless | Tankless | Tankless | Tankless | Tankless | Tankless | Tankless | Tankless | Tankless | Tankless | Tankless | Tankless | Tankless | Tankless | Tankless | Tankless
F1_Commercial_Health_Existing_Water Heating_Natural Gas_Water Heater_E1 | F1 | Commercial | Health | Existing | Water Heating | Natural Gas | Water Heater | E1 | CCE | 0 | 0 | 0 | 0 | 0 | 0 | 0 | 0 | 0 | 0 | 0 | 0 | 0 | 0 | 0 | 0 | 0 | 0 | 0 | 0 | 0 | 0 | 0 | 0 | 0 | 0 | 0
F1_Commercial_Health_Existing_Water Heating_Natural Gas_Water Heater_E2 | F1 | Commercial | Health | Existing | Water Heating | Natural Gas | Water Heater | E2 | CCE | 0.0026027 | 0.0026027 | 0.0026027 | 0.0026027 | 0.0026027 | 0.0026027 | 0.0026027 | 0.0026027 | 0.0026027 | 0.0026027 | 0.0026027 | 0.0026027 | 0.0026027 | 0.0026027 | 0.0026027 | 0.0026027 | 0.0026027 | 0.0026027 | 0.0026027 | 0.0026027 | 0.0026027 | 0.0026027 | 0.0026027 | 0.0026027 | 0.0026027 | 0.0026027 | 0.0026027
F1_Commercial_Health_Existing_Water Heating_Natural Gas_Water Heater_E3 | F1 | Commercial | Health | Existing | Water Heating | Natural Gas | Water Heater | E3 | CCE | -0.0020548 | -0.0020548 | -0.0020548 | -0.0020548 | -0.0020548 | -0.0020548 | -0.0020548 | -0.0020548 | -0.0020548 | -0.0020548 | -0.0020548 | -0.0020548 | -0.0020548 | -0.0020548 | -0.0020548 | -0.0020548 | -0.0020548 | -0.0020548 | -0.0020548 | -0.0020548 | -0.0020548 | -0.0020548 | -0.0020548 | -0.0020548 | -0.0020548 | -0.0020548 | -0.0020548
F1_Commercial_Health_Existing_Water Heating_Natural Gas_Water Heater_E4 | F1 | Commercial | Health | Existing | Water Heating | Natural Gas | Water Heater | E4 | CCE | 0 | 0 | 0.027312 | 0.027312 | 0.027312 | 0.027312 | 0.027312 | 0.027312 | 0.027312 | 0.027312 | 0.027312 | 0.027312 | 0.027312 | 0.027312 | 0.027312 | 0.027312 | 0.027312 | 0.027312 | 0.027312 | 0.027312 | 0.027312 | 0.027312 | 0.027312 | 0.027312 | 0.027312 | 0.027312 | 0.027312
F1_Commercial_Health_Existing_Water Heating_Natural Gas_Water Heater_E5 | F1 | Commercial | Health | Existing | Water Heating | Natural Gas | Water Heater | E5 | CCE | 0 | 0 | 0 | 0 | 0 | 0 | 0 | 0 | 0 | 0 | 0 | 0 | 0 | 0 | 0 | 0 | 0 | 0 | 0 | 0 | 0 | 0 | 0 | 0 | 0 | 0 | 0
F1_Commercial_Health_Existing_Water Heating_Natural Gas_Water Heater_E6 | F1 | Commercial | Health | Existing | Water Heating | Natural Gas | Water Heater | E6 | CCE | 0 | 0 | 0 | 0 | 0 | 0 | 0 | 0 | 0 | 0 | 0 | 0 | 0 | 0 | 0 | 0 | 0 | 0 | 0 | 0 | 0 | 0 | 0 | 0 | 0 | 0 | 0
F1_Commercial_Health_Existing_Water Heating_Natural Gas_Water Heater_E7 | F1 | Commercial | Health | Existing | Water Heating | Natural Gas | Water Heater | E7 | CCE | 0 | 0 | 0 | 0 | 0 | 0 | 0 | 0 | 0 | 0 | 0 | 0 | 0 | 0 | 0 | 0 | 0 | 0 | 0 | 0 | 0 | 0 | 0 | 0 | 0 | 0 | 0
F1_Commercial_Health_Existing_Water Heating_Natural Gas_Water Heater_E8 | F1 | Commercial | Health | Existing | Water Heating | Natural Gas | Water Heater | E8 | CCE | 0 | 0 | 0 | 0 | 0 | 0 | 0 | 0 | 0 | 0 | 0 | 0 | 0 | 0 | 0 | 0 | 0 | 0 | 0 | 0 | 0 | 0 | 0 | 0 | 0 | 0 | 0
F1_Commercial_Health_Existing_Water Heating_Natural Gas_Water Heater_E9 | F1 | Commercial | Health | Existing | Water Heating | Natural Gas | Water Heater | E9 | CCE | 0 | 0 | 0 | 0 | 0 | 0 | 0 | 0 | 0 | 0 | 0 | 0 | 0 | 0 | 0 | 0 | 0 | 0 | 0 | 0 | 0 | 0 | 0 | 0 | 0 | 0 | 0
F1_Commercial_Health_Existing_Water Heating_Natural Gas_Water Heater_E10 | F1 | Commercial | Health | Existing | Water Heating | Natural Gas | Water Heater | E10 | CCE | 0 | 0 | 0 | 0 | 0 | 0 | 0 | 0 | 0 | 0 | 0 | 0 | 0 | 0 | 0 | 0 | 0 | 0 | 0 | 0 | 0 | 0 | 0 | 0 | 0 | 0 | 0
F2_Commercial_Health_Existing_Water Heating_Natural Gas_Water Heater_E1 | F2 | Commercial | Health | Existing | Water Heating | Natural Gas | Water Heater | E1 | TRC BC Ratio | bar: 2021 to 2047
F2_Commercial_Health_Existing_Water Heating_Natural Gas_Water Heater_E2 | F2 | Commercial | Health | Existing | Water Heating | Natural Gas | Water Heater | E2 | TRC BC Ratio | 5.2799 | 5.2037 | 5.1294 | 5.0573 | 5.058 | 5.106 | 5.1837 | 5.278 | 5.3797 | 5.4837 | 5.5865 | 5.6776 | 5.7471 | 5.7766 | 5.763 | 5.7065 | 5.6115 | 5.4871 | 5.339 | 5.1634 | 4.9581 | 4.7217 | 4.5119 | 4.3761 | 4.3174 | 4.3386 | 4.3598
F2_Commercial_Health_Existing_Water Heating_Natural Gas_Water Heater_E3 | F2 | Commercial | Health | Existing | Water Heating | Natural Gas | Water Heater | E3 | TRC BC Ratio | bar: 2021 to 2047
F2_Commercial_Health_Existing_Water Heating_Natural Gas_Water Heater_E4 | F2 | Commercial | Health | Existing | Water Heating | Natural Gas | Water Heater | E4 | TRC BC Ratio | 0 | 0 | 0.46668 | 0.44639 | 0.43826 | 0.43799 | 0.44354 | 0.45493 | 0.47312 | 0.49993 | 0.53429 | 0.57206 | 0.60887 | 0.63669 | 0.65104 | 0.6505 | 0.63645 | 0.61374 | 0.587 | 0.55558 | 0.51908 | 0.4773 | 0.44003 | 0.41533 | 0.40374 | 0.40572 | 0.40771
F2_Commercial_Health_Existing_Water Heating_Natural Gas_Water Heater_E5 | F2 | Commercial | Health | Existing | Water Heating | Natural Gas | Water Heater | E5 | TRC BC Ratio | 0 | 0 | 0 | 0 | 0 | 0 | 0 | 0 | 0 | 0 | 0 | 0 | 0 | 0 | 0 | 0 | 0 | 0 | 0 | 0 | 0 | 0 | 0 | 0 | 0 | 0 | 0
F2_Commercial_Health_Existing_Water Heating_Natural Gas_Water Heater_E6 | F2 | Commercial | Health | Existing | Water Heating | Natural Gas | Water Heater | E6 | TRC BC Ratio | 0 | 0 | 0 | 0 | 0 | 0 | 0 | 0 | 0 | 0 | 0 | 0 | 0 | 0 | 0 | 0 | 0 | 0 | 0 | 0 | 0 | 0 | 0 | 0 | 0 | 0 | 0
F2_Commercial_Health_Existing_Water Heating_Natural Gas_Water Heater_E7 | F2 | Commercial | Health | Existing | Water Heating | Natural Gas | Water Heater | E7 | TRC BC Ratio | 0 | 0 | 0 | 0 | 0 | 0 | 0 | 0 | 0 | 0 | 0 | 0 | 0 | 0 | 0 | 0 | 0 | 0 | 0 | 0 | 0 | 0 | 0 | 0 | 0 | 0 | 0
F2_Commercial_Health_Existing_Water Heating_Natural Gas_Water Heater_E8 | F2 | Commercial | Health | Existing | Water Heating | Natural Gas | Water Heater | E8 | TRC BC Ratio | 0 | 0 | 0 | 0 | 0 | 0 | 0 | 0 | 0 | 0 | 0 | 0 | 0 | 0 | 0 | 0 | 0 | 0 | 0 | 0 | 0 | 0 | 0 | 0 | 0 | 0 | 0
F2_Commercial_Health_Existing_Water Heating_Natural Gas_Water Heater_E9 | F2 | Commercial | Health | Existing | Water Heating | Natural Gas | Water Heater | E9 | TRC BC Ratio | 0 | 0 | 0 | 0 | 0 | 0 | 0 | 0 | 0 | 0 | 0 | 0 | 0 | 0 | 0 | 0 | 0 | 0 | 0 | 0 | 0 | 0 | 0 | 0 | 0 | 0 | 0
F2_Commercial_Health_Existing_Water Heating_Natural Gas_Water Heater_E10 | F2 | Commercial | Health | Existing | Water Heating | Natural Gas | Water Heater | E10 | TRC BC Ratio | 0 | 0 | 0 | 0 | 0 | 0 | 0 | 0 | 0 | 0 | 0 | 0 | 0 | 0 | 0 | 0 | 0 | 0 | 0 | 0 | 0 | 0 | 0 | 0 | 0 | 0 | 0
F3_Commercial_Health_Existing_Water Heating_Natural Gas_Water Heater_E1 | F3 | Commercial | Health | Existing | Water Heating | Natural Gas | Water Heater | E1 | PACT BC Ratio | bar: 2021 to 2047
F3_Commercial_Health_Existing_Water Heating_Natural Gas_Water Heater_E2 | F3 | Commercial | Health | Existing | Water Heating | Natural Gas | Water Heater | E2 | PACT BC Ratio | 6.6572 | 6.5612 | 6.4675 | 6.3766 | 6.3775 | 6.438 | 6.536 | 6.6548 | 6.783 | 6.9142 | 7.0439 | 7.1587 | 7.2463 | 7.2836 | 7.2664 | 7.1951 | 7.0753 | 6.9185 | 6.7318 | 6.5104 | 6.2515 | 5.9535 | 5.6889 | 5.5176 | 5.4437 | 5.4704 | 5.4972
F3_Commercial_Health_Existing_Water Heating_Natural Gas_Water Heater_E3 | F3 | Commercial | Health | Existing | Water Heating | Natural Gas | Water Heater | E3 | PACT BC Ratio | bar: 2021 to 2047
F3_Commercial_Health_Existing_Water Heating_Natural Gas_Water Heater_E4 | F3 | Commercial | Health | Existing | Water Heating | Natural Gas | Water Heater | E4 | PACT BC Ratio | 0 | 0 | 0.58842 | 0.56284 | 0.55259 | 0.55224 | 0.55925 | 0.57361 | 0.59654 | 0.63035 | 0.67367 | 0.72129 | 0.7677 | 0.80278 | 0.82088 | 0.8202 | 0.80248 | 0.77385 | 0.74012 | 0.70051 | 0.65449 | 0.60182 | 0.55482 | 0.52368 | 0.50907 | 0.51156 | 0.51407
F3_Commercial_Health_Existing_Water Heating_Natural Gas_Water Heater_E5 | F3 | Commercial | Health | Existing | Water Heating | Natural Gas | Water Heater | E5 | PACT BC Ratio | 0 | 0 | 0 | 0 | 0 | 0 | 0 | 0 | 0 | 0 | 0 | 0 | 0 | 0 | 0 | 0 | 0 | 0 | 0 | 0 | 0 | 0 | 0 | 0 | 0 | 0 | 0
F3_Commercial_Health_Existing_Water Heating_Natural Gas_Water Heater_E6 | F3 | Commercial | Health | Existing | Water Heating | Natural Gas | Water Heater | E6 | PACT BC Ratio | 0 | 0 | 0 | 0 | 0 | 0 | 0 | 0 | 0 | 0 | 0 | 0 | 0 | 0 | 0 | 0 | 0 | 0 | 0 | 0 | 0 | 0 | 0 | 0 | 0 | 0 | 0
F3_Commercial_Health_Existing_Water Heating_Natural Gas_Water Heater_E7 | F3 | Commercial | Health | Existing | Water Heating | Natural Gas | Water Heater | E7 | PACT BC Ratio | 0 | 0 | 0 | 0 | 0 | 0 | 0 | 0 | 0 | 0 | 0 | 0 | 0 | 0 | 0 | 0 | 0 | 0 | 0 | 0 | 0 | 0 | 0 | 0 | 0 | 0 | 0
F3_Commercial_Health_Existing_Water Heating_Natural Gas_Water Heater_E8 | F3 | Commercial | Health | Existing | Water Heating | Natural Gas | Water Heater | E8 | PACT BC Ratio | 0 | 0 | 0 | 0 | 0 | 0 | 0 | 0 | 0 | 0 | 0 | 0 | 0 | 0 | 0 | 0 | 0 | 0 | 0 | 0 | 0 | 0 | 0 | 0 | 0 | 0 | 0
F3_Commercial_Health_Existing_Water Heating_Natural Gas_Water Heater_E9 | F3 | Commercial | Health | Existing | Water Heating | Natural Gas | Water Heater | E9 | PACT BC Ratio | 0 | 0 | 0 | 0 | 0 | 0 | 0 | 0 | 0 | 0 | 0 | 0 | 0 | 0 | 0 | 0 | 0 | 0 | 0 | 0 | 0 | 0 | 0 | 0 | 0 | 0 | 0
F3_Commercial_Health_Existing_Water Heating_Natural Gas_Water Heater_E10 | F3 | Commercial | Health | Existing | Water Heating | Natural Gas | Water Heater | E10 | PACT BC Ratio | 0 | 0 | 0 | 0 | 0 | 0 | 0 | 0 | 0 | 0 | 0 | 0 | 0 | 0 | 0 | 0 | 0 | 0 | 0 | 0 | 0 | 0 | 0 | 0 | 0 | 0 | 0
F4_Commercial_Health_Existing_Water Heating_Natural Gas_Water Heater_E1 | F4 | Commercial | Health | Existing | Water Heating | Natural Gas | Water Heater | E1 | RVT BC Ratio | bar: 2021 to 2047
F4_Commercial_Health_Existing_Water Heating_Natural Gas_Water Heater_E2 | F4 | Commercial | Health | Existing | Water Heating | Natural Gas | Water Heater | E2 | RVT BC Ratio | 0.7 | 0.7 | 0.7 | 0.7 | 0.7 | 0.7 | 0.7 | 0.7 | 0.7 | 0.7 | 0.7 | 0.7 | 0.7 | 0.7 | 0.7 | 0.7 | 0.7 | 0.7 | 0.7 | 0.7 | 0.7 | 0.7 | 0.7 | 0.7 | 0.7 | 0.7 | 0.7
F4_Commercial_Health_Existing_Water Heating_Natural Gas_Water Heater_E3 | F4 | Commercial | Health | Existing | Water Heating | Natural Gas | Water Heater | E3 | RVT BC Ratio | bar: 2021 to 2047
F4_Commercial_Health_Existing_Water Heating_Natural Gas_Water Heater_E4 | F4 | Commercial | Health | Existing | Water Heating | Natural Gas | Water Heater | E4 | RVT BC Ratio | 0 | 0 | 0.7 | 0.7 | 0.7 | 0.7 | 0.7 | 0.7 | 0.7 | 0.7 | 0.7 | 0.7 | 0.7 | 0.7 | 0.7 | 0.7 | 0.7 | 0.7 | 0.7 | 0.7 | 0.7 | 0.7 | 0.7 | 0.7 | 0.7 | 0.7 | 0.7
F4_Commercial_Health_Existing_Water Heating_Natural Gas_Water Heater_E5 | F4 | Commercial | Health | Existing | Water Heating | Natural Gas | Water Heater | E5 | RVT BC Ratio | 0 | 0 | 0 | 0 | 0 | 0 | 0 | 0 | 0 | 0 | 0 | 0 | 0 | 0 | 0 | 0 | 0 | 0 | 0 | 0 | 0 | 0 | 0 | 0 | 0 | 0 | 0
F4_Commercial_Health_Existing_Water Heating_Natural Gas_Water Heater_E6 | F4 | Commercial | Health | Existing | Water Heating | Natural Gas | Water Heater | E6 | RVT BC Ratio | 0 | 0 | 0 | 0 | 0 | 0 | 0 | 0 | 0 | 0 | 0 | 0 | 0 | 0 | 0 | 0 | 0 | 0 | 0 | 0 | 0 | 0 | 0 | 0 | 0 | 0 | 0
F4_Commercial_Health_Existing_Water Heating_Natural Gas_Water Heater_E7 | F4 | Commercial | Health | Existing | Water Heating | Natural Gas | Water Heater | E7 | RVT BC Ratio | 0 | 0 | 0 | 0 | 0 | 0 | 0 | 0 | 0 | 0 | 0 | 0 | 0 | 0 | 0 | 0 | 0 | 0 | 0 | 0 | 0 | 0 | 0 | 0 | 0 | 0 | 0
F4_Commercial_Health_Existing_Water Heating_Natural Gas_Water Heater_E8 | F4 | Commercial | Health | Existing | Water Heating | Natural Gas | Water Heater | E8 | RVT BC Ratio | 0 | 0 | 0 | 0 | 0 | 0 | 0 | 0 | 0 | 0 | 0 | 0 | 0 | 0 | 0 | 0 | 0 | 0 | 0 | 0 | 0 | 0 | 0 | 0 | 0 | 0 | 0
F4_Commercial_Health_Existing_Water Heating_Natural Gas_Water Heater_E9 | F4 | Commercial | Health | Existing | Water Heating | Natural Gas | Water Heater | E9 | RVT BC Ratio | 0 | 0 | 0 | 0 | 0 | 0 | 0 | 0 | 0 | 0 | 0 | 0 | 0 | 0 | 0 | 0 | 0 | 0 | 0 | 0 | 0 | 0 | 0 | 0 | 0 | 0 | 0
F4_Commercial_Health_Existing_Water Heating_Natural Gas_Water Heater_E10 | F4 | Commercial | Health | Existing | Water Heating | Natural Gas | Water Heater | E10 | RVT BC Ratio | 0 | 0 | 0 | 0 | 0 | 0 | 0 | 0 | 0 | 0 | 0 | 0 | 0 | 0 | 0 | 0 | 0 | 0 | 0 | 0 | 0 | 0 | 0 | 0 | 0 | 0 | 0
F5_Commercial_Health_Existing_Water Heating_Natural Gas_Water Heater_E1 | F5 | Commercial | Health | Existing | Water Heating | Natural Gas | Water Heater | E1 | RIM BC Ratio | bar: 2021 to 2047
F5_Commercial_Health_Existing_Water Heating_Natural Gas_Water Heater_E2 | F5 | Commercial | Health | Existing | Water Heating | Natural Gas | Water Heater | E2 | RIM BC Ratio | 6.6572 | 6.5612 | 6.4675 | 6.3766 | 6.3775 | 6.438 | 6.536 | 6.6548 | 6.783 | 6.9142 | 7.0439 | 7.1587 | 7.2463 | 7.2836 | 7.2664 | 7.1951 | 7.0753 | 6.9185 | 6.7318 | 6.5104 | 6.2515 | 5.9535 | 5.6889 | 5.5176 | 5.4437 | 5.4704 | 5.4972
F5_Commercial_Health_Existing_Water Heating_Natural Gas_Water Heater_E3 | F5 | Commercial | Health | Existing | Water Heating | Natural Gas | Water Heater | E3 | RIM BC Ratio | bar: 2021 to 2047
F5_Commercial_Health_Existing_Water Heating_Natural Gas_Water Heater_E4 | F5 | Commercial | Health | Existing | Water Heating | Natural Gas | Water Heater | E4 | RIM BC Ratio | 0 | 0 | 0.58842 | 0.56284 | 0.55259 | 0.55224 | 0.55925 | 0.57361 | 0.59654 | 0.63035 | 0.67367 | 0.72129 | 0.7677 | 0.80278 | 0.82088 | 0.8202 | 0.80248 | 0.77385 | 0.74012 | 0.70051 | 0.65449 | 0.60182 | 0.55482 | 0.52368 | 0.50907 | 0.51156 | 0.51407
F5_Commercial_Health_Existing_Water Heating_Natural Gas_Water Heater_E5 | F5 | Commercial | Health | Existing | Water Heating | Natural Gas | Water Heater | E5 | RIM BC Ratio | 0 | 0 | 0 | 0 | 0 | 0 | 0 | 0 | 0 | 0 | 0 | 0 | 0 | 0 | 0 | 0 | 0 | 0 | 0 | 0 | 0 | 0 | 0 | 0 | 0 | 0 | 0
F5_Commercial_Health_Existing_Water Heating_Natural Gas_Water Heater_E6 | F5 | Commercial | Health | Existing | Water Heating | Natural Gas | Water Heater | E6 | RIM BC Ratio | 0 | 0 | 0 | 0 | 0 | 0 | 0 | 0 | 0 | 0 | 0 | 0 | 0 | 0 | 0 | 0 | 0 | 0 | 0 | 0 | 0 | 0 | 0 | 0 | 0 | 0 | 0
F5_Commercial_Health_Existing_Water Heating_Natural Gas_Water Heater_E7 | F5 | Commercial | Health | Existing | Water Heating | Natural Gas | Water Heater | E7 | RIM BC Ratio | 0 | 0 | 0 | 0 | 0 | 0 | 0 | 0 | 0 | 0 | 0 | 0 | 0 | 0 | 0 | 0 | 0 | 0 | 0 | 0 | 0 | 0 | 0 | 0 | 0 | 0 | 0
F5_Commercial_Health_Existing_Water Heating_Natural Gas_Water Heater_E8 | F5 | Commercial | Health | Existing | Water Heating | Natural Gas | Water Heater | E8 | RIM BC Ratio | 0 | 0 | 0 | 0 | 0 | 0 | 0 | 0 | 0 | 0 | 0 | 0 | 0 | 0 | 0 | 0 | 0 | 0 | 0 | 0 | 0 | 0 | 0 | 0 | 0 | 0 | 0
F5_Commercial_Health_Existing_Water Heating_Natural Gas_Water Heater_E9 | F5 | Commercial | Health | Existing | Water Heating | Natural Gas | Water Heater | E9 | RIM BC Ratio | 0 | 0 | 0 | 0 | 0 | 0 | 0 | 0 | 0 | 0 | 0 | 0 | 0 | 0 | 0 | 0 | 0 | 0 | 0 | 0 | 0 | 0 | 0 | 0 | 0 | 0 | 0
F5_Commercial_Health_Existing_Water Heating_Natural Gas_Water Heater_E10 | F5 | Commercial | Health | Existing | Water Heating | Natural Gas | Water Heater | E10 | RIM BC Ratio | 0 | 0 | 0 | 0 | 0 | 0 | 0 | 0 | 0 | 0 | 0 | 0 | 0 | 0 | 0 | 0 | 0 | 0 | 0 | 0 | 0 | 0 | 0 | 0 | 0 | 0 | 0
F0_Commercial_Health_Existing_Food Preparation_Natural Gas_Oven_E0 | F0 | Commercial | Health | Existing | Food Preparation | Natural Gas | Oven | E0 | Economic Unit | ENERGY STAR (>42% Baking Efficiency) | ENERGY STAR (>42% Baking Efficiency) | ENERGY STAR (>42% Baking Efficiency) | ENERGY STAR (>42% Baking Efficiency) | ENERGY STAR (>42% Baking Efficiency) | ENERGY STAR (>42% Baking Efficiency) | ENERGY STAR (>42% Baking Efficiency) | ENERGY STAR (>42% Baking Efficiency) | ENERGY STAR (>42% Baking Efficiency) | ENERGY STAR (>42% Baking Efficiency) | ENERGY STAR (>42% Baking Efficiency) | ENERGY STAR (>42% Baking Efficiency) | ENERGY STAR (>42% Baking Efficiency) | ENERGY STAR (>42% Baking Efficiency) | ENERGY STAR (>42% Baking Efficiency) | ENERGY STAR (>42% Baking Efficiency) | ENERGY STAR (>42% Baking Efficiency) | ENERGY STAR (>42% Baking Efficiency) | ENERGY STAR (>42% Baking Efficiency) | ENERGY STAR (>42% Baking Efficiency) | ENERGY STAR (>42% Baking Efficiency) | ENERGY STAR (>42% Baking Efficiency) | ENERGY STAR (>42% Baking Efficiency) | ENERGY STAR (>42% Baking Efficiency) | ENERGY STAR (>42% Baking Efficiency) | ENERGY STAR (>42% Baking Efficiency) | ENERGY STAR (>42% Baking Efficiency)
F1_Commercial_Health_Existing_Food Preparation_Natural Gas_Oven_E1 | F1 | Commercial | Health | Existing | Food Preparation | Natural Gas | Oven | E1 | CCE | 0 | 0 | 0 | 0 | 0 | 0 | 0 | 0 | 0 | 0 | 0 | 0 | 0 | 0 | 0 | 0 | 0 | 0 | 0 | 0 | 0 | 0 | 0 | 0 | 0 | 0 | 0
F1_Commercial_Health_Existing_Food Preparation_Natural Gas_Oven_E2 | F1 | Commercial | Health | Existing | Food Preparation | Natural Gas | Oven | E2 | CCE | 0.0064069 | 0.0064069 | 0.0064069 | 0.0064069 | 0.0064069 | 0.0064069 | 0.0064069 | 0.0064069 | 0.0064069 | 0.0064069 | 0.0064069 | 0.0064069 | 0.0064069 | 0.0064069 | 0.0064069 | 0.0064069 | 0.0064069 | 0.0064069 | 0.0064069 | 0.0064069 | 0.0064069 | 0.0064069 | 0.0064069 | 0.0064069 | 0.0064069 | 0.0064069 | 0.0064069
F1_Commercial_Health_Existing_Food Preparation_Natural Gas_Oven_E3 | F1 | Commercial | Health | Existing | Food Preparation | Natural Gas | Oven | E3 | CCE | 0 | 0 | 0 | 0 | 0 | 0 | 0 | 0 | 0 | 0 | 0 | 0 | 0 | 0 | 0 | 0 | 0 | 0 | 0 | 0 | 0 | 0 | 0 | 0 | 0 | 0 | 0
F1_Commercial_Health_Existing_Food Preparation_Natural Gas_Oven_E4 | F1 | Commercial | Health | Existing | Food Preparation | Natural Gas | Oven | E4 | CCE | 0 | 0 | 0 | 0 | 0 | 0 | 0 | 0 | 0 | 0 | 0 | 0 | 0 | 0 | 0 | 0 | 0 | 0 | 0 | 0 | 0 | 0 | 0 | 0 | 0 | 0 | 0
F1_Commercial_Health_Existing_Food Preparation_Natural Gas_Oven_E5 | F1 | Commercial | Health | Existing | Food Preparation | Natural Gas | Oven | E5 | CCE | 0 | 0 | 0 | 0 | 0 | 0 | 0 | 0 | 0 | 0 | 0 | 0 | 0 | 0 | 0 | 0 | 0 | 0 | 0 | 0 | 0 | 0 | 0 | 0 | 0 | 0 | 0
F1_Commercial_Health_Existing_Food Preparation_Natural Gas_Oven_E6 | F1 | Commercial | Health | Existing | Food Preparation | Natural Gas | Oven | E6 | CCE | 0 | 0 | 0 | 0 | 0 | 0 | 0 | 0 | 0 | 0 | 0 | 0 | 0 | 0 | 0 | 0 | 0 | 0 | 0 | 0 | 0 | 0 | 0 | 0 | 0 | 0 | 0
F1_Commercial_Health_Existing_Food Preparation_Natural Gas_Oven_E7 | F1 | Commercial | Health | Existing | Food Preparation | Natural Gas | Oven | E7 | CCE | 0 | 0 | 0 | 0 | 0 | 0 | 0 | 0 | 0 | 0 | 0 | 0 | 0 | 0 | 0 | 0 | 0 | 0 | 0 | 0 | 0 | 0 | 0 | 0 | 0 | 0 | 0
F1_Commercial_Health_Existing_Food Preparation_Natural Gas_Oven_E8 | F1 | Commercial | Health | Existing | Food Preparation | Natural Gas | Oven | E8 | CCE | 0 | 0 | 0 | 0 | 0 | 0 | 0 | 0 | 0 | 0 | 0 | 0 | 0 | 0 | 0 | 0 | 0 | 0 | 0 | 0 | 0 | 0 | 0 | 0 | 0 | 0 | 0
F1_Commercial_Health_Existing_Food Preparation_Natural Gas_Oven_E9 | F1 | Commercial | Health | Existing | Food Preparation | Natural Gas | Oven | E9 | CCE | 0 | 0 | 0 | 0 | 0 | 0 | 0 | 0 | 0 | 0 | 0 | 0 | 0 | 0 | 0 | 0 | 0 | 0 | 0 | 0 | 0 | 0 | 0 | 0 | 0 | 0 | 0
F1_Commercial_Health_Existing_Food Preparation_Natural Gas_Oven_E10 | F1 | Commercial | Health | Existing | Food Preparation | Natural Gas | Oven | E10 | CCE | 0 | 0 | 0 | 0 | 0 | 0 | 0 | 0 | 0 | 0 | 0 | 0 | 0 | 0 | 0 | 0 | 0 | 0 | 0 | 0 | 0 | 0 | 0 | 0 | 0 | 0 | 0
F2_Commercial_Health_Existing_Food Preparation_Natural Gas_Oven_E1 | F2 | Commercial | Health | Existing | Food Preparation | Natural Gas | Oven | E1 | TRC BC Ratio | bar: 2021 to 2047
F2_Commercial_Health_Existing_Food Preparation_Natural Gas_Oven_E2 | F2 | Commercial | Health | Existing | Food Preparation | Natural Gas | Oven | E2 | TRC BC Ratio | 2.1435 | 2.1209 | 2.0991 | 2.0784 | 2.0838 | 2.1062 | 2.1397 | 2.1792 | 2.22 | 2.2569 | 2.287 | 2.3059 | 2.3122 | 2.3039 | 2.2841 | 2.2551 | 2.2186 | 2.175 | 2.1228 | 2.0608 | 1.9881 | 1.9043 | 1.83 | 1.7822 | 1.7622 | 1.7709 | 1.7795
F2_Commercial_Health_Existing_Food Preparation_Natural Gas_Oven_E3 | F2 | Commercial | Health | Existing | Food Preparation | Natural Gas | Oven | E3 | TRC BC Ratio | 0 | 0 | 0 | 0 | 0 | 0 | 0 | 0 | 0 | 0 | 0 | 0 | 0 | 0 | 0 | 0 | 0 | 0 | 0 | 0 | 0 | 0 | 0 | 0 | 0 | 0 | 0
F2_Commercial_Health_Existing_Food Preparation_Natural Gas_Oven_E4 | F2 | Commercial | Health | Existing | Food Preparation | Natural Gas | Oven | E4 | TRC BC Ratio | 0 | 0 | 0 | 0 | 0 | 0 | 0 | 0 | 0 | 0 | 0 | 0 | 0 | 0 | 0 | 0 | 0 | 0 | 0 | 0 | 0 | 0 | 0 | 0 | 0 | 0 | 0
F2_Commercial_Health_Existing_Food Preparation_Natural Gas_Oven_E5 | F2 | Commercial | Health | Existing | Food Preparation | Natural Gas | Oven | E5 | TRC BC Ratio | 0 | 0 | 0 | 0 | 0 | 0 | 0 | 0 | 0 | 0 | 0 | 0 | 0 | 0 | 0 | 0 | 0 | 0 | 0 | 0 | 0 | 0 | 0 | 0 | 0 | 0 | 0
F2_Commercial_Health_Existing_Food Preparation_Natural Gas_Oven_E6 | F2 | Commercial | Health | Existing | Food Preparation | Natural Gas | Oven | E6 | TRC BC Ratio | 0 | 0 | 0 | 0 | 0 | 0 | 0 | 0 | 0 | 0 | 0 | 0 | 0 | 0 | 0 | 0 | 0 | 0 | 0 | 0 | 0 | 0 | 0 | 0 | 0 | 0 | 0
F2_Commercial_Health_Existing_Food Preparation_Natural Gas_Oven_E7 | F2 | Commercial | Health | Existing | Food Preparation | Natural Gas | Oven | E7 | TRC BC Ratio | 0 | 0 | 0 | 0 | 0 | 0 | 0 | 0 | 0 | 0 | 0 | 0 | 0 | 0 | 0 | 0 | 0 | 0 | 0 | 0 | 0 | 0 | 0 | 0 | 0 | 0 | 0
F2_Commercial_Health_Existing_Food Preparation_Natural Gas_Oven_E8 | F2 | Commercial | Health | Existing | Food Preparation | Natural Gas | Oven | E8 | TRC BC Ratio | 0 | 0 | 0 | 0 | 0 | 0 | 0 | 0 | 0 | 0 | 0 | 0 | 0 | 0 | 0 | 0 | 0 | 0 | 0 | 0 | 0 | 0 | 0 | 0 | 0 | 0 | 0
F2_Commercial_Health_Existing_Food Preparation_Natural Gas_Oven_E9 | F2 | Commercial | Health | Existing | Food Preparation | Natural Gas | Oven | E9 | TRC BC Ratio | 0 | 0 | 0 | 0 | 0 | 0 | 0 | 0 | 0 | 0 | 0 | 0 | 0 | 0 | 0 | 0 | 0 | 0 | 0 | 0 | 0 | 0 | 0 | 0 | 0 | 0 | 0
F2_Commercial_Health_Existing_Food Preparation_Natural Gas_Oven_E10 | F2 | Commercial | Health | Existing | Food Preparation | Natural Gas | Oven | E10 | TRC BC Ratio | 0 | 0 | 0 | 0 | 0 | 0 | 0 | 0 | 0 | 0 | 0 | 0 | 0 | 0 | 0 | 0 | 0 | 0 | 0 | 0 | 0 | 0 | 0 | 0 | 0 | 0 | 0
F3_Commercial_Health_Existing_Food Preparation_Natural Gas_Oven_E1 | F3 | Commercial | Health | Existing | Food Preparation | Natural Gas | Oven | E1 | PACT BC Ratio | bar: 2021 to 2047
F3_Commercial_Health_Existing_Food Preparation_Natural Gas_Oven_E2 | F3 | Commercial | Health | Existing | Food Preparation | Natural Gas | Oven | E2 | PACT BC Ratio | 2.8204 | 2.7906 | 2.762 | 2.7347 | 2.7418 | 2.7714 | 2.8154 | 2.8674 | 2.9211 | 2.9697 | 3.0092 | 3.0341 | 3.0424 | 3.0315 | 3.0054 | 2.9673 | 2.9193 | 2.8618 | 2.7932 | 2.7116 | 2.6159 | 2.5056 | 2.4079 | 2.3451 | 2.3187 | 2.3301 | 2.3415
F3_Commercial_Health_Existing_Food Preparation_Natural Gas_Oven_E3 | F3 | Commercial | Health | Existing | Food Preparation | Natural Gas | Oven | E3 | PACT BC Ratio | 0 | 0 | 0 | 0 | 0 | 0 | 0 | 0 | 0 | 0 | 0 | 0 | 0 | 0 | 0 | 0 | 0 | 0 | 0 | 0 | 0 | 0 | 0 | 0 | 0 | 0 | 0
F3_Commercial_Health_Existing_Food Preparation_Natural Gas_Oven_E4 | F3 | Commercial | Health | Existing | Food Preparation | Natural Gas | Oven | E4 | PACT BC Ratio | 0 | 0 | 0 | 0 | 0 | 0 | 0 | 0 | 0 | 0 | 0 | 0 | 0 | 0 | 0 | 0 | 0 | 0 | 0 | 0 | 0 | 0 | 0 | 0 | 0 | 0 | 0
F3_Commercial_Health_Existing_Food Preparation_Natural Gas_Oven_E5 | F3 | Commercial | Health | Existing | Food Preparation | Natural Gas | Oven | E5 | PACT BC Ratio | 0 | 0 | 0 | 0 | 0 | 0 | 0 | 0 | 0 | 0 | 0 | 0 | 0 | 0 | 0 | 0 | 0 | 0 | 0 | 0 | 0 | 0 | 0 | 0 | 0 | 0 | 0
F3_Commercial_Health_Existing_Food Preparation_Natural Gas_Oven_E6 | F3 | Commercial | Health | Existing | Food Preparation | Natural Gas | Oven | E6 | PACT BC Ratio | 0 | 0 | 0 | 0 | 0 | 0 | 0 | 0 | 0 | 0 | 0 | 0 | 0 | 0 | 0 | 0 | 0 | 0 | 0 | 0 | 0 | 0 | 0 | 0 | 0 | 0 | 0
F3_Commercial_Health_Existing_Food Preparation_Natural Gas_Oven_E7 | F3 | Commercial | Health | Existing | Food Preparation | Natural Gas | Oven | E7 | PACT BC Ratio | 0 | 0 | 0 | 0 | 0 | 0 | 0 | 0 | 0 | 0 | 0 | 0 | 0 | 0 | 0 | 0 | 0 | 0 | 0 | 0 | 0 | 0 | 0 | 0 | 0 | 0 | 0
F3_Commercial_Health_Existing_Food Preparation_Natural Gas_Oven_E8 | F3 | Commercial | Health | Existing | Food Preparation | Natural Gas | Oven | E8 | PACT BC Ratio | 0 | 0 | 0 | 0 | 0 | 0 | 0 | 0 | 0 | 0 | 0 | 0 | 0 | 0 | 0 | 0 | 0 | 0 | 0 | 0 | 0 | 0 | 0 | 0 | 0 | 0 | 0
F3_Commercial_Health_Existing_Food Preparation_Natural Gas_Oven_E9 | F3 | Commercial | Health | Existing | Food Preparation | Natural Gas | Oven | E9 | PACT BC Ratio | 0 | 0 | 0 | 0 | 0 | 0 | 0 | 0 | 0 | 0 | 0 | 0 | 0 | 0 | 0 | 0 | 0 | 0 | 0 | 0 | 0 | 0 | 0 | 0 | 0 | 0 | 0
F3_Commercial_Health_Existing_Food Preparation_Natural Gas_Oven_E10 | F3 | Commercial | Health | Existing | Food Preparation | Natural Gas | Oven | E10 | PACT BC Ratio | 0 | 0 | 0 | 0 | 0 | 0 | 0 | 0 | 0 | 0 | 0 | 0 | 0 | 0 | 0 | 0 | 0 | 0 | 0 | 0 | 0 | 0 | 0 | 0 | 0 | 0 | 0
F4_Commercial_Health_Existing_Food Preparation_Natural Gas_Oven_E1 | F4 | Commercial | Health | Existing | Food Preparation | Natural Gas | Oven | E1 | RVT BC Ratio | bar: 2021 to 2047
F4_Commercial_Health_Existing_Food Preparation_Natural Gas_Oven_E2 | F4 | Commercial | Health | Existing | Food Preparation | Natural Gas | Oven | E2 | RVT BC Ratio | 0.7 | 0.7 | 0.7 | 0.7 | 0.7 | 0.7 | 0.7 | 0.7 | 0.7 | 0.7 | 0.7 | 0.7 | 0.7 | 0.7 | 0.7 | 0.7 | 0.7 | 0.7 | 0.7 | 0.7 | 0.7 | 0.7 | 0.7 | 0.7 | 0.7 | 0.7 | 0.7
F4_Commercial_Health_Existing_Food Preparation_Natural Gas_Oven_E3 | F4 | Commercial | Health | Existing | Food Preparation | Natural Gas | Oven | E3 | RVT BC Ratio | 0 | 0 | 0 | 0 | 0 | 0 | 0 | 0 | 0 | 0 | 0 | 0 | 0 | 0 | 0 | 0 | 0 | 0 | 0 | 0 | 0 | 0 | 0 | 0 | 0 | 0 | 0
F4_Commercial_Health_Existing_Food Preparation_Natural Gas_Oven_E4 | F4 | Commercial | Health | Existing | Food Preparation | Natural Gas | Oven | E4 | RVT BC Ratio | 0 | 0 | 0 | 0 | 0 | 0 | 0 | 0 | 0 | 0 | 0 | 0 | 0 | 0 | 0 | 0 | 0 | 0 | 0 | 0 | 0 | 0 | 0 | 0 | 0 | 0 | 0
F4_Commercial_Health_Existing_Food Preparation_Natural Gas_Oven_E5 | F4 | Commercial | Health | Existing | Food Preparation | Natural Gas | Oven | E5 | RVT BC Ratio | 0 | 0 | 0 | 0 | 0 | 0 | 0 | 0 | 0 | 0 | 0 | 0 | 0 | 0 | 0 | 0 | 0 | 0 | 0 | 0 | 0 | 0 | 0 | 0 | 0 | 0 | 0
F4_Commercial_Health_Existing_Food Preparation_Natural Gas_Oven_E6 | F4 | Commercial | Health | Existing | Food Preparation | Natural Gas | Oven | E6 | RVT BC Ratio | 0 | 0 | 0 | 0 | 0 | 0 | 0 | 0 | 0 | 0 | 0 | 0 | 0 | 0 | 0 | 0 | 0 | 0 | 0 | 0 | 0 | 0 | 0 | 0 | 0 | 0 | 0
F4_Commercial_Health_Existing_Food Preparation_Natural Gas_Oven_E7 | F4 | Commercial | Health | Existing | Food Preparation | Natural Gas | Oven | E7 | RVT BC Ratio | 0 | 0 | 0 | 0 | 0 | 0 | 0 | 0 | 0 | 0 | 0 | 0 | 0 | 0 | 0 | 0 | 0 | 0 | 0 | 0 | 0 | 0 | 0 | 0 | 0 | 0 | 0
F4_Commercial_Health_Existing_Food Preparation_Natural Gas_Oven_E8 | F4 | Commercial | Health | Existing | Food Preparation | Natural Gas | Oven | E8 | RVT BC Ratio | 0 | 0 | 0 | 0 | 0 | 0 | 0 | 0 | 0 | 0 | 0 | 0 | 0 | 0 | 0 | 0 | 0 | 0 | 0 | 0 | 0 | 0 | 0 | 0 | 0 | 0 | 0
F4_Commercial_Health_Existing_Food Preparation_Natural Gas_Oven_E9 | F4 | Commercial | Health | Existing | Food Preparation | Natural Gas | Oven | E9 | RVT BC Ratio | 0 | 0 | 0 | 0 | 0 | 0 | 0 | 0 | 0 | 0 | 0 | 0 | 0 | 0 | 0 | 0 | 0 | 0 | 0 | 0 | 0 | 0 | 0 | 0 | 0 | 0 | 0
F4_Commercial_Health_Existing_Food Preparation_Natural Gas_Oven_E10 | F4 | Commercial | Health | Existing | Food Preparation | Natural Gas | Oven | E10 | RVT BC Ratio | 0 | 0 | 0 | 0 | 0 | 0 | 0 | 0 | 0 | 0 | 0 | 0 | 0 | 0 | 0 | 0 | 0 | 0 | 0 | 0 | 0 | 0 | 0 | 0 | 0 | 0 | 0
F5_Commercial_Health_Existing_Food Preparation_Natural Gas_Oven_E1 | F5 | Commercial | Health | Existing | Food Preparation | Natural Gas | Oven | E1 | RIM BC Ratio | bar: 2021 to 2047
F5_Commercial_Health_Existing_Food Preparation_Natural Gas_Oven_E2 | F5 | Commercial | Health | Existing | Food Preparation | Natural Gas | Oven | E2 | RIM BC Ratio | 2.8204 | 2.7906 | 2.762 | 2.7347 | 2.7418 | 2.7714 | 2.8154 | 2.8674 | 2.9211 | 2.9697 | 3.0092 | 3.0341 | 3.0424 | 3.0315 | 3.0054 | 2.9673 | 2.9193 | 2.8618 | 2.7932 | 2.7116 | 2.6159 | 2.5056 | 2.4079 | 2.3451 | 2.3187 | 2.3301 | 2.3415
F5_Commercial_Health_Existing_Food Preparation_Natural Gas_Oven_E3 | F5 | Commercial | Health | Existing | Food Preparation | Natural Gas | Oven | E3 | RIM BC Ratio | 0 | 0 | 0 | 0 | 0 | 0 | 0 | 0 | 0 | 0 | 0 | 0 | 0 | 0 | 0 | 0 | 0 | 0 | 0 | 0 | 0 | 0 | 0 | 0 | 0 | 0 | 0
F5_Commercial_Health_Existing_Food Preparation_Natural Gas_Oven_E4 | F5 | Commercial | Health | Existing | Food Preparation | Natural Gas | Oven | E4 | RIM BC Ratio | 0 | 0 | 0 | 0 | 0 | 0 | 0 | 0 | 0 | 0 | 0 | 0 | 0 | 0 | 0 | 0 | 0 | 0 | 0 | 0 | 0 | 0 | 0 | 0 | 0 | 0 | 0
F5_Commercial_Health_Existing_Food Preparation_Natural Gas_Oven_E5 | F5 | Commercial | Health | Existing | Food Preparation | Natural Gas | Oven | E5 | RIM BC Ratio | 0 | 0 | 0 | 0 | 0 | 0 | 0 | 0 | 0 | 0 | 0 | 0 | 0 | 0 | 0 | 0 | 0 | 0 | 0 | 0 | 0 | 0 | 0 | 0 | 0 | 0 | 0
F5_Commercial_Health_Existing_Food Preparation_Natural Gas_Oven_E6 | F5 | Commercial | Health | Existing | Food Preparation | Natural Gas | Oven | E6 | RIM BC Ratio | 0 | 0 | 0 | 0 | 0 | 0 | 0 | 0 | 0 | 0 | 0 | 0 | 0 | 0 | 0 | 0 | 0 | 0 | 0 | 0 | 0 | 0 | 0 | 0 | 0 | 0 | 0
F5_Commercial_Health_Existing_Food Preparation_Natural Gas_Oven_E7 | F5 | Commercial | Health | Existing | Food Preparation | Natural Gas | Oven | E7 | RIM BC Ratio | 0 | 0 | 0 | 0 | 0 | 0 | 0 | 0 | 0 | 0 | 0 | 0 | 0 | 0 | 0 | 0 | 0 | 0 | 0 | 0 | 0 | 0 | 0 | 0 | 0 | 0 | 0
F5_Commercial_Health_Existing_Food Preparation_Natural Gas_Oven_E8 | F5 | Commercial | Health | Existing | Food Preparation | Natural Gas | Oven | E8 | RIM BC Ratio | 0 | 0 | 0 | 0 | 0 | 0 | 0 | 0 | 0 | 0 | 0 | 0 | 0 | 0 | 0 | 0 | 0 | 0 | 0 | 0 | 0 | 0 | 0 | 0 | 0 | 0 | 0
F5_Commercial_Health_Existing_Food Preparation_Natural Gas_Oven_E9 | F5 | Commercial | Health | Existing | Food Preparation | Natural Gas | Oven | E9 | RIM BC Ratio | 0 | 0 | 0 | 0 | 0 | 0 | 0 | 0 | 0 | 0 | 0 | 0 | 0 | 0 | 0 | 0 | 0 | 0 | 0 | 0 | 0 | 0 | 0 | 0 | 0 | 0 | 0
F5_Commercial_Health_Existing_Food Preparation_Natural Gas_Oven_E10 | F5 | Commercial | Health | Existing | Food Preparation | Natural Gas | Oven | E10 | RIM BC Ratio | 0 | 0 | 0 | 0 | 0 | 0 | 0 | 0 | 0 | 0 | 0 | 0 | 0 | 0 | 0 | 0 | 0 | 0 | 0 | 0 | 0 | 0 | 0 | 0 | 0 | 0 | 0
F0_Commercial_Health_Existing_Food Preparation_Natural Gas_Conveyor Oven_E0 | F0 | Commercial | Health | Existing | Food Preparation | Natural Gas | Conveyor Oven | E0 | Economic Unit | Efficient (>42% Baking Efficiency) | Efficient (>42% Baking Efficiency) | Efficient (>42% Baking Efficiency) | Efficient (>42% Baking Efficiency) | Efficient (>42% Baking Efficiency) | Efficient (>42% Baking Efficiency) | Efficient (>42% Baking Efficiency) | Efficient (>42% Baking Efficiency) | Efficient (>42% Baking Efficiency) | Efficient (>42% Baking Efficiency) | Efficient (>42% Baking Efficiency) | Efficient (>42% Baking Efficiency) | Efficient (>42% Baking Efficiency) | Efficient (>42% Baking Efficiency) | Efficient (>42% Baking Efficiency) | Efficient (>42% Baking Efficiency) | Efficient (>42% Baking Efficiency) | Efficient (>42% Baking Efficiency) | Efficient (>42% Baking Efficiency) | Efficient (>42% Baking Efficiency) | Efficient (>42% Baking Efficiency) | Efficient (>42% Baking Efficiency) | Efficient (>42% Baking Efficiency) | Efficient (>42% Baking Efficiency) | Efficient (>42% Baking Efficiency) | Efficient (>42% Baking Efficiency) | Efficient (>42% Baking Efficiency)
F1_Commercial_Health_Existing_Food Preparation_Natural Gas_Conveyor Oven_E1 | F1 | Commercial | Health | Existing | Food Preparation | Natural Gas | Conveyor Oven | E1 | CCE | 0 | 0 | 0 | 0 | 0 | 0 | 0 | 0 | 0 | 0 | 0 | 0 | 0 | 0 | 0 | 0 | 0 | 0 | 0 | 0 | 0 | 0 | 0 | 0 | 0 | 0 | 0
F1_Commercial_Health_Existing_Food Preparation_Natural Gas_Conveyor Oven_E2 | F1 | Commercial | Health | Existing | Food Preparation | Natural Gas | Conveyor Oven | E2 | CCE | 0.0044579 | 0.0044579 | 0.0044579 | 0.0044579 | 0.0044579 | 0.0044579 | 0.0044579 | 0.0044579 | 0.0044579 | 0.0044579 | 0.0044579 | 0.0044579 | 0.0044579 | 0.0044579 | 0.0044579 | 0.0044579 | 0.0044579 | 0.0044579 | 0.0044579 | 0.0044579 | 0.0044579 | 0.0044579 | 0.0044579 | 0.0044579 | 0.0044579 | 0.0044579 | 0.0044579
F1_Commercial_Health_Existing_Food Preparation_Natural Gas_Conveyor Oven_E3 | F1 | Commercial | Health | Existing | Food Preparation | Natural Gas | Conveyor Oven | E3 | CCE | 0 | 0 | 0 | 0 | 0 | 0 | 0 | 0 | 0 | 0 | 0 | 0 | 0 | 0 | 0 | 0 | 0 | 0 | 0 | 0 | 0 | 0 | 0 | 0 | 0 | 0 | 0
F1_Commercial_Health_Existing_Food Preparation_Natural Gas_Conveyor Oven_E4 | F1 | Commercial | Health | Existing | Food Preparation | Natural Gas | Conveyor Oven | E4 | CCE | 0 | 0 | 0 | 0 | 0 | 0 | 0 | 0 | 0 | 0 | 0 | 0 | 0 | 0 | 0 | 0 | 0 | 0 | 0 | 0 | 0 | 0 | 0 | 0 | 0 | 0 | 0
F1_Commercial_Health_Existing_Food Preparation_Natural Gas_Conveyor Oven_E5 | F1 | Commercial | Health | Existing | Food Preparation | Natural Gas | Conveyor Oven | E5 | CCE | 0 | 0 | 0 | 0 | 0 | 0 | 0 | 0 | 0 | 0 | 0 | 0 | 0 | 0 | 0 | 0 | 0 | 0 | 0 | 0 | 0 | 0 | 0 | 0 | 0 | 0 | 0
F1_Commercial_Health_Existing_Food Preparation_Natural Gas_Conveyor Oven_E6 | F1 | Commercial | Health | Existing | Food Preparation | Natural Gas | Conveyor Oven | E6 | CCE | 0 | 0 | 0 | 0 | 0 | 0 | 0 | 0 | 0 | 0 | 0 | 0 | 0 | 0 | 0 | 0 | 0 | 0 | 0 | 0 | 0 | 0 | 0 | 0 | 0 | 0 | 0
F1_Commercial_Health_Existing_Food Preparation_Natural Gas_Conveyor Oven_E7 | F1 | Commercial | Health | Existing | Food Preparation | Natural Gas | Conveyor Oven | E7 | CCE | 0 | 0 | 0 | 0 | 0 | 0 | 0 | 0 | 0 | 0 | 0 | 0 | 0 | 0 | 0 | 0 | 0 | 0 | 0 | 0 | 0 | 0 | 0 | 0 | 0 | 0 | 0
F1_Commercial_Health_Existing_Food Preparation_Natural Gas_Conveyor Oven_E8 | F1 | Commercial | Health | Existing | Food Preparation | Natural Gas | Conveyor Oven | E8 | CCE | 0 | 0 | 0 | 0 | 0 | 0 | 0 | 0 | 0 | 0 | 0 | 0 | 0 | 0 | 0 | 0 | 0 | 0 | 0 | 0 | 0 | 0 | 0 | 0 | 0 | 0 | 0
F1_Commercial_Health_Existing_Food Preparation_Natural Gas_Conveyor Oven_E9 | F1 | Commercial | Health | Existing | Food Preparation | Natural Gas | Conveyor Oven | E9 | CCE | 0 | 0 | 0 | 0 | 0 | 0 | 0 | 0 | 0 | 0 | 0 | 0 | 0 | 0 | 0 | 0 | 0 | 0 | 0 | 0 | 0 | 0 | 0 | 0 | 0 | 0 | 0
F1_Commercial_Health_Existing_Food Preparation_Natural Gas_Conveyor Oven_E10 | F1 | Commercial | Health | Existing | Food Preparation | Natural Gas | Conveyor Oven | E10 | CCE | 0 | 0 | 0 | 0 | 0 | 0 | 0 | 0 | 0 | 0 | 0 | 0 | 0 | 0 | 0 | 0 | 0 | 0 | 0 | 0 | 0 | 0 | 0 | 0 | 0 | 0 | 0
F2_Commercial_Health_Existing_Food Preparation_Natural Gas_Conveyor Oven_E1 | F2 | Commercial | Health | Existing | Food Preparation | Natural Gas | Conveyor Oven | E1 | TRC BC Ratio | bar: 2021 to 2047
F2_Commercial_Health_Existing_Food Preparation_Natural Gas_Conveyor Oven_E2 | F2 | Commercial | Health | Existing | Food Preparation | Natural Gas | Conveyor Oven | E2 | TRC BC Ratio | 3.1168 | 3.1026 | 3.0898 | 3.0771 | 3.0914 | 3.1189 | 3.1492 | 3.1746 | 3.1913 | 3.1987 | 3.1992 | 3.1946 | 3.185 | 3.1677 | 3.1435 | 3.1119 | 3.0717 | 3.0231 | 2.9646 | 2.8946 | 2.8121 | 2.7166 | 2.6323 | 2.579 | 2.558 | 2.5706 | 2.5832
F2_Commercial_Health_Existing_Food Preparation_Natural Gas_Conveyor Oven_E3 | F2 | Commercial | Health | Existing | Food Preparation | Natural Gas | Conveyor Oven | E3 | TRC BC Ratio | 0 | 0 | 0 | 0 | 0 | 0 | 0 | 0 | 0 | 0 | 0 | 0 | 0 | 0 | 0 | 0 | 0 | 0 | 0 | 0 | 0 | 0 | 0 | 0 | 0 | 0 | 0
F2_Commercial_Health_Existing_Food Preparation_Natural Gas_Conveyor Oven_E4 | F2 | Commercial | Health | Existing | Food Preparation | Natural Gas | Conveyor Oven | E4 | TRC BC Ratio | 0 | 0 | 0 | 0 | 0 | 0 | 0 | 0 | 0 | 0 | 0 | 0 | 0 | 0 | 0 | 0 | 0 | 0 | 0 | 0 | 0 | 0 | 0 | 0 | 0 | 0 | 0
F2_Commercial_Health_Existing_Food Preparation_Natural Gas_Conveyor Oven_E5 | F2 | Commercial | Health | Existing | Food Preparation | Natural Gas | Conveyor Oven | E5 | TRC BC Ratio | 0 | 0 | 0 | 0 | 0 | 0 | 0 | 0 | 0 | 0 | 0 | 0 | 0 | 0 | 0 | 0 | 0 | 0 | 0 | 0 | 0 | 0 | 0 | 0 | 0 | 0 | 0
F2_Commercial_Health_Existing_Food Preparation_Natural Gas_Conveyor Oven_E6 | F2 | Commercial | Health | Existing | Food Preparation | Natural Gas | Conveyor Oven | E6 | TRC BC Ratio | 0 | 0 | 0 | 0 | 0 | 0 | 0 | 0 | 0 | 0 | 0 | 0 | 0 | 0 | 0 | 0 | 0 | 0 | 0 | 0 | 0 | 0 | 0 | 0 | 0 | 0 | 0
F2_Commercial_Health_Existing_Food Preparation_Natural Gas_Conveyor Oven_E7 | F2 | Commercial | Health | Existing | Food Preparation | Natural Gas | Conveyor Oven | E7 | TRC BC Ratio | 0 | 0 | 0 | 0 | 0 | 0 | 0 | 0 | 0 | 0 | 0 | 0 | 0 | 0 | 0 | 0 | 0 | 0 | 0 | 0 | 0 | 0 | 0 | 0 | 0 | 0 | 0
F2_Commercial_Health_Existing_Food Preparation_Natural Gas_Conveyor Oven_E8 | F2 | Commercial | Health | Existing | Food Preparation | Natural Gas | Conveyor Oven | E8 | TRC BC Ratio | 0 | 0 | 0 | 0 | 0 | 0 | 0 | 0 | 0 | 0 | 0 | 0 | 0 | 0 | 0 | 0 | 0 | 0 | 0 | 0 | 0 | 0 | 0 | 0 | 0 | 0 | 0
F2_Commercial_Health_Existing_Food Preparation_Natural Gas_Conveyor Oven_E9 | F2 | Commercial | Health | Existing | Food Preparation | Natural Gas | Conveyor Oven | E9 | TRC BC Ratio | 0 | 0 | 0 | 0 | 0 | 0 | 0 | 0 | 0 | 0 | 0 | 0 | 0 | 0 | 0 | 0 | 0 | 0 | 0 | 0 | 0 | 0 | 0 | 0 | 0 | 0 | 0
F2_Commercial_Health_Existing_Food Preparation_Natural Gas_Conveyor Oven_E10 | F2 | Commercial | Health | Existing | Food Preparation | Natural Gas | Conveyor Oven | E10 | TRC BC Ratio | 0 | 0 | 0 | 0 | 0 | 0 | 0 | 0 | 0 | 0 | 0 | 0 | 0 | 0 | 0 | 0 | 0 | 0 | 0 | 0 | 0 | 0 | 0 | 0 | 0 | 0 | 0
F3_Commercial_Health_Existing_Food Preparation_Natural Gas_Conveyor Oven_E1 | F3 | Commercial | Health | Existing | Food Preparation | Natural Gas | Conveyor Oven | E1 | PACT BC Ratio | bar: 2021 to 2047
F3_Commercial_Health_Existing_Food Preparation_Natural Gas_Conveyor Oven_E2 | F3 | Commercial | Health | Existing | Food Preparation | Natural Gas | Conveyor Oven | E2 | PACT BC Ratio | 4.1011 | 4.0824 | 4.0655 | 4.0488 | 4.0676 | 4.1039 | 4.1436 | 4.1771 | 4.1991 | 4.2088 | 4.2095 | 4.2034 | 4.1908 | 4.168 | 4.1362 | 4.0947 | 4.0417 | 3.9778 | 3.9008 | 3.8086 | 3.7001 | 3.5745 | 3.4635 | 3.3934 | 3.3658 | 3.3823 | 3.3989
F3_Commercial_Health_Existing_Food Preparation_Natural Gas_Conveyor Oven_E3 | F3 | Commercial | Health | Existing | Food Preparation | Natural Gas | Conveyor Oven | E3 | PACT BC Ratio | 0 | 0 | 0 | 0 | 0 | 0 | 0 | 0 | 0 | 0 | 0 | 0 | 0 | 0 | 0 | 0 | 0 | 0 | 0 | 0 | 0 | 0 | 0 | 0 | 0 | 0 | 0
F3_Commercial_Health_Existing_Food Preparation_Natural Gas_Conveyor Oven_E4 | F3 | Commercial | Health | Existing | Food Preparation | Natural Gas | Conveyor Oven | E4 | PACT BC Ratio | 0 | 0 | 0 | 0 | 0 | 0 | 0 | 0 | 0 | 0 | 0 | 0 | 0 | 0 | 0 | 0 | 0 | 0 | 0 | 0 | 0 | 0 | 0 | 0 | 0 | 0 | 0
F3_Commercial_Health_Existing_Food Preparation_Natural Gas_Conveyor Oven_E5 | F3 | Commercial | Health | Existing | Food Preparation | Natural Gas | Conveyor Oven | E5 | PACT BC Ratio | 0 | 0 | 0 | 0 | 0 | 0 | 0 | 0 | 0 | 0 | 0 | 0 | 0 | 0 | 0 | 0 | 0 | 0 | 0 | 0 | 0 | 0 | 0 | 0 | 0 | 0 | 0
F3_Commercial_Health_Existing_Food Preparation_Natural Gas_Conveyor Oven_E6 | F3 | Commercial | Health | Existing | Food Preparation | Natural Gas | Conveyor Oven | E6 | PACT BC Ratio | 0 | 0 | 0 | 0 | 0 | 0 | 0 | 0 | 0 | 0 | 0 | 0 | 0 | 0 | 0 | 0 | 0 | 0 | 0 | 0 | 0 | 0 | 0 | 0 | 0 | 0 | 0
F3_Commercial_Health_Existing_Food Preparation_Natural Gas_Conveyor Oven_E7 | F3 | Commercial | Health | Existing | Food Preparation | Natural Gas | Conveyor Oven | E7 | PACT BC Ratio | 0 | 0 | 0 | 0 | 0 | 0 | 0 | 0 | 0 | 0 | 0 | 0 | 0 | 0 | 0 | 0 | 0 | 0 | 0 | 0 | 0 | 0 | 0 | 0 | 0 | 0 | 0
F3_Commercial_Health_Existing_Food Preparation_Natural Gas_Conveyor Oven_E8 | F3 | Commercial | Health | Existing | Food Preparation | Natural Gas | Conveyor Oven | E8 | PACT BC Ratio | 0 | 0 | 0 | 0 | 0 | 0 | 0 | 0 | 0 | 0 | 0 | 0 | 0 | 0 | 0 | 0 | 0 | 0 | 0 | 0 | 0 | 0 | 0 | 0 | 0 | 0 | 0
F3_Commercial_Health_Existing_Food Preparation_Natural Gas_Conveyor Oven_E9 | F3 | Commercial | Health | Existing | Food Preparation | Natural Gas | Conveyor Oven | E9 | PACT BC Ratio | 0 | 0 | 0 | 0 | 0 | 0 | 0 | 0 | 0 | 0 | 0 | 0 | 0 | 0 | 0 | 0 | 0 | 0 | 0 | 0 | 0 | 0 | 0 | 0 | 0 | 0 | 0
F3_Commercial_Health_Existing_Food Preparation_Natural Gas_Conveyor Oven_E10 | F3 | Commercial | Health | Existing | Food Preparation | Natural Gas | Conveyor Oven | E10 | PACT BC Ratio | 0 | 0 | 0 | 0 | 0 | 0 | 0 | 0 | 0 | 0 | 0 | 0 | 0 | 0 | 0 | 0 | 0 | 0 | 0 | 0 | 0 | 0 | 0 | 0 | 0 | 0 | 0
F4_Commercial_Health_Existing_Food Preparation_Natural Gas_Conveyor Oven_E1 | F4 | Commercial | Health | Existing | Food Preparation | Natural Gas | Conveyor Oven | E1 | RVT BC Ratio | bar: 2021 to 2047
F4_Commercial_Health_Existing_Food Preparation_Natural Gas_Conveyor Oven_E2 | F4 | Commercial | Health | Existing | Food Preparation | Natural Gas | Conveyor Oven | E2 | RVT BC Ratio | 0.7 | 0.7 | 0.7 | 0.7 | 0.7 | 0.7 | 0.7 | 0.7 | 0.7 | 0.7 | 0.7 | 0.7 | 0.7 | 0.7 | 0.7 | 0.7 | 0.7 | 0.7 | 0.7 | 0.7 | 0.7 | 0.7 | 0.7 | 0.7 | 0.7 | 0.7 | 0.7
F4_Commercial_Health_Existing_Food Preparation_Natural Gas_Conveyor Oven_E3 | F4 | Commercial | Health | Existing | Food Preparation | Natural Gas | Conveyor Oven | E3 | RVT BC Ratio | 0 | 0 | 0 | 0 | 0 | 0 | 0 | 0 | 0 | 0 | 0 | 0 | 0 | 0 | 0 | 0 | 0 | 0 | 0 | 0 | 0 | 0 | 0 | 0 | 0 | 0 | 0
F4_Commercial_Health_Existing_Food Preparation_Natural Gas_Conveyor Oven_E4 | F4 | Commercial | Health | Existing | Food Preparation | Natural Gas | Conveyor Oven | E4 | RVT BC Ratio | 0 | 0 | 0 | 0 | 0 | 0 | 0 | 0 | 0 | 0 | 0 | 0 | 0 | 0 | 0 | 0 | 0 | 0 | 0 | 0 | 0 | 0 | 0 | 0 | 0 | 0 | 0
F4_Commercial_Health_Existing_Food Preparation_Natural Gas_Conveyor Oven_E5 | F4 | Commercial | Health | Existing | Food Preparation | Natural Gas | Conveyor Oven | E5 | RVT BC Ratio | 0 | 0 | 0 | 0 | 0 | 0 | 0 | 0 | 0 | 0 | 0 | 0 | 0 | 0 | 0 | 0 | 0 | 0 | 0 | 0 | 0 | 0 | 0 | 0 | 0 | 0 | 0
F4_Commercial_Health_Existing_Food Preparation_Natural Gas_Conveyor Oven_E6 | F4 | Commercial | Health | Existing | Food Preparation | Natural Gas | Conveyor Oven | E6 | RVT BC Ratio | 0 | 0 | 0 | 0 | 0 | 0 | 0 | 0 | 0 | 0 | 0 | 0 | 0 | 0 | 0 | 0 | 0 | 0 | 0 | 0 | 0 | 0 | 0 | 0 | 0 | 0 | 0
F4_Commercial_Health_Existing_Food Preparation_Natural Gas_Conveyor Oven_E7 | F4 | Commercial | Health | Existing | Food Preparation | Natural Gas | Conveyor Oven | E7 | RVT BC Ratio | 0 | 0 | 0 | 0 | 0 | 0 | 0 | 0 | 0 | 0 | 0 | 0 | 0 | 0 | 0 | 0 | 0 | 0 | 0 | 0 | 0 | 0 | 0 | 0 | 0 | 0 | 0
F4_Commercial_Health_Existing_Food Preparation_Natural Gas_Conveyor Oven_E8 | F4 | Commercial | Health | Existing | Food Preparation | Natural Gas | Conveyor Oven | E8 | RVT BC Ratio | 0 | 0 | 0 | 0 | 0 | 0 | 0 | 0 | 0 | 0 | 0 | 0 | 0 | 0 | 0 | 0 | 0 | 0 | 0 | 0 | 0 | 0 | 0 | 0 | 0 | 0 | 0
F4_Commercial_Health_Existing_Food Preparation_Natural Gas_Conveyor Oven_E9 | F4 | Commercial | Health | Existing | Food Preparation | Natural Gas | Conveyor Oven | E9 | RVT BC Ratio | 0 | 0 | 0 | 0 | 0 | 0 | 0 | 0 | 0 | 0 | 0 | 0 | 0 | 0 | 0 | 0 | 0 | 0 | 0 | 0 | 0 | 0 | 0 | 0 | 0 | 0 | 0
F4_Commercial_Health_Existing_Food Preparation_Natural Gas_Conveyor Oven_E10 | F4 | Commercial | Health | Existing | Food Preparation | Natural Gas | Conveyor Oven | E10 | RVT BC Ratio | 0 | 0 | 0 | 0 | 0 | 0 | 0 | 0 | 0 | 0 | 0 | 0 | 0 | 0 | 0 | 0 | 0 | 0 | 0 | 0 | 0 | 0 | 0 | 0 | 0 | 0 | 0
F5_Commercial_Health_Existing_Food Preparation_Natural Gas_Conveyor Oven_E1 | F5 | Commercial | Health | Existing | Food Preparation | Natural Gas | Conveyor Oven | E1 | RIM BC Ratio | bar: 2021 to 2047
F5_Commercial_Health_Existing_Food Preparation_Natural Gas_Conveyor Oven_E2 | F5 | Commercial | Health | Existing | Food Preparation | Natural Gas | Conveyor Oven | E2 | RIM BC Ratio | 4.1011 | 4.0824 | 4.0655 | 4.0488 | 4.0676 | 4.1039 | 4.1436 | 4.1771 | 4.1991 | 4.2088 | 4.2095 | 4.2034 | 4.1908 | 4.168 | 4.1362 | 4.0947 | 4.0417 | 3.9778 | 3.9008 | 3.8086 | 3.7001 | 3.5745 | 3.4635 | 3.3934 | 3.3658 | 3.3823 | 3.3989
F5_Commercial_Health_Existing_Food Preparation_Natural Gas_Conveyor Oven_E3 | F5 | Commercial | Health | Existing | Food Preparation | Natural Gas | Conveyor Oven | E3 | RIM BC Ratio | 0 | 0 | 0 | 0 | 0 | 0 | 0 | 0 | 0 | 0 | 0 | 0 | 0 | 0 | 0 | 0 | 0 | 0 | 0 | 0 | 0 | 0 | 0 | 0 | 0 | 0 | 0
F5_Commercial_Health_Existing_Food Preparation_Natural Gas_Conveyor Oven_E4 | F5 | Commercial | Health | Existing | Food Preparation | Natural Gas | Conveyor Oven | E4 | RIM BC Ratio | 0 | 0 | 0 | 0 | 0 | 0 | 0 | 0 | 0 | 0 | 0 | 0 | 0 | 0 | 0 | 0 | 0 | 0 | 0 | 0 | 0 | 0 | 0 | 0 | 0 | 0 | 0
F5_Commercial_Health_Existing_Food Preparation_Natural Gas_Conveyor Oven_E5 | F5 | Commercial | Health | Existing | Food Preparation | Natural Gas | Conveyor Oven | E5 | RIM BC Ratio | 0 | 0 | 0 | 0 | 0 | 0 | 0 | 0 | 0 | 0 | 0 | 0 | 0 | 0 | 0 | 0 | 0 | 0 | 0 | 0 | 0 | 0 | 0 | 0 | 0 | 0 | 0
F5_Commercial_Health_Existing_Food Preparation_Natural Gas_Conveyor Oven_E6 | F5 | Commercial | Health | Existing | Food Preparation | Natural Gas | Conveyor Oven | E6 | RIM BC Ratio | 0 | 0 | 0 | 0 | 0 | 0 | 0 | 0 | 0 | 0 | 0 | 0 | 0 | 0 | 0 | 0 | 0 | 0 | 0 | 0 | 0 | 0 | 0 | 0 | 0 | 0 | 0
F5_Commercial_Health_Existing_Food Preparation_Natural Gas_Conveyor Oven_E7 | F5 | Commercial | Health | Existing | Food Preparation | Natural Gas | Conveyor Oven | E7 | RIM BC Ratio | 0 | 0 | 0 | 0 | 0 | 0 | 0 | 0 | 0 | 0 | 0 | 0 | 0 | 0 | 0 | 0 | 0 | 0 | 0 | 0 | 0 | 0 | 0 | 0 | 0 | 0 | 0
F5_Commercial_Health_Existing_Food Preparation_Natural Gas_Conveyor Oven_E8 | F5 | Commercial | Health | Existing | Food Preparation | Natural Gas | Conveyor Oven | E8 | RIM BC Ratio | 0 | 0 | 0 | 0 | 0 | 0 | 0 | 0 | 0 | 0 | 0 | 0 | 0 | 0 | 0 | 0 | 0 | 0 | 0 | 0 | 0 | 0 | 0 | 0 | 0 | 0 | 0
F5_Commercial_Health_Existing_Food Preparation_Natural Gas_Conveyor Oven_E9 | F5 | Commercial | Health | Existing | Food Preparation | Natural Gas | Conveyor Oven | E9 | RIM BC Ratio | 0 | 0 | 0 | 0 | 0 | 0 | 0 | 0 | 0 | 0 | 0 | 0 | 0 | 0 | 0 | 0 | 0 | 0 | 0 | 0 | 0 | 0 | 0 | 0 | 0 | 0 | 0
F5_Commercial_Health_Existing_Food Preparation_Natural Gas_Conveyor Oven_E10 | F5 | Commercial | Health | Existing | Food Preparation | Natural Gas | Conveyor Oven | E10 | RIM BC Ratio | 0 | 0 | 0 | 0 | 0 | 0 | 0 | 0 | 0 | 0 | 0 | 0 | 0 | 0 | 0 | 0 | 0 | 0 | 0 | 0 | 0 | 0 | 0 | 0 | 0 | 0 | 0
F0_Commercial_Health_Existing_Food Preparation_Natural Gas_Double Rack Oven_E0 | F0 | Commercial | Health | Existing | Food Preparation | Natural Gas | Double Rack Oven | E0 | Economic Unit | FTSC Qualified (>50% Cooking Efficiency) | FTSC Qualified (>50% Cooking Efficiency) | FTSC Qualified (>50% Cooking Efficiency) | FTSC Qualified (>50% Cooking Efficiency) | FTSC Qualified (>50% Cooking Efficiency) | FTSC Qualified (>50% Cooking Efficiency) | FTSC Qualified (>50% Cooking Efficiency) | FTSC Qualified (>50% Cooking Efficiency) | FTSC Qualified (>50% Cooking Efficiency) | FTSC Qualified (>50% Cooking Efficiency) | FTSC Qualified (>50% Cooking Efficiency) | FTSC Qualified (>50% Cooking Efficiency) | FTSC Qualified (>50% Cooking Efficiency) | FTSC Qualified (>50% Cooking Efficiency) | FTSC Qualified (>50% Cooking Efficiency) | FTSC Qualified (>50% Cooking Efficiency) | FTSC Qualified (>50% Cooking Efficiency) | FTSC Qualified (>50% Cooking Efficiency) | FTSC Qualified (>50% Cooking Efficiency) | FTSC Qualified (>50% Cooking Efficiency) | FTSC Qualified (>50% Cooking Efficiency) | FTSC Qualified (>50% Cooking Efficiency) | FTSC Qualified (>50% Cooking Efficiency) | FTSC Qualified (>50% Cooking Efficiency) | FTSC Qualified (>50% Cooking Efficiency) | FTSC Qualified (>50% Cooking Efficiency) | FTSC Qualified (>50% Cooking Efficiency)
F1_Commercial_Health_Existing_Food Preparation_Natural Gas_Double Rack Oven_E1 | F1 | Commercial | Health | Existing | Food Preparation | Natural Gas | Double Rack Oven | E1 | CCE | 0 | 0 | 0 | 0 | 0 | 0 | 0 | 0 | 0 | 0 | 0 | 0 | 0 | 0 | 0 | 0 | 0 | 0 | 0 | 0 | 0 | 0 | 0 | 0 | 0 | 0 | 0
F1_Commercial_Health_Existing_Food Preparation_Natural Gas_Double Rack Oven_E2 | F1 | Commercial | Health | Existing | Food Preparation | Natural Gas | Double Rack Oven | E2 | CCE | 0.00516 | 0.00516 | 0.00516 | 0.00516 | 0.00516 | 0.00516 | 0.00516 | 0.00516 | 0.00516 | 0.00516 | 0.00516 | 0.00516 | 0.00516 | 0.00516 | 0.00516 | 0.00516 | 0.00516 | 0.00516 | 0.00516 | 0.00516 | 0.00516 | 0.00516 | 0.00516 | 0.00516 | 0.00516 | 0.00516 | 0.00516
F1_Commercial_Health_Existing_Food Preparation_Natural Gas_Double Rack Oven_E3 | F1 | Commercial | Health | Existing | Food Preparation | Natural Gas | Double Rack Oven | E3 | CCE | 0 | 0 | 0 | 0 | 0 | 0 | 0 | 0 | 0 | 0 | 0 | 0 | 0 | 0 | 0 | 0 | 0 | 0 | 0 | 0 | 0 | 0 | 0 | 0 | 0 | 0 | 0
F1_Commercial_Health_Existing_Food Preparation_Natural Gas_Double Rack Oven_E4 | F1 | Commercial | Health | Existing | Food Preparation | Natural Gas | Double Rack Oven | E4 | CCE | 0 | 0 | 0 | 0 | 0 | 0 | 0 | 0 | 0 | 0 | 0 | 0 | 0 | 0 | 0 | 0 | 0 | 0 | 0 | 0 | 0 | 0 | 0 | 0 | 0 | 0 | 0
F1_Commercial_Health_Existing_Food Preparation_Natural Gas_Double Rack Oven_E5 | F1 | Commercial | Health | Existing | Food Preparation | Natural Gas | Double Rack Oven | E5 | CCE | 0 | 0 | 0 | 0 | 0 | 0 | 0 | 0 | 0 | 0 | 0 | 0 | 0 | 0 | 0 | 0 | 0 | 0 | 0 | 0 | 0 | 0 | 0 | 0 | 0 | 0 | 0
F1_Commercial_Health_Existing_Food Preparation_Natural Gas_Double Rack Oven_E6 | F1 | Commercial | Health | Existing | Food Preparation | Natural Gas | Double Rack Oven | E6 | CCE | 0 | 0 | 0 | 0 | 0 | 0 | 0 | 0 | 0 | 0 | 0 | 0 | 0 | 0 | 0 | 0 | 0 | 0 | 0 | 0 | 0 | 0 | 0 | 0 | 0 | 0 | 0
F1_Commercial_Health_Existing_Food Preparation_Natural Gas_Double Rack Oven_E7 | F1 | Commercial | Health | Existing | Food Preparation | Natural Gas | Double Rack Oven | E7 | CCE | 0 | 0 | 0 | 0 | 0 | 0 | 0 | 0 | 0 | 0 | 0 | 0 | 0 | 0 | 0 | 0 | 0 | 0 | 0 | 0 | 0 | 0 | 0 | 0 | 0 | 0 | 0
F1_Commercial_Health_Existing_Food Preparation_Natural Gas_Double Rack Oven_E8 | F1 | Commercial | Health | Existing | Food Preparation | Natural Gas | Double Rack Oven | E8 | CCE | 0 | 0 | 0 | 0 | 0 | 0 | 0 | 0 | 0 | 0 | 0 | 0 | 0 | 0 | 0 | 0 | 0 | 0 | 0 | 0 | 0 | 0 | 0 | 0 | 0 | 0 | 0
F1_Commercial_Health_Existing_Food Preparation_Natural Gas_Double Rack Oven_E9 | F1 | Commercial | Health | Existing | Food Preparation | Natural Gas | Double Rack Oven | E9 | CCE | 0 | 0 | 0 | 0 | 0 | 0 | 0 | 0 | 0 | 0 | 0 | 0 | 0 | 0 | 0 | 0 | 0 | 0 | 0 | 0 | 0 | 0 | 0 | 0 | 0 | 0 | 0
F1_Commercial_Health_Existing_Food Preparation_Natural Gas_Double Rack Oven_E10 | F1 | Commercial | Health | Existing | Food Preparation | Natural Gas | Double Rack Oven | E10 | CCE | 0 | 0 | 0 | 0 | 0 | 0 | 0 | 0 | 0 | 0 | 0 | 0 | 0 | 0 | 0 | 0 | 0 | 0 | 0 | 0 | 0 | 0 | 0 | 0 | 0 | 0 | 0
F2_Commercial_Health_Existing_Food Preparation_Natural Gas_Double Rack Oven_E1 | F2 | Commercial | Health | Existing | Food Preparation | Natural Gas | Double Rack Oven | E1 | TRC BC Ratio | bar: 2021 to 2047
F2_Commercial_Health_Existing_Food Preparation_Natural Gas_Double Rack Oven_E2 | F2 | Commercial | Health | Existing | Food Preparation | Natural Gas | Double Rack Oven | E2 | TRC BC Ratio | 2.6451 | 2.6168 | 2.5895 | 2.5634 | 2.5698 | 2.5976 | 2.6379 | 2.6828 | 2.726 | 2.7629 | 2.793 | 2.8145 | 2.8267 | 2.8253 | 2.81 | 2.7806 | 2.7375 | 2.6832 | 2.6184 | 2.5413 | 2.451 | 2.3468 | 2.2544 | 2.1951 | 2.1701 | 2.1808 | 2.1915
F2_Commercial_Health_Existing_Food Preparation_Natural Gas_Double Rack Oven_E3 | F2 | Commercial | Health | Existing | Food Preparation | Natural Gas | Double Rack Oven | E3 | TRC BC Ratio | 0 | 0 | 0 | 0 | 0 | 0 | 0 | 0 | 0 | 0 | 0 | 0 | 0 | 0 | 0 | 0 | 0 | 0 | 0 | 0 | 0 | 0 | 0 | 0 | 0 | 0 | 0
F2_Commercial_Health_Existing_Food Preparation_Natural Gas_Double Rack Oven_E4 | F2 | Commercial | Health | Existing | Food Preparation | Natural Gas | Double Rack Oven | E4 | TRC BC Ratio | 0 | 0 | 0 | 0 | 0 | 0 | 0 | 0 | 0 | 0 | 0 | 0 | 0 | 0 | 0 | 0 | 0 | 0 | 0 | 0 | 0 | 0 | 0 | 0 | 0 | 0 | 0
F2_Commercial_Health_Existing_Food Preparation_Natural Gas_Double Rack Oven_E5 | F2 | Commercial | Health | Existing | Food Preparation | Natural Gas | Double Rack Oven | E5 | TRC BC Ratio | 0 | 0 | 0 | 0 | 0 | 0 | 0 | 0 | 0 | 0 | 0 | 0 | 0 | 0 | 0 | 0 | 0 | 0 | 0 | 0 | 0 | 0 | 0 | 0 | 0 | 0 | 0
F2_Commercial_Health_Existing_Food Preparation_Natural Gas_Double Rack Oven_E6 | F2 | Commercial | Health | Existing | Food Preparation | Natural Gas | Double Rack Oven | E6 | TRC BC Ratio | 0 | 0 | 0 | 0 | 0 | 0 | 0 | 0 | 0 | 0 | 0 | 0 | 0 | 0 | 0 | 0 | 0 | 0 | 0 | 0 | 0 | 0 | 0 | 0 | 0 | 0 | 0
F2_Commercial_Health_Existing_Food Preparation_Natural Gas_Double Rack Oven_E7 | F2 | Commercial | Health | Existing | Food Preparation | Natural Gas | Double Rack Oven | E7 | TRC BC Ratio | 0 | 0 | 0 | 0 | 0 | 0 | 0 | 0 | 0 | 0 | 0 | 0 | 0 | 0 | 0 | 0 | 0 | 0 | 0 | 0 | 0 | 0 | 0 | 0 | 0 | 0 | 0
F2_Commercial_Health_Existing_Food Preparation_Natural Gas_Double Rack Oven_E8 | F2 | Commercial | Health | Existing | Food Preparation | Natural Gas | Double Rack Oven | E8 | TRC BC Ratio | 0 | 0 | 0 | 0 | 0 | 0 | 0 | 0 | 0 | 0 | 0 | 0 | 0 | 0 | 0 | 0 | 0 | 0 | 0 | 0 | 0 | 0 | 0 | 0 | 0 | 0 | 0
F2_Commercial_Health_Existing_Food Preparation_Natural Gas_Double Rack Oven_E9 | F2 | Commercial | Health | Existing | Food Preparation | Natural Gas | Double Rack Oven | E9 | TRC BC Ratio | 0 | 0 | 0 | 0 | 0 | 0 | 0 | 0 | 0 | 0 | 0 | 0 | 0 | 0 | 0 | 0 | 0 | 0 | 0 | 0 | 0 | 0 | 0 | 0 | 0 | 0 | 0
F2_Commercial_Health_Existing_Food Preparation_Natural Gas_Double Rack Oven_E10 | F2 | Commercial | Health | Existing | Food Preparation | Natural Gas | Double Rack Oven | E10 | TRC BC Ratio | 0 | 0 | 0 | 0 | 0 | 0 | 0 | 0 | 0 | 0 | 0 | 0 | 0 | 0 | 0 | 0 | 0 | 0 | 0 | 0 | 0 | 0 | 0 | 0 | 0 | 0 | 0
F3_Commercial_Health_Existing_Food Preparation_Natural Gas_Double Rack Oven_E1 | F3 | Commercial | Health | Existing | Food Preparation | Natural Gas | Double Rack Oven | E1 | PACT BC Ratio | bar: 2021 to 2047
F3_Commercial_Health_Existing_Food Preparation_Natural Gas_Double Rack Oven_E2 | F3 | Commercial | Health | Existing | Food Preparation | Natural Gas | Double Rack Oven | E2 | PACT BC Ratio | 3.4804 | 3.4432 | 3.4073 | 3.3729 | 3.3814 | 3.4179 | 3.4709 | 3.53 | 3.5869 | 3.6354 | 3.675 | 3.7033 | 3.7193 | 3.7175 | 3.6974 | 3.6587 | 3.602 | 3.5306 | 3.4453 | 3.3438 | 3.2249 | 3.0879 | 2.9664 | 2.8883 | 2.8554 | 2.8694 | 2.8835
F3_Commercial_Health_Existing_Food Preparation_Natural Gas_Double Rack Oven_E3 | F3 | Commercial | Health | Existing | Food Preparation | Natural Gas | Double Rack Oven | E3 | PACT BC Ratio | 0 | 0 | 0 | 0 | 0 | 0 | 0 | 0 | 0 | 0 | 0 | 0 | 0 | 0 | 0 | 0 | 0 | 0 | 0 | 0 | 0 | 0 | 0 | 0 | 0 | 0 | 0
F3_Commercial_Health_Existing_Food Preparation_Natural Gas_Double Rack Oven_E4 | F3 | Commercial | Health | Existing | Food Preparation | Natural Gas | Double Rack Oven | E4 | PACT BC Ratio | 0 | 0 | 0 | 0 | 0 | 0 | 0 | 0 | 0 | 0 | 0 | 0 | 0 | 0 | 0 | 0 | 0 | 0 | 0 | 0 | 0 | 0 | 0 | 0 | 0 | 0 | 0
F3_Commercial_Health_Existing_Food Preparation_Natural Gas_Double Rack Oven_E5 | F3 | Commercial | Health | Existing | Food Preparation | Natural Gas | Double Rack Oven | E5 | PACT BC Ratio | 0 | 0 | 0 | 0 | 0 | 0 | 0 | 0 | 0 | 0 | 0 | 0 | 0 | 0 | 0 | 0 | 0 | 0 | 0 | 0 | 0 | 0 | 0 | 0 | 0 | 0 | 0
F3_Commercial_Health_Existing_Food Preparation_Natural Gas_Double Rack Oven_E6 | F3 | Commercial | Health | Existing | Food Preparation | Natural Gas | Double Rack Oven | E6 | PACT BC Ratio | 0 | 0 | 0 | 0 | 0 | 0 | 0 | 0 | 0 | 0 | 0 | 0 | 0 | 0 | 0 | 0 | 0 | 0 | 0 | 0 | 0 | 0 | 0 | 0 | 0 | 0 | 0
F3_Commercial_Health_Existing_Food Preparation_Natural Gas_Double Rack Oven_E7 | F3 | Commercial | Health | Existing | Food Preparation | Natural Gas | Double Rack Oven | E7 | PACT BC Ratio | 0 | 0 | 0 | 0 | 0 | 0 | 0 | 0 | 0 | 0 | 0 | 0 | 0 | 0 | 0 | 0 | 0 | 0 | 0 | 0 | 0 | 0 | 0 | 0 | 0 | 0 | 0
F3_Commercial_Health_Existing_Food Preparation_Natural Gas_Double Rack Oven_E8 | F3 | Commercial | Health | Existing | Food Preparation | Natural Gas | Double Rack Oven | E8 | PACT BC Ratio | 0 | 0 | 0 | 0 | 0 | 0 | 0 | 0 | 0 | 0 | 0 | 0 | 0 | 0 | 0 | 0 | 0 | 0 | 0 | 0 | 0 | 0 | 0 | 0 | 0 | 0 | 0
F3_Commercial_Health_Existing_Food Preparation_Natural Gas_Double Rack Oven_E9 | F3 | Commercial | Health | Existing | Food Preparation | Natural Gas | Double Rack Oven | E9 | PACT BC Ratio | 0 | 0 | 0 | 0 | 0 | 0 | 0 | 0 | 0 | 0 | 0 | 0 | 0 | 0 | 0 | 0 | 0 | 0 | 0 | 0 | 0 | 0 | 0 | 0 | 0 | 0 | 0
F3_Commercial_Health_Existing_Food Preparation_Natural Gas_Double Rack Oven_E10 | F3 | Commercial | Health | Existing | Food Preparation | Natural Gas | Double Rack Oven | E10 | PACT BC Ratio | 0 | 0 | 0 | 0 | 0 | 0 | 0 | 0 | 0 | 0 | 0 | 0 | 0 | 0 | 0 | 0 | 0 | 0 | 0 | 0 | 0 | 0 | 0 | 0 | 0 | 0 | 0
F4_Commercial_Health_Existing_Food Preparation_Natural Gas_Double Rack Oven_E1 | F4 | Commercial | Health | Existing | Food Preparation | Natural Gas | Double Rack Oven | E1 | RVT BC Ratio | bar: 2021 to 2047
F4_Commercial_Health_Existing_Food Preparation_Natural Gas_Double Rack Oven_E2 | F4 | Commercial | Health | Existing | Food Preparation | Natural Gas | Double Rack Oven | E2 | RVT BC Ratio | 0.7 | 0.7 | 0.7 | 0.7 | 0.7 | 0.7 | 0.7 | 0.7 | 0.7 | 0.7 | 0.7 | 0.7 | 0.7 | 0.7 | 0.7 | 0.7 | 0.7 | 0.7 | 0.7 | 0.7 | 0.7 | 0.7 | 0.7 | 0.7 | 0.7 | 0.7 | 0.7
F4_Commercial_Health_Existing_Food Preparation_Natural Gas_Double Rack Oven_E3 | F4 | Commercial | Health | Existing | Food Preparation | Natural Gas | Double Rack Oven | E3 | RVT BC Ratio | 0 | 0 | 0 | 0 | 0 | 0 | 0 | 0 | 0 | 0 | 0 | 0 | 0 | 0 | 0 | 0 | 0 | 0 | 0 | 0 | 0 | 0 | 0 | 0 | 0 | 0 | 0
F4_Commercial_Health_Existing_Food Preparation_Natural Gas_Double Rack Oven_E4 | F4 | Commercial | Health | Existing | Food Preparation | Natural Gas | Double Rack Oven | E4 | RVT BC Ratio | 0 | 0 | 0 | 0 | 0 | 0 | 0 | 0 | 0 | 0 | 0 | 0 | 0 | 0 | 0 | 0 | 0 | 0 | 0 | 0 | 0 | 0 | 0 | 0 | 0 | 0 | 0
F4_Commercial_Health_Existing_Food Preparation_Natural Gas_Double Rack Oven_E5 | F4 | Commercial | Health | Existing | Food Preparation | Natural Gas | Double Rack Oven | E5 | RVT BC Ratio | 0 | 0 | 0 | 0 | 0 | 0 | 0 | 0 | 0 | 0 | 0 | 0 | 0 | 0 | 0 | 0 | 0 | 0 | 0 | 0 | 0 | 0 | 0 | 0 | 0 | 0 | 0
F4_Commercial_Health_Existing_Food Preparation_Natural Gas_Double Rack Oven_E6 | F4 | Commercial | Health | Existing | Food Preparation | Natural Gas | Double Rack Oven | E6 | RVT BC Ratio | 0 | 0 | 0 | 0 | 0 | 0 | 0 | 0 | 0 | 0 | 0 | 0 | 0 | 0 | 0 | 0 | 0 | 0 | 0 | 0 | 0 | 0 | 0 | 0 | 0 | 0 | 0
F4_Commercial_Health_Existing_Food Preparation_Natural Gas_Double Rack Oven_E7 | F4 | Commercial | Health | Existing | Food Preparation | Natural Gas | Double Rack Oven | E7 | RVT BC Ratio | 0 | 0 | 0 | 0 | 0 | 0 | 0 | 0 | 0 | 0 | 0 | 0 | 0 | 0 | 0 | 0 | 0 | 0 | 0 | 0 | 0 | 0 | 0 | 0 | 0 | 0 | 0
F4_Commercial_Health_Existing_Food Preparation_Natural Gas_Double Rack Oven_E8 | F4 | Commercial | Health | Existing | Food Preparation | Natural Gas | Double Rack Oven | E8 | RVT BC Ratio | 0 | 0 | 0 | 0 | 0 | 0 | 0 | 0 | 0 | 0 | 0 | 0 | 0 | 0 | 0 | 0 | 0 | 0 | 0 | 0 | 0 | 0 | 0 | 0 | 0 | 0 | 0
F4_Commercial_Health_Existing_Food Preparation_Natural Gas_Double Rack Oven_E9 | F4 | Commercial | Health | Existing | Food Preparation | Natural Gas | Double Rack Oven | E9 | RVT BC Ratio | 0 | 0 | 0 | 0 | 0 | 0 | 0 | 0 | 0 | 0 | 0 | 0 | 0 | 0 | 0 | 0 | 0 | 0 | 0 | 0 | 0 | 0 | 0 | 0 | 0 | 0 | 0
F4_Commercial_Health_Existing_Food Preparation_Natural Gas_Double Rack Oven_E10 | F4 | Commercial | Health | Existing | Food Preparation | Natural Gas | Double Rack Oven | E10 | RVT BC Ratio | 0 | 0 | 0 | 0 | 0 | 0 | 0 | 0 | 0 | 0 | 0 | 0 | 0 | 0 | 0 | 0 | 0 | 0 | 0 | 0 | 0 | 0 | 0 | 0 | 0 | 0 | 0
F5_Commercial_Health_Existing_Food Preparation_Natural Gas_Double Rack Oven_E1 | F5 | Commercial | Health | Existing | Food Preparation | Natural Gas | Double Rack Oven | E1 | RIM BC Ratio | bar: 2021 to 2047
F5_Commercial_Health_Existing_Food Preparation_Natural Gas_Double Rack Oven_E2 | F5 | Commercial | Health | Existing | Food Preparation | Natural Gas | Double Rack Oven | E2 | RIM BC Ratio | 3.4804 | 3.4432 | 3.4073 | 3.3729 | 3.3814 | 3.4179 | 3.4709 | 3.53 | 3.5869 | 3.6354 | 3.675 | 3.7033 | 3.7193 | 3.7175 | 3.6974 | 3.6587 | 3.602 | 3.5306 | 3.4453 | 3.3438 | 3.2249 | 3.0879 | 2.9664 | 2.8883 | 2.8554 | 2.8694 | 2.8835
F5_Commercial_Health_Existing_Food Preparation_Natural Gas_Double Rack Oven_E3 | F5 | Commercial | Health | Existing | Food Preparation | Natural Gas | Double Rack Oven | E3 | RIM BC Ratio | 0 | 0 | 0 | 0 | 0 | 0 | 0 | 0 | 0 | 0 | 0 | 0 | 0 | 0 | 0 | 0 | 0 | 0 | 0 | 0 | 0 | 0 | 0 | 0 | 0 | 0 | 0
F5_Commercial_Health_Existing_Food Preparation_Natural Gas_Double Rack Oven_E4 | F5 | Commercial | Health | Existing | Food Preparation | Natural Gas | Double Rack Oven | E4 | RIM BC Ratio | 0 | 0 | 0 | 0 | 0 | 0 | 0 | 0 | 0 | 0 | 0 | 0 | 0 | 0 | 0 | 0 | 0 | 0 | 0 | 0 | 0 | 0 | 0 | 0 | 0 | 0 | 0
F5_Commercial_Health_Existing_Food Preparation_Natural Gas_Double Rack Oven_E5 | F5 | Commercial | Health | Existing | Food Preparation | Natural Gas | Double Rack Oven | E5 | RIM BC Ratio | 0 | 0 | 0 | 0 | 0 | 0 | 0 | 0 | 0 | 0 | 0 | 0 | 0 | 0 | 0 | 0 | 0 | 0 | 0 | 0 | 0 | 0 | 0 | 0 | 0 | 0 | 0
F5_Commercial_Health_Existing_Food Preparation_Natural Gas_Double Rack Oven_E6 | F5 | Commercial | Health | Existing | Food Preparation | Natural Gas | Double Rack Oven | E6 | RIM BC Ratio | 0 | 0 | 0 | 0 | 0 | 0 | 0 | 0 | 0 | 0 | 0 | 0 | 0 | 0 | 0 | 0 | 0 | 0 | 0 | 0 | 0 | 0 | 0 | 0 | 0 | 0 | 0
F5_Commercial_Health_Existing_Food Preparation_Natural Gas_Double Rack Oven_E7 | F5 | Commercial | Health | Existing | Food Preparation | Natural Gas | Double Rack Oven | E7 | RIM BC Ratio | 0 | 0 | 0 | 0 | 0 | 0 | 0 | 0 | 0 | 0 | 0 | 0 | 0 | 0 | 0 | 0 | 0 | 0 | 0 | 0 | 0 | 0 | 0 | 0 | 0 | 0 | 0
F5_Commercial_Health_Existing_Food Preparation_Natural Gas_Double Rack Oven_E8 | F5 | Commercial | Health | Existing | Food Preparation | Natural Gas | Double Rack Oven | E8 | RIM BC Ratio | 0 | 0 | 0 | 0 | 0 | 0 | 0 | 0 | 0 | 0 | 0 | 0 | 0 | 0 | 0 | 0 | 0 | 0 | 0 | 0 | 0 | 0 | 0 | 0 | 0 | 0 | 0
F5_Commercial_Health_Existing_Food Preparation_Natural Gas_Double Rack Oven_E9 | F5 | Commercial | Health | Existing | Food Preparation | Natural Gas | Double Rack Oven | E9 | RIM BC Ratio | 0 | 0 | 0 | 0 | 0 | 0 | 0 | 0 | 0 | 0 | 0 | 0 | 0 | 0 | 0 | 0 | 0 | 0 | 0 | 0 | 0 | 0 | 0 | 0 | 0 | 0 | 0
F5_Commercial_Health_Existing_Food Preparation_Natural Gas_Double Rack Oven_E10 | F5 | Commercial | Health | Existing | Food Preparation | Natural Gas | Double Rack Oven | E10 | RIM BC Ratio | 0 | 0 | 0 | 0 | 0 | 0 | 0 | 0 | 0 | 0 | 0 | 0 | 0 | 0 | 0 | 0 | 0 | 0 | 0 | 0 | 0 | 0 | 0 | 0 | 0 | 0 | 0
F0_Commercial_Health_Existing_Food Preparation_Natural Gas_Fryer_E0 | F0 | Commercial | Health | Existing | Food Preparation | Natural Gas | Fryer | E0 | Economic Unit | ENERGY STAR | ENERGY STAR | ENERGY STAR | ENERGY STAR | ENERGY STAR | ENERGY STAR | ENERGY STAR | ENERGY STAR | ENERGY STAR | ENERGY STAR | ENERGY STAR | ENERGY STAR | ENERGY STAR | ENERGY STAR | ENERGY STAR | ENERGY STAR | ENERGY STAR | ENERGY STAR | ENERGY STAR | ENERGY STAR | ENERGY STAR | ENERGY STAR | ENERGY STAR | ENERGY STAR | ENERGY STAR | ENERGY STAR | ENERGY STAR
F1_Commercial_Health_Existing_Food Preparation_Natural Gas_Fryer_E1 | F1 | Commercial | Health | Existing | Food Preparation | Natural Gas | Fryer | E1 | CCE | 0 | 0 | 0 | 0 | 0 | 0 | 0 | 0 | 0 | 0 | 0 | 0 | 0 | 0 | 0 | 0 | 0 | 0 | 0 | 0 | 0 | 0 | 0 | 0 | 0 | 0 | 0
F1_Commercial_Health_Existing_Food Preparation_Natural Gas_Fryer_E2 | F1 | Commercial | Health | Existing | Food Preparation | Natural Gas | Fryer | E2 | CCE | 0.0045119 | 0 | 0 | 0 | 0 | 0 | 0 | 0 | 0 | 0 | 0 | 0 | 0 | 0 | 0 | 0 | 0 | 0 | 0 | 0 | 0 | 0 | 0 | 0 | 0 | 0 | 0
F1_Commercial_Health_Existing_Food Preparation_Natural Gas_Fryer_E3 | F1 | Commercial | Health | Existing | Food Preparation | Natural Gas | Fryer | E3 | CCE | 0 | 0 | 0 | 0 | 0 | 0 | 0 | 0 | 0 | 0 | 0 | 0 | 0 | 0 | 0 | 0 | 0 | 0 | 0 | 0 | 0 | 0 | 0 | 0 | 0 | 0 | 0
F1_Commercial_Health_Existing_Food Preparation_Natural Gas_Fryer_E4 | F1 | Commercial | Health | Existing | Food Preparation | Natural Gas | Fryer | E4 | CCE | 0 | 0 | 0 | 0 | 0 | 0 | 0 | 0 | 0 | 0 | 0 | 0 | 0 | 0 | 0 | 0 | 0 | 0 | 0 | 0 | 0 | 0 | 0 | 0 | 0 | 0 | 0
F1_Commercial_Health_Existing_Food Preparation_Natural Gas_Fryer_E5 | F1 | Commercial | Health | Existing | Food Preparation | Natural Gas | Fryer | E5 | CCE | 0 | 0 | 0 | 0 | 0 | 0 | 0 | 0 | 0 | 0 | 0 | 0 | 0 | 0 | 0 | 0 | 0 | 0 | 0 | 0 | 0 | 0 | 0 | 0 | 0 | 0 | 0
F1_Commercial_Health_Existing_Food Preparation_Natural Gas_Fryer_E6 | F1 | Commercial | Health | Existing | Food Preparation | Natural Gas | Fryer | E6 | CCE | 0 | 0 | 0 | 0 | 0 | 0 | 0 | 0 | 0 | 0 | 0 | 0 | 0 | 0 | 0 | 0 | 0 | 0 | 0 | 0 | 0 | 0 | 0 | 0 | 0 | 0 | 0
F1_Commercial_Health_Existing_Food Preparation_Natural Gas_Fryer_E7 | F1 | Commercial | Health | Existing | Food Preparation | Natural Gas | Fryer | E7 | CCE | 0 | 0 | 0 | 0 | 0 | 0 | 0 | 0 | 0 | 0 | 0 | 0 | 0 | 0 | 0 | 0 | 0 | 0 | 0 | 0 | 0 | 0 | 0 | 0 | 0 | 0 | 0
F1_Commercial_Health_Existing_Food Preparation_Natural Gas_Fryer_E8 | F1 | Commercial | Health | Existing | Food Preparation | Natural Gas | Fryer | E8 | CCE | 0 | 0 | 0 | 0 | 0 | 0 | 0 | 0 | 0 | 0 | 0 | 0 | 0 | 0 | 0 | 0 | 0 | 0 | 0 | 0 | 0 | 0 | 0 | 0 | 0 | 0 | 0
F1_Commercial_Health_Existing_Food Preparation_Natural Gas_Fryer_E9 | F1 | Commercial | Health | Existing | Food Preparation | Natural Gas | Fryer | E9 | CCE | 0 | 0 | 0 | 0 | 0 | 0 | 0 | 0 | 0 | 0 | 0 | 0 | 0 | 0 | 0 | 0 | 0 | 0 | 0 | 0 | 0 | 0 | 0 | 0 | 0 | 0 | 0
F1_Commercial_Health_Existing_Food Preparation_Natural Gas_Fryer_E10 | F1 | Commercial | Health | Existing | Food Preparation | Natural Gas | Fryer | E10 | CCE | 0 | 0 | 0 | 0 | 0 | 0 | 0 | 0 | 0 | 0 | 0 | 0 | 0 | 0 | 0 | 0 | 0 | 0 | 0 | 0 | 0 | 0 | 0 | 0 | 0 | 0 | 0
F2_Commercial_Health_Existing_Food Preparation_Natural Gas_Fryer_E1 | F2 | Commercial | Health | Existing | Food Preparation | Natural Gas | Fryer | E1 | TRC BC Ratio | 1 | 0 | 0 | 0 | 0 | 0 | 0 | 0 | 0 | 0 | 0 | 0 | 0 | 0 | 0 | 0 | 0 | 0 | 0 | 0 | 0 | 0 | 0 | 0 | 0 | 0 | 0
F2_Commercial_Health_Existing_Food Preparation_Natural Gas_Fryer_E2 | F2 | Commercial | Health | Existing | Food Preparation | Natural Gas | Fryer | E2 | TRC BC Ratio | 3.0535 | 1 | 1 | 1 | 1 | 1 | 1 | 1 | 1 | 1 | 1 | 1 | 1 | 1 | 1 | 1 | 1 | 1 | 1 | 1 | 1 | 1 | 1 | 1 | 1 | 1 | 1
F2_Commercial_Health_Existing_Food Preparation_Natural Gas_Fryer_E3 | F2 | Commercial | Health | Existing | Food Preparation | Natural Gas | Fryer | E3 | TRC BC Ratio | 0 | 0 | 0 | 0 | 0 | 0 | 0 | 0 | 0 | 0 | 0 | 0 | 0 | 0 | 0 | 0 | 0 | 0 | 0 | 0 | 0 | 0 | 0 | 0 | 0 | 0 | 0
F2_Commercial_Health_Existing_Food Preparation_Natural Gas_Fryer_E4 | F2 | Commercial | Health | Existing | Food Preparation | Natural Gas | Fryer | E4 | TRC BC Ratio | 0 | 0 | 0 | 0 | 0 | 0 | 0 | 0 | 0 | 0 | 0 | 0 | 0 | 0 | 0 | 0 | 0 | 0 | 0 | 0 | 0 | 0 | 0 | 0 | 0 | 0 | 0
F2_Commercial_Health_Existing_Food Preparation_Natural Gas_Fryer_E5 | F2 | Commercial | Health | Existing | Food Preparation | Natural Gas | Fryer | E5 | TRC BC Ratio | 0 | 0 | 0 | 0 | 0 | 0 | 0 | 0 | 0 | 0 | 0 | 0 | 0 | 0 | 0 | 0 | 0 | 0 | 0 | 0 | 0 | 0 | 0 | 0 | 0 | 0 | 0
F2_Commercial_Health_Existing_Food Preparation_Natural Gas_Fryer_E6 | F2 | Commercial | Health | Existing | Food Preparation | Natural Gas | Fryer | E6 | TRC BC Ratio | 0 | 0 | 0 | 0 | 0 | 0 | 0 | 0 | 0 | 0 | 0 | 0 | 0 | 0 | 0 | 0 | 0 | 0 | 0 | 0 | 0 | 0 | 0 | 0 | 0 | 0 | 0
F2_Commercial_Health_Existing_Food Preparation_Natural Gas_Fryer_E7 | F2 | Commercial | Health | Existing | Food Preparation | Natural Gas | Fryer | E7 | TRC BC Ratio | 0 | 0 | 0 | 0 | 0 | 0 | 0 | 0 | 0 | 0 | 0 | 0 | 0 | 0 | 0 | 0 | 0 | 0 | 0 | 0 | 0 | 0 | 0 | 0 | 0 | 0 | 0
F2_Commercial_Health_Existing_Food Preparation_Natural Gas_Fryer_E8 | F2 | Commercial | Health | Existing | Food Preparation | Natural Gas | Fryer | E8 | TRC BC Ratio | 0 | 0 | 0 | 0 | 0 | 0 | 0 | 0 | 0 | 0 | 0 | 0 | 0 | 0 | 0 | 0 | 0 | 0 | 0 | 0 | 0 | 0 | 0 | 0 | 0 | 0 | 0
F2_Commercial_Health_Existing_Food Preparation_Natural Gas_Fryer_E9 | F2 | Commercial | Health | Existing | Food Preparation | Natural Gas | Fryer | E9 | TRC BC Ratio | 0 | 0 | 0 | 0 | 0 | 0 | 0 | 0 | 0 | 0 | 0 | 0 | 0 | 0 | 0 | 0 | 0 | 0 | 0 | 0 | 0 | 0 | 0 | 0 | 0 | 0 | 0
F2_Commercial_Health_Existing_Food Preparation_Natural Gas_Fryer_E10 | F2 | Commercial | Health | Existing | Food Preparation | Natural Gas | Fryer | E10 | TRC BC Ratio | 0 | 0 | 0 | 0 | 0 | 0 | 0 | 0 | 0 | 0 | 0 | 0 | 0 | 0 | 0 | 0 | 0 | 0 | 0 | 0 | 0 | 0 | 0 | 0 | 0 | 0 | 0
F3_Commercial_Health_Existing_Food Preparation_Natural Gas_Fryer_E1 | F3 | Commercial | Health | Existing | Food Preparation | Natural Gas | Fryer | E1 | PACT BC Ratio | 1 | 0 | 0 | 0 | 0 | 0 | 0 | 0 | 0 | 0 | 0 | 0 | 0 | 0 | 0 | 0 | 0 | 0 | 0 | 0 | 0 | 0 | 0 | 0 | 0 | 0 | 0
F3_Commercial_Health_Existing_Food Preparation_Natural Gas_Fryer_E2 | F3 | Commercial | Health | Existing | Food Preparation | Natural Gas | Fryer | E2 | PACT BC Ratio | 4.0178 | 1 | 1 | 1 | 1 | 1 | 1 | 1 | 1 | 1 | 1 | 1 | 1 | 1 | 1 | 1 | 1 | 1 | 1 | 1 | 1 | 1 | 1 | 1 | 1 | 1 | 1
F3_Commercial_Health_Existing_Food Preparation_Natural Gas_Fryer_E3 | F3 | Commercial | Health | Existing | Food Preparation | Natural Gas | Fryer | E3 | PACT BC Ratio | 0 | 0 | 0 | 0 | 0 | 0 | 0 | 0 | 0 | 0 | 0 | 0 | 0 | 0 | 0 | 0 | 0 | 0 | 0 | 0 | 0 | 0 | 0 | 0 | 0 | 0 | 0
F3_Commercial_Health_Existing_Food Preparation_Natural Gas_Fryer_E4 | F3 | Commercial | Health | Existing | Food Preparation | Natural Gas | Fryer | E4 | PACT BC Ratio | 0 | 0 | 0 | 0 | 0 | 0 | 0 | 0 | 0 | 0 | 0 | 0 | 0 | 0 | 0 | 0 | 0 | 0 | 0 | 0 | 0 | 0 | 0 | 0 | 0 | 0 | 0
F3_Commercial_Health_Existing_Food Preparation_Natural Gas_Fryer_E5 | F3 | Commercial | Health | Existing | Food Preparation | Natural Gas | Fryer | E5 | PACT BC Ratio | 0 | 0 | 0 | 0 | 0 | 0 | 0 | 0 | 0 | 0 | 0 | 0 | 0 | 0 | 0 | 0 | 0 | 0 | 0 | 0 | 0 | 0 | 0 | 0 | 0 | 0 | 0
F3_Commercial_Health_Existing_Food Preparation_Natural Gas_Fryer_E6 | F3 | Commercial | Health | Existing | Food Preparation | Natural Gas | Fryer | E6 | PACT BC Ratio | 0 | 0 | 0 | 0 | 0 | 0 | 0 | 0 | 0 | 0 | 0 | 0 | 0 | 0 | 0 | 0 | 0 | 0 | 0 | 0 | 0 | 0 | 0 | 0 | 0 | 0 | 0
F3_Commercial_Health_Existing_Food Preparation_Natural Gas_Fryer_E7 | F3 | Commercial | Health | Existing | Food Preparation | Natural Gas | Fryer | E7 | PACT BC Ratio | 0 | 0 | 0 | 0 | 0 | 0 | 0 | 0 | 0 | 0 | 0 | 0 | 0 | 0 | 0 | 0 | 0 | 0 | 0 | 0 | 0 | 0 | 0 | 0 | 0 | 0 | 0
F3_Commercial_Health_Existing_Food Preparation_Natural Gas_Fryer_E8 | F3 | Commercial | Health | Existing | Food Preparation | Natural Gas | Fryer | E8 | PACT BC Ratio | 0 | 0 | 0 | 0 | 0 | 0 | 0 | 0 | 0 | 0 | 0 | 0 | 0 | 0 | 0 | 0 | 0 | 0 | 0 | 0 | 0 | 0 | 0 | 0 | 0 | 0 | 0
F3_Commercial_Health_Existing_Food Preparation_Natural Gas_Fryer_E9 | F3 | Commercial | Health | Existing | Food Preparation | Natural Gas | Fryer | E9 | PACT BC Ratio | 0 | 0 | 0 | 0 | 0 | 0 | 0 | 0 | 0 | 0 | 0 | 0 | 0 | 0 | 0 | 0 | 0 | 0 | 0 | 0 | 0 | 0 | 0 | 0 | 0 | 0 | 0
F3_Commercial_Health_Existing_Food Preparation_Natural Gas_Fryer_E10 | F3 | Commercial | Health | Existing | Food Preparation | Natural Gas | Fryer | E10 | PACT BC Ratio | 0 | 0 | 0 | 0 | 0 | 0 | 0 | 0 | 0 | 0 | 0 | 0 | 0 | 0 | 0 | 0 | 0 | 0 | 0 | 0 | 0 | 0 | 0 | 0 | 0 | 0 | 0
F4_Commercial_Health_Existing_Food Preparation_Natural Gas_Fryer_E1 | F4 | Commercial | Health | Existing | Food Preparation | Natural Gas | Fryer | E1 | RVT BC Ratio | 1 | 0 | 0 | 0 | 0 | 0 | 0 | 0 | 0 | 0 | 0 | 0 | 0 | 0 | 0 | 0 | 0 | 0 | 0 | 0 | 0 | 0 | 0 | 0 | 0 | 0 | 0
F4_Commercial_Health_Existing_Food Preparation_Natural Gas_Fryer_E2 | F4 | Commercial | Health | Existing | Food Preparation | Natural Gas | Fryer | E2 | RVT BC Ratio | 0.7 | 1 | 1 | 1 | 1 | 1 | 1 | 1 | 1 | 1 | 1 | 1 | 1 | 1 | 1 | 1 | 1 | 1 | 1 | 1 | 1 | 1 | 1 | 1 | 1 | 1 | 1
F4_Commercial_Health_Existing_Food Preparation_Natural Gas_Fryer_E3 | F4 | Commercial | Health | Existing | Food Preparation | Natural Gas | Fryer | E3 | RVT BC Ratio | 0 | 0 | 0 | 0 | 0 | 0 | 0 | 0 | 0 | 0 | 0 | 0 | 0 | 0 | 0 | 0 | 0 | 0 | 0 | 0 | 0 | 0 | 0 | 0 | 0 | 0 | 0
F4_Commercial_Health_Existing_Food Preparation_Natural Gas_Fryer_E4 | F4 | Commercial | Health | Existing | Food Preparation | Natural Gas | Fryer | E4 | RVT BC Ratio | 0 | 0 | 0 | 0 | 0 | 0 | 0 | 0 | 0 | 0 | 0 | 0 | 0 | 0 | 0 | 0 | 0 | 0 | 0 | 0 | 0 | 0 | 0 | 0 | 0 | 0 | 0
F4_Commercial_Health_Existing_Food Preparation_Natural Gas_Fryer_E5 | F4 | Commercial | Health | Existing | Food Preparation | Natural Gas | Fryer | E5 | RVT BC Ratio | 0 | 0 | 0 | 0 | 0 | 0 | 0 | 0 | 0 | 0 | 0 | 0 | 0 | 0 | 0 | 0 | 0 | 0 | 0 | 0 | 0 | 0 | 0 | 0 | 0 | 0 | 0
F4_Commercial_Health_Existing_Food Preparation_Natural Gas_Fryer_E6 | F4 | Commercial | Health | Existing | Food Preparation | Natural Gas | Fryer | E6 | RVT BC Ratio | 0 | 0 | 0 | 0 | 0 | 0 | 0 | 0 | 0 | 0 | 0 | 0 | 0 | 0 | 0 | 0 | 0 | 0 | 0 | 0 | 0 | 0 | 0 | 0 | 0 | 0 | 0
F4_Commercial_Health_Existing_Food Preparation_Natural Gas_Fryer_E7 | F4 | Commercial | Health | Existing | Food Preparation | Natural Gas | Fryer | E7 | RVT BC Ratio | 0 | 0 | 0 | 0 | 0 | 0 | 0 | 0 | 0 | 0 | 0 | 0 | 0 | 0 | 0 | 0 | 0 | 0 | 0 | 0 | 0 | 0 | 0 | 0 | 0 | 0 | 0
F4_Commercial_Health_Existing_Food Preparation_Natural Gas_Fryer_E8 | F4 | Commercial | Health | Existing | Food Preparation | Natural Gas | Fryer | E8 | RVT BC Ratio | 0 | 0 | 0 | 0 | 0 | 0 | 0 | 0 | 0 | 0 | 0 | 0 | 0 | 0 | 0 | 0 | 0 | 0 | 0 | 0 | 0 | 0 | 0 | 0 | 0 | 0 | 0
F4_Commercial_Health_Existing_Food Preparation_Natural Gas_Fryer_E9 | F4 | Commercial | Health | Existing | Food Preparation | Natural Gas | Fryer | E9 | RVT BC Ratio | 0 | 0 | 0 | 0 | 0 | 0 | 0 | 0 | 0 | 0 | 0 | 0 | 0 | 0 | 0 | 0 | 0 | 0 | 0 | 0 | 0 | 0 | 0 | 0 | 0 | 0 | 0
F4_Commercial_Health_Existing_Food Preparation_Natural Gas_Fryer_E10 | F4 | Commercial | Health | Existing | Food Preparation | Natural Gas | Fryer | E10 | RVT BC Ratio | 0 | 0 | 0 | 0 | 0 | 0 | 0 | 0 | 0 | 0 | 0 | 0 | 0 | 0 | 0 | 0 | 0 | 0 | 0 | 0 | 0 | 0 | 0 | 0 | 0 | 0 | 0
F5_Commercial_Health_Existing_Food Preparation_Natural Gas_Fryer_E1 | F5 | Commercial | Health | Existing | Food Preparation | Natural Gas | Fryer | E1 | RIM BC Ratio | 1 | 0 | 0 | 0 | 0 | 0 | 0 | 0 | 0 | 0 | 0 | 0 | 0 | 0 | 0 | 0 | 0 | 0 | 0 | 0 | 0 | 0 | 0 | 0 | 0 | 0 | 0
F5_Commercial_Health_Existing_Food Preparation_Natural Gas_Fryer_E2 | F5 | Commercial | Health | Existing | Food Preparation | Natural Gas | Fryer | E2 | RIM BC Ratio | 4.0178 | 1 | 1 | 1 | 1 | 1 | 1 | 1 | 1 | 1 | 1 | 1 | 1 | 1 | 1 | 1 | 1 | 1 | 1 | 1 | 1 | 1 | 1 | 1 | 1 | 1 | 1
F5_Commercial_Health_Existing_Food Preparation_Natural Gas_Fryer_E3 | F5 | Commercial | Health | Existing | Food Preparation | Natural Gas | Fryer | E3 | RIM BC Ratio | 0 | 0 | 0 | 0 | 0 | 0 | 0 | 0 | 0 | 0 | 0 | 0 | 0 | 0 | 0 | 0 | 0 | 0 | 0 | 0 | 0 | 0 | 0 | 0 | 0 | 0 | 0
F5_Commercial_Health_Existing_Food Preparation_Natural Gas_Fryer_E4 | F5 | Commercial | Health | Existing | Food Preparation | Natural Gas | Fryer | E4 | RIM BC Ratio | 0 | 0 | 0 | 0 | 0 | 0 | 0 | 0 | 0 | 0 | 0 | 0 | 0 | 0 | 0 | 0 | 0 | 0 | 0 | 0 | 0 | 0 | 0 | 0 | 0 | 0 | 0
F5_Commercial_Health_Existing_Food Preparation_Natural Gas_Fryer_E5 | F5 | Commercial | Health | Existing | Food Preparation | Natural Gas | Fryer | E5 | RIM BC Ratio | 0 | 0 | 0 | 0 | 0 | 0 | 0 | 0 | 0 | 0 | 0 | 0 | 0 | 0 | 0 | 0 | 0 | 0 | 0 | 0 | 0 | 0 | 0 | 0 | 0 | 0 | 0
F5_Commercial_Health_Existing_Food Preparation_Natural Gas_Fryer_E6 | F5 | Commercial | Health | Existing | Food Preparation | Natural Gas | Fryer | E6 | RIM BC Ratio | 0 | 0 | 0 | 0 | 0 | 0 | 0 | 0 | 0 | 0 | 0 | 0 | 0 | 0 | 0 | 0 | 0 | 0 | 0 | 0 | 0 | 0 | 0 | 0 | 0 | 0 | 0
F5_Commercial_Health_Existing_Food Preparation_Natural Gas_Fryer_E7 | F5 | Commercial | Health | Existing | Food Preparation | Natural Gas | Fryer | E7 | RIM BC Ratio | 0 | 0 | 0 | 0 | 0 | 0 | 0 | 0 | 0 | 0 | 0 | 0 | 0 | 0 | 0 | 0 | 0 | 0 | 0 | 0 | 0 | 0 | 0 | 0 | 0 | 0 | 0
F5_Commercial_Health_Existing_Food Preparation_Natural Gas_Fryer_E8 | F5 | Commercial | Health | Existing | Food Preparation | Natural Gas | Fryer | E8 | RIM BC Ratio | 0 | 0 | 0 | 0 | 0 | 0 | 0 | 0 | 0 | 0 | 0 | 0 | 0 | 0 | 0 | 0 | 0 | 0 | 0 | 0 | 0 | 0 | 0 | 0 | 0 | 0 | 0
F5_Commercial_Health_Existing_Food Preparation_Natural Gas_Fryer_E9 | F5 | Commercial | Health | Existing | Food Preparation | Natural Gas | Fryer | E9 | RIM BC Ratio | 0 | 0 | 0 | 0 | 0 | 0 | 0 | 0 | 0 | 0 | 0 | 0 | 0 | 0 | 0 | 0 | 0 | 0 | 0 | 0 | 0 | 0 | 0 | 0 | 0 | 0 | 0
F5_Commercial_Health_Existing_Food Preparation_Natural Gas_Fryer_E10 | F5 | Commercial | Health | Existing | Food Preparation | Natural Gas | Fryer | E10 | RIM BC Ratio | 0 | 0 | 0 | 0 | 0 | 0 | 0 | 0 | 0 | 0 | 0 | 0 | 0 | 0 | 0 | 0 | 0 | 0 | 0 | 0 | 0 | 0 | 0 | 0 | 0 | 0 | 0
F0_Commercial_Health_Existing_Food Preparation_Natural Gas_Broiler_E0 | F0 | Commercial | Health | Existing | Food Preparation | Natural Gas | Broiler | E0 | Economic Unit | Infrared Burners | Infrared Burners | Infrared Burners | Infrared Burners | Infrared Burners | Infrared Burners | Infrared Burners | Infrared Burners | Infrared Burners | Infrared Burners | Infrared Burners | Infrared Burners | Infrared Burners | Infrared Burners | Infrared Burners | Infrared Burners | Infrared Burners | Infrared Burners | Infrared Burners | Infrared Burners | Infrared Burners | Infrared Burners | Infrared Burners | Infrared Burners | Infrared Burners | Infrared Burners | Infrared Burners
F1_Commercial_Health_Existing_Food Preparation_Natural Gas_Broiler_E1 | F1 | Commercial | Health | Existing | Food Preparation | Natural Gas | Broiler | E1 | CCE | 0 | 0 | 0 | 0 | 0 | 0 | 0 | 0 | 0 | 0 | 0 | 0 | 0 | 0 | 0 | 0 | 0 | 0 | 0 | 0 | 0 | 0 | 0 | 0 | 0 | 0 | 0
F1_Commercial_Health_Existing_Food Preparation_Natural Gas_Broiler_E2 | F1 | Commercial | Health | Existing | Food Preparation | Natural Gas | Broiler | E2 | CCE | 0.0088234 | 0.0088234 | 0.0088234 | 0.0088234 | 0.0088234 | 0.0088234 | 0.0088234 | 0.0088234 | 0.0088234 | 0.0088234 | 0.0088234 | 0.0088234 | 0.0088234 | 0.0088234 | 0.0088234 | 0.0088234 | 0.0088234 | 0.0088234 | 0.0088234 | 0.0088234 | 0.0088234 | 0.0088234 | 0.0088234 | 0.0088234 | 0.0088234 | 0.0088234 | 0.0088234
F1_Commercial_Health_Existing_Food Preparation_Natural Gas_Broiler_E3 | F1 | Commercial | Health | Existing | Food Preparation | Natural Gas | Broiler | E3 | CCE | 0 | 0 | 0 | 0 | 0 | 0 | 0 | 0 | 0 | 0 | 0 | 0 | 0 | 0 | 0 | 0 | 0 | 0 | 0 | 0 | 0 | 0 | 0 | 0 | 0 | 0 | 0
F1_Commercial_Health_Existing_Food Preparation_Natural Gas_Broiler_E4 | F1 | Commercial | Health | Existing | Food Preparation | Natural Gas | Broiler | E4 | CCE | 0 | 0 | 0 | 0 | 0 | 0 | 0 | 0 | 0 | 0 | 0 | 0 | 0 | 0 | 0 | 0 | 0 | 0 | 0 | 0 | 0 | 0 | 0 | 0 | 0 | 0 | 0
F1_Commercial_Health_Existing_Food Preparation_Natural Gas_Broiler_E5 | F1 | Commercial | Health | Existing | Food Preparation | Natural Gas | Broiler | E5 | CCE | 0 | 0 | 0 | 0 | 0 | 0 | 0 | 0 | 0 | 0 | 0 | 0 | 0 | 0 | 0 | 0 | 0 | 0 | 0 | 0 | 0 | 0 | 0 | 0 | 0 | 0 | 0
F1_Commercial_Health_Existing_Food Preparation_Natural Gas_Broiler_E6 | F1 | Commercial | Health | Existing | Food Preparation | Natural Gas | Broiler | E6 | CCE | 0 | 0 | 0 | 0 | 0 | 0 | 0 | 0 | 0 | 0 | 0 | 0 | 0 | 0 | 0 | 0 | 0 | 0 | 0 | 0 | 0 | 0 | 0 | 0 | 0 | 0 | 0
F1_Commercial_Health_Existing_Food Preparation_Natural Gas_Broiler_E7 | F1 | Commercial | Health | Existing | Food Preparation | Natural Gas | Broiler | E7 | CCE | 0 | 0 | 0 | 0 | 0 | 0 | 0 | 0 | 0 | 0 | 0 | 0 | 0 | 0 | 0 | 0 | 0 | 0 | 0 | 0 | 0 | 0 | 0 | 0 | 0 | 0 | 0
F1_Commercial_Health_Existing_Food Preparation_Natural Gas_Broiler_E8 | F1 | Commercial | Health | Existing | Food Preparation | Natural Gas | Broiler | E8 | CCE | 0 | 0 | 0 | 0 | 0 | 0 | 0 | 0 | 0 | 0 | 0 | 0 | 0 | 0 | 0 | 0 | 0 | 0 | 0 | 0 | 0 | 0 | 0 | 0 | 0 | 0 | 0
F1_Commercial_Health_Existing_Food Preparation_Natural Gas_Broiler_E9 | F1 | Commercial | Health | Existing | Food Preparation | Natural Gas | Broiler | E9 | CCE | 0 | 0 | 0 | 0 | 0 | 0 | 0 | 0 | 0 | 0 | 0 | 0 | 0 | 0 | 0 | 0 | 0 | 0 | 0 | 0 | 0 | 0 | 0 | 0 | 0 | 0 | 0
F1_Commercial_Health_Existing_Food Preparation_Natural Gas_Broiler_E10 | F1 | Commercial | Health | Existing | Food Preparation | Natural Gas | Broiler | E10 | CCE | 0 | 0 | 0 | 0 | 0 | 0 | 0 | 0 | 0 | 0 | 0 | 0 | 0 | 0 | 0 | 0 | 0 | 0 | 0 | 0 | 0 | 0 | 0 | 0 | 0 | 0 | 0
F2_Commercial_Health_Existing_Food Preparation_Natural Gas_Broiler_E1 | F2 | Commercial | Health | Existing | Food Preparation | Natural Gas | Broiler | E1 | TRC BC Ratio | bar: 2021 to 2047
F2_Commercial_Health_Existing_Food Preparation_Natural Gas_Broiler_E2 | F2 | Commercial | Health | Existing | Food Preparation | Natural Gas | Broiler | E2 | TRC BC Ratio | 1.5469 | 1.5304 | 1.5144 | 1.4991 | 1.5029 | 1.5191 | 1.5427 | 1.5689 | 1.5942 | 1.6158 | 1.6334 | 1.6459 | 1.6531 | 1.6523 | 1.6433 | 1.6261 | 1.6009 | 1.5692 | 1.5313 | 1.4862 | 1.4333 | 1.3724 | 1.3184 | 1.2837 | 1.2691 | 1.2753 | 1.2816
F2_Commercial_Health_Existing_Food Preparation_Natural Gas_Broiler_E3 | F2 | Commercial | Health | Existing | Food Preparation | Natural Gas | Broiler | E3 | TRC BC Ratio | 0 | 0 | 0 | 0 | 0 | 0 | 0 | 0 | 0 | 0 | 0 | 0 | 0 | 0 | 0 | 0 | 0 | 0 | 0 | 0 | 0 | 0 | 0 | 0 | 0 | 0 | 0
F2_Commercial_Health_Existing_Food Preparation_Natural Gas_Broiler_E4 | F2 | Commercial | Health | Existing | Food Preparation | Natural Gas | Broiler | E4 | TRC BC Ratio | 0 | 0 | 0 | 0 | 0 | 0 | 0 | 0 | 0 | 0 | 0 | 0 | 0 | 0 | 0 | 0 | 0 | 0 | 0 | 0 | 0 | 0 | 0 | 0 | 0 | 0 | 0
F2_Commercial_Health_Existing_Food Preparation_Natural Gas_Broiler_E5 | F2 | Commercial | Health | Existing | Food Preparation | Natural Gas | Broiler | E5 | TRC BC Ratio | 0 | 0 | 0 | 0 | 0 | 0 | 0 | 0 | 0 | 0 | 0 | 0 | 0 | 0 | 0 | 0 | 0 | 0 | 0 | 0 | 0 | 0 | 0 | 0 | 0 | 0 | 0
F2_Commercial_Health_Existing_Food Preparation_Natural Gas_Broiler_E6 | F2 | Commercial | Health | Existing | Food Preparation | Natural Gas | Broiler | E6 | TRC BC Ratio | 0 | 0 | 0 | 0 | 0 | 0 | 0 | 0 | 0 | 0 | 0 | 0 | 0 | 0 | 0 | 0 | 0 | 0 | 0 | 0 | 0 | 0 | 0 | 0 | 0 | 0 | 0
F2_Commercial_Health_Existing_Food Preparation_Natural Gas_Broiler_E7 | F2 | Commercial | Health | Existing | Food Preparation | Natural Gas | Broiler | E7 | TRC BC Ratio | 0 | 0 | 0 | 0 | 0 | 0 | 0 | 0 | 0 | 0 | 0 | 0 | 0 | 0 | 0 | 0 | 0 | 0 | 0 | 0 | 0 | 0 | 0 | 0 | 0 | 0 | 0
F2_Commercial_Health_Existing_Food Preparation_Natural Gas_Broiler_E8 | F2 | Commercial | Health | Existing | Food Preparation | Natural Gas | Broiler | E8 | TRC BC Ratio | 0 | 0 | 0 | 0 | 0 | 0 | 0 | 0 | 0 | 0 | 0 | 0 | 0 | 0 | 0 | 0 | 0 | 0 | 0 | 0 | 0 | 0 | 0 | 0 | 0 | 0 | 0
F2_Commercial_Health_Existing_Food Preparation_Natural Gas_Broiler_E9 | F2 | Commercial | Health | Existing | Food Preparation | Natural Gas | Broiler | E9 | TRC BC Ratio | 0 | 0 | 0 | 0 | 0 | 0 | 0 | 0 | 0 | 0 | 0 | 0 | 0 | 0 | 0 | 0 | 0 | 0 | 0 | 0 | 0 | 0 | 0 | 0 | 0 | 0 | 0
F2_Commercial_Health_Existing_Food Preparation_Natural Gas_Broiler_E10 | F2 | Commercial | Health | Existing | Food Preparation | Natural Gas | Broiler | E10 | TRC BC Ratio | 0 | 0 | 0 | 0 | 0 | 0 | 0 | 0 | 0 | 0 | 0 | 0 | 0 | 0 | 0 | 0 | 0 | 0 | 0 | 0 | 0 | 0 | 0 | 0 | 0 | 0 | 0
F3_Commercial_Health_Existing_Food Preparation_Natural Gas_Broiler_E1 | F3 | Commercial | Health | Existing | Food Preparation | Natural Gas | Broiler | E1 | PACT BC Ratio | bar: 2021 to 2047
F3_Commercial_Health_Existing_Food Preparation_Natural Gas_Broiler_E2 | F3 | Commercial | Health | Existing | Food Preparation | Natural Gas | Broiler | E2 | PACT BC Ratio | 1.9504 | 1.9296 | 1.9094 | 1.8902 | 1.8949 | 1.9154 | 1.9451 | 1.9782 | 2.0101 | 2.0373 | 2.0595 | 2.0753 | 2.0843 | 2.0833 | 2.072 | 2.0503 | 2.0186 | 1.9785 | 1.9307 | 1.8739 | 1.8073 | 1.7304 | 1.6624 | 1.6186 | 1.6002 | 1.608 | 1.6159
F3_Commercial_Health_Existing_Food Preparation_Natural Gas_Broiler_E3 | F3 | Commercial | Health | Existing | Food Preparation | Natural Gas | Broiler | E3 | PACT BC Ratio | 0 | 0 | 0 | 0 | 0 | 0 | 0 | 0 | 0 | 0 | 0 | 0 | 0 | 0 | 0 | 0 | 0 | 0 | 0 | 0 | 0 | 0 | 0 | 0 | 0 | 0 | 0
F3_Commercial_Health_Existing_Food Preparation_Natural Gas_Broiler_E4 | F3 | Commercial | Health | Existing | Food Preparation | Natural Gas | Broiler | E4 | PACT BC Ratio | 0 | 0 | 0 | 0 | 0 | 0 | 0 | 0 | 0 | 0 | 0 | 0 | 0 | 0 | 0 | 0 | 0 | 0 | 0 | 0 | 0 | 0 | 0 | 0 | 0 | 0 | 0
F3_Commercial_Health_Existing_Food Preparation_Natural Gas_Broiler_E5 | F3 | Commercial | Health | Existing | Food Preparation | Natural Gas | Broiler | E5 | PACT BC Ratio | 0 | 0 | 0 | 0 | 0 | 0 | 0 | 0 | 0 | 0 | 0 | 0 | 0 | 0 | 0 | 0 | 0 | 0 | 0 | 0 | 0 | 0 | 0 | 0 | 0 | 0 | 0
F3_Commercial_Health_Existing_Food Preparation_Natural Gas_Broiler_E6 | F3 | Commercial | Health | Existing | Food Preparation | Natural Gas | Broiler | E6 | PACT BC Ratio | 0 | 0 | 0 | 0 | 0 | 0 | 0 | 0 | 0 | 0 | 0 | 0 | 0 | 0 | 0 | 0 | 0 | 0 | 0 | 0 | 0 | 0 | 0 | 0 | 0 | 0 | 0
F3_Commercial_Health_Existing_Food Preparation_Natural Gas_Broiler_E7 | F3 | Commercial | Health | Existing | Food Preparation | Natural Gas | Broiler | E7 | PACT BC Ratio | 0 | 0 | 0 | 0 | 0 | 0 | 0 | 0 | 0 | 0 | 0 | 0 | 0 | 0 | 0 | 0 | 0 | 0 | 0 | 0 | 0 | 0 | 0 | 0 | 0 | 0 | 0
F3_Commercial_Health_Existing_Food Preparation_Natural Gas_Broiler_E8 | F3 | Commercial | Health | Existing | Food Preparation | Natural Gas | Broiler | E8 | PACT BC Ratio | 0 | 0 | 0 | 0 | 0 | 0 | 0 | 0 | 0 | 0 | 0 | 0 | 0 | 0 | 0 | 0 | 0 | 0 | 0 | 0 | 0 | 0 | 0 | 0 | 0 | 0 | 0
F3_Commercial_Health_Existing_Food Preparation_Natural Gas_Broiler_E9 | F3 | Commercial | Health | Existing | Food Preparation | Natural Gas | Broiler | E9 | PACT BC Ratio | 0 | 0 | 0 | 0 | 0 | 0 | 0 | 0 | 0 | 0 | 0 | 0 | 0 | 0 | 0 | 0 | 0 | 0 | 0 | 0 | 0 | 0 | 0 | 0 | 0 | 0 | 0
F3_Commercial_Health_Existing_Food Preparation_Natural Gas_Broiler_E10 | F3 | Commercial | Health | Existing | Food Preparation | Natural Gas | Broiler | E10 | PACT BC Ratio | 0 | 0 | 0 | 0 | 0 | 0 | 0 | 0 | 0 | 0 | 0 | 0 | 0 | 0 | 0 | 0 | 0 | 0 | 0 | 0 | 0 | 0 | 0 | 0 | 0 | 0 | 0
F4_Commercial_Health_Existing_Food Preparation_Natural Gas_Broiler_E1 | F4 | Commercial | Health | Existing | Food Preparation | Natural Gas | Broiler | E1 | RVT BC Ratio | bar: 2021 to 2047
F4_Commercial_Health_Existing_Food Preparation_Natural Gas_Broiler_E2 | F4 | Commercial | Health | Existing | Food Preparation | Natural Gas | Broiler | E2 | RVT BC Ratio | 0.7 | 0.7 | 0.7 | 0.7 | 0.7 | 0.7 | 0.7 | 0.7 | 0.7 | 0.7 | 0.7 | 0.7 | 0.7 | 0.7 | 0.7 | 0.7 | 0.7 | 0.7 | 0.7 | 0.7 | 0.7 | 0.7 | 0.7 | 0.7 | 0.7 | 0.7 | 0.7
F4_Commercial_Health_Existing_Food Preparation_Natural Gas_Broiler_E3 | F4 | Commercial | Health | Existing | Food Preparation | Natural Gas | Broiler | E3 | RVT BC Ratio | 0 | 0 | 0 | 0 | 0 | 0 | 0 | 0 | 0 | 0 | 0 | 0 | 0 | 0 | 0 | 0 | 0 | 0 | 0 | 0 | 0 | 0 | 0 | 0 | 0 | 0 | 0
F4_Commercial_Health_Existing_Food Preparation_Natural Gas_Broiler_E4 | F4 | Commercial | Health | Existing | Food Preparation | Natural Gas | Broiler | E4 | RVT BC Ratio | 0 | 0 | 0 | 0 | 0 | 0 | 0 | 0 | 0 | 0 | 0 | 0 | 0 | 0 | 0 | 0 | 0 | 0 | 0 | 0 | 0 | 0 | 0 | 0 | 0 | 0 | 0
F4_Commercial_Health_Existing_Food Preparation_Natural Gas_Broiler_E5 | F4 | Commercial | Health | Existing | Food Preparation | Natural Gas | Broiler | E5 | RVT BC Ratio | 0 | 0 | 0 | 0 | 0 | 0 | 0 | 0 | 0 | 0 | 0 | 0 | 0 | 0 | 0 | 0 | 0 | 0 | 0 | 0 | 0 | 0 | 0 | 0 | 0 | 0 | 0
F4_Commercial_Health_Existing_Food Preparation_Natural Gas_Broiler_E6 | F4 | Commercial | Health | Existing | Food Preparation | Natural Gas | Broiler | E6 | RVT BC Ratio | 0 | 0 | 0 | 0 | 0 | 0 | 0 | 0 | 0 | 0 | 0 | 0 | 0 | 0 | 0 | 0 | 0 | 0 | 0 | 0 | 0 | 0 | 0 | 0 | 0 | 0 | 0
F4_Commercial_Health_Existing_Food Preparation_Natural Gas_Broiler_E7 | F4 | Commercial | Health | Existing | Food Preparation | Natural Gas | Broiler | E7 | RVT BC Ratio | 0 | 0 | 0 | 0 | 0 | 0 | 0 | 0 | 0 | 0 | 0 | 0 | 0 | 0 | 0 | 0 | 0 | 0 | 0 | 0 | 0 | 0 | 0 | 0 | 0 | 0 | 0
F4_Commercial_Health_Existing_Food Preparation_Natural Gas_Broiler_E8 | F4 | Commercial | Health | Existing | Food Preparation | Natural Gas | Broiler | E8 | RVT BC Ratio | 0 | 0 | 0 | 0 | 0 | 0 | 0 | 0 | 0 | 0 | 0 | 0 | 0 | 0 | 0 | 0 | 0 | 0 | 0 | 0 | 0 | 0 | 0 | 0 | 0 | 0 | 0
F4_Commercial_Health_Existing_Food Preparation_Natural Gas_Broiler_E9 | F4 | Commercial | Health | Existing | Food Preparation | Natural Gas | Broiler | E9 | RVT BC Ratio | 0 | 0 | 0 | 0 | 0 | 0 | 0 | 0 | 0 | 0 | 0 | 0 | 0 | 0 | 0 | 0 | 0 | 0 | 0 | 0 | 0 | 0 | 0 | 0 | 0 | 0 | 0
F4_Commercial_Health_Existing_Food Preparation_Natural Gas_Broiler_E10 | F4 | Commercial | Health | Existing | Food Preparation | Natural Gas | Broiler | E10 | RVT BC Ratio | 0 | 0 | 0 | 0 | 0 | 0 | 0 | 0 | 0 | 0 | 0 | 0 | 0 | 0 | 0 | 0 | 0 | 0 | 0 | 0 | 0 | 0 | 0 | 0 | 0 | 0 | 0
F5_Commercial_Health_Existing_Food Preparation_Natural Gas_Broiler_E1 | F5 | Commercial | Health | Existing | Food Preparation | Natural Gas | Broiler | E1 | RIM BC Ratio | bar: 2021 to 2047
F5_Commercial_Health_Existing_Food Preparation_Natural Gas_Broiler_E2 | F5 | Commercial | Health | Existing | Food Preparation | Natural Gas | Broiler | E2 | RIM BC Ratio | 1.9504 | 1.9296 | 1.9094 | 1.8902 | 1.8949 | 1.9154 | 1.9451 | 1.9782 | 2.0101 | 2.0373 | 2.0595 | 2.0753 | 2.0843 | 2.0833 | 2.072 | 2.0503 | 2.0186 | 1.9785 | 1.9307 | 1.8739 | 1.8073 | 1.7304 | 1.6624 | 1.6186 | 1.6002 | 1.608 | 1.6159
F5_Commercial_Health_Existing_Food Preparation_Natural Gas_Broiler_E3 | F5 | Commercial | Health | Existing | Food Preparation | Natural Gas | Broiler | E3 | RIM BC Ratio | 0 | 0 | 0 | 0 | 0 | 0 | 0 | 0 | 0 | 0 | 0 | 0 | 0 | 0 | 0 | 0 | 0 | 0 | 0 | 0 | 0 | 0 | 0 | 0 | 0 | 0 | 0
F5_Commercial_Health_Existing_Food Preparation_Natural Gas_Broiler_E4 | F5 | Commercial | Health | Existing | Food Preparation | Natural Gas | Broiler | E4 | RIM BC Ratio | 0 | 0 | 0 | 0 | 0 | 0 | 0 | 0 | 0 | 0 | 0 | 0 | 0 | 0 | 0 | 0 | 0 | 0 | 0 | 0 | 0 | 0 | 0 | 0 | 0 | 0 | 0
F5_Commercial_Health_Existing_Food Preparation_Natural Gas_Broiler_E5 | F5 | Commercial | Health | Existing | Food Preparation | Natural Gas | Broiler | E5 | RIM BC Ratio | 0 | 0 | 0 | 0 | 0 | 0 | 0 | 0 | 0 | 0 | 0 | 0 | 0 | 0 | 0 | 0 | 0 | 0 | 0 | 0 | 0 | 0 | 0 | 0 | 0 | 0 | 0
F5_Commercial_Health_Existing_Food Preparation_Natural Gas_Broiler_E6 | F5 | Commercial | Health | Existing | Food Preparation | Natural Gas | Broiler | E6 | RIM BC Ratio | 0 | 0 | 0 | 0 | 0 | 0 | 0 | 0 | 0 | 0 | 0 | 0 | 0 | 0 | 0 | 0 | 0 | 0 | 0 | 0 | 0 | 0 | 0 | 0 | 0 | 0 | 0
F5_Commercial_Health_Existing_Food Preparation_Natural Gas_Broiler_E7 | F5 | Commercial | Health | Existing | Food Preparation | Natural Gas | Broiler | E7 | RIM BC Ratio | 0 | 0 | 0 | 0 | 0 | 0 | 0 | 0 | 0 | 0 | 0 | 0 | 0 | 0 | 0 | 0 | 0 | 0 | 0 | 0 | 0 | 0 | 0 | 0 | 0 | 0 | 0
F5_Commercial_Health_Existing_Food Preparation_Natural Gas_Broiler_E8 | F5 | Commercial | Health | Existing | Food Preparation | Natural Gas | Broiler | E8 | RIM BC Ratio | 0 | 0 | 0 | 0 | 0 | 0 | 0 | 0 | 0 | 0 | 0 | 0 | 0 | 0 | 0 | 0 | 0 | 0 | 0 | 0 | 0 | 0 | 0 | 0 | 0 | 0 | 0
F5_Commercial_Health_Existing_Food Preparation_Natural Gas_Broiler_E9 | F5 | Commercial | Health | Existing | Food Preparation | Natural Gas | Broiler | E9 | RIM BC Ratio | 0 | 0 | 0 | 0 | 0 | 0 | 0 | 0 | 0 | 0 | 0 | 0 | 0 | 0 | 0 | 0 | 0 | 0 | 0 | 0 | 0 | 0 | 0 | 0 | 0 | 0 | 0
F5_Commercial_Health_Existing_Food Preparation_Natural Gas_Broiler_E10 | F5 | Commercial | Health | Existing | Food Preparation | Natural Gas | Broiler | E10 | RIM BC Ratio | 0 | 0 | 0 | 0 | 0 | 0 | 0 | 0 | 0 | 0 | 0 | 0 | 0 | 0 | 0 | 0 | 0 | 0 | 0 | 0 | 0 | 0 | 0 | 0 | 0 | 0 | 0
F0_Commercial_Health_Existing_Food Preparation_Natural Gas_Griddle_E0 | F0 | Commercial | Health | Existing | Food Preparation | Natural Gas | Griddle | E0 | Economic Unit | ENERGY STAR | ENERGY STAR | ENERGY STAR | ENERGY STAR | ENERGY STAR | ENERGY STAR | ENERGY STAR | ENERGY STAR | ENERGY STAR | ENERGY STAR | ENERGY STAR | ENERGY STAR | ENERGY STAR | ENERGY STAR | ENERGY STAR | ENERGY STAR | ENERGY STAR | ENERGY STAR | ENERGY STAR | ENERGY STAR | Standard | Standard | Standard | Standard | Standard | Standard | Standard
F1_Commercial_Health_Existing_Food Preparation_Natural Gas_Griddle_E1 | F1 | Commercial | Health | Existing | Food Preparation | Natural Gas | Griddle | E1 | CCE | 0 | 0 | 0 | 0 | 0 | 0 | 0 | 0 | 0 | 0 | 0 | 0 | 0 | 0 | 0 | 0 | 0 | 0 | 0 | 0 | 0 | 0 | 0 | 0 | 0 | 0 | 0
F1_Commercial_Health_Existing_Food Preparation_Natural Gas_Griddle_E2 | F1 | Commercial | Health | Existing | Food Preparation | Natural Gas | Griddle | E2 | CCE | 0.01311 | 0.01311 | 0.01311 | 0.01311 | 0.01311 | 0.01311 | 0.01311 | 0.01311 | 0.01311 | 0.01311 | 0.01311 | 0.01311 | 0.01311 | 0.01311 | 0.01311 | 0.01311 | 0.01311 | 0.01311 | 0.01311 | 0.01311 | 0.01311 | 0.01311 | 0.01311 | 0.01311 | 0.01311 | 0.01311 | 0.01311
F1_Commercial_Health_Existing_Food Preparation_Natural Gas_Griddle_E3 | F1 | Commercial | Health | Existing | Food Preparation | Natural Gas | Griddle | E3 | CCE | 0 | 0 | 0 | 0 | 0 | 0 | 0 | 0 | 0 | 0 | 0 | 0 | 0 | 0 | 0 | 0 | 0 | 0 | 0 | 0 | 0 | 0 | 0 | 0 | 0 | 0 | 0
F1_Commercial_Health_Existing_Food Preparation_Natural Gas_Griddle_E4 | F1 | Commercial | Health | Existing | Food Preparation | Natural Gas | Griddle | E4 | CCE | 0 | 0 | 0 | 0 | 0 | 0 | 0 | 0 | 0 | 0 | 0 | 0 | 0 | 0 | 0 | 0 | 0 | 0 | 0 | 0 | 0 | 0 | 0 | 0 | 0 | 0 | 0
F1_Commercial_Health_Existing_Food Preparation_Natural Gas_Griddle_E5 | F1 | Commercial | Health | Existing | Food Preparation | Natural Gas | Griddle | E5 | CCE | 0 | 0 | 0 | 0 | 0 | 0 | 0 | 0 | 0 | 0 | 0 | 0 | 0 | 0 | 0 | 0 | 0 | 0 | 0 | 0 | 0 | 0 | 0 | 0 | 0 | 0 | 0
F1_Commercial_Health_Existing_Food Preparation_Natural Gas_Griddle_E6 | F1 | Commercial | Health | Existing | Food Preparation | Natural Gas | Griddle | E6 | CCE | 0 | 0 | 0 | 0 | 0 | 0 | 0 | 0 | 0 | 0 | 0 | 0 | 0 | 0 | 0 | 0 | 0 | 0 | 0 | 0 | 0 | 0 | 0 | 0 | 0 | 0 | 0
F1_Commercial_Health_Existing_Food Preparation_Natural Gas_Griddle_E7 | F1 | Commercial | Health | Existing | Food Preparation | Natural Gas | Griddle | E7 | CCE | 0 | 0 | 0 | 0 | 0 | 0 | 0 | 0 | 0 | 0 | 0 | 0 | 0 | 0 | 0 | 0 | 0 | 0 | 0 | 0 | 0 | 0 | 0 | 0 | 0 | 0 | 0
F1_Commercial_Health_Existing_Food Preparation_Natural Gas_Griddle_E8 | F1 | Commercial | Health | Existing | Food Preparation | Natural Gas | Griddle | E8 | CCE | 0 | 0 | 0 | 0 | 0 | 0 | 0 | 0 | 0 | 0 | 0 | 0 | 0 | 0 | 0 | 0 | 0 | 0 | 0 | 0 | 0 | 0 | 0 | 0 | 0 | 0 | 0
F1_Commercial_Health_Existing_Food Preparation_Natural Gas_Griddle_E9 | F1 | Commercial | Health | Existing | Food Preparation | Natural Gas | Griddle | E9 | CCE | 0 | 0 | 0 | 0 | 0 | 0 | 0 | 0 | 0 | 0 | 0 | 0 | 0 | 0 | 0 | 0 | 0 | 0 | 0 | 0 | 0 | 0 | 0 | 0 | 0 | 0 | 0
F1_Commercial_Health_Existing_Food Preparation_Natural Gas_Griddle_E10 | F1 | Commercial | Health | Existing | Food Preparation | Natural Gas | Griddle | E10 | CCE | 0 | 0 | 0 | 0 | 0 | 0 | 0 | 0 | 0 | 0 | 0 | 0 | 0 | 0 | 0 | 0 | 0 | 0 | 0 | 0 | 0 | 0 | 0 | 0 | 0 | 0 | 0
F2_Commercial_Health_Existing_Food Preparation_Natural Gas_Griddle_E1 | F2 | Commercial | Health | Existing | Food Preparation | Natural Gas | Griddle | E1 | TRC BC Ratio | bar: 2021 to 2047
F2_Commercial_Health_Existing_Food Preparation_Natural Gas_Griddle_E2 | F2 | Commercial | Health | Existing | Food Preparation | Natural Gas | Griddle | E2 | TRC BC Ratio | 1.0411 | 1.0299 | 1.0192 | 1.0089 | 1.0114 | 1.0224 | 1.0382 | 1.0559 | 1.0729 | 1.0874 | 1.0993 | 1.1077 | 1.1125 | 1.112 | 1.106 | 1.0944 | 1.0774 | 1.0561 | 1.0305 | 1.0002 | 0.96464 | 0.92365 | 0.8873 | 0.86394 | 0.85412 | 0.85831 | 0.86251
F2_Commercial_Health_Existing_Food Preparation_Natural Gas_Griddle_E3 | F2 | Commercial | Health | Existing | Food Preparation | Natural Gas | Griddle | E3 | TRC BC Ratio | 0 | 0 | 0 | 0 | 0 | 0 | 0 | 0 | 0 | 0 | 0 | 0 | 0 | 0 | 0 | 0 | 0 | 0 | 0 | 0 | 0 | 0 | 0 | 0 | 0 | 0 | 0
F2_Commercial_Health_Existing_Food Preparation_Natural Gas_Griddle_E4 | F2 | Commercial | Health | Existing | Food Preparation | Natural Gas | Griddle | E4 | TRC BC Ratio | 0 | 0 | 0 | 0 | 0 | 0 | 0 | 0 | 0 | 0 | 0 | 0 | 0 | 0 | 0 | 0 | 0 | 0 | 0 | 0 | 0 | 0 | 0 | 0 | 0 | 0 | 0
F2_Commercial_Health_Existing_Food Preparation_Natural Gas_Griddle_E5 | F2 | Commercial | Health | Existing | Food Preparation | Natural Gas | Griddle | E5 | TRC BC Ratio | 0 | 0 | 0 | 0 | 0 | 0 | 0 | 0 | 0 | 0 | 0 | 0 | 0 | 0 | 0 | 0 | 0 | 0 | 0 | 0 | 0 | 0 | 0 | 0 | 0 | 0 | 0
F2_Commercial_Health_Existing_Food Preparation_Natural Gas_Griddle_E6 | F2 | Commercial | Health | Existing | Food Preparation | Natural Gas | Griddle | E6 | TRC BC Ratio | 0 | 0 | 0 | 0 | 0 | 0 | 0 | 0 | 0 | 0 | 0 | 0 | 0 | 0 | 0 | 0 | 0 | 0 | 0 | 0 | 0 | 0 | 0 | 0 | 0 | 0 | 0
F2_Commercial_Health_Existing_Food Preparation_Natural Gas_Griddle_E7 | F2 | Commercial | Health | Existing | Food Preparation | Natural Gas | Griddle | E7 | TRC BC Ratio | 0 | 0 | 0 | 0 | 0 | 0 | 0 | 0 | 0 | 0 | 0 | 0 | 0 | 0 | 0 | 0 | 0 | 0 | 0 | 0 | 0 | 0 | 0 | 0 | 0 | 0 | 0
F2_Commercial_Health_Existing_Food Preparation_Natural Gas_Griddle_E8 | F2 | Commercial | Health | Existing | Food Preparation | Natural Gas | Griddle | E8 | TRC BC Ratio | 0 | 0 | 0 | 0 | 0 | 0 | 0 | 0 | 0 | 0 | 0 | 0 | 0 | 0 | 0 | 0 | 0 | 0 | 0 | 0 | 0 | 0 | 0 | 0 | 0 | 0 | 0
F2_Commercial_Health_Existing_Food Preparation_Natural Gas_Griddle_E9 | F2 | Commercial | Health | Existing | Food Preparation | Natural Gas | Griddle | E9 | TRC BC Ratio | 0 | 0 | 0 | 0 | 0 | 0 | 0 | 0 | 0 | 0 | 0 | 0 | 0 | 0 | 0 | 0 | 0 | 0 | 0 | 0 | 0 | 0 | 0 | 0 | 0 | 0 | 0
F2_Commercial_Health_Existing_Food Preparation_Natural Gas_Griddle_E10 | F2 | Commercial | Health | Existing | Food Preparation | Natural Gas | Griddle | E10 | TRC BC Ratio | 0 | 0 | 0 | 0 | 0 | 0 | 0 | 0 | 0 | 0 | 0 | 0 | 0 | 0 | 0 | 0 | 0 | 0 | 0 | 0 | 0 | 0 | 0 | 0 | 0 | 0 | 0
F3_Commercial_Health_Existing_Food Preparation_Natural Gas_Griddle_E1 | F3 | Commercial | Health | Existing | Food Preparation | Natural Gas | Griddle | E1 | PACT BC Ratio | bar: 2021 to 2047
F3_Commercial_Health_Existing_Food Preparation_Natural Gas_Griddle_E2 | F3 | Commercial | Health | Existing | Food Preparation | Natural Gas | Griddle | E2 | PACT BC Ratio | 1.3698 | 1.3552 | 1.341 | 1.3275 | 1.3308 | 1.3452 | 1.3661 | 1.3893 | 1.4117 | 1.4308 | 1.4464 | 1.4575 | 1.4639 | 1.4631 | 1.4552 | 1.44 | 1.4177 | 1.3896 | 1.356 | 1.3161 | 1.2693 | 1.2153 | 1.1675 | 1.1368 | 1.1238 | 1.1294 | 1.1349
F3_Commercial_Health_Existing_Food Preparation_Natural Gas_Griddle_E3 | F3 | Commercial | Health | Existing | Food Preparation | Natural Gas | Griddle | E3 | PACT BC Ratio | 0 | 0 | 0 | 0 | 0 | 0 | 0 | 0 | 0 | 0 | 0 | 0 | 0 | 0 | 0 | 0 | 0 | 0 | 0 | 0 | 0 | 0 | 0 | 0 | 0 | 0 | 0
F3_Commercial_Health_Existing_Food Preparation_Natural Gas_Griddle_E4 | F3 | Commercial | Health | Existing | Food Preparation | Natural Gas | Griddle | E4 | PACT BC Ratio | 0 | 0 | 0 | 0 | 0 | 0 | 0 | 0 | 0 | 0 | 0 | 0 | 0 | 0 | 0 | 0 | 0 | 0 | 0 | 0 | 0 | 0 | 0 | 0 | 0 | 0 | 0
F3_Commercial_Health_Existing_Food Preparation_Natural Gas_Griddle_E5 | F3 | Commercial | Health | Existing | Food Preparation | Natural Gas | Griddle | E5 | PACT BC Ratio | 0 | 0 | 0 | 0 | 0 | 0 | 0 | 0 | 0 | 0 | 0 | 0 | 0 | 0 | 0 | 0 | 0 | 0 | 0 | 0 | 0 | 0 | 0 | 0 | 0 | 0 | 0
F3_Commercial_Health_Existing_Food Preparation_Natural Gas_Griddle_E6 | F3 | Commercial | Health | Existing | Food Preparation | Natural Gas | Griddle | E6 | PACT BC Ratio | 0 | 0 | 0 | 0 | 0 | 0 | 0 | 0 | 0 | 0 | 0 | 0 | 0 | 0 | 0 | 0 | 0 | 0 | 0 | 0 | 0 | 0 | 0 | 0 | 0 | 0 | 0
F3_Commercial_Health_Existing_Food Preparation_Natural Gas_Griddle_E7 | F3 | Commercial | Health | Existing | Food Preparation | Natural Gas | Griddle | E7 | PACT BC Ratio | 0 | 0 | 0 | 0 | 0 | 0 | 0 | 0 | 0 | 0 | 0 | 0 | 0 | 0 | 0 | 0 | 0 | 0 | 0 | 0 | 0 | 0 | 0 | 0 | 0 | 0 | 0
F3_Commercial_Health_Existing_Food Preparation_Natural Gas_Griddle_E8 | F3 | Commercial | Health | Existing | Food Preparation | Natural Gas | Griddle | E8 | PACT BC Ratio | 0 | 0 | 0 | 0 | 0 | 0 | 0 | 0 | 0 | 0 | 0 | 0 | 0 | 0 | 0 | 0 | 0 | 0 | 0 | 0 | 0 | 0 | 0 | 0 | 0 | 0 | 0
F3_Commercial_Health_Existing_Food Preparation_Natural Gas_Griddle_E9 | F3 | Commercial | Health | Existing | Food Preparation | Natural Gas | Griddle | E9 | PACT BC Ratio | 0 | 0 | 0 | 0 | 0 | 0 | 0 | 0 | 0 | 0 | 0 | 0 | 0 | 0 | 0 | 0 | 0 | 0 | 0 | 0 | 0 | 0 | 0 | 0 | 0 | 0 | 0
F3_Commercial_Health_Existing_Food Preparation_Natural Gas_Griddle_E10 | F3 | Commercial | Health | Existing | Food Preparation | Natural Gas | Griddle | E10 | PACT BC Ratio | 0 | 0 | 0 | 0 | 0 | 0 | 0 | 0 | 0 | 0 | 0 | 0 | 0 | 0 | 0 | 0 | 0 | 0 | 0 | 0 | 0 | 0 | 0 | 0 | 0 | 0 | 0
F4_Commercial_Health_Existing_Food Preparation_Natural Gas_Griddle_E1 | F4 | Commercial | Health | Existing | Food Preparation | Natural Gas | Griddle | E1 | RVT BC Ratio | bar: 2021 to 2047
F4_Commercial_Health_Existing_Food Preparation_Natural Gas_Griddle_E2 | F4 | Commercial | Health | Existing | Food Preparation | Natural Gas | Griddle | E2 | RVT BC Ratio | 0.7 | 0.7 | 0.7 | 0.7 | 0.7 | 0.7 | 0.7 | 0.7 | 0.7 | 0.7 | 0.7 | 0.7 | 0.7 | 0.7 | 0.7 | 0.7 | 0.7 | 0.7 | 0.7 | 0.7 | 0.7 | 0.7 | 0.7 | 0.7 | 0.7 | 0.7 | 0.7
F4_Commercial_Health_Existing_Food Preparation_Natural Gas_Griddle_E3 | F4 | Commercial | Health | Existing | Food Preparation | Natural Gas | Griddle | E3 | RVT BC Ratio | 0 | 0 | 0 | 0 | 0 | 0 | 0 | 0 | 0 | 0 | 0 | 0 | 0 | 0 | 0 | 0 | 0 | 0 | 0 | 0 | 0 | 0 | 0 | 0 | 0 | 0 | 0
F4_Commercial_Health_Existing_Food Preparation_Natural Gas_Griddle_E4 | F4 | Commercial | Health | Existing | Food Preparation | Natural Gas | Griddle | E4 | RVT BC Ratio | 0 | 0 | 0 | 0 | 0 | 0 | 0 | 0 | 0 | 0 | 0 | 0 | 0 | 0 | 0 | 0 | 0 | 0 | 0 | 0 | 0 | 0 | 0 | 0 | 0 | 0 | 0
F4_Commercial_Health_Existing_Food Preparation_Natural Gas_Griddle_E5 | F4 | Commercial | Health | Existing | Food Preparation | Natural Gas | Griddle | E5 | RVT BC Ratio | 0 | 0 | 0 | 0 | 0 | 0 | 0 | 0 | 0 | 0 | 0 | 0 | 0 | 0 | 0 | 0 | 0 | 0 | 0 | 0 | 0 | 0 | 0 | 0 | 0 | 0 | 0
F4_Commercial_Health_Existing_Food Preparation_Natural Gas_Griddle_E6 | F4 | Commercial | Health | Existing | Food Preparation | Natural Gas | Griddle | E6 | RVT BC Ratio | 0 | 0 | 0 | 0 | 0 | 0 | 0 | 0 | 0 | 0 | 0 | 0 | 0 | 0 | 0 | 0 | 0 | 0 | 0 | 0 | 0 | 0 | 0 | 0 | 0 | 0 | 0
F4_Commercial_Health_Existing_Food Preparation_Natural Gas_Griddle_E7 | F4 | Commercial | Health | Existing | Food Preparation | Natural Gas | Griddle | E7 | RVT BC Ratio | 0 | 0 | 0 | 0 | 0 | 0 | 0 | 0 | 0 | 0 | 0 | 0 | 0 | 0 | 0 | 0 | 0 | 0 | 0 | 0 | 0 | 0 | 0 | 0 | 0 | 0 | 0
F4_Commercial_Health_Existing_Food Preparation_Natural Gas_Griddle_E8 | F4 | Commercial | Health | Existing | Food Preparation | Natural Gas | Griddle | E8 | RVT BC Ratio | 0 | 0 | 0 | 0 | 0 | 0 | 0 | 0 | 0 | 0 | 0 | 0 | 0 | 0 | 0 | 0 | 0 | 0 | 0 | 0 | 0 | 0 | 0 | 0 | 0 | 0 | 0
F4_Commercial_Health_Existing_Food Preparation_Natural Gas_Griddle_E9 | F4 | Commercial | Health | Existing | Food Preparation | Natural Gas | Griddle | E9 | RVT BC Ratio | 0 | 0 | 0 | 0 | 0 | 0 | 0 | 0 | 0 | 0 | 0 | 0 | 0 | 0 | 0 | 0 | 0 | 0 | 0 | 0 | 0 | 0 | 0 | 0 | 0 | 0 | 0
F4_Commercial_Health_Existing_Food Preparation_Natural Gas_Griddle_E10 | F4 | Commercial | Health | Existing | Food Preparation | Natural Gas | Griddle | E10 | RVT BC Ratio | 0 | 0 | 0 | 0 | 0 | 0 | 0 | 0 | 0 | 0 | 0 | 0 | 0 | 0 | 0 | 0 | 0 | 0 | 0 | 0 | 0 | 0 | 0 | 0 | 0 | 0 | 0
F5_Commercial_Health_Existing_Food Preparation_Natural Gas_Griddle_E1 | F5 | Commercial | Health | Existing | Food Preparation | Natural Gas | Griddle | E1 | RIM BC Ratio | bar: 2021 to 2047
F5_Commercial_Health_Existing_Food Preparation_Natural Gas_Griddle_E2 | F5 | Commercial | Health | Existing | Food Preparation | Natural Gas | Griddle | E2 | RIM BC Ratio | 1.3698 | 1.3552 | 1.341 | 1.3275 | 1.3308 | 1.3452 | 1.3661 | 1.3893 | 1.4117 | 1.4308 | 1.4464 | 1.4575 | 1.4639 | 1.4631 | 1.4552 | 1.44 | 1.4177 | 1.3896 | 1.356 | 1.3161 | 1.2693 | 1.2153 | 1.1675 | 1.1368 | 1.1238 | 1.1294 | 1.1349
F5_Commercial_Health_Existing_Food Preparation_Natural Gas_Griddle_E3 | F5 | Commercial | Health | Existing | Food Preparation | Natural Gas | Griddle | E3 | RIM BC Ratio | 0 | 0 | 0 | 0 | 0 | 0 | 0 | 0 | 0 | 0 | 0 | 0 | 0 | 0 | 0 | 0 | 0 | 0 | 0 | 0 | 0 | 0 | 0 | 0 | 0 | 0 | 0
F5_Commercial_Health_Existing_Food Preparation_Natural Gas_Griddle_E4 | F5 | Commercial | Health | Existing | Food Preparation | Natural Gas | Griddle | E4 | RIM BC Ratio | 0 | 0 | 0 | 0 | 0 | 0 | 0 | 0 | 0 | 0 | 0 | 0 | 0 | 0 | 0 | 0 | 0 | 0 | 0 | 0 | 0 | 0 | 0 | 0 | 0 | 0 | 0
F5_Commercial_Health_Existing_Food Preparation_Natural Gas_Griddle_E5 | F5 | Commercial | Health | Existing | Food Preparation | Natural Gas | Griddle | E5 | RIM BC Ratio | 0 | 0 | 0 | 0 | 0 | 0 | 0 | 0 | 0 | 0 | 0 | 0 | 0 | 0 | 0 | 0 | 0 | 0 | 0 | 0 | 0 | 0 | 0 | 0 | 0 | 0 | 0
F5_Commercial_Health_Existing_Food Preparation_Natural Gas_Griddle_E6 | F5 | Commercial | Health | Existing | Food Preparation | Natural Gas | Griddle | E6 | RIM BC Ratio | 0 | 0 | 0 | 0 | 0 | 0 | 0 | 0 | 0 | 0 | 0 | 0 | 0 | 0 | 0 | 0 | 0 | 0 | 0 | 0 | 0 | 0 | 0 | 0 | 0 | 0 | 0
F5_Commercial_Health_Existing_Food Preparation_Natural Gas_Griddle_E7 | F5 | Commercial | Health | Existing | Food Preparation | Natural Gas | Griddle | E7 | RIM BC Ratio | 0 | 0 | 0 | 0 | 0 | 0 | 0 | 0 | 0 | 0 | 0 | 0 | 0 | 0 | 0 | 0 | 0 | 0 | 0 | 0 | 0 | 0 | 0 | 0 | 0 | 0 | 0
F5_Commercial_Health_Existing_Food Preparation_Natural Gas_Griddle_E8 | F5 | Commercial | Health | Existing | Food Preparation | Natural Gas | Griddle | E8 | RIM BC Ratio | 0 | 0 | 0 | 0 | 0 | 0 | 0 | 0 | 0 | 0 | 0 | 0 | 0 | 0 | 0 | 0 | 0 | 0 | 0 | 0 | 0 | 0 | 0 | 0 | 0 | 0 | 0
F5_Commercial_Health_Existing_Food Preparation_Natural Gas_Griddle_E9 | F5 | Commercial | Health | Existing | Food Preparation | Natural Gas | Griddle | E9 | RIM BC Ratio | 0 | 0 | 0 | 0 | 0 | 0 | 0 | 0 | 0 | 0 | 0 | 0 | 0 | 0 | 0 | 0 | 0 | 0 | 0 | 0 | 0 | 0 | 0 | 0 | 0 | 0 | 0
F5_Commercial_Health_Existing_Food Preparation_Natural Gas_Griddle_E10 | F5 | Commercial | Health | Existing | Food Preparation | Natural Gas | Griddle | E10 | RIM BC Ratio | 0 | 0 | 0 | 0 | 0 | 0 | 0 | 0 | 0 | 0 | 0 | 0 | 0 | 0 | 0 | 0 | 0 | 0 | 0 | 0 | 0 | 0 | 0 | 0 | 0 | 0 | 0
F0_Commercial_Health_Existing_Food Preparation_Natural Gas_Range_E0 | F0 | Commercial | Health | Existing | Food Preparation | Natural Gas | Range | E0 | Economic Unit | High Efficiency | High Efficiency | High Efficiency | High Efficiency | High Efficiency | High Efficiency | High Efficiency | High Efficiency | High Efficiency | High Efficiency | High Efficiency | High Efficiency | High Efficiency | High Efficiency | High Efficiency | High Efficiency | High Efficiency | High Efficiency | High Efficiency | High Efficiency | High Efficiency | High Efficiency | High Efficiency | High Efficiency | High Efficiency | High Efficiency | High Efficiency
F1_Commercial_Health_Existing_Food Preparation_Natural Gas_Range_E1 | F1 | Commercial | Health | Existing | Food Preparation | Natural Gas | Range | E1 | CCE | 0 | 0 | 0 | 0 | 0 | 0 | 0 | 0 | 0 | 0 | 0 | 0 | 0 | 0 | 0 | 0 | 0 | 0 | 0 | 0 | 0 | 0 | 0 | 0 | 0 | 0 | 0
F1_Commercial_Health_Existing_Food Preparation_Natural Gas_Range_E2 | F1 | Commercial | Health | Existing | Food Preparation | Natural Gas | Range | E2 | CCE | 1.2749e-07 | 1.2749e-07 | 1.2749e-07 | 1.2749e-07 | 1.2749e-07 | 1.2749e-07 | 1.2749e-07 | 1.2749e-07 | 1.2749e-07 | 1.2749e-07 | 1.2749e-07 | 1.2749e-07 | 1.2749e-07 | 1.2749e-07 | 1.2749e-07 | 1.2749e-07 | 1.2749e-07 | 1.2749e-07 | 1.2749e-07 | 1.2749e-07 | 1.2749e-07 | 1.2749e-07 | 1.2749e-07 | 1.2749e-07 | 1.2749e-07 | 1.2749e-07 | 1.2749e-07
F1_Commercial_Health_Existing_Food Preparation_Natural Gas_Range_E3 | F1 | Commercial | Health | Existing | Food Preparation | Natural Gas | Range | E3 | CCE | 0 | 0 | 0 | 0 | 0 | 0 | 0 | 0 | 0 | 0 | 0 | 0 | 0 | 0 | 0 | 0 | 0 | 0 | 0 | 0 | 0 | 0 | 0 | 0 | 0 | 0 | 0
F1_Commercial_Health_Existing_Food Preparation_Natural Gas_Range_E4 | F1 | Commercial | Health | Existing | Food Preparation | Natural Gas | Range | E4 | CCE | 0 | 0 | 0 | 0 | 0 | 0 | 0 | 0 | 0 | 0 | 0 | 0 | 0 | 0 | 0 | 0 | 0 | 0 | 0 | 0 | 0 | 0 | 0 | 0 | 0 | 0 | 0
F1_Commercial_Health_Existing_Food Preparation_Natural Gas_Range_E5 | F1 | Commercial | Health | Existing | Food Preparation | Natural Gas | Range | E5 | CCE | 0 | 0 | 0 | 0 | 0 | 0 | 0 | 0 | 0 | 0 | 0 | 0 | 0 | 0 | 0 | 0 | 0 | 0 | 0 | 0 | 0 | 0 | 0 | 0 | 0 | 0 | 0
F1_Commercial_Health_Existing_Food Preparation_Natural Gas_Range_E6 | F1 | Commercial | Health | Existing | Food Preparation | Natural Gas | Range | E6 | CCE | 0 | 0 | 0 | 0 | 0 | 0 | 0 | 0 | 0 | 0 | 0 | 0 | 0 | 0 | 0 | 0 | 0 | 0 | 0 | 0 | 0 | 0 | 0 | 0 | 0 | 0 | 0
F1_Commercial_Health_Existing_Food Preparation_Natural Gas_Range_E7 | F1 | Commercial | Health | Existing | Food Preparation | Natural Gas | Range | E7 | CCE | 0 | 0 | 0 | 0 | 0 | 0 | 0 | 0 | 0 | 0 | 0 | 0 | 0 | 0 | 0 | 0 | 0 | 0 | 0 | 0 | 0 | 0 | 0 | 0 | 0 | 0 | 0
F1_Commercial_Health_Existing_Food Preparation_Natural Gas_Range_E8 | F1 | Commercial | Health | Existing | Food Preparation | Natural Gas | Range | E8 | CCE | 0 | 0 | 0 | 0 | 0 | 0 | 0 | 0 | 0 | 0 | 0 | 0 | 0 | 0 | 0 | 0 | 0 | 0 | 0 | 0 | 0 | 0 | 0 | 0 | 0 | 0 | 0
F1_Commercial_Health_Existing_Food Preparation_Natural Gas_Range_E9 | F1 | Commercial | Health | Existing | Food Preparation | Natural Gas | Range | E9 | CCE | 0 | 0 | 0 | 0 | 0 | 0 | 0 | 0 | 0 | 0 | 0 | 0 | 0 | 0 | 0 | 0 | 0 | 0 | 0 | 0 | 0 | 0 | 0 | 0 | 0 | 0 | 0
F1_Commercial_Health_Existing_Food Preparation_Natural Gas_Range_E10 | F1 | Commercial | Health | Existing | Food Preparation | Natural Gas | Range | E10 | CCE | 0 | 0 | 0 | 0 | 0 | 0 | 0 | 0 | 0 | 0 | 0 | 0 | 0 | 0 | 0 | 0 | 0 | 0 | 0 | 0 | 0 | 0 | 0 | 0 | 0 | 0 | 0
F2_Commercial_Health_Existing_Food Preparation_Natural Gas_Range_E1 | F2 | Commercial | Health | Existing | Food Preparation | Natural Gas | Range | E1 | TRC BC Ratio | bar: 2021 to 2047
F2_Commercial_Health_Existing_Food Preparation_Natural Gas_Range_E2 | F2 | Commercial | Health | Existing | Food Preparation | Natural Gas | Range | E2 | TRC BC Ratio | 107783.7748 | 106228.1866 | 104711.2526 | 103240.7276 | 103254.6448 | 104233.7467 | 105821.2112 | 107744.3581 | 109820.4161 | 111943.5488 | 114043.9247 | 115902.5227 | 117321.4185 | 117924.3994 | 117645.627 | 116492.5653 | 114552.5979 | 112013.3613 | 108990.1291 | 105406.5736 | 101214.1852 | 96389.3927 | 92105.7121 | 89333.183 | 88135.3969 | 88567.4331 | 89001.5872
F2_Commercial_Health_Existing_Food Preparation_Natural Gas_Range_E3 | F2 | Commercial | Health | Existing | Food Preparation | Natural Gas | Range | E3 | TRC BC Ratio | 0 | 0 | 0 | 0 | 0 | 0 | 0 | 0 | 0 | 0 | 0 | 0 | 0 | 0 | 0 | 0 | 0 | 0 | 0 | 0 | 0 | 0 | 0 | 0 | 0 | 0 | 0
F2_Commercial_Health_Existing_Food Preparation_Natural Gas_Range_E4 | F2 | Commercial | Health | Existing | Food Preparation | Natural Gas | Range | E4 | TRC BC Ratio | 0 | 0 | 0 | 0 | 0 | 0 | 0 | 0 | 0 | 0 | 0 | 0 | 0 | 0 | 0 | 0 | 0 | 0 | 0 | 0 | 0 | 0 | 0 | 0 | 0 | 0 | 0
F2_Commercial_Health_Existing_Food Preparation_Natural Gas_Range_E5 | F2 | Commercial | Health | Existing | Food Preparation | Natural Gas | Range | E5 | TRC BC Ratio | 0 | 0 | 0 | 0 | 0 | 0 | 0 | 0 | 0 | 0 | 0 | 0 | 0 | 0 | 0 | 0 | 0 | 0 | 0 | 0 | 0 | 0 | 0 | 0 | 0 | 0 | 0
F2_Commercial_Health_Existing_Food Preparation_Natural Gas_Range_E6 | F2 | Commercial | Health | Existing | Food Preparation | Natural Gas | Range | E6 | TRC BC Ratio | 0 | 0 | 0 | 0 | 0 | 0 | 0 | 0 | 0 | 0 | 0 | 0 | 0 | 0 | 0 | 0 | 0 | 0 | 0 | 0 | 0 | 0 | 0 | 0 | 0 | 0 | 0
F2_Commercial_Health_Existing_Food Preparation_Natural Gas_Range_E7 | F2 | Commercial | Health | Existing | Food Preparation | Natural Gas | Range | E7 | TRC BC Ratio | 0 | 0 | 0 | 0 | 0 | 0 | 0 | 0 | 0 | 0 | 0 | 0 | 0 | 0 | 0 | 0 | 0 | 0 | 0 | 0 | 0 | 0 | 0 | 0 | 0 | 0 | 0
F2_Commercial_Health_Existing_Food Preparation_Natural Gas_Range_E8 | F2 | Commercial | Health | Existing | Food Preparation | Natural Gas | Range | E8 | TRC BC Ratio | 0 | 0 | 0 | 0 | 0 | 0 | 0 | 0 | 0 | 0 | 0 | 0 | 0 | 0 | 0 | 0 | 0 | 0 | 0 | 0 | 0 | 0 | 0 | 0 | 0 | 0 | 0
F2_Commercial_Health_Existing_Food Preparation_Natural Gas_Range_E9 | F2 | Commercial | Health | Existing | Food Preparation | Natural Gas | Range | E9 | TRC BC Ratio | 0 | 0 | 0 | 0 | 0 | 0 | 0 | 0 | 0 | 0 | 0 | 0 | 0 | 0 | 0 | 0 | 0 | 0 | 0 | 0 | 0 | 0 | 0 | 0 | 0 | 0 | 0
F2_Commercial_Health_Existing_Food Preparation_Natural Gas_Range_E10 | F2 | Commercial | Health | Existing | Food Preparation | Natural Gas | Range | E10 | TRC BC Ratio | 0 | 0 | 0 | 0 | 0 | 0 | 0 | 0 | 0 | 0 | 0 | 0 | 0 | 0 | 0 | 0 | 0 | 0 | 0 | 0 | 0 | 0 | 0 | 0 | 0 | 0 | 0
F3_Commercial_Health_Existing_Food Preparation_Natural Gas_Range_E1 | F3 | Commercial | Health | Existing | Food Preparation | Natural Gas | Range | E1 | PACT BC Ratio | bar: 2021 to 2047
F3_Commercial_Health_Existing_Food Preparation_Natural Gas_Range_E2 | F3 | Commercial | Health | Existing | Food Preparation | Natural Gas | Range | E2 | PACT BC Ratio | 135901.2813 | 133939.8874 | 132027.2315 | 130173.0913 | 130190.6392 | 131425.1589 | 133426.7446 | 135851.5819 | 138469.2203 | 141146.2137 | 143794.5137 | 146137.9634 | 147927.0059 | 148687.2862 | 148335.7906 | 146881.9302 | 144435.8844 | 141234.2382 | 137422.3367 | 132903.9406 | 127617.8857 | 121534.4516 | 116133.2892 | 112637.4916 | 111127.2395 | 111671.9809 | 112219.3926
F3_Commercial_Health_Existing_Food Preparation_Natural Gas_Range_E3 | F3 | Commercial | Health | Existing | Food Preparation | Natural Gas | Range | E3 | PACT BC Ratio | 0 | 0 | 0 | 0 | 0 | 0 | 0 | 0 | 0 | 0 | 0 | 0 | 0 | 0 | 0 | 0 | 0 | 0 | 0 | 0 | 0 | 0 | 0 | 0 | 0 | 0 | 0
F3_Commercial_Health_Existing_Food Preparation_Natural Gas_Range_E4 | F3 | Commercial | Health | Existing | Food Preparation | Natural Gas | Range | E4 | PACT BC Ratio | 0 | 0 | 0 | 0 | 0 | 0 | 0 | 0 | 0 | 0 | 0 | 0 | 0 | 0 | 0 | 0 | 0 | 0 | 0 | 0 | 0 | 0 | 0 | 0 | 0 | 0 | 0
F3_Commercial_Health_Existing_Food Preparation_Natural Gas_Range_E5 | F3 | Commercial | Health | Existing | Food Preparation | Natural Gas | Range | E5 | PACT BC Ratio | 0 | 0 | 0 | 0 | 0 | 0 | 0 | 0 | 0 | 0 | 0 | 0 | 0 | 0 | 0 | 0 | 0 | 0 | 0 | 0 | 0 | 0 | 0 | 0 | 0 | 0 | 0
F3_Commercial_Health_Existing_Food Preparation_Natural Gas_Range_E6 | F3 | Commercial | Health | Existing | Food Preparation | Natural Gas | Range | E6 | PACT BC Ratio | 0 | 0 | 0 | 0 | 0 | 0 | 0 | 0 | 0 | 0 | 0 | 0 | 0 | 0 | 0 | 0 | 0 | 0 | 0 | 0 | 0 | 0 | 0 | 0 | 0 | 0 | 0
F3_Commercial_Health_Existing_Food Preparation_Natural Gas_Range_E7 | F3 | Commercial | Health | Existing | Food Preparation | Natural Gas | Range | E7 | PACT BC Ratio | 0 | 0 | 0 | 0 | 0 | 0 | 0 | 0 | 0 | 0 | 0 | 0 | 0 | 0 | 0 | 0 | 0 | 0 | 0 | 0 | 0 | 0 | 0 | 0 | 0 | 0 | 0
F3_Commercial_Health_Existing_Food Preparation_Natural Gas_Range_E8 | F3 | Commercial | Health | Existing | Food Preparation | Natural Gas | Range | E8 | PACT BC Ratio | 0 | 0 | 0 | 0 | 0 | 0 | 0 | 0 | 0 | 0 | 0 | 0 | 0 | 0 | 0 | 0 | 0 | 0 | 0 | 0 | 0 | 0 | 0 | 0 | 0 | 0 | 0
F3_Commercial_Health_Existing_Food Preparation_Natural Gas_Range_E9 | F3 | Commercial | Health | Existing | Food Preparation | Natural Gas | Range | E9 | PACT BC Ratio | 0 | 0 | 0 | 0 | 0 | 0 | 0 | 0 | 0 | 0 | 0 | 0 | 0 | 0 | 0 | 0 | 0 | 0 | 0 | 0 | 0 | 0 | 0 | 0 | 0 | 0 | 0
F3_Commercial_Health_Existing_Food Preparation_Natural Gas_Range_E10 | F3 | Commercial | Health | Existing | Food Preparation | Natural Gas | Range | E10 | PACT BC Ratio | 0 | 0 | 0 | 0 | 0 | 0 | 0 | 0 | 0 | 0 | 0 | 0 | 0 | 0 | 0 | 0 | 0 | 0 | 0 | 0 | 0 | 0 | 0 | 0 | 0 | 0 | 0
F4_Commercial_Health_Existing_Food Preparation_Natural Gas_Range_E1 | F4 | Commercial | Health | Existing | Food Preparation | Natural Gas | Range | E1 | RVT BC Ratio | bar: 2021 to 2047
F4_Commercial_Health_Existing_Food Preparation_Natural Gas_Range_E2 | F4 | Commercial | Health | Existing | Food Preparation | Natural Gas | Range | E2 | RVT BC Ratio | 0.7 | 0.7 | 0.7 | 0.7 | 0.7 | 0.7 | 0.7 | 0.7 | 0.7 | 0.7 | 0.7 | 0.7 | 0.7 | 0.7 | 0.7 | 0.7 | 0.7 | 0.7 | 0.7 | 0.7 | 0.7 | 0.7 | 0.7 | 0.7 | 0.7 | 0.7 | 0.7
F4_Commercial_Health_Existing_Food Preparation_Natural Gas_Range_E3 | F4 | Commercial | Health | Existing | Food Preparation | Natural Gas | Range | E3 | RVT BC Ratio | 0 | 0 | 0 | 0 | 0 | 0 | 0 | 0 | 0 | 0 | 0 | 0 | 0 | 0 | 0 | 0 | 0 | 0 | 0 | 0 | 0 | 0 | 0 | 0 | 0 | 0 | 0
F4_Commercial_Health_Existing_Food Preparation_Natural Gas_Range_E4 | F4 | Commercial | Health | Existing | Food Preparation | Natural Gas | Range | E4 | RVT BC Ratio | 0 | 0 | 0 | 0 | 0 | 0 | 0 | 0 | 0 | 0 | 0 | 0 | 0 | 0 | 0 | 0 | 0 | 0 | 0 | 0 | 0 | 0 | 0 | 0 | 0 | 0 | 0
F4_Commercial_Health_Existing_Food Preparation_Natural Gas_Range_E5 | F4 | Commercial | Health | Existing | Food Preparation | Natural Gas | Range | E5 | RVT BC Ratio | 0 | 0 | 0 | 0 | 0 | 0 | 0 | 0 | 0 | 0 | 0 | 0 | 0 | 0 | 0 | 0 | 0 | 0 | 0 | 0 | 0 | 0 | 0 | 0 | 0 | 0 | 0
F4_Commercial_Health_Existing_Food Preparation_Natural Gas_Range_E6 | F4 | Commercial | Health | Existing | Food Preparation | Natural Gas | Range | E6 | RVT BC Ratio | 0 | 0 | 0 | 0 | 0 | 0 | 0 | 0 | 0 | 0 | 0 | 0 | 0 | 0 | 0 | 0 | 0 | 0 | 0 | 0 | 0 | 0 | 0 | 0 | 0 | 0 | 0
F4_Commercial_Health_Existing_Food Preparation_Natural Gas_Range_E7 | F4 | Commercial | Health | Existing | Food Preparation | Natural Gas | Range | E7 | RVT BC Ratio | 0 | 0 | 0 | 0 | 0 | 0 | 0 | 0 | 0 | 0 | 0 | 0 | 0 | 0 | 0 | 0 | 0 | 0 | 0 | 0 | 0 | 0 | 0 | 0 | 0 | 0 | 0
F4_Commercial_Health_Existing_Food Preparation_Natural Gas_Range_E8 | F4 | Commercial | Health | Existing | Food Preparation | Natural Gas | Range | E8 | RVT BC Ratio | 0 | 0 | 0 | 0 | 0 | 0 | 0 | 0 | 0 | 0 | 0 | 0 | 0 | 0 | 0 | 0 | 0 | 0 | 0 | 0 | 0 | 0 | 0 | 0 | 0 | 0 | 0
F4_Commercial_Health_Existing_Food Preparation_Natural Gas_Range_E9 | F4 | Commercial | Health | Existing | Food Preparation | Natural Gas | Range | E9 | RVT BC Ratio | 0 | 0 | 0 | 0 | 0 | 0 | 0 | 0 | 0 | 0 | 0 | 0 | 0 | 0 | 0 | 0 | 0 | 0 | 0 | 0 | 0 | 0 | 0 | 0 | 0 | 0 | 0
F4_Commercial_Health_Existing_Food Preparation_Natural Gas_Range_E10 | F4 | Commercial | Health | Existing | Food Preparation | Natural Gas | Range | E10 | RVT BC Ratio | 0 | 0 | 0 | 0 | 0 | 0 | 0 | 0 | 0 | 0 | 0 | 0 | 0 | 0 | 0 | 0 | 0 | 0 | 0 | 0 | 0 | 0 | 0 | 0 | 0 | 0 | 0
F5_Commercial_Health_Existing_Food Preparation_Natural Gas_Range_E1 | F5 | Commercial | Health | Existing | Food Preparation | Natural Gas | Range | E1 | RIM BC Ratio | bar: 2021 to 2047
F5_Commercial_Health_Existing_Food Preparation_Natural Gas_Range_E2 | F5 | Commercial | Health | Existing | Food Preparation | Natural Gas | Range | E2 | RIM BC Ratio | 135901.2813 | 133939.8874 | 132027.2315 | 130173.0913 | 130190.6392 | 131425.1589 | 133426.7446 | 135851.5819 | 138469.2203 | 141146.2137 | 143794.5137 | 146137.9634 | 147927.0059 | 148687.2862 | 148335.7906 | 146881.9302 | 144435.8844 | 141234.2382 | 137422.3367 | 132903.9406 | 127617.8857 | 121534.4516 | 116133.2892 | 112637.4916 | 111127.2395 | 111671.9809 | 112219.3926
F5_Commercial_Health_Existing_Food Preparation_Natural Gas_Range_E3 | F5 | Commercial | Health | Existing | Food Preparation | Natural Gas | Range | E3 | RIM BC Ratio | 0 | 0 | 0 | 0 | 0 | 0 | 0 | 0 | 0 | 0 | 0 | 0 | 0 | 0 | 0 | 0 | 0 | 0 | 0 | 0 | 0 | 0 | 0 | 0 | 0 | 0 | 0
F5_Commercial_Health_Existing_Food Preparation_Natural Gas_Range_E4 | F5 | Commercial | Health | Existing | Food Preparation | Natural Gas | Range | E4 | RIM BC Ratio | 0 | 0 | 0 | 0 | 0 | 0 | 0 | 0 | 0 | 0 | 0 | 0 | 0 | 0 | 0 | 0 | 0 | 0 | 0 | 0 | 0 | 0 | 0 | 0 | 0 | 0 | 0
F5_Commercial_Health_Existing_Food Preparation_Natural Gas_Range_E5 | F5 | Commercial | Health | Existing | Food Preparation | Natural Gas | Range | E5 | RIM BC Ratio | 0 | 0 | 0 | 0 | 0 | 0 | 0 | 0 | 0 | 0 | 0 | 0 | 0 | 0 | 0 | 0 | 0 | 0 | 0 | 0 | 0 | 0 | 0 | 0 | 0 | 0 | 0
F5_Commercial_Health_Existing_Food Preparation_Natural Gas_Range_E6 | F5 | Commercial | Health | Existing | Food Preparation | Natural Gas | Range | E6 | RIM BC Ratio | 0 | 0 | 0 | 0 | 0 | 0 | 0 | 0 | 0 | 0 | 0 | 0 | 0 | 0 | 0 | 0 | 0 | 0 | 0 | 0 | 0 | 0 | 0 | 0 | 0 | 0 | 0
F5_Commercial_Health_Existing_Food Preparation_Natural Gas_Range_E7 | F5 | Commercial | Health | Existing | Food Preparation | Natural Gas | Range | E7 | RIM BC Ratio | 0 | 0 | 0 | 0 | 0 | 0 | 0 | 0 | 0 | 0 | 0 | 0 | 0 | 0 | 0 | 0 | 0 | 0 | 0 | 0 | 0 | 0 | 0 | 0 | 0 | 0 | 0
F5_Commercial_Health_Existing_Food Preparation_Natural Gas_Range_E8 | F5 | Commercial | Health | Existing | Food Preparation | Natural Gas | Range | E8 | RIM BC Ratio | 0 | 0 | 0 | 0 | 0 | 0 | 0 | 0 | 0 | 0 | 0 | 0 | 0 | 0 | 0 | 0 | 0 | 0 | 0 | 0 | 0 | 0 | 0 | 0 | 0 | 0 | 0
F5_Commercial_Health_Existing_Food Preparation_Natural Gas_Range_E9 | F5 | Commercial | Health | Existing | Food Preparation | Natural Gas | Range | E9 | RIM BC Ratio | 0 | 0 | 0 | 0 | 0 | 0 | 0 | 0 | 0 | 0 | 0 | 0 | 0 | 0 | 0 | 0 | 0 | 0 | 0 | 0 | 0 | 0 | 0 | 0 | 0 | 0 | 0
F5_Commercial_Health_Existing_Food Preparation_Natural Gas_Range_E10 | F5 | Commercial | Health | Existing | Food Preparation | Natural Gas | Range | E10 | RIM BC Ratio | 0 | 0 | 0 | 0 | 0 | 0 | 0 | 0 | 0 | 0 | 0 | 0 | 0 | 0 | 0 | 0 | 0 | 0 | 0 | 0 | 0 | 0 | 0 | 0 | 0 | 0 | 0
F0_Commercial_Health_Existing_Food Preparation_Natural Gas_Steamer_E0 | F0 | Commercial | Health | Existing | Food Preparation | Natural Gas | Steamer | E0 | Economic Unit | ENERGY STAR | ENERGY STAR | ENERGY STAR | ENERGY STAR | ENERGY STAR | ENERGY STAR | ENERGY STAR | ENERGY STAR | ENERGY STAR | ENERGY STAR | ENERGY STAR | ENERGY STAR | ENERGY STAR | ENERGY STAR | ENERGY STAR | ENERGY STAR | ENERGY STAR | ENERGY STAR | ENERGY STAR | ENERGY STAR | ENERGY STAR | ENERGY STAR | ENERGY STAR | ENERGY STAR | ENERGY STAR | ENERGY STAR | ENERGY STAR
F1_Commercial_Health_Existing_Food Preparation_Natural Gas_Steamer_E1 | F1 | Commercial | Health | Existing | Food Preparation | Natural Gas | Steamer | E1 | CCE | 0 | 0 | 0 | 0 | 0 | 0 | 0 | 0 | 0 | 0 | 0 | 0 | 0 | 0 | 0 | 0 | 0 | 0 | 0 | 0 | 0 | 0 | 0 | 0 | 0 | 0 | 0
F1_Commercial_Health_Existing_Food Preparation_Natural Gas_Steamer_E2 | F1 | Commercial | Health | Existing | Food Preparation | Natural Gas | Steamer | E2 | CCE | -0.0080635 | 0 | 0 | 0 | 0 | 0 | 0 | 0 | 0 | 0 | 0 | 0 | 0 | 0 | 0 | 0 | 0 | 0 | 0 | 0 | 0 | 0 | 0 | 0 | 0 | 0 | 0
F1_Commercial_Health_Existing_Food Preparation_Natural Gas_Steamer_E3 | F1 | Commercial | Health | Existing | Food Preparation | Natural Gas | Steamer | E3 | CCE | 0 | 0 | 0 | 0 | 0 | 0 | 0 | 0 | 0 | 0 | 0 | 0 | 0 | 0 | 0 | 0 | 0 | 0 | 0 | 0 | 0 | 0 | 0 | 0 | 0 | 0 | 0
F1_Commercial_Health_Existing_Food Preparation_Natural Gas_Steamer_E4 | F1 | Commercial | Health | Existing | Food Preparation | Natural Gas | Steamer | E4 | CCE | 0 | 0 | 0 | 0 | 0 | 0 | 0 | 0 | 0 | 0 | 0 | 0 | 0 | 0 | 0 | 0 | 0 | 0 | 0 | 0 | 0 | 0 | 0 | 0 | 0 | 0 | 0
F1_Commercial_Health_Existing_Food Preparation_Natural Gas_Steamer_E5 | F1 | Commercial | Health | Existing | Food Preparation | Natural Gas | Steamer | E5 | CCE | 0 | 0 | 0 | 0 | 0 | 0 | 0 | 0 | 0 | 0 | 0 | 0 | 0 | 0 | 0 | 0 | 0 | 0 | 0 | 0 | 0 | 0 | 0 | 0 | 0 | 0 | 0
F1_Commercial_Health_Existing_Food Preparation_Natural Gas_Steamer_E6 | F1 | Commercial | Health | Existing | Food Preparation | Natural Gas | Steamer | E6 | CCE | 0 | 0 | 0 | 0 | 0 | 0 | 0 | 0 | 0 | 0 | 0 | 0 | 0 | 0 | 0 | 0 | 0 | 0 | 0 | 0 | 0 | 0 | 0 | 0 | 0 | 0 | 0
F1_Commercial_Health_Existing_Food Preparation_Natural Gas_Steamer_E7 | F1 | Commercial | Health | Existing | Food Preparation | Natural Gas | Steamer | E7 | CCE | 0 | 0 | 0 | 0 | 0 | 0 | 0 | 0 | 0 | 0 | 0 | 0 | 0 | 0 | 0 | 0 | 0 | 0 | 0 | 0 | 0 | 0 | 0 | 0 | 0 | 0 | 0
F1_Commercial_Health_Existing_Food Preparation_Natural Gas_Steamer_E8 | F1 | Commercial | Health | Existing | Food Preparation | Natural Gas | Steamer | E8 | CCE | 0 | 0 | 0 | 0 | 0 | 0 | 0 | 0 | 0 | 0 | 0 | 0 | 0 | 0 | 0 | 0 | 0 | 0 | 0 | 0 | 0 | 0 | 0 | 0 | 0 | 0 | 0
F1_Commercial_Health_Existing_Food Preparation_Natural Gas_Steamer_E9 | F1 | Commercial | Health | Existing | Food Preparation | Natural Gas | Steamer | E9 | CCE | 0 | 0 | 0 | 0 | 0 | 0 | 0 | 0 | 0 | 0 | 0 | 0 | 0 | 0 | 0 | 0 | 0 | 0 | 0 | 0 | 0 | 0 | 0 | 0 | 0 | 0 | 0
F1_Commercial_Health_Existing_Food Preparation_Natural Gas_Steamer_E10 | F1 | Commercial | Health | Existing | Food Preparation | Natural Gas | Steamer | E10 | CCE | 0 | 0 | 0 | 0 | 0 | 0 | 0 | 0 | 0 | 0 | 0 | 0 | 0 | 0 | 0 | 0 | 0 | 0 | 0 | 0 | 0 | 0 | 0 | 0 | 0 | 0 | 0
F2_Commercial_Health_Existing_Food Preparation_Natural Gas_Steamer_E1 | F2 | Commercial | Health | Existing | Food Preparation | Natural Gas | Steamer | E1 | TRC BC Ratio | 1 | 0 | 0 | 0 | 0 | 0 | 0 | 0 | 0 | 0 | 0 | 0 | 0 | 0 | 0 | 0 | 0 | 0 | 0 | 0 | 0 | 0 | 0 | 0 | 0 | 0 | 0
F2_Commercial_Health_Existing_Food Preparation_Natural Gas_Steamer_E2 | F2 | Commercial | Health | Existing | Food Preparation | Natural Gas | Steamer | E2 | TRC BC Ratio | bar: 2021 to 2047
F2_Commercial_Health_Existing_Food Preparation_Natural Gas_Steamer_E3 | F2 | Commercial | Health | Existing | Food Preparation | Natural Gas | Steamer | E3 | TRC BC Ratio | 0 | 0 | 0 | 0 | 0 | 0 | 0 | 0 | 0 | 0 | 0 | 0 | 0 | 0 | 0 | 0 | 0 | 0 | 0 | 0 | 0 | 0 | 0 | 0 | 0 | 0 | 0
F2_Commercial_Health_Existing_Food Preparation_Natural Gas_Steamer_E4 | F2 | Commercial | Health | Existing | Food Preparation | Natural Gas | Steamer | E4 | TRC BC Ratio | 0 | 0 | 0 | 0 | 0 | 0 | 0 | 0 | 0 | 0 | 0 | 0 | 0 | 0 | 0 | 0 | 0 | 0 | 0 | 0 | 0 | 0 | 0 | 0 | 0 | 0 | 0
F2_Commercial_Health_Existing_Food Preparation_Natural Gas_Steamer_E5 | F2 | Commercial | Health | Existing | Food Preparation | Natural Gas | Steamer | E5 | TRC BC Ratio | 0 | 0 | 0 | 0 | 0 | 0 | 0 | 0 | 0 | 0 | 0 | 0 | 0 | 0 | 0 | 0 | 0 | 0 | 0 | 0 | 0 | 0 | 0 | 0 | 0 | 0 | 0
F2_Commercial_Health_Existing_Food Preparation_Natural Gas_Steamer_E6 | F2 | Commercial | Health | Existing | Food Preparation | Natural Gas | Steamer | E6 | TRC BC Ratio | 0 | 0 | 0 | 0 | 0 | 0 | 0 | 0 | 0 | 0 | 0 | 0 | 0 | 0 | 0 | 0 | 0 | 0 | 0 | 0 | 0 | 0 | 0 | 0 | 0 | 0 | 0
F2_Commercial_Health_Existing_Food Preparation_Natural Gas_Steamer_E7 | F2 | Commercial | Health | Existing | Food Preparation | Natural Gas | Steamer | E7 | TRC BC Ratio | 0 | 0 | 0 | 0 | 0 | 0 | 0 | 0 | 0 | 0 | 0 | 0 | 0 | 0 | 0 | 0 | 0 | 0 | 0 | 0 | 0 | 0 | 0 | 0 | 0 | 0 | 0
F2_Commercial_Health_Existing_Food Preparation_Natural Gas_Steamer_E8 | F2 | Commercial | Health | Existing | Food Preparation | Natural Gas | Steamer | E8 | TRC BC Ratio | 0 | 0 | 0 | 0 | 0 | 0 | 0 | 0 | 0 | 0 | 0 | 0 | 0 | 0 | 0 | 0 | 0 | 0 | 0 | 0 | 0 | 0 | 0 | 0 | 0 | 0 | 0
F2_Commercial_Health_Existing_Food Preparation_Natural Gas_Steamer_E9 | F2 | Commercial | Health | Existing | Food Preparation | Natural Gas | Steamer | E9 | TRC BC Ratio | 0 | 0 | 0 | 0 | 0 | 0 | 0 | 0 | 0 | 0 | 0 | 0 | 0 | 0 | 0 | 0 | 0 | 0 | 0 | 0 | 0 | 0 | 0 | 0 | 0 | 0 | 0
F2_Commercial_Health_Existing_Food Preparation_Natural Gas_Steamer_E10 | F2 | Commercial | Health | Existing | Food Preparation | Natural Gas | Steamer | E10 | TRC BC Ratio | 0 | 0 | 0 | 0 | 0 | 0 | 0 | 0 | 0 | 0 | 0 | 0 | 0 | 0 | 0 | 0 | 0 | 0 | 0 | 0 | 0 | 0 | 0 | 0 | 0 | 0 | 0
F3_Commercial_Health_Existing_Food Preparation_Natural Gas_Steamer_E1 | F3 | Commercial | Health | Existing | Food Preparation | Natural Gas | Steamer | E1 | PACT BC Ratio | 1 | 0 | 0 | 0 | 0 | 0 | 0 | 0 | 0 | 0 | 0 | 0 | 0 | 0 | 0 | 0 | 0 | 0 | 0 | 0 | 0 | 0 | 0 | 0 | 0 | 0 | 0
F3_Commercial_Health_Existing_Food Preparation_Natural Gas_Steamer_E2 | F3 | Commercial | Health | Existing | Food Preparation | Natural Gas | Steamer | E2 | PACT BC Ratio | bar: 2021 to 2047
F3_Commercial_Health_Existing_Food Preparation_Natural Gas_Steamer_E3 | F3 | Commercial | Health | Existing | Food Preparation | Natural Gas | Steamer | E3 | PACT BC Ratio | 0 | 0 | 0 | 0 | 0 | 0 | 0 | 0 | 0 | 0 | 0 | 0 | 0 | 0 | 0 | 0 | 0 | 0 | 0 | 0 | 0 | 0 | 0 | 0 | 0 | 0 | 0
F3_Commercial_Health_Existing_Food Preparation_Natural Gas_Steamer_E4 | F3 | Commercial | Health | Existing | Food Preparation | Natural Gas | Steamer | E4 | PACT BC Ratio | 0 | 0 | 0 | 0 | 0 | 0 | 0 | 0 | 0 | 0 | 0 | 0 | 0 | 0 | 0 | 0 | 0 | 0 | 0 | 0 | 0 | 0 | 0 | 0 | 0 | 0 | 0
F3_Commercial_Health_Existing_Food Preparation_Natural Gas_Steamer_E5 | F3 | Commercial | Health | Existing | Food Preparation | Natural Gas | Steamer | E5 | PACT BC Ratio | 0 | 0 | 0 | 0 | 0 | 0 | 0 | 0 | 0 | 0 | 0 | 0 | 0 | 0 | 0 | 0 | 0 | 0 | 0 | 0 | 0 | 0 | 0 | 0 | 0 | 0 | 0
F3_Commercial_Health_Existing_Food Preparation_Natural Gas_Steamer_E6 | F3 | Commercial | Health | Existing | Food Preparation | Natural Gas | Steamer | E6 | PACT BC Ratio | 0 | 0 | 0 | 0 | 0 | 0 | 0 | 0 | 0 | 0 | 0 | 0 | 0 | 0 | 0 | 0 | 0 | 0 | 0 | 0 | 0 | 0 | 0 | 0 | 0 | 0 | 0
F3_Commercial_Health_Existing_Food Preparation_Natural Gas_Steamer_E7 | F3 | Commercial | Health | Existing | Food Preparation | Natural Gas | Steamer | E7 | PACT BC Ratio | 0 | 0 | 0 | 0 | 0 | 0 | 0 | 0 | 0 | 0 | 0 | 0 | 0 | 0 | 0 | 0 | 0 | 0 | 0 | 0 | 0 | 0 | 0 | 0 | 0 | 0 | 0
F3_Commercial_Health_Existing_Food Preparation_Natural Gas_Steamer_E8 | F3 | Commercial | Health | Existing | Food Preparation | Natural Gas | Steamer | E8 | PACT BC Ratio | 0 | 0 | 0 | 0 | 0 | 0 | 0 | 0 | 0 | 0 | 0 | 0 | 0 | 0 | 0 | 0 | 0 | 0 | 0 | 0 | 0 | 0 | 0 | 0 | 0 | 0 | 0
F3_Commercial_Health_Existing_Food Preparation_Natural Gas_Steamer_E9 | F3 | Commercial | Health | Existing | Food Preparation | Natural Gas | Steamer | E9 | PACT BC Ratio | 0 | 0 | 0 | 0 | 0 | 0 | 0 | 0 | 0 | 0 | 0 | 0 | 0 | 0 | 0 | 0 | 0 | 0 | 0 | 0 | 0 | 0 | 0 | 0 | 0 | 0 | 0
F3_Commercial_Health_Existing_Food Preparation_Natural Gas_Steamer_E10 | F3 | Commercial | Health | Existing | Food Preparation | Natural Gas | Steamer | E10 | PACT BC Ratio | 0 | 0 | 0 | 0 | 0 | 0 | 0 | 0 | 0 | 0 | 0 | 0 | 0 | 0 | 0 | 0 | 0 | 0 | 0 | 0 | 0 | 0 | 0 | 0 | 0 | 0 | 0
F4_Commercial_Health_Existing_Food Preparation_Natural Gas_Steamer_E1 | F4 | Commercial | Health | Existing | Food Preparation | Natural Gas | Steamer | E1 | RVT BC Ratio | 1 | 0 | 0 | 0 | 0 | 0 | 0 | 0 | 0 | 0 | 0 | 0 | 0 | 0 | 0 | 0 | 0 | 0 | 0 | 0 | 0 | 0 | 0 | 0 | 0 | 0 | 0
F4_Commercial_Health_Existing_Food Preparation_Natural Gas_Steamer_E2 | F4 | Commercial | Health | Existing | Food Preparation | Natural Gas | Steamer | E2 | RVT BC Ratio | bar: 2021 to 2047
F4_Commercial_Health_Existing_Food Preparation_Natural Gas_Steamer_E3 | F4 | Commercial | Health | Existing | Food Preparation | Natural Gas | Steamer | E3 | RVT BC Ratio | 0 | 0 | 0 | 0 | 0 | 0 | 0 | 0 | 0 | 0 | 0 | 0 | 0 | 0 | 0 | 0 | 0 | 0 | 0 | 0 | 0 | 0 | 0 | 0 | 0 | 0 | 0
F4_Commercial_Health_Existing_Food Preparation_Natural Gas_Steamer_E4 | F4 | Commercial | Health | Existing | Food Preparation | Natural Gas | Steamer | E4 | RVT BC Ratio | 0 | 0 | 0 | 0 | 0 | 0 | 0 | 0 | 0 | 0 | 0 | 0 | 0 | 0 | 0 | 0 | 0 | 0 | 0 | 0 | 0 | 0 | 0 | 0 | 0 | 0 | 0
F4_Commercial_Health_Existing_Food Preparation_Natural Gas_Steamer_E5 | F4 | Commercial | Health | Existing | Food Preparation | Natural Gas | Steamer | E5 | RVT BC Ratio | 0 | 0 | 0 | 0 | 0 | 0 | 0 | 0 | 0 | 0 | 0 | 0 | 0 | 0 | 0 | 0 | 0 | 0 | 0 | 0 | 0 | 0 | 0 | 0 | 0 | 0 | 0
F4_Commercial_Health_Existing_Food Preparation_Natural Gas_Steamer_E6 | F4 | Commercial | Health | Existing | Food Preparation | Natural Gas | Steamer | E6 | RVT BC Ratio | 0 | 0 | 0 | 0 | 0 | 0 | 0 | 0 | 0 | 0 | 0 | 0 | 0 | 0 | 0 | 0 | 0 | 0 | 0 | 0 | 0 | 0 | 0 | 0 | 0 | 0 | 0
F4_Commercial_Health_Existing_Food Preparation_Natural Gas_Steamer_E7 | F4 | Commercial | Health | Existing | Food Preparation | Natural Gas | Steamer | E7 | RVT BC Ratio | 0 | 0 | 0 | 0 | 0 | 0 | 0 | 0 | 0 | 0 | 0 | 0 | 0 | 0 | 0 | 0 | 0 | 0 | 0 | 0 | 0 | 0 | 0 | 0 | 0 | 0 | 0
F4_Commercial_Health_Existing_Food Preparation_Natural Gas_Steamer_E8 | F4 | Commercial | Health | Existing | Food Preparation | Natural Gas | Steamer | E8 | RVT BC Ratio | 0 | 0 | 0 | 0 | 0 | 0 | 0 | 0 | 0 | 0 | 0 | 0 | 0 | 0 | 0 | 0 | 0 | 0 | 0 | 0 | 0 | 0 | 0 | 0 | 0 | 0 | 0
F4_Commercial_Health_Existing_Food Preparation_Natural Gas_Steamer_E9 | F4 | Commercial | Health | Existing | Food Preparation | Natural Gas | Steamer | E9 | RVT BC Ratio | 0 | 0 | 0 | 0 | 0 | 0 | 0 | 0 | 0 | 0 | 0 | 0 | 0 | 0 | 0 | 0 | 0 | 0 | 0 | 0 | 0 | 0 | 0 | 0 | 0 | 0 | 0
F4_Commercial_Health_Existing_Food Preparation_Natural Gas_Steamer_E10 | F4 | Commercial | Health | Existing | Food Preparation | Natural Gas | Steamer | E10 | RVT BC Ratio | 0 | 0 | 0 | 0 | 0 | 0 | 0 | 0 | 0 | 0 | 0 | 0 | 0 | 0 | 0 | 0 | 0 | 0 | 0 | 0 | 0 | 0 | 0 | 0 | 0 | 0 | 0
F5_Commercial_Health_Existing_Food Preparation_Natural Gas_Steamer_E1 | F5 | Commercial | Health | Existing | Food Preparation | Natural Gas | Steamer | E1 | RIM BC Ratio | 1 | 0 | 0 | 0 | 0 | 0 | 0 | 0 | 0 | 0 | 0 | 0 | 0 | 0 | 0 | 0 | 0 | 0 | 0 | 0 | 0 | 0 | 0 | 0 | 0 | 0 | 0
F5_Commercial_Health_Existing_Food Preparation_Natural Gas_Steamer_E2 | F5 | Commercial | Health | Existing | Food Preparation | Natural Gas | Steamer | E2 | RIM BC Ratio | bar: 2021 to 2047
F5_Commercial_Health_Existing_Food Preparation_Natural Gas_Steamer_E3 | F5 | Commercial | Health | Existing | Food Preparation | Natural Gas | Steamer | E3 | RIM BC Ratio | 0 | 0 | 0 | 0 | 0 | 0 | 0 | 0 | 0 | 0 | 0 | 0 | 0 | 0 | 0 | 0 | 0 | 0 | 0 | 0 | 0 | 0 | 0 | 0 | 0 | 0 | 0
F5_Commercial_Health_Existing_Food Preparation_Natural Gas_Steamer_E4 | F5 | Commercial | Health | Existing | Food Preparation | Natural Gas | Steamer | E4 | RIM BC Ratio | 0 | 0 | 0 | 0 | 0 | 0 | 0 | 0 | 0 | 0 | 0 | 0 | 0 | 0 | 0 | 0 | 0 | 0 | 0 | 0 | 0 | 0 | 0 | 0 | 0 | 0 | 0
F5_Commercial_Health_Existing_Food Preparation_Natural Gas_Steamer_E5 | F5 | Commercial | Health | Existing | Food Preparation | Natural Gas | Steamer | E5 | RIM BC Ratio | 0 | 0 | 0 | 0 | 0 | 0 | 0 | 0 | 0 | 0 | 0 | 0 | 0 | 0 | 0 | 0 | 0 | 0 | 0 | 0 | 0 | 0 | 0 | 0 | 0 | 0 | 0
F5_Commercial_Health_Existing_Food Preparation_Natural Gas_Steamer_E6 | F5 | Commercial | Health | Existing | Food Preparation | Natural Gas | Steamer | E6 | RIM BC Ratio | 0 | 0 | 0 | 0 | 0 | 0 | 0 | 0 | 0 | 0 | 0 | 0 | 0 | 0 | 0 | 0 | 0 | 0 | 0 | 0 | 0 | 0 | 0 | 0 | 0 | 0 | 0
F5_Commercial_Health_Existing_Food Preparation_Natural Gas_Steamer_E7 | F5 | Commercial | Health | Existing | Food Preparation | Natural Gas | Steamer | E7 | RIM BC Ratio | 0 | 0 | 0 | 0 | 0 | 0 | 0 | 0 | 0 | 0 | 0 | 0 | 0 | 0 | 0 | 0 | 0 | 0 | 0 | 0 | 0 | 0 | 0 | 0 | 0 | 0 | 0
F5_Commercial_Health_Existing_Food Preparation_Natural Gas_Steamer_E8 | F5 | Commercial | Health | Existing | Food Preparation | Natural Gas | Steamer | E8 | RIM BC Ratio | 0 | 0 | 0 | 0 | 0 | 0 | 0 | 0 | 0 | 0 | 0 | 0 | 0 | 0 | 0 | 0 | 0 | 0 | 0 | 0 | 0 | 0 | 0 | 0 | 0 | 0 | 0
F5_Commercial_Health_Existing_Food Preparation_Natural Gas_Steamer_E9 | F5 | Commercial | Health | Existing | Food Preparation | Natural Gas | Steamer | E9 | RIM BC Ratio | 0 | 0 | 0 | 0 | 0 | 0 | 0 | 0 | 0 | 0 | 0 | 0 | 0 | 0 | 0 | 0 | 0 | 0 | 0 | 0 | 0 | 0 | 0 | 0 | 0 | 0 | 0
F5_Commercial_Health_Existing_Food Preparation_Natural Gas_Steamer_E10 | F5 | Commercial | Health | Existing | Food Preparation | Natural Gas | Steamer | E10 | RIM BC Ratio | 0 | 0 | 0 | 0 | 0 | 0 | 0 | 0 | 0 | 0 | 0 | 0 | 0 | 0 | 0 | 0 | 0 | 0 | 0 | 0 | 0 | 0 | 0 | 0 | 0 | 0 | 0
F0_Commercial_Health_Existing_Food Preparation_Natural Gas_Commercial Food Prep Other_E0 | F0 | Commercial | Health | Existing | Food Preparation | Natural Gas | Commercial Food Prep Other | E0 | Economic Unit | ENERGY STAR | ENERGY STAR | ENERGY STAR | ENERGY STAR | ENERGY STAR | ENERGY STAR | ENERGY STAR | ENERGY STAR | ENERGY STAR | ENERGY STAR | ENERGY STAR | ENERGY STAR | ENERGY STAR | ENERGY STAR | ENERGY STAR | ENERGY STAR | ENERGY STAR | ENERGY STAR | ENERGY STAR | ENERGY STAR | ENERGY STAR | ENERGY STAR | ENERGY STAR | ENERGY STAR | ENERGY STAR | ENERGY STAR | ENERGY STAR
F1_Commercial_Health_Existing_Food Preparation_Natural Gas_Commercial Food Prep Other_E1 | F1 | Commercial | Health | Existing | Food Preparation | Natural Gas | Commercial Food Prep Other | E1 | CCE | 0 | 0 | 0 | 0 | 0 | 0 | 0 | 0 | 0 | 0 | 0 | 0 | 0 | 0 | 0 | 0 | 0 | 0 | 0 | 0 | 0 | 0 | 0 | 0 | 0 | 0 | 0
F1_Commercial_Health_Existing_Food Preparation_Natural Gas_Commercial Food Prep Other_E2 | F1 | Commercial | Health | Existing | Food Preparation | Natural Gas | Commercial Food Prep Other | E2 | CCE | 0.0014297 | 0.0014297 | 0.0014297 | 0.0014297 | 0.0014297 | 0.0014297 | 0.0014297 | 0.0014297 | 0.0014297 | 0.0014297 | 0.0014297 | 0.0014297 | 0.0014297 | 0.0014297 | 0.0014297 | 0.0014297 | 0.0014297 | 0.0014297 | 0.0014297 | 0.0014297 | 0.0014297 | 0.0014297 | 0.0014297 | 0.0014297 | 0.0014297 | 0.0014297 | 0.0014297
F1_Commercial_Health_Existing_Food Preparation_Natural Gas_Commercial Food Prep Other_E3 | F1 | Commercial | Health | Existing | Food Preparation | Natural Gas | Commercial Food Prep Other | E3 | CCE | 0 | 0 | 0 | 0 | 0 | 0 | 0 | 0 | 0 | 0 | 0 | 0 | 0 | 0 | 0 | 0 | 0 | 0 | 0 | 0 | 0 | 0 | 0 | 0 | 0 | 0 | 0
F1_Commercial_Health_Existing_Food Preparation_Natural Gas_Commercial Food Prep Other_E4 | F1 | Commercial | Health | Existing | Food Preparation | Natural Gas | Commercial Food Prep Other | E4 | CCE | 0 | 0 | 0 | 0 | 0 | 0 | 0 | 0 | 0 | 0 | 0 | 0 | 0 | 0 | 0 | 0 | 0 | 0 | 0 | 0 | 0 | 0 | 0 | 0 | 0 | 0 | 0
F1_Commercial_Health_Existing_Food Preparation_Natural Gas_Commercial Food Prep Other_E5 | F1 | Commercial | Health | Existing | Food Preparation | Natural Gas | Commercial Food Prep Other | E5 | CCE | 0 | 0 | 0 | 0 | 0 | 0 | 0 | 0 | 0 | 0 | 0 | 0 | 0 | 0 | 0 | 0 | 0 | 0 | 0 | 0 | 0 | 0 | 0 | 0 | 0 | 0 | 0
F1_Commercial_Health_Existing_Food Preparation_Natural Gas_Commercial Food Prep Other_E6 | F1 | Commercial | Health | Existing | Food Preparation | Natural Gas | Commercial Food Prep Other | E6 | CCE | 0 | 0 | 0 | 0 | 0 | 0 | 0 | 0 | 0 | 0 | 0 | 0 | 0 | 0 | 0 | 0 | 0 | 0 | 0 | 0 | 0 | 0 | 0 | 0 | 0 | 0 | 0
F1_Commercial_Health_Existing_Food Preparation_Natural Gas_Commercial Food Prep Other_E7 | F1 | Commercial | Health | Existing | Food Preparation | Natural Gas | Commercial Food Prep Other | E7 | CCE | 0 | 0 | 0 | 0 | 0 | 0 | 0 | 0 | 0 | 0 | 0 | 0 | 0 | 0 | 0 | 0 | 0 | 0 | 0 | 0 | 0 | 0 | 0 | 0 | 0 | 0 | 0
F1_Commercial_Health_Existing_Food Preparation_Natural Gas_Commercial Food Prep Other_E8 | F1 | Commercial | Health | Existing | Food Preparation | Natural Gas | Commercial Food Prep Other | E8 | CCE | 0 | 0 | 0 | 0 | 0 | 0 | 0 | 0 | 0 | 0 | 0 | 0 | 0 | 0 | 0 | 0 | 0 | 0 | 0 | 0 | 0 | 0 | 0 | 0 | 0 | 0 | 0
F1_Commercial_Health_Existing_Food Preparation_Natural Gas_Commercial Food Prep Other_E9 | F1 | Commercial | Health | Existing | Food Preparation | Natural Gas | Commercial Food Prep Other | E9 | CCE | 0 | 0 | 0 | 0 | 0 | 0 | 0 | 0 | 0 | 0 | 0 | 0 | 0 | 0 | 0 | 0 | 0 | 0 | 0 | 0 | 0 | 0 | 0 | 0 | 0 | 0 | 0
F1_Commercial_Health_Existing_Food Preparation_Natural Gas_Commercial Food Prep Other_E10 | F1 | Commercial | Health | Existing | Food Preparation | Natural Gas | Commercial Food Prep Other | E10 | CCE | 0 | 0 | 0 | 0 | 0 | 0 | 0 | 0 | 0 | 0 | 0 | 0 | 0 | 0 | 0 | 0 | 0 | 0 | 0 | 0 | 0 | 0 | 0 | 0 | 0 | 0 | 0
F2_Commercial_Health_Existing_Food Preparation_Natural Gas_Commercial Food Prep Other_E1 | F2 | Commercial | Health | Existing | Food Preparation | Natural Gas | Commercial Food Prep Other | E1 | TRC BC Ratio | bar: 2021 to 2047
F2_Commercial_Health_Existing_Food Preparation_Natural Gas_Commercial Food Prep Other_E2 | F2 | Commercial | Health | Existing | Food Preparation | Natural Gas | Commercial Food Prep Other | E2 | TRC BC Ratio | 9.6116 | 9.4729 | 9.3376 | 9.2065 | 9.2077 | 9.295 | 9.4366 | 9.6081 | 9.7932 | 9.9825 | 10.1698 | 10.3356 | 10.4621 | 10.5159 | 10.491 | 10.3882 | 10.2152 | 9.9888 | 9.7192 | 9.3996 | 9.0257 | 8.5955 | 8.2135 | 7.9663 | 7.8594 | 7.898 | 7.9367
F2_Commercial_Health_Existing_Food Preparation_Natural Gas_Commercial Food Prep Other_E3 | F2 | Commercial | Health | Existing | Food Preparation | Natural Gas | Commercial Food Prep Other | E3 | TRC BC Ratio | 0 | 0 | 0 | 0 | 0 | 0 | 0 | 0 | 0 | 0 | 0 | 0 | 0 | 0 | 0 | 0 | 0 | 0 | 0 | 0 | 0 | 0 | 0 | 0 | 0 | 0 | 0
F2_Commercial_Health_Existing_Food Preparation_Natural Gas_Commercial Food Prep Other_E4 | F2 | Commercial | Health | Existing | Food Preparation | Natural Gas | Commercial Food Prep Other | E4 | TRC BC Ratio | 0 | 0 | 0 | 0 | 0 | 0 | 0 | 0 | 0 | 0 | 0 | 0 | 0 | 0 | 0 | 0 | 0 | 0 | 0 | 0 | 0 | 0 | 0 | 0 | 0 | 0 | 0
F2_Commercial_Health_Existing_Food Preparation_Natural Gas_Commercial Food Prep Other_E5 | F2 | Commercial | Health | Existing | Food Preparation | Natural Gas | Commercial Food Prep Other | E5 | TRC BC Ratio | 0 | 0 | 0 | 0 | 0 | 0 | 0 | 0 | 0 | 0 | 0 | 0 | 0 | 0 | 0 | 0 | 0 | 0 | 0 | 0 | 0 | 0 | 0 | 0 | 0 | 0 | 0
F2_Commercial_Health_Existing_Food Preparation_Natural Gas_Commercial Food Prep Other_E6 | F2 | Commercial | Health | Existing | Food Preparation | Natural Gas | Commercial Food Prep Other | E6 | TRC BC Ratio | 0 | 0 | 0 | 0 | 0 | 0 | 0 | 0 | 0 | 0 | 0 | 0 | 0 | 0 | 0 | 0 | 0 | 0 | 0 | 0 | 0 | 0 | 0 | 0 | 0 | 0 | 0
F2_Commercial_Health_Existing_Food Preparation_Natural Gas_Commercial Food Prep Other_E7 | F2 | Commercial | Health | Existing | Food Preparation | Natural Gas | Commercial Food Prep Other | E7 | TRC BC Ratio | 0 | 0 | 0 | 0 | 0 | 0 | 0 | 0 | 0 | 0 | 0 | 0 | 0 | 0 | 0 | 0 | 0 | 0 | 0 | 0 | 0 | 0 | 0 | 0 | 0 | 0 | 0
F2_Commercial_Health_Existing_Food Preparation_Natural Gas_Commercial Food Prep Other_E8 | F2 | Commercial | Health | Existing | Food Preparation | Natural Gas | Commercial Food Prep Other | E8 | TRC BC Ratio | 0 | 0 | 0 | 0 | 0 | 0 | 0 | 0 | 0 | 0 | 0 | 0 | 0 | 0 | 0 | 0 | 0 | 0 | 0 | 0 | 0 | 0 | 0 | 0 | 0 | 0 | 0
F2_Commercial_Health_Existing_Food Preparation_Natural Gas_Commercial Food Prep Other_E9 | F2 | Commercial | Health | Existing | Food Preparation | Natural Gas | Commercial Food Prep Other | E9 | TRC BC Ratio | 0 | 0 | 0 | 0 | 0 | 0 | 0 | 0 | 0 | 0 | 0 | 0 | 0 | 0 | 0 | 0 | 0 | 0 | 0 | 0 | 0 | 0 | 0 | 0 | 0 | 0 | 0
F2_Commercial_Health_Existing_Food Preparation_Natural Gas_Commercial Food Prep Other_E10 | F2 | Commercial | Health | Existing | Food Preparation | Natural Gas | Commercial Food Prep Other | E10 | TRC BC Ratio | 0 | 0 | 0 | 0 | 0 | 0 | 0 | 0 | 0 | 0 | 0 | 0 | 0 | 0 | 0 | 0 | 0 | 0 | 0 | 0 | 0 | 0 | 0 | 0 | 0 | 0 | 0
F3_Commercial_Health_Existing_Food Preparation_Natural Gas_Commercial Food Prep Other_E1 | F3 | Commercial | Health | Existing | Food Preparation | Natural Gas | Commercial Food Prep Other | E1 | PACT BC Ratio | bar: 2021 to 2047
F3_Commercial_Health_Existing_Food Preparation_Natural Gas_Commercial Food Prep Other_E2 | F3 | Commercial | Health | Existing | Food Preparation | Natural Gas | Commercial Food Prep Other | E2 | PACT BC Ratio | 12.119 | 11.9441 | 11.7735 | 11.6081 | 11.6097 | 11.7198 | 11.8983 | 12.1145 | 12.348 | 12.5867 | 12.8228 | 13.0318 | 13.1913 | 13.2591 | 13.2278 | 13.0982 | 12.88 | 12.5945 | 12.2546 | 11.8517 | 11.3803 | 10.8378 | 10.3562 | 10.0444 | 9.9097 | 9.9583 | 10.0071
F3_Commercial_Health_Existing_Food Preparation_Natural Gas_Commercial Food Prep Other_E3 | F3 | Commercial | Health | Existing | Food Preparation | Natural Gas | Commercial Food Prep Other | E3 | PACT BC Ratio | 0 | 0 | 0 | 0 | 0 | 0 | 0 | 0 | 0 | 0 | 0 | 0 | 0 | 0 | 0 | 0 | 0 | 0 | 0 | 0 | 0 | 0 | 0 | 0 | 0 | 0 | 0
F3_Commercial_Health_Existing_Food Preparation_Natural Gas_Commercial Food Prep Other_E4 | F3 | Commercial | Health | Existing | Food Preparation | Natural Gas | Commercial Food Prep Other | E4 | PACT BC Ratio | 0 | 0 | 0 | 0 | 0 | 0 | 0 | 0 | 0 | 0 | 0 | 0 | 0 | 0 | 0 | 0 | 0 | 0 | 0 | 0 | 0 | 0 | 0 | 0 | 0 | 0 | 0
F3_Commercial_Health_Existing_Food Preparation_Natural Gas_Commercial Food Prep Other_E5 | F3 | Commercial | Health | Existing | Food Preparation | Natural Gas | Commercial Food Prep Other | E5 | PACT BC Ratio | 0 | 0 | 0 | 0 | 0 | 0 | 0 | 0 | 0 | 0 | 0 | 0 | 0 | 0 | 0 | 0 | 0 | 0 | 0 | 0 | 0 | 0 | 0 | 0 | 0 | 0 | 0
F3_Commercial_Health_Existing_Food Preparation_Natural Gas_Commercial Food Prep Other_E6 | F3 | Commercial | Health | Existing | Food Preparation | Natural Gas | Commercial Food Prep Other | E6 | PACT BC Ratio | 0 | 0 | 0 | 0 | 0 | 0 | 0 | 0 | 0 | 0 | 0 | 0 | 0 | 0 | 0 | 0 | 0 | 0 | 0 | 0 | 0 | 0 | 0 | 0 | 0 | 0 | 0
F3_Commercial_Health_Existing_Food Preparation_Natural Gas_Commercial Food Prep Other_E7 | F3 | Commercial | Health | Existing | Food Preparation | Natural Gas | Commercial Food Prep Other | E7 | PACT BC Ratio | 0 | 0 | 0 | 0 | 0 | 0 | 0 | 0 | 0 | 0 | 0 | 0 | 0 | 0 | 0 | 0 | 0 | 0 | 0 | 0 | 0 | 0 | 0 | 0 | 0 | 0 | 0
F3_Commercial_Health_Existing_Food Preparation_Natural Gas_Commercial Food Prep Other_E8 | F3 | Commercial | Health | Existing | Food Preparation | Natural Gas | Commercial Food Prep Other | E8 | PACT BC Ratio | 0 | 0 | 0 | 0 | 0 | 0 | 0 | 0 | 0 | 0 | 0 | 0 | 0 | 0 | 0 | 0 | 0 | 0 | 0 | 0 | 0 | 0 | 0 | 0 | 0 | 0 | 0
F3_Commercial_Health_Existing_Food Preparation_Natural Gas_Commercial Food Prep Other_E9 | F3 | Commercial | Health | Existing | Food Preparation | Natural Gas | Commercial Food Prep Other | E9 | PACT BC Ratio | 0 | 0 | 0 | 0 | 0 | 0 | 0 | 0 | 0 | 0 | 0 | 0 | 0 | 0 | 0 | 0 | 0 | 0 | 0 | 0 | 0 | 0 | 0 | 0 | 0 | 0 | 0
F3_Commercial_Health_Existing_Food Preparation_Natural Gas_Commercial Food Prep Other_E10 | F3 | Commercial | Health | Existing | Food Preparation | Natural Gas | Commercial Food Prep Other | E10 | PACT BC Ratio | 0 | 0 | 0 | 0 | 0 | 0 | 0 | 0 | 0 | 0 | 0 | 0 | 0 | 0 | 0 | 0 | 0 | 0 | 0 | 0 | 0 | 0 | 0 | 0 | 0 | 0 | 0
F4_Commercial_Health_Existing_Food Preparation_Natural Gas_Commercial Food Prep Other_E1 | F4 | Commercial | Health | Existing | Food Preparation | Natural Gas | Commercial Food Prep Other | E1 | RVT BC Ratio | bar: 2021 to 2047
F4_Commercial_Health_Existing_Food Preparation_Natural Gas_Commercial Food Prep Other_E2 | F4 | Commercial | Health | Existing | Food Preparation | Natural Gas | Commercial Food Prep Other | E2 | RVT BC Ratio | 0.7 | 0.7 | 0.7 | 0.7 | 0.7 | 0.7 | 0.7 | 0.7 | 0.7 | 0.7 | 0.7 | 0.7 | 0.7 | 0.7 | 0.7 | 0.7 | 0.7 | 0.7 | 0.7 | 0.7 | 0.7 | 0.7 | 0.7 | 0.7 | 0.7 | 0.7 | 0.7
F4_Commercial_Health_Existing_Food Preparation_Natural Gas_Commercial Food Prep Other_E3 | F4 | Commercial | Health | Existing | Food Preparation | Natural Gas | Commercial Food Prep Other | E3 | RVT BC Ratio | 0 | 0 | 0 | 0 | 0 | 0 | 0 | 0 | 0 | 0 | 0 | 0 | 0 | 0 | 0 | 0 | 0 | 0 | 0 | 0 | 0 | 0 | 0 | 0 | 0 | 0 | 0
F4_Commercial_Health_Existing_Food Preparation_Natural Gas_Commercial Food Prep Other_E4 | F4 | Commercial | Health | Existing | Food Preparation | Natural Gas | Commercial Food Prep Other | E4 | RVT BC Ratio | 0 | 0 | 0 | 0 | 0 | 0 | 0 | 0 | 0 | 0 | 0 | 0 | 0 | 0 | 0 | 0 | 0 | 0 | 0 | 0 | 0 | 0 | 0 | 0 | 0 | 0 | 0
F4_Commercial_Health_Existing_Food Preparation_Natural Gas_Commercial Food Prep Other_E5 | F4 | Commercial | Health | Existing | Food Preparation | Natural Gas | Commercial Food Prep Other | E5 | RVT BC Ratio | 0 | 0 | 0 | 0 | 0 | 0 | 0 | 0 | 0 | 0 | 0 | 0 | 0 | 0 | 0 | 0 | 0 | 0 | 0 | 0 | 0 | 0 | 0 | 0 | 0 | 0 | 0
F4_Commercial_Health_Existing_Food Preparation_Natural Gas_Commercial Food Prep Other_E6 | F4 | Commercial | Health | Existing | Food Preparation | Natural Gas | Commercial Food Prep Other | E6 | RVT BC Ratio | 0 | 0 | 0 | 0 | 0 | 0 | 0 | 0 | 0 | 0 | 0 | 0 | 0 | 0 | 0 | 0 | 0 | 0 | 0 | 0 | 0 | 0 | 0 | 0 | 0 | 0 | 0
F4_Commercial_Health_Existing_Food Preparation_Natural Gas_Commercial Food Prep Other_E7 | F4 | Commercial | Health | Existing | Food Preparation | Natural Gas | Commercial Food Prep Other | E7 | RVT BC Ratio | 0 | 0 | 0 | 0 | 0 | 0 | 0 | 0 | 0 | 0 | 0 | 0 | 0 | 0 | 0 | 0 | 0 | 0 | 0 | 0 | 0 | 0 | 0 | 0 | 0 | 0 | 0
F4_Commercial_Health_Existing_Food Preparation_Natural Gas_Commercial Food Prep Other_E8 | F4 | Commercial | Health | Existing | Food Preparation | Natural Gas | Commercial Food Prep Other | E8 | RVT BC Ratio | 0 | 0 | 0 | 0 | 0 | 0 | 0 | 0 | 0 | 0 | 0 | 0 | 0 | 0 | 0 | 0 | 0 | 0 | 0 | 0 | 0 | 0 | 0 | 0 | 0 | 0 | 0
F4_Commercial_Health_Existing_Food Preparation_Natural Gas_Commercial Food Prep Other_E9 | F4 | Commercial | Health | Existing | Food Preparation | Natural Gas | Commercial Food Prep Other | E9 | RVT BC Ratio | 0 | 0 | 0 | 0 | 0 | 0 | 0 | 0 | 0 | 0 | 0 | 0 | 0 | 0 | 0 | 0 | 0 | 0 | 0 | 0 | 0 | 0 | 0 | 0 | 0 | 0 | 0
F4_Commercial_Health_Existing_Food Preparation_Natural Gas_Commercial Food Prep Other_E10 | F4 | Commercial | Health | Existing | Food Preparation | Natural Gas | Commercial Food Prep Other | E10 | RVT BC Ratio | 0 | 0 | 0 | 0 | 0 | 0 | 0 | 0 | 0 | 0 | 0 | 0 | 0 | 0 | 0 | 0 | 0 | 0 | 0 | 0 | 0 | 0 | 0 | 0 | 0 | 0 | 0
F5_Commercial_Health_Existing_Food Preparation_Natural Gas_Commercial Food Prep Other_E1 | F5 | Commercial | Health | Existing | Food Preparation | Natural Gas | Commercial Food Prep Other | E1 | RIM BC Ratio | bar: 2021 to 2047
F5_Commercial_Health_Existing_Food Preparation_Natural Gas_Commercial Food Prep Other_E2 | F5 | Commercial | Health | Existing | Food Preparation | Natural Gas | Commercial Food Prep Other | E2 | RIM BC Ratio | 12.119 | 11.9441 | 11.7735 | 11.6081 | 11.6097 | 11.7198 | 11.8983 | 12.1145 | 12.348 | 12.5867 | 12.8228 | 13.0318 | 13.1913 | 13.2591 | 13.2278 | 13.0982 | 12.88 | 12.5945 | 12.2546 | 11.8517 | 11.3803 | 10.8378 | 10.3562 | 10.0444 | 9.9097 | 9.9583 | 10.0071
F5_Commercial_Health_Existing_Food Preparation_Natural Gas_Commercial Food Prep Other_E3 | F5 | Commercial | Health | Existing | Food Preparation | Natural Gas | Commercial Food Prep Other | E3 | RIM BC Ratio | 0 | 0 | 0 | 0 | 0 | 0 | 0 | 0 | 0 | 0 | 0 | 0 | 0 | 0 | 0 | 0 | 0 | 0 | 0 | 0 | 0 | 0 | 0 | 0 | 0 | 0 | 0
F5_Commercial_Health_Existing_Food Preparation_Natural Gas_Commercial Food Prep Other_E4 | F5 | Commercial | Health | Existing | Food Preparation | Natural Gas | Commercial Food Prep Other | E4 | RIM BC Ratio | 0 | 0 | 0 | 0 | 0 | 0 | 0 | 0 | 0 | 0 | 0 | 0 | 0 | 0 | 0 | 0 | 0 | 0 | 0 | 0 | 0 | 0 | 0 | 0 | 0 | 0 | 0
F5_Commercial_Health_Existing_Food Preparation_Natural Gas_Commercial Food Prep Other_E5 | F5 | Commercial | Health | Existing | Food Preparation | Natural Gas | Commercial Food Prep Other | E5 | RIM BC Ratio | 0 | 0 | 0 | 0 | 0 | 0 | 0 | 0 | 0 | 0 | 0 | 0 | 0 | 0 | 0 | 0 | 0 | 0 | 0 | 0 | 0 | 0 | 0 | 0 | 0 | 0 | 0
F5_Commercial_Health_Existing_Food Preparation_Natural Gas_Commercial Food Prep Other_E6 | F5 | Commercial | Health | Existing | Food Preparation | Natural Gas | Commercial Food Prep Other | E6 | RIM BC Ratio | 0 | 0 | 0 | 0 | 0 | 0 | 0 | 0 | 0 | 0 | 0 | 0 | 0 | 0 | 0 | 0 | 0 | 0 | 0 | 0 | 0 | 0 | 0 | 0 | 0 | 0 | 0
F5_Commercial_Health_Existing_Food Preparation_Natural Gas_Commercial Food Prep Other_E7 | F5 | Commercial | Health | Existing | Food Preparation | Natural Gas | Commercial Food Prep Other | E7 | RIM BC Ratio | 0 | 0 | 0 | 0 | 0 | 0 | 0 | 0 | 0 | 0 | 0 | 0 | 0 | 0 | 0 | 0 | 0 | 0 | 0 | 0 | 0 | 0 | 0 | 0 | 0 | 0 | 0
F5_Commercial_Health_Existing_Food Preparation_Natural Gas_Commercial Food Prep Other_E8 | F5 | Commercial | Health | Existing | Food Preparation | Natural Gas | Commercial Food Prep Other | E8 | RIM BC Ratio | 0 | 0 | 0 | 0 | 0 | 0 | 0 | 0 | 0 | 0 | 0 | 0 | 0 | 0 | 0 | 0 | 0 | 0 | 0 | 0 | 0 | 0 | 0 | 0 | 0 | 0 | 0
F5_Commercial_Health_Existing_Food Preparation_Natural Gas_Commercial Food Prep Other_E9 | F5 | Commercial | Health | Existing | Food Preparation | Natural Gas | Commercial Food Prep Other | E9 | RIM BC Ratio | 0 | 0 | 0 | 0 | 0 | 0 | 0 | 0 | 0 | 0 | 0 | 0 | 0 | 0 | 0 | 0 | 0 | 0 | 0 | 0 | 0 | 0 | 0 | 0 | 0 | 0 | 0
F5_Commercial_Health_Existing_Food Preparation_Natural Gas_Commercial Food Prep Other_E10 | F5 | Commercial | Health | Existing | Food Preparation | Natural Gas | Commercial Food Prep Other | E10 | RIM BC Ratio | 0 | 0 | 0 | 0 | 0 | 0 | 0 | 0 | 0 | 0 | 0 | 0 | 0 | 0 | 0 | 0 | 0 | 0 | 0 | 0 | 0 | 0 | 0 | 0 | 0 | 0 | 0
F0_Commercial_Health_Existing_Miscellaneous_Natural Gas_Pool Heater_E0 | F0 | Commercial | Health | Existing | Miscellaneous | Natural Gas | Pool Heater | E0 | Economic Unit | Standard (EF .78) | Standard (EF .78) | Standard (EF .78) | Standard (EF .78) | Standard (EF .78) | Standard (EF .78) | Standard (EF .78) | Standard (EF .78) | Standard (EF .78) | Standard (EF .78) | Standard (EF .78) | Standard (EF .78) | Standard (EF .78) | Standard (EF .78) | Standard (EF .78) | Standard (EF .78) | Standard (EF .78) | Standard (EF .78) | Standard (EF .78) | Standard (EF .78) | Standard (EF .78) | Standard (EF .78) | Standard (EF .78) | Standard (EF .78) | Standard (EF .78) | Standard (EF .78) | Standard (EF .78)
F1_Commercial_Health_Existing_Miscellaneous_Natural Gas_Pool Heater_E1 | F1 | Commercial | Health | Existing | Miscellaneous | Natural Gas | Pool Heater | E1 | CCE | 0 | 0 | 0 | 0 | 0 | 0 | 0 | 0 | 0 | 0 | 0 | 0 | 0 | 0 | 0 | 0 | 0 | 0 | 0 | 0 | 0 | 0 | 0 | 0 | 0 | 0 | 0
F1_Commercial_Health_Existing_Miscellaneous_Natural Gas_Pool Heater_E2 | F1 | Commercial | Health | Existing | Miscellaneous | Natural Gas | Pool Heater | E2 | CCE | 0.01727 | 0.01727 | 0.01727 | 0.01727 | 0.01727 | 0.01727 | 0.01727 | 0.01727 | 0.01727 | 0.01727 | 0.01727 | 0.01727 | 0.01727 | 0.01727 | 0.01727 | 0.01727 | 0.01727 | 0.01727 | 0.01727 | 0.01727 | 0.01727 | 0.01727 | 0.01727 | 0.01727 | 0.01727 | 0.01727 | 0.01727
F1_Commercial_Health_Existing_Miscellaneous_Natural Gas_Pool Heater_E3 | F1 | Commercial | Health | Existing | Miscellaneous | Natural Gas | Pool Heater | E3 | CCE | 0 | 0 | 0 | 0 | 0 | 0 | 0 | 0 | 0 | 0 | 0 | 0 | 0 | 0 | 0 | 0 | 0 | 0 | 0 | 0 | 0 | 0 | 0 | 0 | 0 | 0 | 0
F1_Commercial_Health_Existing_Miscellaneous_Natural Gas_Pool Heater_E4 | F1 | Commercial | Health | Existing | Miscellaneous | Natural Gas | Pool Heater | E4 | CCE | 0 | 0 | 0 | 0 | 0 | 0 | 0 | 0 | 0 | 0 | 0 | 0 | 0 | 0 | 0 | 0 | 0 | 0 | 0 | 0 | 0 | 0 | 0 | 0 | 0 | 0 | 0
F1_Commercial_Health_Existing_Miscellaneous_Natural Gas_Pool Heater_E5 | F1 | Commercial | Health | Existing | Miscellaneous | Natural Gas | Pool Heater | E5 | CCE | 0 | 0 | 0 | 0 | 0 | 0 | 0 | 0 | 0 | 0 | 0 | 0 | 0 | 0 | 0 | 0 | 0 | 0 | 0 | 0 | 0 | 0 | 0 | 0 | 0 | 0 | 0
F1_Commercial_Health_Existing_Miscellaneous_Natural Gas_Pool Heater_E6 | F1 | Commercial | Health | Existing | Miscellaneous | Natural Gas | Pool Heater | E6 | CCE | 0 | 0 | 0 | 0 | 0 | 0 | 0 | 0 | 0 | 0 | 0 | 0 | 0 | 0 | 0 | 0 | 0 | 0 | 0 | 0 | 0 | 0 | 0 | 0 | 0 | 0 | 0
F1_Commercial_Health_Existing_Miscellaneous_Natural Gas_Pool Heater_E7 | F1 | Commercial | Health | Existing | Miscellaneous | Natural Gas | Pool Heater | E7 | CCE | 0 | 0 | 0 | 0 | 0 | 0 | 0 | 0 | 0 | 0 | 0 | 0 | 0 | 0 | 0 | 0 | 0 | 0 | 0 | 0 | 0 | 0 | 0 | 0 | 0 | 0 | 0
F1_Commercial_Health_Existing_Miscellaneous_Natural Gas_Pool Heater_E8 | F1 | Commercial | Health | Existing | Miscellaneous | Natural Gas | Pool Heater | E8 | CCE | 0 | 0 | 0 | 0 | 0 | 0 | 0 | 0 | 0 | 0 | 0 | 0 | 0 | 0 | 0 | 0 | 0 | 0 | 0 | 0 | 0 | 0 | 0 | 0 | 0 | 0 | 0
F1_Commercial_Health_Existing_Miscellaneous_Natural Gas_Pool Heater_E9 | F1 | Commercial | Health | Existing | Miscellaneous | Natural Gas | Pool Heater | E9 | CCE | 0 | 0 | 0 | 0 | 0 | 0 | 0 | 0 | 0 | 0 | 0 | 0 | 0 | 0 | 0 | 0 | 0 | 0 | 0 | 0 | 0 | 0 | 0 | 0 | 0 | 0 | 0
F1_Commercial_Health_Existing_Miscellaneous_Natural Gas_Pool Heater_E10 | F1 | Commercial | Health | Existing | Miscellaneous | Natural Gas | Pool Heater | E10 | CCE | 0 | 0 | 0 | 0 | 0 | 0 | 0 | 0 | 0 | 0 | 0 | 0 | 0 | 0 | 0 | 0 | 0 | 0 | 0 | 0 | 0 | 0 | 0 | 0 | 0 | 0 | 0
F2_Commercial_Health_Existing_Miscellaneous_Natural Gas_Pool Heater_E1 | F2 | Commercial | Health | Existing | Miscellaneous | Natural Gas | Pool Heater | E1 | TRC BC Ratio | bar: 2021 to 2047
F2_Commercial_Health_Existing_Miscellaneous_Natural Gas_Pool Heater_E2 | F2 | Commercial | Health | Existing | Miscellaneous | Natural Gas | Pool Heater | E2 | TRC BC Ratio | 0.81519 | 0.79395 | 0.77145 | 0.74865 | 0.74158 | 0.74479 | 0.75444 | 0.76754 | 0.78207 | 0.7969 | 0.8123 | 0.82818 | 0.84505 | 0.86169 | 0.87741 | 0.88939 | 0.89388 | 0.88772 | 0.8685 | 0.83583 | 0.79136 | 0.73728 | 0.68909 | 0.65735 | 0.64275 | 0.6459 | 0.64907
F2_Commercial_Health_Existing_Miscellaneous_Natural Gas_Pool Heater_E3 | F2 | Commercial | Health | Existing | Miscellaneous | Natural Gas | Pool Heater | E3 | TRC BC Ratio | 0 | 0 | 0 | 0 | 0 | 0 | 0 | 0 | 0 | 0 | 0 | 0 | 0 | 0 | 0 | 0 | 0 | 0 | 0 | 0 | 0 | 0 | 0 | 0 | 0 | 0 | 0
F2_Commercial_Health_Existing_Miscellaneous_Natural Gas_Pool Heater_E4 | F2 | Commercial | Health | Existing | Miscellaneous | Natural Gas | Pool Heater | E4 | TRC BC Ratio | 0 | 0 | 0 | 0 | 0 | 0 | 0 | 0 | 0 | 0 | 0 | 0 | 0 | 0 | 0 | 0 | 0 | 0 | 0 | 0 | 0 | 0 | 0 | 0 | 0 | 0 | 0
F2_Commercial_Health_Existing_Miscellaneous_Natural Gas_Pool Heater_E5 | F2 | Commercial | Health | Existing | Miscellaneous | Natural Gas | Pool Heater | E5 | TRC BC Ratio | 0 | 0 | 0 | 0 | 0 | 0 | 0 | 0 | 0 | 0 | 0 | 0 | 0 | 0 | 0 | 0 | 0 | 0 | 0 | 0 | 0 | 0 | 0 | 0 | 0 | 0 | 0
F2_Commercial_Health_Existing_Miscellaneous_Natural Gas_Pool Heater_E6 | F2 | Commercial | Health | Existing | Miscellaneous | Natural Gas | Pool Heater | E6 | TRC BC Ratio | 0 | 0 | 0 | 0 | 0 | 0 | 0 | 0 | 0 | 0 | 0 | 0 | 0 | 0 | 0 | 0 | 0 | 0 | 0 | 0 | 0 | 0 | 0 | 0 | 0 | 0 | 0
F2_Commercial_Health_Existing_Miscellaneous_Natural Gas_Pool Heater_E7 | F2 | Commercial | Health | Existing | Miscellaneous | Natural Gas | Pool Heater | E7 | TRC BC Ratio | 0 | 0 | 0 | 0 | 0 | 0 | 0 | 0 | 0 | 0 | 0 | 0 | 0 | 0 | 0 | 0 | 0 | 0 | 0 | 0 | 0 | 0 | 0 | 0 | 0 | 0 | 0
F2_Commercial_Health_Existing_Miscellaneous_Natural Gas_Pool Heater_E8 | F2 | Commercial | Health | Existing | Miscellaneous | Natural Gas | Pool Heater | E8 | TRC BC Ratio | 0 | 0 | 0 | 0 | 0 | 0 | 0 | 0 | 0 | 0 | 0 | 0 | 0 | 0 | 0 | 0 | 0 | 0 | 0 | 0 | 0 | 0 | 0 | 0 | 0 | 0 | 0
F2_Commercial_Health_Existing_Miscellaneous_Natural Gas_Pool Heater_E9 | F2 | Commercial | Health | Existing | Miscellaneous | Natural Gas | Pool Heater | E9 | TRC BC Ratio | 0 | 0 | 0 | 0 | 0 | 0 | 0 | 0 | 0 | 0 | 0 | 0 | 0 | 0 | 0 | 0 | 0 | 0 | 0 | 0 | 0 | 0 | 0 | 0 | 0 | 0 | 0
F2_Commercial_Health_Existing_Miscellaneous_Natural Gas_Pool Heater_E10 | F2 | Commercial | Health | Existing | Miscellaneous | Natural Gas | Pool Heater | E10 | TRC BC Ratio | 0 | 0 | 0 | 0 | 0 | 0 | 0 | 0 | 0 | 0 | 0 | 0 | 0 | 0 | 0 | 0 | 0 | 0 | 0 | 0 | 0 | 0 | 0 | 0 | 0 | 0 | 0
F3_Commercial_Health_Existing_Miscellaneous_Natural Gas_Pool Heater_E1 | F3 | Commercial | Health | Existing | Miscellaneous | Natural Gas | Pool Heater | E1 | PACT BC Ratio | bar: 2021 to 2047
F3_Commercial_Health_Existing_Miscellaneous_Natural Gas_Pool Heater_E2 | F3 | Commercial | Health | Existing | Miscellaneous | Natural Gas | Pool Heater | E2 | PACT BC Ratio | 1.0278 | 1.0011 | 0.9727 | 0.94395 | 0.93503 | 0.93908 | 0.95126 | 0.96777 | 0.98608 | 1.0048 | 1.0242 | 1.0442 | 1.0655 | 1.0865 | 1.1063 | 1.1214 | 1.1271 | 1.1193 | 1.0951 | 1.0539 | 0.99781 | 0.92962 | 0.86885 | 0.82883 | 0.81042 | 0.8144 | 0.81839
F3_Commercial_Health_Existing_Miscellaneous_Natural Gas_Pool Heater_E3 | F3 | Commercial | Health | Existing | Miscellaneous | Natural Gas | Pool Heater | E3 | PACT BC Ratio | 0 | 0 | 0 | 0 | 0 | 0 | 0 | 0 | 0 | 0 | 0 | 0 | 0 | 0 | 0 | 0 | 0 | 0 | 0 | 0 | 0 | 0 | 0 | 0 | 0 | 0 | 0
F3_Commercial_Health_Existing_Miscellaneous_Natural Gas_Pool Heater_E4 | F3 | Commercial | Health | Existing | Miscellaneous | Natural Gas | Pool Heater | E4 | PACT BC Ratio | 0 | 0 | 0 | 0 | 0 | 0 | 0 | 0 | 0 | 0 | 0 | 0 | 0 | 0 | 0 | 0 | 0 | 0 | 0 | 0 | 0 | 0 | 0 | 0 | 0 | 0 | 0
F3_Commercial_Health_Existing_Miscellaneous_Natural Gas_Pool Heater_E5 | F3 | Commercial | Health | Existing | Miscellaneous | Natural Gas | Pool Heater | E5 | PACT BC Ratio | 0 | 0 | 0 | 0 | 0 | 0 | 0 | 0 | 0 | 0 | 0 | 0 | 0 | 0 | 0 | 0 | 0 | 0 | 0 | 0 | 0 | 0 | 0 | 0 | 0 | 0 | 0
F3_Commercial_Health_Existing_Miscellaneous_Natural Gas_Pool Heater_E6 | F3 | Commercial | Health | Existing | Miscellaneous | Natural Gas | Pool Heater | E6 | PACT BC Ratio | 0 | 0 | 0 | 0 | 0 | 0 | 0 | 0 | 0 | 0 | 0 | 0 | 0 | 0 | 0 | 0 | 0 | 0 | 0 | 0 | 0 | 0 | 0 | 0 | 0 | 0 | 0
F3_Commercial_Health_Existing_Miscellaneous_Natural Gas_Pool Heater_E7 | F3 | Commercial | Health | Existing | Miscellaneous | Natural Gas | Pool Heater | E7 | PACT BC Ratio | 0 | 0 | 0 | 0 | 0 | 0 | 0 | 0 | 0 | 0 | 0 | 0 | 0 | 0 | 0 | 0 | 0 | 0 | 0 | 0 | 0 | 0 | 0 | 0 | 0 | 0 | 0
F3_Commercial_Health_Existing_Miscellaneous_Natural Gas_Pool Heater_E8 | F3 | Commercial | Health | Existing | Miscellaneous | Natural Gas | Pool Heater | E8 | PACT BC Ratio | 0 | 0 | 0 | 0 | 0 | 0 | 0 | 0 | 0 | 0 | 0 | 0 | 0 | 0 | 0 | 0 | 0 | 0 | 0 | 0 | 0 | 0 | 0 | 0 | 0 | 0 | 0
F3_Commercial_Health_Existing_Miscellaneous_Natural Gas_Pool Heater_E9 | F3 | Commercial | Health | Existing | Miscellaneous | Natural Gas | Pool Heater | E9 | PACT BC Ratio | 0 | 0 | 0 | 0 | 0 | 0 | 0 | 0 | 0 | 0 | 0 | 0 | 0 | 0 | 0 | 0 | 0 | 0 | 0 | 0 | 0 | 0 | 0 | 0 | 0 | 0 | 0
F3_Commercial_Health_Existing_Miscellaneous_Natural Gas_Pool Heater_E10 | F3 | Commercial | Health | Existing | Miscellaneous | Natural Gas | Pool Heater | E10 | PACT BC Ratio | 0 | 0 | 0 | 0 | 0 | 0 | 0 | 0 | 0 | 0 | 0 | 0 | 0 | 0 | 0 | 0 | 0 | 0 | 0 | 0 | 0 | 0 | 0 | 0 | 0 | 0 | 0
F4_Commercial_Health_Existing_Miscellaneous_Natural Gas_Pool Heater_E1 | F4 | Commercial | Health | Existing | Miscellaneous | Natural Gas | Pool Heater | E1 | RVT BC Ratio | bar: 2021 to 2047
F4_Commercial_Health_Existing_Miscellaneous_Natural Gas_Pool Heater_E2 | F4 | Commercial | Health | Existing | Miscellaneous | Natural Gas | Pool Heater | E2 | RVT BC Ratio | 0.7 | 0.7 | 0.7 | 0.7 | 0.7 | 0.7 | 0.7 | 0.7 | 0.7 | 0.7 | 0.7 | 0.7 | 0.7 | 0.7 | 0.7 | 0.7 | 0.7 | 0.7 | 0.7 | 0.7 | 0.7 | 0.7 | 0.7 | 0.7 | 0.7 | 0.7 | 0.7
F4_Commercial_Health_Existing_Miscellaneous_Natural Gas_Pool Heater_E3 | F4 | Commercial | Health | Existing | Miscellaneous | Natural Gas | Pool Heater | E3 | RVT BC Ratio | 0 | 0 | 0 | 0 | 0 | 0 | 0 | 0 | 0 | 0 | 0 | 0 | 0 | 0 | 0 | 0 | 0 | 0 | 0 | 0 | 0 | 0 | 0 | 0 | 0 | 0 | 0
F4_Commercial_Health_Existing_Miscellaneous_Natural Gas_Pool Heater_E4 | F4 | Commercial | Health | Existing | Miscellaneous | Natural Gas | Pool Heater | E4 | RVT BC Ratio | 0 | 0 | 0 | 0 | 0 | 0 | 0 | 0 | 0 | 0 | 0 | 0 | 0 | 0 | 0 | 0 | 0 | 0 | 0 | 0 | 0 | 0 | 0 | 0 | 0 | 0 | 0
F4_Commercial_Health_Existing_Miscellaneous_Natural Gas_Pool Heater_E5 | F4 | Commercial | Health | Existing | Miscellaneous | Natural Gas | Pool Heater | E5 | RVT BC Ratio | 0 | 0 | 0 | 0 | 0 | 0 | 0 | 0 | 0 | 0 | 0 | 0 | 0 | 0 | 0 | 0 | 0 | 0 | 0 | 0 | 0 | 0 | 0 | 0 | 0 | 0 | 0
F4_Commercial_Health_Existing_Miscellaneous_Natural Gas_Pool Heater_E6 | F4 | Commercial | Health | Existing | Miscellaneous | Natural Gas | Pool Heater | E6 | RVT BC Ratio | 0 | 0 | 0 | 0 | 0 | 0 | 0 | 0 | 0 | 0 | 0 | 0 | 0 | 0 | 0 | 0 | 0 | 0 | 0 | 0 | 0 | 0 | 0 | 0 | 0 | 0 | 0
F4_Commercial_Health_Existing_Miscellaneous_Natural Gas_Pool Heater_E7 | F4 | Commercial | Health | Existing | Miscellaneous | Natural Gas | Pool Heater | E7 | RVT BC Ratio | 0 | 0 | 0 | 0 | 0 | 0 | 0 | 0 | 0 | 0 | 0 | 0 | 0 | 0 | 0 | 0 | 0 | 0 | 0 | 0 | 0 | 0 | 0 | 0 | 0 | 0 | 0
F4_Commercial_Health_Existing_Miscellaneous_Natural Gas_Pool Heater_E8 | F4 | Commercial | Health | Existing | Miscellaneous | Natural Gas | Pool Heater | E8 | RVT BC Ratio | 0 | 0 | 0 | 0 | 0 | 0 | 0 | 0 | 0 | 0 | 0 | 0 | 0 | 0 | 0 | 0 | 0 | 0 | 0 | 0 | 0 | 0 | 0 | 0 | 0 | 0 | 0
F4_Commercial_Health_Existing_Miscellaneous_Natural Gas_Pool Heater_E9 | F4 | Commercial | Health | Existing | Miscellaneous | Natural Gas | Pool Heater | E9 | RVT BC Ratio | 0 | 0 | 0 | 0 | 0 | 0 | 0 | 0 | 0 | 0 | 0 | 0 | 0 | 0 | 0 | 0 | 0 | 0 | 0 | 0 | 0 | 0 | 0 | 0 | 0 | 0 | 0
F4_Commercial_Health_Existing_Miscellaneous_Natural Gas_Pool Heater_E10 | F4 | Commercial | Health | Existing | Miscellaneous | Natural Gas | Pool Heater | E10 | RVT BC Ratio | 0 | 0 | 0 | 0 | 0 | 0 | 0 | 0 | 0 | 0 | 0 | 0 | 0 | 0 | 0 | 0 | 0 | 0 | 0 | 0 | 0 | 0 | 0 | 0 | 0 | 0 | 0
F5_Commercial_Health_Existing_Miscellaneous_Natural Gas_Pool Heater_E1 | F5 | Commercial | Health | Existing | Miscellaneous | Natural Gas | Pool Heater | E1 | RIM BC Ratio | bar: 2021 to 2047
F5_Commercial_Health_Existing_Miscellaneous_Natural Gas_Pool Heater_E2 | F5 | Commercial | Health | Existing | Miscellaneous | Natural Gas | Pool Heater | E2 | RIM BC Ratio | 1.0278 | 1.0011 | 0.9727 | 0.94395 | 0.93503 | 0.93908 | 0.95126 | 0.96777 | 0.98608 | 1.0048 | 1.0242 | 1.0442 | 1.0655 | 1.0865 | 1.1063 | 1.1214 | 1.1271 | 1.1193 | 1.0951 | 1.0539 | 0.99781 | 0.92962 | 0.86885 | 0.82883 | 0.81042 | 0.8144 | 0.81839
F5_Commercial_Health_Existing_Miscellaneous_Natural Gas_Pool Heater_E3 | F5 | Commercial | Health | Existing | Miscellaneous | Natural Gas | Pool Heater | E3 | RIM BC Ratio | 0 | 0 | 0 | 0 | 0 | 0 | 0 | 0 | 0 | 0 | 0 | 0 | 0 | 0 | 0 | 0 | 0 | 0 | 0 | 0 | 0 | 0 | 0 | 0 | 0 | 0 | 0
F5_Commercial_Health_Existing_Miscellaneous_Natural Gas_Pool Heater_E4 | F5 | Commercial | Health | Existing | Miscellaneous | Natural Gas | Pool Heater | E4 | RIM BC Ratio | 0 | 0 | 0 | 0 | 0 | 0 | 0 | 0 | 0 | 0 | 0 | 0 | 0 | 0 | 0 | 0 | 0 | 0 | 0 | 0 | 0 | 0 | 0 | 0 | 0 | 0 | 0
F5_Commercial_Health_Existing_Miscellaneous_Natural Gas_Pool Heater_E5 | F5 | Commercial | Health | Existing | Miscellaneous | Natural Gas | Pool Heater | E5 | RIM BC Ratio | 0 | 0 | 0 | 0 | 0 | 0 | 0 | 0 | 0 | 0 | 0 | 0 | 0 | 0 | 0 | 0 | 0 | 0 | 0 | 0 | 0 | 0 | 0 | 0 | 0 | 0 | 0
F5_Commercial_Health_Existing_Miscellaneous_Natural Gas_Pool Heater_E6 | F5 | Commercial | Health | Existing | Miscellaneous | Natural Gas | Pool Heater | E6 | RIM BC Ratio | 0 | 0 | 0 | 0 | 0 | 0 | 0 | 0 | 0 | 0 | 0 | 0 | 0 | 0 | 0 | 0 | 0 | 0 | 0 | 0 | 0 | 0 | 0 | 0 | 0 | 0 | 0
F5_Commercial_Health_Existing_Miscellaneous_Natural Gas_Pool Heater_E7 | F5 | Commercial | Health | Existing | Miscellaneous | Natural Gas | Pool Heater | E7 | RIM BC Ratio | 0 | 0 | 0 | 0 | 0 | 0 | 0 | 0 | 0 | 0 | 0 | 0 | 0 | 0 | 0 | 0 | 0 | 0 | 0 | 0 | 0 | 0 | 0 | 0 | 0 | 0 | 0
F5_Commercial_Health_Existing_Miscellaneous_Natural Gas_Pool Heater_E8 | F5 | Commercial | Health | Existing | Miscellaneous | Natural Gas | Pool Heater | E8 | RIM BC Ratio | 0 | 0 | 0 | 0 | 0 | 0 | 0 | 0 | 0 | 0 | 0 | 0 | 0 | 0 | 0 | 0 | 0 | 0 | 0 | 0 | 0 | 0 | 0 | 0 | 0 | 0 | 0
F5_Commercial_Health_Existing_Miscellaneous_Natural Gas_Pool Heater_E9 | F5 | Commercial | Health | Existing | Miscellaneous | Natural Gas | Pool Heater | E9 | RIM BC Ratio | 0 | 0 | 0 | 0 | 0 | 0 | 0 | 0 | 0 | 0 | 0 | 0 | 0 | 0 | 0 | 0 | 0 | 0 | 0 | 0 | 0 | 0 | 0 | 0 | 0 | 0 | 0
F5_Commercial_Health_Existing_Miscellaneous_Natural Gas_Pool Heater_E10 | F5 | Commercial | Health | Existing | Miscellaneous | Natural Gas | Pool Heater | E10 | RIM BC Ratio | 0 | 0 | 0 | 0 | 0 | 0 | 0 | 0 | 0 | 0 | 0 | 0 | 0 | 0 | 0 | 0 | 0 | 0 | 0 | 0 | 0 | 0 | 0 | 0 | 0 | 0 | 0
F0_Commercial_Health_Existing_Miscellaneous_Natural Gas_Miscellaneous_E0 | F0 | Commercial | Health | Existing | Miscellaneous | Natural Gas | Miscellaneous | E0 | Economic Unit | Miscellaneous | Miscellaneous | Miscellaneous | Miscellaneous | Miscellaneous | Miscellaneous | Miscellaneous | Miscellaneous | Miscellaneous | Miscellaneous | Miscellaneous | Miscellaneous | Miscellaneous | Miscellaneous | Miscellaneous | Miscellaneous | Miscellaneous | Miscellaneous | Miscellaneous | Miscellaneous | Miscellaneous | Miscellaneous | Miscellaneous | Miscellaneous | Miscellaneous | Miscellaneous | Miscellaneous
F1_Commercial_Health_Existing_Miscellaneous_Natural Gas_Miscellaneous_E1 | F1 | Commercial | Health | Existing | Miscellaneous | Natural Gas | Miscellaneous | E1 | CCE | 0 | 0 | 0 | 0 | 0 | 0 | 0 | 0 | 0 | 0 | 0 | 0 | 0 | 0 | 0 | 0 | 0 | 0 | 0 | 0 | 0 | 0 | 0 | 0 | 0 | 0 | 0
F1_Commercial_Health_Existing_Miscellaneous_Natural Gas_Miscellaneous_E2 | F1 | Commercial | Health | Existing | Miscellaneous | Natural Gas | Miscellaneous | E2 | CCE | 0 | 0 | 0 | 0 | 0 | 0 | 0 | 0 | 0 | 0 | 0 | 0 | 0 | 0 | 0 | 0 | 0 | 0 | 0 | 0 | 0 | 0 | 0 | 0 | 0 | 0 | 0
F1_Commercial_Health_Existing_Miscellaneous_Natural Gas_Miscellaneous_E3 | F1 | Commercial | Health | Existing | Miscellaneous | Natural Gas | Miscellaneous | E3 | CCE | 0 | 0 | 0 | 0 | 0 | 0 | 0 | 0 | 0 | 0 | 0 | 0 | 0 | 0 | 0 | 0 | 0 | 0 | 0 | 0 | 0 | 0 | 0 | 0 | 0 | 0 | 0
F1_Commercial_Health_Existing_Miscellaneous_Natural Gas_Miscellaneous_E4 | F1 | Commercial | Health | Existing | Miscellaneous | Natural Gas | Miscellaneous | E4 | CCE | 0 | 0 | 0 | 0 | 0 | 0 | 0 | 0 | 0 | 0 | 0 | 0 | 0 | 0 | 0 | 0 | 0 | 0 | 0 | 0 | 0 | 0 | 0 | 0 | 0 | 0 | 0
F1_Commercial_Health_Existing_Miscellaneous_Natural Gas_Miscellaneous_E5 | F1 | Commercial | Health | Existing | Miscellaneous | Natural Gas | Miscellaneous | E5 | CCE | 0 | 0 | 0 | 0 | 0 | 0 | 0 | 0 | 0 | 0 | 0 | 0 | 0 | 0 | 0 | 0 | 0 | 0 | 0 | 0 | 0 | 0 | 0 | 0 | 0 | 0 | 0
F1_Commercial_Health_Existing_Miscellaneous_Natural Gas_Miscellaneous_E6 | F1 | Commercial | Health | Existing | Miscellaneous | Natural Gas | Miscellaneous | E6 | CCE | 0 | 0 | 0 | 0 | 0 | 0 | 0 | 0 | 0 | 0 | 0 | 0 | 0 | 0 | 0 | 0 | 0 | 0 | 0 | 0 | 0 | 0 | 0 | 0 | 0 | 0 | 0
F1_Commercial_Health_Existing_Miscellaneous_Natural Gas_Miscellaneous_E7 | F1 | Commercial | Health | Existing | Miscellaneous | Natural Gas | Miscellaneous | E7 | CCE | 0 | 0 | 0 | 0 | 0 | 0 | 0 | 0 | 0 | 0 | 0 | 0 | 0 | 0 | 0 | 0 | 0 | 0 | 0 | 0 | 0 | 0 | 0 | 0 | 0 | 0 | 0
F1_Commercial_Health_Existing_Miscellaneous_Natural Gas_Miscellaneous_E8 | F1 | Commercial | Health | Existing | Miscellaneous | Natural Gas | Miscellaneous | E8 | CCE | 0 | 0 | 0 | 0 | 0 | 0 | 0 | 0 | 0 | 0 | 0 | 0 | 0 | 0 | 0 | 0 | 0 | 0 | 0 | 0 | 0 | 0 | 0 | 0 | 0 | 0 | 0
F1_Commercial_Health_Existing_Miscellaneous_Natural Gas_Miscellaneous_E9 | F1 | Commercial | Health | Existing | Miscellaneous | Natural Gas | Miscellaneous | E9 | CCE | 0 | 0 | 0 | 0 | 0 | 0 | 0 | 0 | 0 | 0 | 0 | 0 | 0 | 0 | 0 | 0 | 0 | 0 | 0 | 0 | 0 | 0 | 0 | 0 | 0 | 0 | 0
F1_Commercial_Health_Existing_Miscellaneous_Natural Gas_Miscellaneous_E10 | F1 | Commercial | Health | Existing | Miscellaneous | Natural Gas | Miscellaneous | E10 | CCE | 0 | 0 | 0 | 0 | 0 | 0 | 0 | 0 | 0 | 0 | 0 | 0 | 0 | 0 | 0 | 0 | 0 | 0 | 0 | 0 | 0 | 0 | 0 | 0 | 0 | 0 | 0
F2_Commercial_Health_Existing_Miscellaneous_Natural Gas_Miscellaneous_E1 | F2 | Commercial | Health | Existing | Miscellaneous | Natural Gas | Miscellaneous | E1 | TRC BC Ratio | bar: 2021 to 2047
F2_Commercial_Health_Existing_Miscellaneous_Natural Gas_Miscellaneous_E2 | F2 | Commercial | Health | Existing | Miscellaneous | Natural Gas | Miscellaneous | E2 | TRC BC Ratio | 0 | 0 | 0 | 0 | 0 | 0 | 0 | 0 | 0 | 0 | 0 | 0 | 0 | 0 | 0 | 0 | 0 | 0 | 0 | 0 | 0 | 0 | 0 | 0 | 0 | 0 | 0
F2_Commercial_Health_Existing_Miscellaneous_Natural Gas_Miscellaneous_E3 | F2 | Commercial | Health | Existing | Miscellaneous | Natural Gas | Miscellaneous | E3 | TRC BC Ratio | 0 | 0 | 0 | 0 | 0 | 0 | 0 | 0 | 0 | 0 | 0 | 0 | 0 | 0 | 0 | 0 | 0 | 0 | 0 | 0 | 0 | 0 | 0 | 0 | 0 | 0 | 0
F2_Commercial_Health_Existing_Miscellaneous_Natural Gas_Miscellaneous_E4 | F2 | Commercial | Health | Existing | Miscellaneous | Natural Gas | Miscellaneous | E4 | TRC BC Ratio | 0 | 0 | 0 | 0 | 0 | 0 | 0 | 0 | 0 | 0 | 0 | 0 | 0 | 0 | 0 | 0 | 0 | 0 | 0 | 0 | 0 | 0 | 0 | 0 | 0 | 0 | 0
F2_Commercial_Health_Existing_Miscellaneous_Natural Gas_Miscellaneous_E5 | F2 | Commercial | Health | Existing | Miscellaneous | Natural Gas | Miscellaneous | E5 | TRC BC Ratio | 0 | 0 | 0 | 0 | 0 | 0 | 0 | 0 | 0 | 0 | 0 | 0 | 0 | 0 | 0 | 0 | 0 | 0 | 0 | 0 | 0 | 0 | 0 | 0 | 0 | 0 | 0
F2_Commercial_Health_Existing_Miscellaneous_Natural Gas_Miscellaneous_E6 | F2 | Commercial | Health | Existing | Miscellaneous | Natural Gas | Miscellaneous | E6 | TRC BC Ratio | 0 | 0 | 0 | 0 | 0 | 0 | 0 | 0 | 0 | 0 | 0 | 0 | 0 | 0 | 0 | 0 | 0 | 0 | 0 | 0 | 0 | 0 | 0 | 0 | 0 | 0 | 0
F2_Commercial_Health_Existing_Miscellaneous_Natural Gas_Miscellaneous_E7 | F2 | Commercial | Health | Existing | Miscellaneous | Natural Gas | Miscellaneous | E7 | TRC BC Ratio | 0 | 0 | 0 | 0 | 0 | 0 | 0 | 0 | 0 | 0 | 0 | 0 | 0 | 0 | 0 | 0 | 0 | 0 | 0 | 0 | 0 | 0 | 0 | 0 | 0 | 0 | 0
F2_Commercial_Health_Existing_Miscellaneous_Natural Gas_Miscellaneous_E8 | F2 | Commercial | Health | Existing | Miscellaneous | Natural Gas | Miscellaneous | E8 | TRC BC Ratio | 0 | 0 | 0 | 0 | 0 | 0 | 0 | 0 | 0 | 0 | 0 | 0 | 0 | 0 | 0 | 0 | 0 | 0 | 0 | 0 | 0 | 0 | 0 | 0 | 0 | 0 | 0
F2_Commercial_Health_Existing_Miscellaneous_Natural Gas_Miscellaneous_E9 | F2 | Commercial | Health | Existing | Miscellaneous | Natural Gas | Miscellaneous | E9 | TRC BC Ratio | 0 | 0 | 0 | 0 | 0 | 0 | 0 | 0 | 0 | 0 | 0 | 0 | 0 | 0 | 0 | 0 | 0 | 0 | 0 | 0 | 0 | 0 | 0 | 0 | 0 | 0 | 0
F2_Commercial_Health_Existing_Miscellaneous_Natural Gas_Miscellaneous_E10 | F2 | Commercial | Health | Existing | Miscellaneous | Natural Gas | Miscellaneous | E10 | TRC BC Ratio | 0 | 0 | 0 | 0 | 0 | 0 | 0 | 0 | 0 | 0 | 0 | 0 | 0 | 0 | 0 | 0 | 0 | 0 | 0 | 0 | 0 | 0 | 0 | 0 | 0 | 0 | 0
F3_Commercial_Health_Existing_Miscellaneous_Natural Gas_Miscellaneous_E1 | F3 | Commercial | Health | Existing | Miscellaneous | Natural Gas | Miscellaneous | E1 | PACT BC Ratio | bar: 2021 to 2047
F3_Commercial_Health_Existing_Miscellaneous_Natural Gas_Miscellaneous_E2 | F3 | Commercial | Health | Existing | Miscellaneous | Natural Gas | Miscellaneous | E2 | PACT BC Ratio | 0 | 0 | 0 | 0 | 0 | 0 | 0 | 0 | 0 | 0 | 0 | 0 | 0 | 0 | 0 | 0 | 0 | 0 | 0 | 0 | 0 | 0 | 0 | 0 | 0 | 0 | 0
F3_Commercial_Health_Existing_Miscellaneous_Natural Gas_Miscellaneous_E3 | F3 | Commercial | Health | Existing | Miscellaneous | Natural Gas | Miscellaneous | E3 | PACT BC Ratio | 0 | 0 | 0 | 0 | 0 | 0 | 0 | 0 | 0 | 0 | 0 | 0 | 0 | 0 | 0 | 0 | 0 | 0 | 0 | 0 | 0 | 0 | 0 | 0 | 0 | 0 | 0
F3_Commercial_Health_Existing_Miscellaneous_Natural Gas_Miscellaneous_E4 | F3 | Commercial | Health | Existing | Miscellaneous | Natural Gas | Miscellaneous | E4 | PACT BC Ratio | 0 | 0 | 0 | 0 | 0 | 0 | 0 | 0 | 0 | 0 | 0 | 0 | 0 | 0 | 0 | 0 | 0 | 0 | 0 | 0 | 0 | 0 | 0 | 0 | 0 | 0 | 0
F3_Commercial_Health_Existing_Miscellaneous_Natural Gas_Miscellaneous_E5 | F3 | Commercial | Health | Existing | Miscellaneous | Natural Gas | Miscellaneous | E5 | PACT BC Ratio | 0 | 0 | 0 | 0 | 0 | 0 | 0 | 0 | 0 | 0 | 0 | 0 | 0 | 0 | 0 | 0 | 0 | 0 | 0 | 0 | 0 | 0 | 0 | 0 | 0 | 0 | 0
F3_Commercial_Health_Existing_Miscellaneous_Natural Gas_Miscellaneous_E6 | F3 | Commercial | Health | Existing | Miscellaneous | Natural Gas | Miscellaneous | E6 | PACT BC Ratio | 0 | 0 | 0 | 0 | 0 | 0 | 0 | 0 | 0 | 0 | 0 | 0 | 0 | 0 | 0 | 0 | 0 | 0 | 0 | 0 | 0 | 0 | 0 | 0 | 0 | 0 | 0
F3_Commercial_Health_Existing_Miscellaneous_Natural Gas_Miscellaneous_E7 | F3 | Commercial | Health | Existing | Miscellaneous | Natural Gas | Miscellaneous | E7 | PACT BC Ratio | 0 | 0 | 0 | 0 | 0 | 0 | 0 | 0 | 0 | 0 | 0 | 0 | 0 | 0 | 0 | 0 | 0 | 0 | 0 | 0 | 0 | 0 | 0 | 0 | 0 | 0 | 0
F3_Commercial_Health_Existing_Miscellaneous_Natural Gas_Miscellaneous_E8 | F3 | Commercial | Health | Existing | Miscellaneous | Natural Gas | Miscellaneous | E8 | PACT BC Ratio | 0 | 0 | 0 | 0 | 0 | 0 | 0 | 0 | 0 | 0 | 0 | 0 | 0 | 0 | 0 | 0 | 0 | 0 | 0 | 0 | 0 | 0 | 0 | 0 | 0 | 0 | 0
F3_Commercial_Health_Existing_Miscellaneous_Natural Gas_Miscellaneous_E9 | F3 | Commercial | Health | Existing | Miscellaneous | Natural Gas | Miscellaneous | E9 | PACT BC Ratio | 0 | 0 | 0 | 0 | 0 | 0 | 0 | 0 | 0 | 0 | 0 | 0 | 0 | 0 | 0 | 0 | 0 | 0 | 0 | 0 | 0 | 0 | 0 | 0 | 0 | 0 | 0
F3_Commercial_Health_Existing_Miscellaneous_Natural Gas_Miscellaneous_E10 | F3 | Commercial | Health | Existing | Miscellaneous | Natural Gas | Miscellaneous | E10 | PACT BC Ratio | 0 | 0 | 0 | 0 | 0 | 0 | 0 | 0 | 0 | 0 | 0 | 0 | 0 | 0 | 0 | 0 | 0 | 0 | 0 | 0 | 0 | 0 | 0 | 0 | 0 | 0 | 0
F4_Commercial_Health_Existing_Miscellaneous_Natural Gas_Miscellaneous_E1 | F4 | Commercial | Health | Existing | Miscellaneous | Natural Gas | Miscellaneous | E1 | RVT BC Ratio | bar: 2021 to 2047
F4_Commercial_Health_Existing_Miscellaneous_Natural Gas_Miscellaneous_E2 | F4 | Commercial | Health | Existing | Miscellaneous | Natural Gas | Miscellaneous | E2 | RVT BC Ratio | 0 | 0 | 0 | 0 | 0 | 0 | 0 | 0 | 0 | 0 | 0 | 0 | 0 | 0 | 0 | 0 | 0 | 0 | 0 | 0 | 0 | 0 | 0 | 0 | 0 | 0 | 0
F4_Commercial_Health_Existing_Miscellaneous_Natural Gas_Miscellaneous_E3 | F4 | Commercial | Health | Existing | Miscellaneous | Natural Gas | Miscellaneous | E3 | RVT BC Ratio | 0 | 0 | 0 | 0 | 0 | 0 | 0 | 0 | 0 | 0 | 0 | 0 | 0 | 0 | 0 | 0 | 0 | 0 | 0 | 0 | 0 | 0 | 0 | 0 | 0 | 0 | 0
F4_Commercial_Health_Existing_Miscellaneous_Natural Gas_Miscellaneous_E4 | F4 | Commercial | Health | Existing | Miscellaneous | Natural Gas | Miscellaneous | E4 | RVT BC Ratio | 0 | 0 | 0 | 0 | 0 | 0 | 0 | 0 | 0 | 0 | 0 | 0 | 0 | 0 | 0 | 0 | 0 | 0 | 0 | 0 | 0 | 0 | 0 | 0 | 0 | 0 | 0
F4_Commercial_Health_Existing_Miscellaneous_Natural Gas_Miscellaneous_E5 | F4 | Commercial | Health | Existing | Miscellaneous | Natural Gas | Miscellaneous | E5 | RVT BC Ratio | 0 | 0 | 0 | 0 | 0 | 0 | 0 | 0 | 0 | 0 | 0 | 0 | 0 | 0 | 0 | 0 | 0 | 0 | 0 | 0 | 0 | 0 | 0 | 0 | 0 | 0 | 0
F4_Commercial_Health_Existing_Miscellaneous_Natural Gas_Miscellaneous_E6 | F4 | Commercial | Health | Existing | Miscellaneous | Natural Gas | Miscellaneous | E6 | RVT BC Ratio | 0 | 0 | 0 | 0 | 0 | 0 | 0 | 0 | 0 | 0 | 0 | 0 | 0 | 0 | 0 | 0 | 0 | 0 | 0 | 0 | 0 | 0 | 0 | 0 | 0 | 0 | 0
F4_Commercial_Health_Existing_Miscellaneous_Natural Gas_Miscellaneous_E7 | F4 | Commercial | Health | Existing | Miscellaneous | Natural Gas | Miscellaneous | E7 | RVT BC Ratio | 0 | 0 | 0 | 0 | 0 | 0 | 0 | 0 | 0 | 0 | 0 | 0 | 0 | 0 | 0 | 0 | 0 | 0 | 0 | 0 | 0 | 0 | 0 | 0 | 0 | 0 | 0
F4_Commercial_Health_Existing_Miscellaneous_Natural Gas_Miscellaneous_E8 | F4 | Commercial | Health | Existing | Miscellaneous | Natural Gas | Miscellaneous | E8 | RVT BC Ratio | 0 | 0 | 0 | 0 | 0 | 0 | 0 | 0 | 0 | 0 | 0 | 0 | 0 | 0 | 0 | 0 | 0 | 0 | 0 | 0 | 0 | 0 | 0 | 0 | 0 | 0 | 0
F4_Commercial_Health_Existing_Miscellaneous_Natural Gas_Miscellaneous_E9 | F4 | Commercial | Health | Existing | Miscellaneous | Natural Gas | Miscellaneous | E9 | RVT BC Ratio | 0 | 0 | 0 | 0 | 0 | 0 | 0 | 0 | 0 | 0 | 0 | 0 | 0 | 0 | 0 | 0 | 0 | 0 | 0 | 0 | 0 | 0 | 0 | 0 | 0 | 0 | 0
F4_Commercial_Health_Existing_Miscellaneous_Natural Gas_Miscellaneous_E10 | F4 | Commercial | Health | Existing | Miscellaneous | Natural Gas | Miscellaneous | E10 | RVT BC Ratio | 0 | 0 | 0 | 0 | 0 | 0 | 0 | 0 | 0 | 0 | 0 | 0 | 0 | 0 | 0 | 0 | 0 | 0 | 0 | 0 | 0 | 0 | 0 | 0 | 0 | 0 | 0
F5_Commercial_Health_Existing_Miscellaneous_Natural Gas_Miscellaneous_E1 | F5 | Commercial | Health | Existing | Miscellaneous | Natural Gas | Miscellaneous | E1 | RIM BC Ratio | bar: 2021 to 2047
F5_Commercial_Health_Existing_Miscellaneous_Natural Gas_Miscellaneous_E2 | F5 | Commercial | Health | Existing | Miscellaneous | Natural Gas | Miscellaneous | E2 | RIM BC Ratio | 0 | 0 | 0 | 0 | 0 | 0 | 0 | 0 | 0 | 0 | 0 | 0 | 0 | 0 | 0 | 0 | 0 | 0 | 0 | 0 | 0 | 0 | 0 | 0 | 0 | 0 | 0
F5_Commercial_Health_Existing_Miscellaneous_Natural Gas_Miscellaneous_E3 | F5 | Commercial | Health | Existing | Miscellaneous | Natural Gas | Miscellaneous | E3 | RIM BC Ratio | 0 | 0 | 0 | 0 | 0 | 0 | 0 | 0 | 0 | 0 | 0 | 0 | 0 | 0 | 0 | 0 | 0 | 0 | 0 | 0 | 0 | 0 | 0 | 0 | 0 | 0 | 0
F5_Commercial_Health_Existing_Miscellaneous_Natural Gas_Miscellaneous_E4 | F5 | Commercial | Health | Existing | Miscellaneous | Natural Gas | Miscellaneous | E4 | RIM BC Ratio | 0 | 0 | 0 | 0 | 0 | 0 | 0 | 0 | 0 | 0 | 0 | 0 | 0 | 0 | 0 | 0 | 0 | 0 | 0 | 0 | 0 | 0 | 0 | 0 | 0 | 0 | 0
F5_Commercial_Health_Existing_Miscellaneous_Natural Gas_Miscellaneous_E5 | F5 | Commercial | Health | Existing | Miscellaneous | Natural Gas | Miscellaneous | E5 | RIM BC Ratio | 0 | 0 | 0 | 0 | 0 | 0 | 0 | 0 | 0 | 0 | 0 | 0 | 0 | 0 | 0 | 0 | 0 | 0 | 0 | 0 | 0 | 0 | 0 | 0 | 0 | 0 | 0
F5_Commercial_Health_Existing_Miscellaneous_Natural Gas_Miscellaneous_E6 | F5 | Commercial | Health | Existing | Miscellaneous | Natural Gas | Miscellaneous | E6 | RIM BC Ratio | 0 | 0 | 0 | 0 | 0 | 0 | 0 | 0 | 0 | 0 | 0 | 0 | 0 | 0 | 0 | 0 | 0 | 0 | 0 | 0 | 0 | 0 | 0 | 0 | 0 | 0 | 0
F5_Commercial_Health_Existing_Miscellaneous_Natural Gas_Miscellaneous_E7 | F5 | Commercial | Health | Existing | Miscellaneous | Natural Gas | Miscellaneous | E7 | RIM BC Ratio | 0 | 0 | 0 | 0 | 0 | 0 | 0 | 0 | 0 | 0 | 0 | 0 | 0 | 0 | 0 | 0 | 0 | 0 | 0 | 0 | 0 | 0 | 0 | 0 | 0 | 0 | 0
F5_Commercial_Health_Existing_Miscellaneous_Natural Gas_Miscellaneous_E8 | F5 | Commercial | Health | Existing | Miscellaneous | Natural Gas | Miscellaneous | E8 | RIM BC Ratio | 0 | 0 | 0 | 0 | 0 | 0 | 0 | 0 | 0 | 0 | 0 | 0 | 0 | 0 | 0 | 0 | 0 | 0 | 0 | 0 | 0 | 0 | 0 | 0 | 0 | 0 | 0
F5_Commercial_Health_Existing_Miscellaneous_Natural Gas_Miscellaneous_E9 | F5 | Commercial | Health | Existing | Miscellaneous | Natural Gas | Miscellaneous | E9 | RIM BC Ratio | 0 | 0 | 0 | 0 | 0 | 0 | 0 | 0 | 0 | 0 | 0 | 0 | 0 | 0 | 0 | 0 | 0 | 0 | 0 | 0 | 0 | 0 | 0 | 0 | 0 | 0 | 0
F5_Commercial_Health_Existing_Miscellaneous_Natural Gas_Miscellaneous_E10 | F5 | Commercial | Health | Existing | Miscellaneous | Natural Gas | Miscellaneous | E10 | RIM BC Ratio | 0 | 0 | 0 | 0 | 0 | 0 | 0 | 0 | 0 | 0 | 0 | 0 | 0 | 0 | 0 | 0 | 0 | 0 | 0 | 0 | 0 | 0 | 0 | 0 | 0 | 0 | 0
F0_Commercial_Health_New_Space Heating_Natural Gas_Furnace_E0 | F0 | Commercial | Health | New | Space Heating | Natural Gas | Furnace | E0 | Economic Unit | AFUE 96% | AFUE 96% | AFUE 96% | AFUE 90% | AFUE 90% | AFUE 90% | AFUE 90% | AFUE 90% | AFUE 90% | AFUE 90% | AFUE 90% | AFUE 90% | AFUE 90% | AFUE 90% | AFUE 90% | AFUE 90% | AFUE 90% | AFUE 90% | AFUE 90% | AFUE 90% | AFUE 90% | AFUE 90% | AFUE 90% | AFUE 90% | AFUE 90% | AFUE 90% | AFUE 90%
F1_Commercial_Health_New_Space Heating_Natural Gas_Furnace_E1 | F1 | Commercial | Health | New | Space Heating | Natural Gas | Furnace | E1 | CCE | 0 | 0 | 0 | 0 | 0 | 0 | 0 | 0 | 0 | 0 | 0 | 0 | 0 | 0 | 0 | 0 | 0 | 0 | 0 | 0 | 0 | 0 | 0 | 0 | 0 | 0 | 0
F1_Commercial_Health_New_Space Heating_Natural Gas_Furnace_E2 | F1 | Commercial | Health | New | Space Heating | Natural Gas | Furnace | E2 | CCE | 0.0079783 | 0.0074161 | 0.007445 | 0 | 0 | 0 | 0 | 0 | 0 | 0 | 0 | 0 | 0 | 0 | 0 | 0 | 0 | 0 | 0 | 0 | 0 | 0 | 0 | 0 | 0 | 0 | 0
F1_Commercial_Health_New_Space Heating_Natural Gas_Furnace_E3 | F1 | Commercial | Health | New | Space Heating | Natural Gas | Furnace | E3 | CCE | 0.010638 | 0.0098882 | 0.0099266 | 0.01489 | 0.01489 | 0.01489 | 0.01489 | 0.01489 | 0.01489 | 0.01489 | 0.01489 | 0.01489 | 0.01489 | 0.01489 | 0.01489 | 0.01489 | 0.01489 | 0.01489 | 0.01489 | 0.01489 | 0.01489 | 0.01489 | 0.01489 | 0.01489 | 0.01489 | 0.01489 | 0.01489
F1_Commercial_Health_New_Space Heating_Natural Gas_Furnace_E4 | F1 | Commercial | Health | New | Space Heating | Natural Gas | Furnace | E4 | CCE | 0 | 0 | 0 | 0 | 0 | 0 | 0 | 0 | 0 | 0 | 0 | 0 | 0 | 0 | 0 | 0 | 0 | 0 | 0 | 0 | 0 | 0 | 0 | 0 | 0 | 0 | 0
F1_Commercial_Health_New_Space Heating_Natural Gas_Furnace_E5 | F1 | Commercial | Health | New | Space Heating | Natural Gas | Furnace | E5 | CCE | 0 | 0 | 0 | 0 | 0 | 0 | 0 | 0 | 0 | 0 | 0 | 0 | 0 | 0 | 0 | 0 | 0 | 0 | 0 | 0 | 0 | 0 | 0 | 0 | 0 | 0 | 0
F1_Commercial_Health_New_Space Heating_Natural Gas_Furnace_E6 | F1 | Commercial | Health | New | Space Heating | Natural Gas | Furnace | E6 | CCE | 0 | 0 | 0 | 0 | 0 | 0 | 0 | 0 | 0 | 0 | 0 | 0 | 0 | 0 | 0 | 0 | 0 | 0 | 0 | 0 | 0 | 0 | 0 | 0 | 0 | 0 | 0
F1_Commercial_Health_New_Space Heating_Natural Gas_Furnace_E7 | F1 | Commercial | Health | New | Space Heating | Natural Gas | Furnace | E7 | CCE | 0 | 0 | 0 | 0 | 0 | 0 | 0 | 0 | 0 | 0 | 0 | 0 | 0 | 0 | 0 | 0 | 0 | 0 | 0 | 0 | 0 | 0 | 0 | 0 | 0 | 0 | 0
F1_Commercial_Health_New_Space Heating_Natural Gas_Furnace_E8 | F1 | Commercial | Health | New | Space Heating | Natural Gas | Furnace | E8 | CCE | 0 | 0 | 0 | 0 | 0 | 0 | 0 | 0 | 0 | 0 | 0 | 0 | 0 | 0 | 0 | 0 | 0 | 0 | 0 | 0 | 0 | 0 | 0 | 0 | 0 | 0 | 0
F1_Commercial_Health_New_Space Heating_Natural Gas_Furnace_E9 | F1 | Commercial | Health | New | Space Heating | Natural Gas | Furnace | E9 | CCE | 0 | 0 | 0 | 0 | 0 | 0 | 0 | 0 | 0 | 0 | 0 | 0 | 0 | 0 | 0 | 0 | 0 | 0 | 0 | 0 | 0 | 0 | 0 | 0 | 0 | 0 | 0
F1_Commercial_Health_New_Space Heating_Natural Gas_Furnace_E10 | F1 | Commercial | Health | New | Space Heating | Natural Gas | Furnace | E10 | CCE | 0 | 0 | 0 | 0 | 0 | 0 | 0 | 0 | 0 | 0 | 0 | 0 | 0 | 0 | 0 | 0 | 0 | 0 | 0 | 0 | 0 | 0 | 0 | 0 | 0 | 0 | 0
F2_Commercial_Health_New_Space Heating_Natural Gas_Furnace_E1 | F2 | Commercial | Health | New | Space Heating | Natural Gas | Furnace | E1 | TRC BC Ratio | 1 | 1 | 1 | 0 | 0 | 0 | 0 | 0 | 0 | 0 | 0 | 0 | 0 | 0 | 0 | 0 | 0 | 0 | 0 | 0 | 0 | 0 | 0 | 0 | 0 | 0 | 0
F2_Commercial_Health_New_Space Heating_Natural Gas_Furnace_E2 | F2 | Commercial | Health | New | Space Heating | Natural Gas | Furnace | E2 | TRC BC Ratio | 1.9466 | 1.9352 | 1.9082 | 1 | 1 | 1 | 1 | 1 | 1 | 1 | 1 | 1 | 1 | 1 | 1 | 1 | 1 | 1 | 1 | 1 | 1 | 1 | 1 | 1 | 1 | 1 | 1
F2_Commercial_Health_New_Space Heating_Natural Gas_Furnace_E3 | F2 | Commercial | Health | New | Space Heating | Natural Gas | Furnace | E3 | TRC BC Ratio | 1.46 | 1.4514 | 1.4311 | 0.93952 | 0.93548 | 0.9349 | 0.93674 | 0.93925 | 0.94119 | 0.94215 | 0.94206 | 0.94082 | 0.93809 | 0.93316 | 0.92604 | 0.91714 | 0.90565 | 0.89209 | 0.87594 | 0.85666 | 0.83371 | 0.80764 | 0.78611 | 0.77259 | 0.76749 | 0.77125 | 0.77504
F2_Commercial_Health_New_Space Heating_Natural Gas_Furnace_E4 | F2 | Commercial | Health | New | Space Heating | Natural Gas | Furnace | E4 | TRC BC Ratio | 0 | 0 | 0 | 0 | 0 | 0 | 0 | 0 | 0 | 0 | 0 | 0 | 0 | 0 | 0 | 0 | 0 | 0 | 0 | 0 | 0 | 0 | 0 | 0 | 0 | 0 | 0
F2_Commercial_Health_New_Space Heating_Natural Gas_Furnace_E5 | F2 | Commercial | Health | New | Space Heating | Natural Gas | Furnace | E5 | TRC BC Ratio | 0 | 0 | 0 | 0 | 0 | 0 | 0 | 0 | 0 | 0 | 0 | 0 | 0 | 0 | 0 | 0 | 0 | 0 | 0 | 0 | 0 | 0 | 0 | 0 | 0 | 0 | 0
F2_Commercial_Health_New_Space Heating_Natural Gas_Furnace_E6 | F2 | Commercial | Health | New | Space Heating | Natural Gas | Furnace | E6 | TRC BC Ratio | 0 | 0 | 0 | 0 | 0 | 0 | 0 | 0 | 0 | 0 | 0 | 0 | 0 | 0 | 0 | 0 | 0 | 0 | 0 | 0 | 0 | 0 | 0 | 0 | 0 | 0 | 0
F2_Commercial_Health_New_Space Heating_Natural Gas_Furnace_E7 | F2 | Commercial | Health | New | Space Heating | Natural Gas | Furnace | E7 | TRC BC Ratio | 0 | 0 | 0 | 0 | 0 | 0 | 0 | 0 | 0 | 0 | 0 | 0 | 0 | 0 | 0 | 0 | 0 | 0 | 0 | 0 | 0 | 0 | 0 | 0 | 0 | 0 | 0
F2_Commercial_Health_New_Space Heating_Natural Gas_Furnace_E8 | F2 | Commercial | Health | New | Space Heating | Natural Gas | Furnace | E8 | TRC BC Ratio | 0 | 0 | 0 | 0 | 0 | 0 | 0 | 0 | 0 | 0 | 0 | 0 | 0 | 0 | 0 | 0 | 0 | 0 | 0 | 0 | 0 | 0 | 0 | 0 | 0 | 0 | 0
F2_Commercial_Health_New_Space Heating_Natural Gas_Furnace_E9 | F2 | Commercial | Health | New | Space Heating | Natural Gas | Furnace | E9 | TRC BC Ratio | 0 | 0 | 0 | 0 | 0 | 0 | 0 | 0 | 0 | 0 | 0 | 0 | 0 | 0 | 0 | 0 | 0 | 0 | 0 | 0 | 0 | 0 | 0 | 0 | 0 | 0 | 0
F2_Commercial_Health_New_Space Heating_Natural Gas_Furnace_E10 | F2 | Commercial | Health | New | Space Heating | Natural Gas | Furnace | E10 | TRC BC Ratio | 0 | 0 | 0 | 0 | 0 | 0 | 0 | 0 | 0 | 0 | 0 | 0 | 0 | 0 | 0 | 0 | 0 | 0 | 0 | 0 | 0 | 0 | 0 | 0 | 0 | 0 | 0
F3_Commercial_Health_New_Space Heating_Natural Gas_Furnace_E1 | F3 | Commercial | Health | New | Space Heating | Natural Gas | Furnace | E1 | PACT BC Ratio | 1 | 1 | 1 | 0 | 0 | 0 | 0 | 0 | 0 | 0 | 0 | 0 | 0 | 0 | 0 | 0 | 0 | 0 | 0 | 0 | 0 | 0 | 0 | 0 | 0 | 0 | 0
F3_Commercial_Health_New_Space Heating_Natural Gas_Furnace_E2 | F3 | Commercial | Health | New | Space Heating | Natural Gas | Furnace | E2 | PACT BC Ratio | 2.5613 | 2.5463 | 2.5108 | 1 | 1 | 1 | 1 | 1 | 1 | 1 | 1 | 1 | 1 | 1 | 1 | 1 | 1 | 1 | 1 | 1 | 1 | 1 | 1 | 1 | 1 | 1 | 1
F3_Commercial_Health_New_Space Heating_Natural Gas_Furnace_E3 | F3 | Commercial | Health | New | Space Heating | Natural Gas | Furnace | E3 | PACT BC Ratio | 1.921 | 1.9097 | 1.8831 | 1.2362 | 1.2309 | 1.2301 | 1.2326 | 1.2359 | 1.2384 | 1.2397 | 1.2396 | 1.2379 | 1.2343 | 1.2278 | 1.2185 | 1.2068 | 1.1916 | 1.1738 | 1.1526 | 1.1272 | 1.097 | 1.0627 | 1.0344 | 1.0166 | 1.0099 | 1.0148 | 1.0198
F3_Commercial_Health_New_Space Heating_Natural Gas_Furnace_E4 | F3 | Commercial | Health | New | Space Heating | Natural Gas | Furnace | E4 | PACT BC Ratio | 0 | 0 | 0 | 0 | 0 | 0 | 0 | 0 | 0 | 0 | 0 | 0 | 0 | 0 | 0 | 0 | 0 | 0 | 0 | 0 | 0 | 0 | 0 | 0 | 0 | 0 | 0
F3_Commercial_Health_New_Space Heating_Natural Gas_Furnace_E5 | F3 | Commercial | Health | New | Space Heating | Natural Gas | Furnace | E5 | PACT BC Ratio | 0 | 0 | 0 | 0 | 0 | 0 | 0 | 0 | 0 | 0 | 0 | 0 | 0 | 0 | 0 | 0 | 0 | 0 | 0 | 0 | 0 | 0 | 0 | 0 | 0 | 0 | 0
F3_Commercial_Health_New_Space Heating_Natural Gas_Furnace_E6 | F3 | Commercial | Health | New | Space Heating | Natural Gas | Furnace | E6 | PACT BC Ratio | 0 | 0 | 0 | 0 | 0 | 0 | 0 | 0 | 0 | 0 | 0 | 0 | 0 | 0 | 0 | 0 | 0 | 0 | 0 | 0 | 0 | 0 | 0 | 0 | 0 | 0 | 0
F3_Commercial_Health_New_Space Heating_Natural Gas_Furnace_E7 | F3 | Commercial | Health | New | Space Heating | Natural Gas | Furnace | E7 | PACT BC Ratio | 0 | 0 | 0 | 0 | 0 | 0 | 0 | 0 | 0 | 0 | 0 | 0 | 0 | 0 | 0 | 0 | 0 | 0 | 0 | 0 | 0 | 0 | 0 | 0 | 0 | 0 | 0
F3_Commercial_Health_New_Space Heating_Natural Gas_Furnace_E8 | F3 | Commercial | Health | New | Space Heating | Natural Gas | Furnace | E8 | PACT BC Ratio | 0 | 0 | 0 | 0 | 0 | 0 | 0 | 0 | 0 | 0 | 0 | 0 | 0 | 0 | 0 | 0 | 0 | 0 | 0 | 0 | 0 | 0 | 0 | 0 | 0 | 0 | 0
F3_Commercial_Health_New_Space Heating_Natural Gas_Furnace_E9 | F3 | Commercial | Health | New | Space Heating | Natural Gas | Furnace | E9 | PACT BC Ratio | 0 | 0 | 0 | 0 | 0 | 0 | 0 | 0 | 0 | 0 | 0 | 0 | 0 | 0 | 0 | 0 | 0 | 0 | 0 | 0 | 0 | 0 | 0 | 0 | 0 | 0 | 0
F3_Commercial_Health_New_Space Heating_Natural Gas_Furnace_E10 | F3 | Commercial | Health | New | Space Heating | Natural Gas | Furnace | E10 | PACT BC Ratio | 0 | 0 | 0 | 0 | 0 | 0 | 0 | 0 | 0 | 0 | 0 | 0 | 0 | 0 | 0 | 0 | 0 | 0 | 0 | 0 | 0 | 0 | 0 | 0 | 0 | 0 | 0
F4_Commercial_Health_New_Space Heating_Natural Gas_Furnace_E1 | F4 | Commercial | Health | New | Space Heating | Natural Gas | Furnace | E1 | RVT BC Ratio | 1 | 1 | 1 | 0 | 0 | 0 | 0 | 0 | 0 | 0 | 0 | 0 | 0 | 0 | 0 | 0 | 0 | 0 | 0 | 0 | 0 | 0 | 0 | 0 | 0 | 0 | 0
F4_Commercial_Health_New_Space Heating_Natural Gas_Furnace_E2 | F4 | Commercial | Health | New | Space Heating | Natural Gas | Furnace | E2 | RVT BC Ratio | 0.7 | 0.7 | 0.7 | 1 | 1 | 1 | 1 | 1 | 1 | 1 | 1 | 1 | 1 | 1 | 1 | 1 | 1 | 1 | 1 | 1 | 1 | 1 | 1 | 1 | 1 | 1 | 1
F4_Commercial_Health_New_Space Heating_Natural Gas_Furnace_E3 | F4 | Commercial | Health | New | Space Heating | Natural Gas | Furnace | E3 | RVT BC Ratio | 0.7 | 0.7 | 0.7 | 0.7 | 0.7 | 0.7 | 0.7 | 0.7 | 0.7 | 0.7 | 0.7 | 0.7 | 0.7 | 0.7 | 0.7 | 0.7 | 0.7 | 0.7 | 0.7 | 0.7 | 0.7 | 0.7 | 0.7 | 0.7 | 0.7 | 0.7 | 0.7
F4_Commercial_Health_New_Space Heating_Natural Gas_Furnace_E4 | F4 | Commercial | Health | New | Space Heating | Natural Gas | Furnace | E4 | RVT BC Ratio | 0 | 0 | 0 | 0 | 0 | 0 | 0 | 0 | 0 | 0 | 0 | 0 | 0 | 0 | 0 | 0 | 0 | 0 | 0 | 0 | 0 | 0 | 0 | 0 | 0 | 0 | 0
F4_Commercial_Health_New_Space Heating_Natural Gas_Furnace_E5 | F4 | Commercial | Health | New | Space Heating | Natural Gas | Furnace | E5 | RVT BC Ratio | 0 | 0 | 0 | 0 | 0 | 0 | 0 | 0 | 0 | 0 | 0 | 0 | 0 | 0 | 0 | 0 | 0 | 0 | 0 | 0 | 0 | 0 | 0 | 0 | 0 | 0 | 0
F4_Commercial_Health_New_Space Heating_Natural Gas_Furnace_E6 | F4 | Commercial | Health | New | Space Heating | Natural Gas | Furnace | E6 | RVT BC Ratio | 0 | 0 | 0 | 0 | 0 | 0 | 0 | 0 | 0 | 0 | 0 | 0 | 0 | 0 | 0 | 0 | 0 | 0 | 0 | 0 | 0 | 0 | 0 | 0 | 0 | 0 | 0
F4_Commercial_Health_New_Space Heating_Natural Gas_Furnace_E7 | F4 | Commercial | Health | New | Space Heating | Natural Gas | Furnace | E7 | RVT BC Ratio | 0 | 0 | 0 | 0 | 0 | 0 | 0 | 0 | 0 | 0 | 0 | 0 | 0 | 0 | 0 | 0 | 0 | 0 | 0 | 0 | 0 | 0 | 0 | 0 | 0 | 0 | 0
F4_Commercial_Health_New_Space Heating_Natural Gas_Furnace_E8 | F4 | Commercial | Health | New | Space Heating | Natural Gas | Furnace | E8 | RVT BC Ratio | 0 | 0 | 0 | 0 | 0 | 0 | 0 | 0 | 0 | 0 | 0 | 0 | 0 | 0 | 0 | 0 | 0 | 0 | 0 | 0 | 0 | 0 | 0 | 0 | 0 | 0 | 0
F4_Commercial_Health_New_Space Heating_Natural Gas_Furnace_E9 | F4 | Commercial | Health | New | Space Heating | Natural Gas | Furnace | E9 | RVT BC Ratio | 0 | 0 | 0 | 0 | 0 | 0 | 0 | 0 | 0 | 0 | 0 | 0 | 0 | 0 | 0 | 0 | 0 | 0 | 0 | 0 | 0 | 0 | 0 | 0 | 0 | 0 | 0
F4_Commercial_Health_New_Space Heating_Natural Gas_Furnace_E10 | F4 | Commercial | Health | New | Space Heating | Natural Gas | Furnace | E10 | RVT BC Ratio | 0 | 0 | 0 | 0 | 0 | 0 | 0 | 0 | 0 | 0 | 0 | 0 | 0 | 0 | 0 | 0 | 0 | 0 | 0 | 0 | 0 | 0 | 0 | 0 | 0 | 0 | 0
F5_Commercial_Health_New_Space Heating_Natural Gas_Furnace_E1 | F5 | Commercial | Health | New | Space Heating | Natural Gas | Furnace | E1 | RIM BC Ratio | 1 | 1 | 1 | 0 | 0 | 0 | 0 | 0 | 0 | 0 | 0 | 0 | 0 | 0 | 0 | 0 | 0 | 0 | 0 | 0 | 0 | 0 | 0 | 0 | 0 | 0 | 0
F5_Commercial_Health_New_Space Heating_Natural Gas_Furnace_E2 | F5 | Commercial | Health | New | Space Heating | Natural Gas | Furnace | E2 | RIM BC Ratio | 2.5613 | 2.5463 | 2.5108 | 1 | 1 | 1 | 1 | 1 | 1 | 1 | 1 | 1 | 1 | 1 | 1 | 1 | 1 | 1 | 1 | 1 | 1 | 1 | 1 | 1 | 1 | 1 | 1
F5_Commercial_Health_New_Space Heating_Natural Gas_Furnace_E3 | F5 | Commercial | Health | New | Space Heating | Natural Gas | Furnace | E3 | RIM BC Ratio | 1.921 | 1.9097 | 1.8831 | 1.2362 | 1.2309 | 1.2301 | 1.2326 | 1.2359 | 1.2384 | 1.2397 | 1.2396 | 1.2379 | 1.2343 | 1.2278 | 1.2185 | 1.2068 | 1.1916 | 1.1738 | 1.1526 | 1.1272 | 1.097 | 1.0627 | 1.0344 | 1.0166 | 1.0099 | 1.0148 | 1.0198
F5_Commercial_Health_New_Space Heating_Natural Gas_Furnace_E4 | F5 | Commercial | Health | New | Space Heating | Natural Gas | Furnace | E4 | RIM BC Ratio | 0 | 0 | 0 | 0 | 0 | 0 | 0 | 0 | 0 | 0 | 0 | 0 | 0 | 0 | 0 | 0 | 0 | 0 | 0 | 0 | 0 | 0 | 0 | 0 | 0 | 0 | 0
F5_Commercial_Health_New_Space Heating_Natural Gas_Furnace_E5 | F5 | Commercial | Health | New | Space Heating | Natural Gas | Furnace | E5 | RIM BC Ratio | 0 | 0 | 0 | 0 | 0 | 0 | 0 | 0 | 0 | 0 | 0 | 0 | 0 | 0 | 0 | 0 | 0 | 0 | 0 | 0 | 0 | 0 | 0 | 0 | 0 | 0 | 0
F5_Commercial_Health_New_Space Heating_Natural Gas_Furnace_E6 | F5 | Commercial | Health | New | Space Heating | Natural Gas | Furnace | E6 | RIM BC Ratio | 0 | 0 | 0 | 0 | 0 | 0 | 0 | 0 | 0 | 0 | 0 | 0 | 0 | 0 | 0 | 0 | 0 | 0 | 0 | 0 | 0 | 0 | 0 | 0 | 0 | 0 | 0
F5_Commercial_Health_New_Space Heating_Natural Gas_Furnace_E7 | F5 | Commercial | Health | New | Space Heating | Natural Gas | Furnace | E7 | RIM BC Ratio | 0 | 0 | 0 | 0 | 0 | 0 | 0 | 0 | 0 | 0 | 0 | 0 | 0 | 0 | 0 | 0 | 0 | 0 | 0 | 0 | 0 | 0 | 0 | 0 | 0 | 0 | 0
F5_Commercial_Health_New_Space Heating_Natural Gas_Furnace_E8 | F5 | Commercial | Health | New | Space Heating | Natural Gas | Furnace | E8 | RIM BC Ratio | 0 | 0 | 0 | 0 | 0 | 0 | 0 | 0 | 0 | 0 | 0 | 0 | 0 | 0 | 0 | 0 | 0 | 0 | 0 | 0 | 0 | 0 | 0 | 0 | 0 | 0 | 0
F5_Commercial_Health_New_Space Heating_Natural Gas_Furnace_E9 | F5 | Commercial | Health | New | Space Heating | Natural Gas | Furnace | E9 | RIM BC Ratio | 0 | 0 | 0 | 0 | 0 | 0 | 0 | 0 | 0 | 0 | 0 | 0 | 0 | 0 | 0 | 0 | 0 | 0 | 0 | 0 | 0 | 0 | 0 | 0 | 0 | 0 | 0
F5_Commercial_Health_New_Space Heating_Natural Gas_Furnace_E10 | F5 | Commercial | Health | New | Space Heating | Natural Gas | Furnace | E10 | RIM BC Ratio | 0 | 0 | 0 | 0 | 0 | 0 | 0 | 0 | 0 | 0 | 0 | 0 | 0 | 0 | 0 | 0 | 0 | 0 | 0 | 0 | 0 | 0 | 0 | 0 | 0 | 0 | 0
F0_Commercial_Health_New_Space Heating_Natural Gas_Boiler_E0 | F0 | Commercial | Health | New | Space Heating | Natural Gas | Boiler | E0 | Economic Unit | AFUE 80% (Standard) | AFUE 80% (Standard) | AFUE 80% (Standard) | AFUE 80% (Standard) | AFUE 80% (Standard) | AFUE 80% (Standard) | AFUE 80% (Standard) | AFUE 80% (Standard) | AFUE 80% (Standard) | AFUE 80% (Standard) | AFUE 80% (Standard) | AFUE 80% (Standard) | AFUE 80% (Standard) | AFUE 80% (Standard) | AFUE 80% (Standard) | AFUE 80% (Standard) | AFUE 80% (Standard) | AFUE 80% (Standard) | AFUE 80% (Standard) | AFUE 80% (Standard) | AFUE 80% (Standard) | AFUE 80% (Standard) | AFUE 80% (Standard) | AFUE 80% (Standard) | AFUE 80% (Standard) | AFUE 80% (Standard) | AFUE 80% (Standard)
F1_Commercial_Health_New_Space Heating_Natural Gas_Boiler_E1 | F1 | Commercial | Health | New | Space Heating | Natural Gas | Boiler | E1 | CCE | 0 | 0 | 0 | 0 | 0 | 0 | 0 | 0 | 0 | 0 | 0 | 0 | 0 | 0 | 0 | 0 | 0 | 0 | 0 | 0 | 0 | 0 | 0 | 0 | 0 | 0 | 0
F1_Commercial_Health_New_Space Heating_Natural Gas_Boiler_E2 | F1 | Commercial | Health | New | Space Heating | Natural Gas | Boiler | E2 | CCE | 0.020389 | 0.018952 | 0.019026 | 0.019026 | 0.019026 | 0.019026 | 0.019026 | 0.019026 | 0.019026 | 0.019026 | 0.019026 | 0.019026 | 0.019026 | 0.019026 | 0.019026 | 0.019026 | 0.019026 | 0.019026 | 0.019026 | 0.019026 | 0.019026 | 0.019026 | 0.019026 | 0.019026 | 0.019026 | 0.019026 | 0.019026
F1_Commercial_Health_New_Space Heating_Natural Gas_Boiler_E3 | F1 | Commercial | Health | New | Space Heating | Natural Gas | Boiler | E3 | CCE | 0.020587 | 0.019136 | 0.019211 | 0.019211 | 0.019211 | 0.019211 | 0.019211 | 0.019211 | 0.019211 | 0.019211 | 0.019211 | 0.019211 | 0.019211 | 0.019211 | 0.019211 | 0.019211 | 0.019211 | 0.019211 | 0.019211 | 0.019211 | 0.019211 | 0.019211 | 0.019211 | 0.019211 | 0.019211 | 0.019211 | 0.019211
F1_Commercial_Health_New_Space Heating_Natural Gas_Boiler_E4 | F1 | Commercial | Health | New | Space Heating | Natural Gas | Boiler | E4 | CCE | 0.086869 | 0.080748 | 0.081062 | 0.081062 | 0.081062 | 0.081062 | 0.081062 | 0.081062 | 0.081062 | 0.081062 | 0.081062 | 0.081062 | 0.081062 | 0.081062 | 0.081062 | 0.081062 | 0.081062 | 0.081062 | 0.081062 | 0.081062 | 0.081062 | 0.081062 | 0.081062 | 0.081062 | 0.081062 | 0.081062 | 0.081062
F1_Commercial_Health_New_Space Heating_Natural Gas_Boiler_E5 | F1 | Commercial | Health | New | Space Heating | Natural Gas | Boiler | E5 | CCE | 0 | 0 | 0 | 0 | 0 | 0 | 0 | 0 | 0 | 0 | 0 | 0 | 0 | 0 | 0 | 0 | 0 | 0 | 0 | 0 | 0 | 0 | 0 | 0 | 0 | 0 | 0
F1_Commercial_Health_New_Space Heating_Natural Gas_Boiler_E6 | F1 | Commercial | Health | New | Space Heating | Natural Gas | Boiler | E6 | CCE | 0 | 0 | 0 | 0 | 0 | 0 | 0 | 0 | 0 | 0 | 0 | 0 | 0 | 0 | 0 | 0 | 0 | 0 | 0 | 0 | 0 | 0 | 0 | 0 | 0 | 0 | 0
F1_Commercial_Health_New_Space Heating_Natural Gas_Boiler_E7 | F1 | Commercial | Health | New | Space Heating | Natural Gas | Boiler | E7 | CCE | 0 | 0 | 0 | 0 | 0 | 0 | 0 | 0 | 0 | 0 | 0 | 0 | 0 | 0 | 0 | 0 | 0 | 0 | 0 | 0 | 0 | 0 | 0 | 0 | 0 | 0 | 0
F1_Commercial_Health_New_Space Heating_Natural Gas_Boiler_E8 | F1 | Commercial | Health | New | Space Heating | Natural Gas | Boiler | E8 | CCE | 0 | 0 | 0 | 0 | 0 | 0 | 0 | 0 | 0 | 0 | 0 | 0 | 0 | 0 | 0 | 0 | 0 | 0 | 0 | 0 | 0 | 0 | 0 | 0 | 0 | 0 | 0
F1_Commercial_Health_New_Space Heating_Natural Gas_Boiler_E9 | F1 | Commercial | Health | New | Space Heating | Natural Gas | Boiler | E9 | CCE | 0 | 0 | 0 | 0 | 0 | 0 | 0 | 0 | 0 | 0 | 0 | 0 | 0 | 0 | 0 | 0 | 0 | 0 | 0 | 0 | 0 | 0 | 0 | 0 | 0 | 0 | 0
F1_Commercial_Health_New_Space Heating_Natural Gas_Boiler_E10 | F1 | Commercial | Health | New | Space Heating | Natural Gas | Boiler | E10 | CCE | 0 | 0 | 0 | 0 | 0 | 0 | 0 | 0 | 0 | 0 | 0 | 0 | 0 | 0 | 0 | 0 | 0 | 0 | 0 | 0 | 0 | 0 | 0 | 0 | 0 | 0 | 0
F2_Commercial_Health_New_Space Heating_Natural Gas_Boiler_E1 | F2 | Commercial | Health | New | Space Heating | Natural Gas | Boiler | E1 | TRC BC Ratio | bar: 2021 to 2047
F2_Commercial_Health_New_Space Heating_Natural Gas_Boiler_E2 | F2 | Commercial | Health | New | Space Heating | Natural Gas | Boiler | E2 | TRC BC Ratio | 0.76379 | 0.75857 | 0.74721 | 0.73493 | 0.73073 | 0.72947 | 0.73049 | 0.73233 | 0.73391 | 0.73473 | 0.73477 | 0.73394 | 0.73199 | 0.72836 | 0.72309 | 0.71646 | 0.70788 | 0.69773 | 0.68562 | 0.67114 | 0.65389 | 0.63428 | 0.6181 | 0.60798 | 0.60424 | 0.6072 | 0.61018
F2_Commercial_Health_New_Space Heating_Natural Gas_Boiler_E3 | F2 | Commercial | Health | New | Space Heating | Natural Gas | Boiler | E3 | TRC BC Ratio | 0.75643 | 0.75126 | 0.74002 | 0.72785 | 0.72369 | 0.72244 | 0.72346 | 0.72527 | 0.72684 | 0.72766 | 0.7277 | 0.72687 | 0.72494 | 0.72135 | 0.71613 | 0.70956 | 0.70106 | 0.69101 | 0.67901 | 0.66468 | 0.64759 | 0.62817 | 0.61214 | 0.60212 | 0.59842 | 0.60135 | 0.6043
F2_Commercial_Health_New_Space Heating_Natural Gas_Boiler_E4 | F2 | Commercial | Health | New | Space Heating | Natural Gas | Boiler | E4 | TRC BC Ratio | 0.18228 | 0.1807 | 0.17781 | 0.17445 | 0.17208 | 0.1701 | 0.1685 | 0.16711 | 0.16581 | 0.16458 | 0.16347 | 0.16254 | 0.16182 | 0.1612 | 0.16057 | 0.15987 | 0.15888 | 0.15767 | 0.15617 | 0.15433 | 0.15208 | 0.14949 | 0.1474 | 0.1462 | 0.14593 | 0.14665 | 0.14736
F2_Commercial_Health_New_Space Heating_Natural Gas_Boiler_E5 | F2 | Commercial | Health | New | Space Heating | Natural Gas | Boiler | E5 | TRC BC Ratio | 0 | 0 | 0 | 0 | 0 | 0 | 0 | 0 | 0 | 0 | 0 | 0 | 0 | 0 | 0 | 0 | 0 | 0 | 0 | 0 | 0 | 0 | 0 | 0 | 0 | 0 | 0
F2_Commercial_Health_New_Space Heating_Natural Gas_Boiler_E6 | F2 | Commercial | Health | New | Space Heating | Natural Gas | Boiler | E6 | TRC BC Ratio | 0 | 0 | 0 | 0 | 0 | 0 | 0 | 0 | 0 | 0 | 0 | 0 | 0 | 0 | 0 | 0 | 0 | 0 | 0 | 0 | 0 | 0 | 0 | 0 | 0 | 0 | 0
F2_Commercial_Health_New_Space Heating_Natural Gas_Boiler_E7 | F2 | Commercial | Health | New | Space Heating | Natural Gas | Boiler | E7 | TRC BC Ratio | 0 | 0 | 0 | 0 | 0 | 0 | 0 | 0 | 0 | 0 | 0 | 0 | 0 | 0 | 0 | 0 | 0 | 0 | 0 | 0 | 0 | 0 | 0 | 0 | 0 | 0 | 0
F2_Commercial_Health_New_Space Heating_Natural Gas_Boiler_E8 | F2 | Commercial | Health | New | Space Heating | Natural Gas | Boiler | E8 | TRC BC Ratio | 0 | 0 | 0 | 0 | 0 | 0 | 0 | 0 | 0 | 0 | 0 | 0 | 0 | 0 | 0 | 0 | 0 | 0 | 0 | 0 | 0 | 0 | 0 | 0 | 0 | 0 | 0
F2_Commercial_Health_New_Space Heating_Natural Gas_Boiler_E9 | F2 | Commercial | Health | New | Space Heating | Natural Gas | Boiler | E9 | TRC BC Ratio | 0 | 0 | 0 | 0 | 0 | 0 | 0 | 0 | 0 | 0 | 0 | 0 | 0 | 0 | 0 | 0 | 0 | 0 | 0 | 0 | 0 | 0 | 0 | 0 | 0 | 0 | 0
F2_Commercial_Health_New_Space Heating_Natural Gas_Boiler_E10 | F2 | Commercial | Health | New | Space Heating | Natural Gas | Boiler | E10 | TRC BC Ratio | 0 | 0 | 0 | 0 | 0 | 0 | 0 | 0 | 0 | 0 | 0 | 0 | 0 | 0 | 0 | 0 | 0 | 0 | 0 | 0 | 0 | 0 | 0 | 0 | 0 | 0 | 0
F3_Commercial_Health_New_Space Heating_Natural Gas_Boiler_E1 | F3 | Commercial | Health | New | Space Heating | Natural Gas | Boiler | E1 | PACT BC Ratio | bar: 2021 to 2047
F3_Commercial_Health_New_Space Heating_Natural Gas_Boiler_E2 | F3 | Commercial | Health | New | Space Heating | Natural Gas | Boiler | E2 | PACT BC Ratio | 1.005 | 0.99811 | 0.98318 | 0.96701 | 0.96148 | 0.95982 | 0.96117 | 0.96359 | 0.96567 | 0.96675 | 0.96681 | 0.96571 | 0.96315 | 0.95837 | 0.95143 | 0.94271 | 0.93142 | 0.91806 | 0.90213 | 0.88308 | 0.86038 | 0.83457 | 0.81328 | 0.79997 | 0.79505 | 0.79895 | 0.80286
F3_Commercial_Health_New_Space Heating_Natural Gas_Boiler_E3 | F3 | Commercial | Health | New | Space Heating | Natural Gas | Boiler | E3 | PACT BC Ratio | 0.99531 | 0.9885 | 0.97371 | 0.9577 | 0.95222 | 0.95058 | 0.95192 | 0.95431 | 0.95637 | 0.95744 | 0.9575 | 0.95641 | 0.95387 | 0.94914 | 0.94227 | 0.93363 | 0.92245 | 0.90922 | 0.89344 | 0.87458 | 0.8521 | 0.82654 | 0.80545 | 0.79227 | 0.78739 | 0.79125 | 0.79513
F3_Commercial_Health_New_Space Heating_Natural Gas_Boiler_E4 | F3 | Commercial | Health | New | Space Heating | Natural Gas | Boiler | E4 | PACT BC Ratio | 0.23985 | 0.23777 | 0.23396 | 0.22954 | 0.22643 | 0.22382 | 0.22171 | 0.21988 | 0.21817 | 0.21655 | 0.21509 | 0.21387 | 0.21292 | 0.2121 | 0.21127 | 0.21035 | 0.20905 | 0.20746 | 0.20549 | 0.20306 | 0.2001 | 0.19669 | 0.19394 | 0.19236 | 0.19201 | 0.19295 | 0.1939
F3_Commercial_Health_New_Space Heating_Natural Gas_Boiler_E5 | F3 | Commercial | Health | New | Space Heating | Natural Gas | Boiler | E5 | PACT BC Ratio | 0 | 0 | 0 | 0 | 0 | 0 | 0 | 0 | 0 | 0 | 0 | 0 | 0 | 0 | 0 | 0 | 0 | 0 | 0 | 0 | 0 | 0 | 0 | 0 | 0 | 0 | 0
F3_Commercial_Health_New_Space Heating_Natural Gas_Boiler_E6 | F3 | Commercial | Health | New | Space Heating | Natural Gas | Boiler | E6 | PACT BC Ratio | 0 | 0 | 0 | 0 | 0 | 0 | 0 | 0 | 0 | 0 | 0 | 0 | 0 | 0 | 0 | 0 | 0 | 0 | 0 | 0 | 0 | 0 | 0 | 0 | 0 | 0 | 0
F3_Commercial_Health_New_Space Heating_Natural Gas_Boiler_E7 | F3 | Commercial | Health | New | Space Heating | Natural Gas | Boiler | E7 | PACT BC Ratio | 0 | 0 | 0 | 0 | 0 | 0 | 0 | 0 | 0 | 0 | 0 | 0 | 0 | 0 | 0 | 0 | 0 | 0 | 0 | 0 | 0 | 0 | 0 | 0 | 0 | 0 | 0
F3_Commercial_Health_New_Space Heating_Natural Gas_Boiler_E8 | F3 | Commercial | Health | New | Space Heating | Natural Gas | Boiler | E8 | PACT BC Ratio | 0 | 0 | 0 | 0 | 0 | 0 | 0 | 0 | 0 | 0 | 0 | 0 | 0 | 0 | 0 | 0 | 0 | 0 | 0 | 0 | 0 | 0 | 0 | 0 | 0 | 0 | 0
F3_Commercial_Health_New_Space Heating_Natural Gas_Boiler_E9 | F3 | Commercial | Health | New | Space Heating | Natural Gas | Boiler | E9 | PACT BC Ratio | 0 | 0 | 0 | 0 | 0 | 0 | 0 | 0 | 0 | 0 | 0 | 0 | 0 | 0 | 0 | 0 | 0 | 0 | 0 | 0 | 0 | 0 | 0 | 0 | 0 | 0 | 0
F3_Commercial_Health_New_Space Heating_Natural Gas_Boiler_E10 | F3 | Commercial | Health | New | Space Heating | Natural Gas | Boiler | E10 | PACT BC Ratio | 0 | 0 | 0 | 0 | 0 | 0 | 0 | 0 | 0 | 0 | 0 | 0 | 0 | 0 | 0 | 0 | 0 | 0 | 0 | 0 | 0 | 0 | 0 | 0 | 0 | 0 | 0
F4_Commercial_Health_New_Space Heating_Natural Gas_Boiler_E1 | F4 | Commercial | Health | New | Space Heating | Natural Gas | Boiler | E1 | RVT BC Ratio | bar: 2021 to 2047
F4_Commercial_Health_New_Space Heating_Natural Gas_Boiler_E2 | F4 | Commercial | Health | New | Space Heating | Natural Gas | Boiler | E2 | RVT BC Ratio | 0.7 | 0.7 | 0.7 | 0.7 | 0.7 | 0.7 | 0.7 | 0.7 | 0.7 | 0.7 | 0.7 | 0.7 | 0.7 | 0.7 | 0.7 | 0.7 | 0.7 | 0.7 | 0.7 | 0.7 | 0.7 | 0.7 | 0.7 | 0.7 | 0.7 | 0.7 | 0.7
F4_Commercial_Health_New_Space Heating_Natural Gas_Boiler_E3 | F4 | Commercial | Health | New | Space Heating | Natural Gas | Boiler | E3 | RVT BC Ratio | 0.7 | 0.7 | 0.7 | 0.7 | 0.7 | 0.7 | 0.7 | 0.7 | 0.7 | 0.7 | 0.7 | 0.7 | 0.7 | 0.7 | 0.7 | 0.7 | 0.7 | 0.7 | 0.7 | 0.7 | 0.7 | 0.7 | 0.7 | 0.7 | 0.7 | 0.7 | 0.7
F4_Commercial_Health_New_Space Heating_Natural Gas_Boiler_E4 | F4 | Commercial | Health | New | Space Heating | Natural Gas | Boiler | E4 | RVT BC Ratio | 0.7 | 0.7 | 0.7 | 0.7 | 0.7 | 0.7 | 0.7 | 0.7 | 0.7 | 0.7 | 0.7 | 0.7 | 0.7 | 0.7 | 0.7 | 0.7 | 0.7 | 0.7 | 0.7 | 0.7 | 0.7 | 0.7 | 0.7 | 0.7 | 0.7 | 0.7 | 0.7
F4_Commercial_Health_New_Space Heating_Natural Gas_Boiler_E5 | F4 | Commercial | Health | New | Space Heating | Natural Gas | Boiler | E5 | RVT BC Ratio | 0 | 0 | 0 | 0 | 0 | 0 | 0 | 0 | 0 | 0 | 0 | 0 | 0 | 0 | 0 | 0 | 0 | 0 | 0 | 0 | 0 | 0 | 0 | 0 | 0 | 0 | 0
F4_Commercial_Health_New_Space Heating_Natural Gas_Boiler_E6 | F4 | Commercial | Health | New | Space Heating | Natural Gas | Boiler | E6 | RVT BC Ratio | 0 | 0 | 0 | 0 | 0 | 0 | 0 | 0 | 0 | 0 | 0 | 0 | 0 | 0 | 0 | 0 | 0 | 0 | 0 | 0 | 0 | 0 | 0 | 0 | 0 | 0 | 0
F4_Commercial_Health_New_Space Heating_Natural Gas_Boiler_E7 | F4 | Commercial | Health | New | Space Heating | Natural Gas | Boiler | E7 | RVT BC Ratio | 0 | 0 | 0 | 0 | 0 | 0 | 0 | 0 | 0 | 0 | 0 | 0 | 0 | 0 | 0 | 0 | 0 | 0 | 0 | 0 | 0 | 0 | 0 | 0 | 0 | 0 | 0
F4_Commercial_Health_New_Space Heating_Natural Gas_Boiler_E8 | F4 | Commercial | Health | New | Space Heating | Natural Gas | Boiler | E8 | RVT BC Ratio | 0 | 0 | 0 | 0 | 0 | 0 | 0 | 0 | 0 | 0 | 0 | 0 | 0 | 0 | 0 | 0 | 0 | 0 | 0 | 0 | 0 | 0 | 0 | 0 | 0 | 0 | 0
F4_Commercial_Health_New_Space Heating_Natural Gas_Boiler_E9 | F4 | Commercial | Health | New | Space Heating | Natural Gas | Boiler | E9 | RVT BC Ratio | 0 | 0 | 0 | 0 | 0 | 0 | 0 | 0 | 0 | 0 | 0 | 0 | 0 | 0 | 0 | 0 | 0 | 0 | 0 | 0 | 0 | 0 | 0 | 0 | 0 | 0 | 0
F4_Commercial_Health_New_Space Heating_Natural Gas_Boiler_E10 | F4 | Commercial | Health | New | Space Heating | Natural Gas | Boiler | E10 | RVT BC Ratio | 0 | 0 | 0 | 0 | 0 | 0 | 0 | 0 | 0 | 0 | 0 | 0 | 0 | 0 | 0 | 0 | 0 | 0 | 0 | 0 | 0 | 0 | 0 | 0 | 0 | 0 | 0
F5_Commercial_Health_New_Space Heating_Natural Gas_Boiler_E1 | F5 | Commercial | Health | New | Space Heating | Natural Gas | Boiler | E1 | RIM BC Ratio | bar: 2021 to 2047
F5_Commercial_Health_New_Space Heating_Natural Gas_Boiler_E2 | F5 | Commercial | Health | New | Space Heating | Natural Gas | Boiler | E2 | RIM BC Ratio | 1.005 | 0.99811 | 0.98318 | 0.96701 | 0.96148 | 0.95982 | 0.96117 | 0.96359 | 0.96567 | 0.96675 | 0.96681 | 0.96571 | 0.96315 | 0.95837 | 0.95143 | 0.94271 | 0.93142 | 0.91806 | 0.90213 | 0.88308 | 0.86038 | 0.83457 | 0.81328 | 0.79997 | 0.79505 | 0.79895 | 0.80286
F5_Commercial_Health_New_Space Heating_Natural Gas_Boiler_E3 | F5 | Commercial | Health | New | Space Heating | Natural Gas | Boiler | E3 | RIM BC Ratio | 0.99531 | 0.9885 | 0.97371 | 0.9577 | 0.95222 | 0.95058 | 0.95192 | 0.95431 | 0.95637 | 0.95744 | 0.9575 | 0.95641 | 0.95387 | 0.94914 | 0.94227 | 0.93363 | 0.92245 | 0.90922 | 0.89344 | 0.87458 | 0.8521 | 0.82654 | 0.80545 | 0.79227 | 0.78739 | 0.79125 | 0.79513
F5_Commercial_Health_New_Space Heating_Natural Gas_Boiler_E4 | F5 | Commercial | Health | New | Space Heating | Natural Gas | Boiler | E4 | RIM BC Ratio | 0.23985 | 0.23777 | 0.23396 | 0.22954 | 0.22643 | 0.22382 | 0.22171 | 0.21988 | 0.21817 | 0.21655 | 0.21509 | 0.21387 | 0.21292 | 0.2121 | 0.21127 | 0.21035 | 0.20905 | 0.20746 | 0.20549 | 0.20306 | 0.2001 | 0.19669 | 0.19394 | 0.19236 | 0.19201 | 0.19295 | 0.1939
F5_Commercial_Health_New_Space Heating_Natural Gas_Boiler_E5 | F5 | Commercial | Health | New | Space Heating | Natural Gas | Boiler | E5 | RIM BC Ratio | 0 | 0 | 0 | 0 | 0 | 0 | 0 | 0 | 0 | 0 | 0 | 0 | 0 | 0 | 0 | 0 | 0 | 0 | 0 | 0 | 0 | 0 | 0 | 0 | 0 | 0 | 0
F5_Commercial_Health_New_Space Heating_Natural Gas_Boiler_E6 | F5 | Commercial | Health | New | Space Heating | Natural Gas | Boiler | E6 | RIM BC Ratio | 0 | 0 | 0 | 0 | 0 | 0 | 0 | 0 | 0 | 0 | 0 | 0 | 0 | 0 | 0 | 0 | 0 | 0 | 0 | 0 | 0 | 0 | 0 | 0 | 0 | 0 | 0
F5_Commercial_Health_New_Space Heating_Natural Gas_Boiler_E7 | F5 | Commercial | Health | New | Space Heating | Natural Gas | Boiler | E7 | RIM BC Ratio | 0 | 0 | 0 | 0 | 0 | 0 | 0 | 0 | 0 | 0 | 0 | 0 | 0 | 0 | 0 | 0 | 0 | 0 | 0 | 0 | 0 | 0 | 0 | 0 | 0 | 0 | 0
F5_Commercial_Health_New_Space Heating_Natural Gas_Boiler_E8 | F5 | Commercial | Health | New | Space Heating | Natural Gas | Boiler | E8 | RIM BC Ratio | 0 | 0 | 0 | 0 | 0 | 0 | 0 | 0 | 0 | 0 | 0 | 0 | 0 | 0 | 0 | 0 | 0 | 0 | 0 | 0 | 0 | 0 | 0 | 0 | 0 | 0 | 0
F5_Commercial_Health_New_Space Heating_Natural Gas_Boiler_E9 | F5 | Commercial | Health | New | Space Heating | Natural Gas | Boiler | E9 | RIM BC Ratio | 0 | 0 | 0 | 0 | 0 | 0 | 0 | 0 | 0 | 0 | 0 | 0 | 0 | 0 | 0 | 0 | 0 | 0 | 0 | 0 | 0 | 0 | 0 | 0 | 0 | 0 | 0
F5_Commercial_Health_New_Space Heating_Natural Gas_Boiler_E10 | F5 | Commercial | Health | New | Space Heating | Natural Gas | Boiler | E10 | RIM BC Ratio | 0 | 0 | 0 | 0 | 0 | 0 | 0 | 0 | 0 | 0 | 0 | 0 | 0 | 0 | 0 | 0 | 0 | 0 | 0 | 0 | 0 | 0 | 0 | 0 | 0 | 0 | 0
F0_Commercial_Health_New_Space Heating_Natural Gas_Unit Heater_E0 | F0 | Commercial | Health | New | Space Heating | Natural Gas | Unit Heater | E0 | Economic Unit | Infrared Radiant | Infrared Radiant | Infrared Radiant | Infrared Radiant | Infrared Radiant | Infrared Radiant | Infrared Radiant | Infrared Radiant | Infrared Radiant | Infrared Radiant | Infrared Radiant | Infrared Radiant | Infrared Radiant | Infrared Radiant | Infrared Radiant | Infrared Radiant | Infrared Radiant | Infrared Radiant | Infrared Radiant | Infrared Radiant | Infrared Radiant | Infrared Radiant | Infrared Radiant | Infrared Radiant | Infrared Radiant | Infrared Radiant | Infrared Radiant
F1_Commercial_Health_New_Space Heating_Natural Gas_Unit Heater_E1 | F1 | Commercial | Health | New | Space Heating | Natural Gas | Unit Heater | E1 | CCE | 0 | 0 | 0 | 0 | 0 | 0 | 0 | 0 | 0 | 0 | 0 | 0 | 0 | 0 | 0 | 0 | 0 | 0 | 0 | 0 | 0 | 0 | 0 | 0 | 0 | 0 | 0
F1_Commercial_Health_New_Space Heating_Natural Gas_Unit Heater_E2 | F1 | Commercial | Health | New | Space Heating | Natural Gas | Unit Heater | E2 | CCE | 0.0010768 | 0.0010009 | 0.0010048 | 0.0010048 | 0.0010048 | 0.0010048 | 0.0010048 | 0.0010048 | 0.0010048 | 0.0010048 | 0.0010048 | 0.0010048 | 0.0010048 | 0.0010048 | 0.0010048 | 0.0010048 | 0.0010048 | 0.0010048 | 0.0010048 | 0.0010048 | 0.0010048 | 0.0010048 | 0.0010048 | 0.0010048 | 0.0010048 | 0.0010048 | 0.0010048
F1_Commercial_Health_New_Space Heating_Natural Gas_Unit Heater_E3 | F1 | Commercial | Health | New | Space Heating | Natural Gas | Unit Heater | E3 | CCE | 0.0016475 | 0.0015314 | 0.0015374 | 0.0015374 | 0.0015374 | 0.0015374 | 0.0015374 | 0.0015374 | 0.0015374 | 0.0015374 | 0.0015374 | 0.0015374 | 0.0015374 | 0.0015374 | 0.0015374 | 0.0015374 | 0.0015374 | 0.0015374 | 0.0015374 | 0.0015374 | 0.0015374 | 0.0015374 | 0.0015374 | 0.0015374 | 0.0015374 | 0.0015374 | 0.0015374
F1_Commercial_Health_New_Space Heating_Natural Gas_Unit Heater_E4 | F1 | Commercial | Health | New | Space Heating | Natural Gas | Unit Heater | E4 | CCE | 0 | 0 | 0 | 0 | 0 | 0 | 0 | 0 | 0 | 0 | 0 | 0 | 0 | 0 | 0 | 0 | 0 | 0 | 0 | 0 | 0 | 0 | 0 | 0 | 0 | 0 | 0
F1_Commercial_Health_New_Space Heating_Natural Gas_Unit Heater_E5 | F1 | Commercial | Health | New | Space Heating | Natural Gas | Unit Heater | E5 | CCE | 0 | 0 | 0 | 0 | 0 | 0 | 0 | 0 | 0 | 0 | 0 | 0 | 0 | 0 | 0 | 0 | 0 | 0 | 0 | 0 | 0 | 0 | 0 | 0 | 0 | 0 | 0
F1_Commercial_Health_New_Space Heating_Natural Gas_Unit Heater_E6 | F1 | Commercial | Health | New | Space Heating | Natural Gas | Unit Heater | E6 | CCE | 0 | 0 | 0 | 0 | 0 | 0 | 0 | 0 | 0 | 0 | 0 | 0 | 0 | 0 | 0 | 0 | 0 | 0 | 0 | 0 | 0 | 0 | 0 | 0 | 0 | 0 | 0
F1_Commercial_Health_New_Space Heating_Natural Gas_Unit Heater_E7 | F1 | Commercial | Health | New | Space Heating | Natural Gas | Unit Heater | E7 | CCE | 0 | 0 | 0 | 0 | 0 | 0 | 0 | 0 | 0 | 0 | 0 | 0 | 0 | 0 | 0 | 0 | 0 | 0 | 0 | 0 | 0 | 0 | 0 | 0 | 0 | 0 | 0
F1_Commercial_Health_New_Space Heating_Natural Gas_Unit Heater_E8 | F1 | Commercial | Health | New | Space Heating | Natural Gas | Unit Heater | E8 | CCE | 0 | 0 | 0 | 0 | 0 | 0 | 0 | 0 | 0 | 0 | 0 | 0 | 0 | 0 | 0 | 0 | 0 | 0 | 0 | 0 | 0 | 0 | 0 | 0 | 0 | 0 | 0
F1_Commercial_Health_New_Space Heating_Natural Gas_Unit Heater_E9 | F1 | Commercial | Health | New | Space Heating | Natural Gas | Unit Heater | E9 | CCE | 0 | 0 | 0 | 0 | 0 | 0 | 0 | 0 | 0 | 0 | 0 | 0 | 0 | 0 | 0 | 0 | 0 | 0 | 0 | 0 | 0 | 0 | 0 | 0 | 0 | 0 | 0
F1_Commercial_Health_New_Space Heating_Natural Gas_Unit Heater_E10 | F1 | Commercial | Health | New | Space Heating | Natural Gas | Unit Heater | E10 | CCE | 0 | 0 | 0 | 0 | 0 | 0 | 0 | 0 | 0 | 0 | 0 | 0 | 0 | 0 | 0 | 0 | 0 | 0 | 0 | 0 | 0 | 0 | 0 | 0 | 0 | 0 | 0
F2_Commercial_Health_New_Space Heating_Natural Gas_Unit Heater_E1 | F2 | Commercial | Health | New | Space Heating | Natural Gas | Unit Heater | E1 | TRC BC Ratio | bar: 2021 to 2047
F2_Commercial_Health_New_Space Heating_Natural Gas_Unit Heater_E2 | F2 | Commercial | Health | New | Space Heating | Natural Gas | Unit Heater | E2 | TRC BC Ratio | 14.4533 | 14.385 | 14.1956 | 13.9907 | 13.9542 | 13.9737 | 14.0292 | 14.0877 | 14.1283 | 14.1445 | 14.1396 | 14.1165 | 14.0699 | 13.9885 | 13.8726 | 13.7285 | 13.5436 | 13.326 | 13.0674 | 12.7596 | 12.3938 | 11.9788 | 11.6353 | 11.4182 | 11.334 | 11.3895 | 11.4454
F2_Commercial_Health_New_Space Heating_Natural Gas_Unit Heater_E3 | F2 | Commercial | Health | New | Space Heating | Natural Gas | Unit Heater | E3 | TRC BC Ratio | 10.3182 | 10.3189 | 10.2536 | 10.1157 | 9.8886 | 9.6065 | 9.2659 | 8.8706 | 8.4447 | 8.0252 | 7.6539 | 7.3791 | 7.2226 | 7.1736 | 7.2023 | 7.2741 | 7.353 | 7.4378 | 7.5299 | 7.6306 | 7.7416 | 7.8612 | 7.9688 | 8.0549 | 8.1185 | 8.1583 | 8.1983
F2_Commercial_Health_New_Space Heating_Natural Gas_Unit Heater_E4 | F2 | Commercial | Health | New | Space Heating | Natural Gas | Unit Heater | E4 | TRC BC Ratio | 0 | 0 | 0 | 0 | 0 | 0 | 0 | 0 | 0 | 0 | 0 | 0 | 0 | 0 | 0 | 0 | 0 | 0 | 0 | 0 | 0 | 0 | 0 | 0 | 0 | 0 | 0
F2_Commercial_Health_New_Space Heating_Natural Gas_Unit Heater_E5 | F2 | Commercial | Health | New | Space Heating | Natural Gas | Unit Heater | E5 | TRC BC Ratio | 0 | 0 | 0 | 0 | 0 | 0 | 0 | 0 | 0 | 0 | 0 | 0 | 0 | 0 | 0 | 0 | 0 | 0 | 0 | 0 | 0 | 0 | 0 | 0 | 0 | 0 | 0
F2_Commercial_Health_New_Space Heating_Natural Gas_Unit Heater_E6 | F2 | Commercial | Health | New | Space Heating | Natural Gas | Unit Heater | E6 | TRC BC Ratio | 0 | 0 | 0 | 0 | 0 | 0 | 0 | 0 | 0 | 0 | 0 | 0 | 0 | 0 | 0 | 0 | 0 | 0 | 0 | 0 | 0 | 0 | 0 | 0 | 0 | 0 | 0
F2_Commercial_Health_New_Space Heating_Natural Gas_Unit Heater_E7 | F2 | Commercial | Health | New | Space Heating | Natural Gas | Unit Heater | E7 | TRC BC Ratio | 0 | 0 | 0 | 0 | 0 | 0 | 0 | 0 | 0 | 0 | 0 | 0 | 0 | 0 | 0 | 0 | 0 | 0 | 0 | 0 | 0 | 0 | 0 | 0 | 0 | 0 | 0
F2_Commercial_Health_New_Space Heating_Natural Gas_Unit Heater_E8 | F2 | Commercial | Health | New | Space Heating | Natural Gas | Unit Heater | E8 | TRC BC Ratio | 0 | 0 | 0 | 0 | 0 | 0 | 0 | 0 | 0 | 0 | 0 | 0 | 0 | 0 | 0 | 0 | 0 | 0 | 0 | 0 | 0 | 0 | 0 | 0 | 0 | 0 | 0
F2_Commercial_Health_New_Space Heating_Natural Gas_Unit Heater_E9 | F2 | Commercial | Health | New | Space Heating | Natural Gas | Unit Heater | E9 | TRC BC Ratio | 0 | 0 | 0 | 0 | 0 | 0 | 0 | 0 | 0 | 0 | 0 | 0 | 0 | 0 | 0 | 0 | 0 | 0 | 0 | 0 | 0 | 0 | 0 | 0 | 0 | 0 | 0
F2_Commercial_Health_New_Space Heating_Natural Gas_Unit Heater_E10 | F2 | Commercial | Health | New | Space Heating | Natural Gas | Unit Heater | E10 | TRC BC Ratio | 0 | 0 | 0 | 0 | 0 | 0 | 0 | 0 | 0 | 0 | 0 | 0 | 0 | 0 | 0 | 0 | 0 | 0 | 0 | 0 | 0 | 0 | 0 | 0 | 0 | 0 | 0
F3_Commercial_Health_New_Space Heating_Natural Gas_Unit Heater_E1 | F3 | Commercial | Health | New | Space Heating | Natural Gas | Unit Heater | E1 | PACT BC Ratio | bar: 2021 to 2047
F3_Commercial_Health_New_Space Heating_Natural Gas_Unit Heater_E2 | F3 | Commercial | Health | New | Space Heating | Natural Gas | Unit Heater | E2 | PACT BC Ratio | 19.0175 | 18.9276 | 18.6784 | 18.4089 | 18.3609 | 18.3864 | 18.4595 | 18.5364 | 18.5899 | 18.6112 | 18.6047 | 18.5743 | 18.5131 | 18.4059 | 18.2534 | 18.0638 | 17.8205 | 17.5342 | 17.194 | 16.7889 | 16.3077 | 15.7615 | 15.3096 | 15.0239 | 14.9131 | 14.9862 | 15.0597
F3_Commercial_Health_New_Space Heating_Natural Gas_Unit Heater_E3 | F3 | Commercial | Health | New | Space Heating | Natural Gas | Unit Heater | E3 | PACT BC Ratio | 13.5765 | 13.5775 | 13.4916 | 13.3101 | 13.0113 | 12.6401 | 12.192 | 11.6718 | 11.1114 | 10.5595 | 10.0709 | 9.7093 | 9.5034 | 9.439 | 9.4768 | 9.5711 | 9.675 | 9.7866 | 9.9077 | 10.0403 | 10.1863 | 10.3437 | 10.4853 | 10.5986 | 10.6822 | 10.7346 | 10.7872
F3_Commercial_Health_New_Space Heating_Natural Gas_Unit Heater_E4 | F3 | Commercial | Health | New | Space Heating | Natural Gas | Unit Heater | E4 | PACT BC Ratio | 0 | 0 | 0 | 0 | 0 | 0 | 0 | 0 | 0 | 0 | 0 | 0 | 0 | 0 | 0 | 0 | 0 | 0 | 0 | 0 | 0 | 0 | 0 | 0 | 0 | 0 | 0
F3_Commercial_Health_New_Space Heating_Natural Gas_Unit Heater_E5 | F3 | Commercial | Health | New | Space Heating | Natural Gas | Unit Heater | E5 | PACT BC Ratio | 0 | 0 | 0 | 0 | 0 | 0 | 0 | 0 | 0 | 0 | 0 | 0 | 0 | 0 | 0 | 0 | 0 | 0 | 0 | 0 | 0 | 0 | 0 | 0 | 0 | 0 | 0
F3_Commercial_Health_New_Space Heating_Natural Gas_Unit Heater_E6 | F3 | Commercial | Health | New | Space Heating | Natural Gas | Unit Heater | E6 | PACT BC Ratio | 0 | 0 | 0 | 0 | 0 | 0 | 0 | 0 | 0 | 0 | 0 | 0 | 0 | 0 | 0 | 0 | 0 | 0 | 0 | 0 | 0 | 0 | 0 | 0 | 0 | 0 | 0
F3_Commercial_Health_New_Space Heating_Natural Gas_Unit Heater_E7 | F3 | Commercial | Health | New | Space Heating | Natural Gas | Unit Heater | E7 | PACT BC Ratio | 0 | 0 | 0 | 0 | 0 | 0 | 0 | 0 | 0 | 0 | 0 | 0 | 0 | 0 | 0 | 0 | 0 | 0 | 0 | 0 | 0 | 0 | 0 | 0 | 0 | 0 | 0
F3_Commercial_Health_New_Space Heating_Natural Gas_Unit Heater_E8 | F3 | Commercial | Health | New | Space Heating | Natural Gas | Unit Heater | E8 | PACT BC Ratio | 0 | 0 | 0 | 0 | 0 | 0 | 0 | 0 | 0 | 0 | 0 | 0 | 0 | 0 | 0 | 0 | 0 | 0 | 0 | 0 | 0 | 0 | 0 | 0 | 0 | 0 | 0
F3_Commercial_Health_New_Space Heating_Natural Gas_Unit Heater_E9 | F3 | Commercial | Health | New | Space Heating | Natural Gas | Unit Heater | E9 | PACT BC Ratio | 0 | 0 | 0 | 0 | 0 | 0 | 0 | 0 | 0 | 0 | 0 | 0 | 0 | 0 | 0 | 0 | 0 | 0 | 0 | 0 | 0 | 0 | 0 | 0 | 0 | 0 | 0
F3_Commercial_Health_New_Space Heating_Natural Gas_Unit Heater_E10 | F3 | Commercial | Health | New | Space Heating | Natural Gas | Unit Heater | E10 | PACT BC Ratio | 0 | 0 | 0 | 0 | 0 | 0 | 0 | 0 | 0 | 0 | 0 | 0 | 0 | 0 | 0 | 0 | 0 | 0 | 0 | 0 | 0 | 0 | 0 | 0 | 0 | 0 | 0
F4_Commercial_Health_New_Space Heating_Natural Gas_Unit Heater_E1 | F4 | Commercial | Health | New | Space Heating | Natural Gas | Unit Heater | E1 | RVT BC Ratio | bar: 2021 to 2047
F4_Commercial_Health_New_Space Heating_Natural Gas_Unit Heater_E2 | F4 | Commercial | Health | New | Space Heating | Natural Gas | Unit Heater | E2 | RVT BC Ratio | 0.7 | 0.7 | 0.7 | 0.7 | 0.7 | 0.7 | 0.7 | 0.7 | 0.7 | 0.7 | 0.7 | 0.7 | 0.7 | 0.7 | 0.7 | 0.7 | 0.7 | 0.7 | 0.7 | 0.7 | 0.7 | 0.7 | 0.7 | 0.7 | 0.7 | 0.7 | 0.7
F4_Commercial_Health_New_Space Heating_Natural Gas_Unit Heater_E3 | F4 | Commercial | Health | New | Space Heating | Natural Gas | Unit Heater | E3 | RVT BC Ratio | 0.7 | 0.7 | 0.7 | 0.7 | 0.7 | 0.7 | 0.7 | 0.7 | 0.7 | 0.7 | 0.7 | 0.7 | 0.7 | 0.7 | 0.7 | 0.7 | 0.7 | 0.7 | 0.7 | 0.7 | 0.7 | 0.7 | 0.7 | 0.7 | 0.7 | 0.7 | 0.7
F4_Commercial_Health_New_Space Heating_Natural Gas_Unit Heater_E4 | F4 | Commercial | Health | New | Space Heating | Natural Gas | Unit Heater | E4 | RVT BC Ratio | 0 | 0 | 0 | 0 | 0 | 0 | 0 | 0 | 0 | 0 | 0 | 0 | 0 | 0 | 0 | 0 | 0 | 0 | 0 | 0 | 0 | 0 | 0 | 0 | 0 | 0 | 0
F4_Commercial_Health_New_Space Heating_Natural Gas_Unit Heater_E5 | F4 | Commercial | Health | New | Space Heating | Natural Gas | Unit Heater | E5 | RVT BC Ratio | 0 | 0 | 0 | 0 | 0 | 0 | 0 | 0 | 0 | 0 | 0 | 0 | 0 | 0 | 0 | 0 | 0 | 0 | 0 | 0 | 0 | 0 | 0 | 0 | 0 | 0 | 0
F4_Commercial_Health_New_Space Heating_Natural Gas_Unit Heater_E6 | F4 | Commercial | Health | New | Space Heating | Natural Gas | Unit Heater | E6 | RVT BC Ratio | 0 | 0 | 0 | 0 | 0 | 0 | 0 | 0 | 0 | 0 | 0 | 0 | 0 | 0 | 0 | 0 | 0 | 0 | 0 | 0 | 0 | 0 | 0 | 0 | 0 | 0 | 0
F4_Commercial_Health_New_Space Heating_Natural Gas_Unit Heater_E7 | F4 | Commercial | Health | New | Space Heating | Natural Gas | Unit Heater | E7 | RVT BC Ratio | 0 | 0 | 0 | 0 | 0 | 0 | 0 | 0 | 0 | 0 | 0 | 0 | 0 | 0 | 0 | 0 | 0 | 0 | 0 | 0 | 0 | 0 | 0 | 0 | 0 | 0 | 0
F4_Commercial_Health_New_Space Heating_Natural Gas_Unit Heater_E8 | F4 | Commercial | Health | New | Space Heating | Natural Gas | Unit Heater | E8 | RVT BC Ratio | 0 | 0 | 0 | 0 | 0 | 0 | 0 | 0 | 0 | 0 | 0 | 0 | 0 | 0 | 0 | 0 | 0 | 0 | 0 | 0 | 0 | 0 | 0 | 0 | 0 | 0 | 0
F4_Commercial_Health_New_Space Heating_Natural Gas_Unit Heater_E9 | F4 | Commercial | Health | New | Space Heating | Natural Gas | Unit Heater | E9 | RVT BC Ratio | 0 | 0 | 0 | 0 | 0 | 0 | 0 | 0 | 0 | 0 | 0 | 0 | 0 | 0 | 0 | 0 | 0 | 0 | 0 | 0 | 0 | 0 | 0 | 0 | 0 | 0 | 0
F4_Commercial_Health_New_Space Heating_Natural Gas_Unit Heater_E10 | F4 | Commercial | Health | New | Space Heating | Natural Gas | Unit Heater | E10 | RVT BC Ratio | 0 | 0 | 0 | 0 | 0 | 0 | 0 | 0 | 0 | 0 | 0 | 0 | 0 | 0 | 0 | 0 | 0 | 0 | 0 | 0 | 0 | 0 | 0 | 0 | 0 | 0 | 0
F5_Commercial_Health_New_Space Heating_Natural Gas_Unit Heater_E1 | F5 | Commercial | Health | New | Space Heating | Natural Gas | Unit Heater | E1 | RIM BC Ratio | bar: 2021 to 2047
F5_Commercial_Health_New_Space Heating_Natural Gas_Unit Heater_E2 | F5 | Commercial | Health | New | Space Heating | Natural Gas | Unit Heater | E2 | RIM BC Ratio | 19.0175 | 18.9276 | 18.6784 | 18.4089 | 18.3609 | 18.3864 | 18.4595 | 18.5364 | 18.5899 | 18.6112 | 18.6047 | 18.5743 | 18.5131 | 18.4059 | 18.2534 | 18.0638 | 17.8205 | 17.5342 | 17.194 | 16.7889 | 16.3077 | 15.7615 | 15.3096 | 15.0239 | 14.9131 | 14.9862 | 15.0597
F5_Commercial_Health_New_Space Heating_Natural Gas_Unit Heater_E3 | F5 | Commercial | Health | New | Space Heating | Natural Gas | Unit Heater | E3 | RIM BC Ratio | 13.5765 | 13.5775 | 13.4916 | 13.3101 | 13.0113 | 12.6401 | 12.192 | 11.6718 | 11.1114 | 10.5595 | 10.0709 | 9.7093 | 9.5034 | 9.439 | 9.4768 | 9.5711 | 9.675 | 9.7866 | 9.9077 | 10.0403 | 10.1863 | 10.3437 | 10.4853 | 10.5986 | 10.6822 | 10.7346 | 10.7872
F5_Commercial_Health_New_Space Heating_Natural Gas_Unit Heater_E4 | F5 | Commercial | Health | New | Space Heating | Natural Gas | Unit Heater | E4 | RIM BC Ratio | 0 | 0 | 0 | 0 | 0 | 0 | 0 | 0 | 0 | 0 | 0 | 0 | 0 | 0 | 0 | 0 | 0 | 0 | 0 | 0 | 0 | 0 | 0 | 0 | 0 | 0 | 0
F5_Commercial_Health_New_Space Heating_Natural Gas_Unit Heater_E5 | F5 | Commercial | Health | New | Space Heating | Natural Gas | Unit Heater | E5 | RIM BC Ratio | 0 | 0 | 0 | 0 | 0 | 0 | 0 | 0 | 0 | 0 | 0 | 0 | 0 | 0 | 0 | 0 | 0 | 0 | 0 | 0 | 0 | 0 | 0 | 0 | 0 | 0 | 0
F5_Commercial_Health_New_Space Heating_Natural Gas_Unit Heater_E6 | F5 | Commercial | Health | New | Space Heating | Natural Gas | Unit Heater | E6 | RIM BC Ratio | 0 | 0 | 0 | 0 | 0 | 0 | 0 | 0 | 0 | 0 | 0 | 0 | 0 | 0 | 0 | 0 | 0 | 0 | 0 | 0 | 0 | 0 | 0 | 0 | 0 | 0 | 0
F5_Commercial_Health_New_Space Heating_Natural Gas_Unit Heater_E7 | F5 | Commercial | Health | New | Space Heating | Natural Gas | Unit Heater | E7 | RIM BC Ratio | 0 | 0 | 0 | 0 | 0 | 0 | 0 | 0 | 0 | 0 | 0 | 0 | 0 | 0 | 0 | 0 | 0 | 0 | 0 | 0 | 0 | 0 | 0 | 0 | 0 | 0 | 0
F5_Commercial_Health_New_Space Heating_Natural Gas_Unit Heater_E8 | F5 | Commercial | Health | New | Space Heating | Natural Gas | Unit Heater | E8 | RIM BC Ratio | 0 | 0 | 0 | 0 | 0 | 0 | 0 | 0 | 0 | 0 | 0 | 0 | 0 | 0 | 0 | 0 | 0 | 0 | 0 | 0 | 0 | 0 | 0 | 0 | 0 | 0 | 0
F5_Commercial_Health_New_Space Heating_Natural Gas_Unit Heater_E9 | F5 | Commercial | Health | New | Space Heating | Natural Gas | Unit Heater | E9 | RIM BC Ratio | 0 | 0 | 0 | 0 | 0 | 0 | 0 | 0 | 0 | 0 | 0 | 0 | 0 | 0 | 0 | 0 | 0 | 0 | 0 | 0 | 0 | 0 | 0 | 0 | 0 | 0 | 0
F5_Commercial_Health_New_Space Heating_Natural Gas_Unit Heater_E10 | F5 | Commercial | Health | New | Space Heating | Natural Gas | Unit Heater | E10 | RIM BC Ratio | 0 | 0 | 0 | 0 | 0 | 0 | 0 | 0 | 0 | 0 | 0 | 0 | 0 | 0 | 0 | 0 | 0 | 0 | 0 | 0 | 0 | 0 | 0 | 0 | 0 | 0 | 0
F0_Commercial_Health_New_Water Heating_Natural Gas_Water Heater_E0 | F0 | Commercial | Health | New | Water Heating | Natural Gas | Water Heater | E0 | Economic Unit | Tankless | Tankless | Tankless | Tankless | Tankless | Tankless | Tankless | Tankless | Tankless | Tankless | Tankless | Tankless | Tankless | Tankless | Tankless | Tankless | Tankless | Tankless | Tankless | Tankless | Tankless | Tankless | Tankless | Tankless | Tankless | Tankless | Tankless
F1_Commercial_Health_New_Water Heating_Natural Gas_Water Heater_E1 | F1 | Commercial | Health | New | Water Heating | Natural Gas | Water Heater | E1 | CCE | 0 | 0 | 0 | 0 | 0 | 0 | 0 | 0 | 0 | 0 | 0 | 0 | 0 | 0 | 0 | 0 | 0 | 0 | 0 | 0 | 0 | 0 | 0 | 0 | 0 | 0 | 0
F1_Commercial_Health_New_Water Heating_Natural Gas_Water Heater_E2 | F1 | Commercial | Health | New | Water Heating | Natural Gas | Water Heater | E2 | CCE | 0.0026027 | 0.0026027 | 0.0026027 | 0.0026027 | 0.0026027 | 0.0026027 | 0.0026027 | 0.0026027 | 0.0026027 | 0.0026027 | 0.0026027 | 0.0026027 | 0.0026027 | 0.0026027 | 0.0026027 | 0.0026027 | 0.0026027 | 0.0026027 | 0.0026027 | 0.0026027 | 0.0026027 | 0.0026027 | 0.0026027 | 0.0026027 | 0.0026027 | 0.0026027 | 0.0026027
F1_Commercial_Health_New_Water Heating_Natural Gas_Water Heater_E3 | F1 | Commercial | Health | New | Water Heating | Natural Gas | Water Heater | E3 | CCE | -0.0020548 | -0.0020548 | -0.0020548 | -0.0020548 | -0.0020548 | -0.0020548 | -0.0020548 | -0.0020548 | -0.0020548 | -0.0020548 | -0.0020548 | -0.0020548 | -0.0020548 | -0.0020548 | -0.0020548 | -0.0020548 | -0.0020548 | -0.0020548 | -0.0020548 | -0.0020548 | -0.0020548 | -0.0020548 | -0.0020548 | -0.0020548 | -0.0020548 | -0.0020548 | -0.0020548
F1_Commercial_Health_New_Water Heating_Natural Gas_Water Heater_E4 | F1 | Commercial | Health | New | Water Heating | Natural Gas | Water Heater | E4 | CCE | 0 | 0 | 0.027312 | 0.027312 | 0.027312 | 0.027312 | 0.027312 | 0.027312 | 0.027312 | 0.027312 | 0.027312 | 0.027312 | 0.027312 | 0.027312 | 0.027312 | 0.027312 | 0.027312 | 0.027312 | 0.027312 | 0.027312 | 0.027312 | 0.027312 | 0.027312 | 0.027312 | 0.027312 | 0.027312 | 0.027312
F1_Commercial_Health_New_Water Heating_Natural Gas_Water Heater_E5 | F1 | Commercial | Health | New | Water Heating | Natural Gas | Water Heater | E5 | CCE | 0 | 0 | 0 | 0 | 0 | 0 | 0 | 0 | 0 | 0 | 0 | 0 | 0 | 0 | 0 | 0 | 0 | 0 | 0 | 0 | 0 | 0 | 0 | 0 | 0 | 0 | 0
F1_Commercial_Health_New_Water Heating_Natural Gas_Water Heater_E6 | F1 | Commercial | Health | New | Water Heating | Natural Gas | Water Heater | E6 | CCE | 0 | 0 | 0 | 0 | 0 | 0 | 0 | 0 | 0 | 0 | 0 | 0 | 0 | 0 | 0 | 0 | 0 | 0 | 0 | 0 | 0 | 0 | 0 | 0 | 0 | 0 | 0
F1_Commercial_Health_New_Water Heating_Natural Gas_Water Heater_E7 | F1 | Commercial | Health | New | Water Heating | Natural Gas | Water Heater | E7 | CCE | 0 | 0 | 0 | 0 | 0 | 0 | 0 | 0 | 0 | 0 | 0 | 0 | 0 | 0 | 0 | 0 | 0 | 0 | 0 | 0 | 0 | 0 | 0 | 0 | 0 | 0 | 0
F1_Commercial_Health_New_Water Heating_Natural Gas_Water Heater_E8 | F1 | Commercial | Health | New | Water Heating | Natural Gas | Water Heater | E8 | CCE | 0 | 0 | 0 | 0 | 0 | 0 | 0 | 0 | 0 | 0 | 0 | 0 | 0 | 0 | 0 | 0 | 0 | 0 | 0 | 0 | 0 | 0 | 0 | 0 | 0 | 0 | 0
F1_Commercial_Health_New_Water Heating_Natural Gas_Water Heater_E9 | F1 | Commercial | Health | New | Water Heating | Natural Gas | Water Heater | E9 | CCE | 0 | 0 | 0 | 0 | 0 | 0 | 0 | 0 | 0 | 0 | 0 | 0 | 0 | 0 | 0 | 0 | 0 | 0 | 0 | 0 | 0 | 0 | 0 | 0 | 0 | 0 | 0
F1_Commercial_Health_New_Water Heating_Natural Gas_Water Heater_E10 | F1 | Commercial | Health | New | Water Heating | Natural Gas | Water Heater | E10 | CCE | 0 | 0 | 0 | 0 | 0 | 0 | 0 | 0 | 0 | 0 | 0 | 0 | 0 | 0 | 0 | 0 | 0 | 0 | 0 | 0 | 0 | 0 | 0 | 0 | 0 | 0 | 0
F2_Commercial_Health_New_Water Heating_Natural Gas_Water Heater_E1 | F2 | Commercial | Health | New | Water Heating | Natural Gas | Water Heater | E1 | TRC BC Ratio | bar: 2021 to 2047
F2_Commercial_Health_New_Water Heating_Natural Gas_Water Heater_E2 | F2 | Commercial | Health | New | Water Heating | Natural Gas | Water Heater | E2 | TRC BC Ratio | 5.2799 | 5.2037 | 5.1294 | 5.0573 | 5.058 | 5.106 | 5.1837 | 5.278 | 5.3797 | 5.4837 | 5.5865 | 5.6776 | 5.7471 | 5.7766 | 5.763 | 5.7065 | 5.6115 | 5.4871 | 5.339 | 5.1634 | 4.9581 | 4.7217 | 4.5119 | 4.3761 | 4.3174 | 4.3386 | 4.3598
F2_Commercial_Health_New_Water Heating_Natural Gas_Water Heater_E3 | F2 | Commercial | Health | New | Water Heating | Natural Gas | Water Heater | E3 | TRC BC Ratio | bar: 2021 to 2047
F2_Commercial_Health_New_Water Heating_Natural Gas_Water Heater_E4 | F2 | Commercial | Health | New | Water Heating | Natural Gas | Water Heater | E4 | TRC BC Ratio | 0 | 0 | 0.46668 | 0.44639 | 0.43826 | 0.43799 | 0.44354 | 0.45493 | 0.47312 | 0.49993 | 0.53429 | 0.57206 | 0.60887 | 0.63669 | 0.65104 | 0.6505 | 0.63645 | 0.61374 | 0.587 | 0.55558 | 0.51908 | 0.4773 | 0.44003 | 0.41533 | 0.40374 | 0.40572 | 0.40771
F2_Commercial_Health_New_Water Heating_Natural Gas_Water Heater_E5 | F2 | Commercial | Health | New | Water Heating | Natural Gas | Water Heater | E5 | TRC BC Ratio | 0 | 0 | 0 | 0 | 0 | 0 | 0 | 0 | 0 | 0 | 0 | 0 | 0 | 0 | 0 | 0 | 0 | 0 | 0 | 0 | 0 | 0 | 0 | 0 | 0 | 0 | 0
F2_Commercial_Health_New_Water Heating_Natural Gas_Water Heater_E6 | F2 | Commercial | Health | New | Water Heating | Natural Gas | Water Heater | E6 | TRC BC Ratio | 0 | 0 | 0 | 0 | 0 | 0 | 0 | 0 | 0 | 0 | 0 | 0 | 0 | 0 | 0 | 0 | 0 | 0 | 0 | 0 | 0 | 0 | 0 | 0 | 0 | 0 | 0
F2_Commercial_Health_New_Water Heating_Natural Gas_Water Heater_E7 | F2 | Commercial | Health | New | Water Heating | Natural Gas | Water Heater | E7 | TRC BC Ratio | 0 | 0 | 0 | 0 | 0 | 0 | 0 | 0 | 0 | 0 | 0 | 0 | 0 | 0 | 0 | 0 | 0 | 0 | 0 | 0 | 0 | 0 | 0 | 0 | 0 | 0 | 0
F2_Commercial_Health_New_Water Heating_Natural Gas_Water Heater_E8 | F2 | Commercial | Health | New | Water Heating | Natural Gas | Water Heater | E8 | TRC BC Ratio | 0 | 0 | 0 | 0 | 0 | 0 | 0 | 0 | 0 | 0 | 0 | 0 | 0 | 0 | 0 | 0 | 0 | 0 | 0 | 0 | 0 | 0 | 0 | 0 | 0 | 0 | 0
F2_Commercial_Health_New_Water Heating_Natural Gas_Water Heater_E9 | F2 | Commercial | Health | New | Water Heating | Natural Gas | Water Heater | E9 | TRC BC Ratio | 0 | 0 | 0 | 0 | 0 | 0 | 0 | 0 | 0 | 0 | 0 | 0 | 0 | 0 | 0 | 0 | 0 | 0 | 0 | 0 | 0 | 0 | 0 | 0 | 0 | 0 | 0
F2_Commercial_Health_New_Water Heating_Natural Gas_Water Heater_E10 | F2 | Commercial | Health | New | Water Heating | Natural Gas | Water Heater | E10 | TRC BC Ratio | 0 | 0 | 0 | 0 | 0 | 0 | 0 | 0 | 0 | 0 | 0 | 0 | 0 | 0 | 0 | 0 | 0 | 0 | 0 | 0 | 0 | 0 | 0 | 0 | 0 | 0 | 0
F3_Commercial_Health_New_Water Heating_Natural Gas_Water Heater_E1 | F3 | Commercial | Health | New | Water Heating | Natural Gas | Water Heater | E1 | PACT BC Ratio | bar: 2021 to 2047
F3_Commercial_Health_New_Water Heating_Natural Gas_Water Heater_E2 | F3 | Commercial | Health | New | Water Heating | Natural Gas | Water Heater | E2 | PACT BC Ratio | 6.6572 | 6.5612 | 6.4675 | 6.3766 | 6.3775 | 6.438 | 6.536 | 6.6548 | 6.783 | 6.9142 | 7.0439 | 7.1587 | 7.2463 | 7.2836 | 7.2664 | 7.1951 | 7.0753 | 6.9185 | 6.7318 | 6.5104 | 6.2515 | 5.9535 | 5.6889 | 5.5176 | 5.4437 | 5.4704 | 5.4972
F3_Commercial_Health_New_Water Heating_Natural Gas_Water Heater_E3 | F3 | Commercial | Health | New | Water Heating | Natural Gas | Water Heater | E3 | PACT BC Ratio | bar: 2021 to 2047
F3_Commercial_Health_New_Water Heating_Natural Gas_Water Heater_E4 | F3 | Commercial | Health | New | Water Heating | Natural Gas | Water Heater | E4 | PACT BC Ratio | 0 | 0 | 0.58842 | 0.56284 | 0.55259 | 0.55224 | 0.55925 | 0.57361 | 0.59654 | 0.63035 | 0.67367 | 0.72129 | 0.7677 | 0.80278 | 0.82088 | 0.8202 | 0.80248 | 0.77385 | 0.74012 | 0.70051 | 0.65449 | 0.60182 | 0.55482 | 0.52368 | 0.50907 | 0.51156 | 0.51407
F3_Commercial_Health_New_Water Heating_Natural Gas_Water Heater_E5 | F3 | Commercial | Health | New | Water Heating | Natural Gas | Water Heater | E5 | PACT BC Ratio | 0 | 0 | 0 | 0 | 0 | 0 | 0 | 0 | 0 | 0 | 0 | 0 | 0 | 0 | 0 | 0 | 0 | 0 | 0 | 0 | 0 | 0 | 0 | 0 | 0 | 0 | 0
F3_Commercial_Health_New_Water Heating_Natural Gas_Water Heater_E6 | F3 | Commercial | Health | New | Water Heating | Natural Gas | Water Heater | E6 | PACT BC Ratio | 0 | 0 | 0 | 0 | 0 | 0 | 0 | 0 | 0 | 0 | 0 | 0 | 0 | 0 | 0 | 0 | 0 | 0 | 0 | 0 | 0 | 0 | 0 | 0 | 0 | 0 | 0
F3_Commercial_Health_New_Water Heating_Natural Gas_Water Heater_E7 | F3 | Commercial | Health | New | Water Heating | Natural Gas | Water Heater | E7 | PACT BC Ratio | 0 | 0 | 0 | 0 | 0 | 0 | 0 | 0 | 0 | 0 | 0 | 0 | 0 | 0 | 0 | 0 | 0 | 0 | 0 | 0 | 0 | 0 | 0 | 0 | 0 | 0 | 0
F3_Commercial_Health_New_Water Heating_Natural Gas_Water Heater_E8 | F3 | Commercial | Health | New | Water Heating | Natural Gas | Water Heater | E8 | PACT BC Ratio | 0 | 0 | 0 | 0 | 0 | 0 | 0 | 0 | 0 | 0 | 0 | 0 | 0 | 0 | 0 | 0 | 0 | 0 | 0 | 0 | 0 | 0 | 0 | 0 | 0 | 0 | 0
F3_Commercial_Health_New_Water Heating_Natural Gas_Water Heater_E9 | F3 | Commercial | Health | New | Water Heating | Natural Gas | Water Heater | E9 | PACT BC Ratio | 0 | 0 | 0 | 0 | 0 | 0 | 0 | 0 | 0 | 0 | 0 | 0 | 0 | 0 | 0 | 0 | 0 | 0 | 0 | 0 | 0 | 0 | 0 | 0 | 0 | 0 | 0
F3_Commercial_Health_New_Water Heating_Natural Gas_Water Heater_E10 | F3 | Commercial | Health | New | Water Heating | Natural Gas | Water Heater | E10 | PACT BC Ratio | 0 | 0 | 0 | 0 | 0 | 0 | 0 | 0 | 0 | 0 | 0 | 0 | 0 | 0 | 0 | 0 | 0 | 0 | 0 | 0 | 0 | 0 | 0 | 0 | 0 | 0 | 0
F4_Commercial_Health_New_Water Heating_Natural Gas_Water Heater_E1 | F4 | Commercial | Health | New | Water Heating | Natural Gas | Water Heater | E1 | RVT BC Ratio | bar: 2021 to 2047
F4_Commercial_Health_New_Water Heating_Natural Gas_Water Heater_E2 | F4 | Commercial | Health | New | Water Heating | Natural Gas | Water Heater | E2 | RVT BC Ratio | 0.7 | 0.7 | 0.7 | 0.7 | 0.7 | 0.7 | 0.7 | 0.7 | 0.7 | 0.7 | 0.7 | 0.7 | 0.7 | 0.7 | 0.7 | 0.7 | 0.7 | 0.7 | 0.7 | 0.7 | 0.7 | 0.7 | 0.7 | 0.7 | 0.7 | 0.7 | 0.7
F4_Commercial_Health_New_Water Heating_Natural Gas_Water Heater_E3 | F4 | Commercial | Health | New | Water Heating | Natural Gas | Water Heater | E3 | RVT BC Ratio | bar: 2021 to 2047
F4_Commercial_Health_New_Water Heating_Natural Gas_Water Heater_E4 | F4 | Commercial | Health | New | Water Heating | Natural Gas | Water Heater | E4 | RVT BC Ratio | 0 | 0 | 0.7 | 0.7 | 0.7 | 0.7 | 0.7 | 0.7 | 0.7 | 0.7 | 0.7 | 0.7 | 0.7 | 0.7 | 0.7 | 0.7 | 0.7 | 0.7 | 0.7 | 0.7 | 0.7 | 0.7 | 0.7 | 0.7 | 0.7 | 0.7 | 0.7
F4_Commercial_Health_New_Water Heating_Natural Gas_Water Heater_E5 | F4 | Commercial | Health | New | Water Heating | Natural Gas | Water Heater | E5 | RVT BC Ratio | 0 | 0 | 0 | 0 | 0 | 0 | 0 | 0 | 0 | 0 | 0 | 0 | 0 | 0 | 0 | 0 | 0 | 0 | 0 | 0 | 0 | 0 | 0 | 0 | 0 | 0 | 0
F4_Commercial_Health_New_Water Heating_Natural Gas_Water Heater_E6 | F4 | Commercial | Health | New | Water Heating | Natural Gas | Water Heater | E6 | RVT BC Ratio | 0 | 0 | 0 | 0 | 0 | 0 | 0 | 0 | 0 | 0 | 0 | 0 | 0 | 0 | 0 | 0 | 0 | 0 | 0 | 0 | 0 | 0 | 0 | 0 | 0 | 0 | 0
F4_Commercial_Health_New_Water Heating_Natural Gas_Water Heater_E7 | F4 | Commercial | Health | New | Water Heating | Natural Gas | Water Heater | E7 | RVT BC Ratio | 0 | 0 | 0 | 0 | 0 | 0 | 0 | 0 | 0 | 0 | 0 | 0 | 0 | 0 | 0 | 0 | 0 | 0 | 0 | 0 | 0 | 0 | 0 | 0 | 0 | 0 | 0
F4_Commercial_Health_New_Water Heating_Natural Gas_Water Heater_E8 | F4 | Commercial | Health | New | Water Heating | Natural Gas | Water Heater | E8 | RVT BC Ratio | 0 | 0 | 0 | 0 | 0 | 0 | 0 | 0 | 0 | 0 | 0 | 0 | 0 | 0 | 0 | 0 | 0 | 0 | 0 | 0 | 0 | 0 | 0 | 0 | 0 | 0 | 0
F4_Commercial_Health_New_Water Heating_Natural Gas_Water Heater_E9 | F4 | Commercial | Health | New | Water Heating | Natural Gas | Water Heater | E9 | RVT BC Ratio | 0 | 0 | 0 | 0 | 0 | 0 | 0 | 0 | 0 | 0 | 0 | 0 | 0 | 0 | 0 | 0 | 0 | 0 | 0 | 0 | 0 | 0 | 0 | 0 | 0 | 0 | 0
F4_Commercial_Health_New_Water Heating_Natural Gas_Water Heater_E10 | F4 | Commercial | Health | New | Water Heating | Natural Gas | Water Heater | E10 | RVT BC Ratio | 0 | 0 | 0 | 0 | 0 | 0 | 0 | 0 | 0 | 0 | 0 | 0 | 0 | 0 | 0 | 0 | 0 | 0 | 0 | 0 | 0 | 0 | 0 | 0 | 0 | 0 | 0
F5_Commercial_Health_New_Water Heating_Natural Gas_Water Heater_E1 | F5 | Commercial | Health | New | Water Heating | Natural Gas | Water Heater | E1 | RIM BC Ratio | bar: 2021 to 2047
F5_Commercial_Health_New_Water Heating_Natural Gas_Water Heater_E2 | F5 | Commercial | Health | New | Water Heating | Natural Gas | Water Heater | E2 | RIM BC Ratio | 6.6572 | 6.5612 | 6.4675 | 6.3766 | 6.3775 | 6.438 | 6.536 | 6.6548 | 6.783 | 6.9142 | 7.0439 | 7.1587 | 7.2463 | 7.2836 | 7.2664 | 7.1951 | 7.0753 | 6.9185 | 6.7318 | 6.5104 | 6.2515 | 5.9535 | 5.6889 | 5.5176 | 5.4437 | 5.4704 | 5.4972
F5_Commercial_Health_New_Water Heating_Natural Gas_Water Heater_E3 | F5 | Commercial | Health | New | Water Heating | Natural Gas | Water Heater | E3 | RIM BC Ratio | bar: 2021 to 2047
F5_Commercial_Health_New_Water Heating_Natural Gas_Water Heater_E4 | F5 | Commercial | Health | New | Water Heating | Natural Gas | Water Heater | E4 | RIM BC Ratio | 0 | 0 | 0.58842 | 0.56284 | 0.55259 | 0.55224 | 0.55925 | 0.57361 | 0.59654 | 0.63035 | 0.67367 | 0.72129 | 0.7677 | 0.80278 | 0.82088 | 0.8202 | 0.80248 | 0.77385 | 0.74012 | 0.70051 | 0.65449 | 0.60182 | 0.55482 | 0.52368 | 0.50907 | 0.51156 | 0.51407
F5_Commercial_Health_New_Water Heating_Natural Gas_Water Heater_E5 | F5 | Commercial | Health | New | Water Heating | Natural Gas | Water Heater | E5 | RIM BC Ratio | 0 | 0 | 0 | 0 | 0 | 0 | 0 | 0 | 0 | 0 | 0 | 0 | 0 | 0 | 0 | 0 | 0 | 0 | 0 | 0 | 0 | 0 | 0 | 0 | 0 | 0 | 0
F5_Commercial_Health_New_Water Heating_Natural Gas_Water Heater_E6 | F5 | Commercial | Health | New | Water Heating | Natural Gas | Water Heater | E6 | RIM BC Ratio | 0 | 0 | 0 | 0 | 0 | 0 | 0 | 0 | 0 | 0 | 0 | 0 | 0 | 0 | 0 | 0 | 0 | 0 | 0 | 0 | 0 | 0 | 0 | 0 | 0 | 0 | 0
F5_Commercial_Health_New_Water Heating_Natural Gas_Water Heater_E7 | F5 | Commercial | Health | New | Water Heating | Natural Gas | Water Heater | E7 | RIM BC Ratio | 0 | 0 | 0 | 0 | 0 | 0 | 0 | 0 | 0 | 0 | 0 | 0 | 0 | 0 | 0 | 0 | 0 | 0 | 0 | 0 | 0 | 0 | 0 | 0 | 0 | 0 | 0
F5_Commercial_Health_New_Water Heating_Natural Gas_Water Heater_E8 | F5 | Commercial | Health | New | Water Heating | Natural Gas | Water Heater | E8 | RIM BC Ratio | 0 | 0 | 0 | 0 | 0 | 0 | 0 | 0 | 0 | 0 | 0 | 0 | 0 | 0 | 0 | 0 | 0 | 0 | 0 | 0 | 0 | 0 | 0 | 0 | 0 | 0 | 0
F5_Commercial_Health_New_Water Heating_Natural Gas_Water Heater_E9 | F5 | Commercial | Health | New | Water Heating | Natural Gas | Water Heater | E9 | RIM BC Ratio | 0 | 0 | 0 | 0 | 0 | 0 | 0 | 0 | 0 | 0 | 0 | 0 | 0 | 0 | 0 | 0 | 0 | 0 | 0 | 0 | 0 | 0 | 0 | 0 | 0 | 0 | 0
F5_Commercial_Health_New_Water Heating_Natural Gas_Water Heater_E10 | F5 | Commercial | Health | New | Water Heating | Natural Gas | Water Heater | E10 | RIM BC Ratio | 0 | 0 | 0 | 0 | 0 | 0 | 0 | 0 | 0 | 0 | 0 | 0 | 0 | 0 | 0 | 0 | 0 | 0 | 0 | 0 | 0 | 0 | 0 | 0 | 0 | 0 | 0
F0_Commercial_Health_New_Food Preparation_Natural Gas_Oven_E0 | F0 | Commercial | Health | New | Food Preparation | Natural Gas | Oven | E0 | Economic Unit | ENERGY STAR (>42% Baking Efficiency) | ENERGY STAR (>42% Baking Efficiency) | ENERGY STAR (>42% Baking Efficiency) | ENERGY STAR (>42% Baking Efficiency) | ENERGY STAR (>42% Baking Efficiency) | ENERGY STAR (>42% Baking Efficiency) | ENERGY STAR (>42% Baking Efficiency) | ENERGY STAR (>42% Baking Efficiency) | ENERGY STAR (>42% Baking Efficiency) | ENERGY STAR (>42% Baking Efficiency) | ENERGY STAR (>42% Baking Efficiency) | ENERGY STAR (>42% Baking Efficiency) | ENERGY STAR (>42% Baking Efficiency) | ENERGY STAR (>42% Baking Efficiency) | ENERGY STAR (>42% Baking Efficiency) | ENERGY STAR (>42% Baking Efficiency) | ENERGY STAR (>42% Baking Efficiency) | ENERGY STAR (>42% Baking Efficiency) | ENERGY STAR (>42% Baking Efficiency) | ENERGY STAR (>42% Baking Efficiency) | ENERGY STAR (>42% Baking Efficiency) | ENERGY STAR (>42% Baking Efficiency) | ENERGY STAR (>42% Baking Efficiency) | ENERGY STAR (>42% Baking Efficiency) | ENERGY STAR (>42% Baking Efficiency) | ENERGY STAR (>42% Baking Efficiency) | ENERGY STAR (>42% Baking Efficiency)
F1_Commercial_Health_New_Food Preparation_Natural Gas_Oven_E1 | F1 | Commercial | Health | New | Food Preparation | Natural Gas | Oven | E1 | CCE | 0 | 0 | 0 | 0 | 0 | 0 | 0 | 0 | 0 | 0 | 0 | 0 | 0 | 0 | 0 | 0 | 0 | 0 | 0 | 0 | 0 | 0 | 0 | 0 | 0 | 0 | 0
F1_Commercial_Health_New_Food Preparation_Natural Gas_Oven_E2 | F1 | Commercial | Health | New | Food Preparation | Natural Gas | Oven | E2 | CCE | 0.0064069 | 0.0064069 | 0.0064069 | 0.0064069 | 0.0064069 | 0.0064069 | 0.0064069 | 0.0064069 | 0.0064069 | 0.0064069 | 0.0064069 | 0.0064069 | 0.0064069 | 0.0064069 | 0.0064069 | 0.0064069 | 0.0064069 | 0.0064069 | 0.0064069 | 0.0064069 | 0.0064069 | 0.0064069 | 0.0064069 | 0.0064069 | 0.0064069 | 0.0064069 | 0.0064069
F1_Commercial_Health_New_Food Preparation_Natural Gas_Oven_E3 | F1 | Commercial | Health | New | Food Preparation | Natural Gas | Oven | E3 | CCE | 0 | 0 | 0 | 0 | 0 | 0 | 0 | 0 | 0 | 0 | 0 | 0 | 0 | 0 | 0 | 0 | 0 | 0 | 0 | 0 | 0 | 0 | 0 | 0 | 0 | 0 | 0
F1_Commercial_Health_New_Food Preparation_Natural Gas_Oven_E4 | F1 | Commercial | Health | New | Food Preparation | Natural Gas | Oven | E4 | CCE | 0 | 0 | 0 | 0 | 0 | 0 | 0 | 0 | 0 | 0 | 0 | 0 | 0 | 0 | 0 | 0 | 0 | 0 | 0 | 0 | 0 | 0 | 0 | 0 | 0 | 0 | 0
F1_Commercial_Health_New_Food Preparation_Natural Gas_Oven_E5 | F1 | Commercial | Health | New | Food Preparation | Natural Gas | Oven | E5 | CCE | 0 | 0 | 0 | 0 | 0 | 0 | 0 | 0 | 0 | 0 | 0 | 0 | 0 | 0 | 0 | 0 | 0 | 0 | 0 | 0 | 0 | 0 | 0 | 0 | 0 | 0 | 0
F1_Commercial_Health_New_Food Preparation_Natural Gas_Oven_E6 | F1 | Commercial | Health | New | Food Preparation | Natural Gas | Oven | E6 | CCE | 0 | 0 | 0 | 0 | 0 | 0 | 0 | 0 | 0 | 0 | 0 | 0 | 0 | 0 | 0 | 0 | 0 | 0 | 0 | 0 | 0 | 0 | 0 | 0 | 0 | 0 | 0
F1_Commercial_Health_New_Food Preparation_Natural Gas_Oven_E7 | F1 | Commercial | Health | New | Food Preparation | Natural Gas | Oven | E7 | CCE | 0 | 0 | 0 | 0 | 0 | 0 | 0 | 0 | 0 | 0 | 0 | 0 | 0 | 0 | 0 | 0 | 0 | 0 | 0 | 0 | 0 | 0 | 0 | 0 | 0 | 0 | 0
F1_Commercial_Health_New_Food Preparation_Natural Gas_Oven_E8 | F1 | Commercial | Health | New | Food Preparation | Natural Gas | Oven | E8 | CCE | 0 | 0 | 0 | 0 | 0 | 0 | 0 | 0 | 0 | 0 | 0 | 0 | 0 | 0 | 0 | 0 | 0 | 0 | 0 | 0 | 0 | 0 | 0 | 0 | 0 | 0 | 0
F1_Commercial_Health_New_Food Preparation_Natural Gas_Oven_E9 | F1 | Commercial | Health | New | Food Preparation | Natural Gas | Oven | E9 | CCE | 0 | 0 | 0 | 0 | 0 | 0 | 0 | 0 | 0 | 0 | 0 | 0 | 0 | 0 | 0 | 0 | 0 | 0 | 0 | 0 | 0 | 0 | 0 | 0 | 0 | 0 | 0
F1_Commercial_Health_New_Food Preparation_Natural Gas_Oven_E10 | F1 | Commercial | Health | New | Food Preparation | Natural Gas | Oven | E10 | CCE | 0 | 0 | 0 | 0 | 0 | 0 | 0 | 0 | 0 | 0 | 0 | 0 | 0 | 0 | 0 | 0 | 0 | 0 | 0 | 0 | 0 | 0 | 0 | 0 | 0 | 0 | 0
F2_Commercial_Health_New_Food Preparation_Natural Gas_Oven_E1 | F2 | Commercial | Health | New | Food Preparation | Natural Gas | Oven | E1 | TRC BC Ratio | bar: 2021 to 2047
F2_Commercial_Health_New_Food Preparation_Natural Gas_Oven_E2 | F2 | Commercial | Health | New | Food Preparation | Natural Gas | Oven | E2 | TRC BC Ratio | 2.1435 | 2.1209 | 2.0991 | 2.0784 | 2.0838 | 2.1062 | 2.1397 | 2.1792 | 2.22 | 2.2569 | 2.287 | 2.3059 | 2.3122 | 2.3039 | 2.2841 | 2.2551 | 2.2186 | 2.175 | 2.1228 | 2.0608 | 1.9881 | 1.9043 | 1.83 | 1.7822 | 1.7622 | 1.7709 | 1.7795
F2_Commercial_Health_New_Food Preparation_Natural Gas_Oven_E3 | F2 | Commercial | Health | New | Food Preparation | Natural Gas | Oven | E3 | TRC BC Ratio | 0 | 0 | 0 | 0 | 0 | 0 | 0 | 0 | 0 | 0 | 0 | 0 | 0 | 0 | 0 | 0 | 0 | 0 | 0 | 0 | 0 | 0 | 0 | 0 | 0 | 0 | 0
F2_Commercial_Health_New_Food Preparation_Natural Gas_Oven_E4 | F2 | Commercial | Health | New | Food Preparation | Natural Gas | Oven | E4 | TRC BC Ratio | 0 | 0 | 0 | 0 | 0 | 0 | 0 | 0 | 0 | 0 | 0 | 0 | 0 | 0 | 0 | 0 | 0 | 0 | 0 | 0 | 0 | 0 | 0 | 0 | 0 | 0 | 0
F2_Commercial_Health_New_Food Preparation_Natural Gas_Oven_E5 | F2 | Commercial | Health | New | Food Preparation | Natural Gas | Oven | E5 | TRC BC Ratio | 0 | 0 | 0 | 0 | 0 | 0 | 0 | 0 | 0 | 0 | 0 | 0 | 0 | 0 | 0 | 0 | 0 | 0 | 0 | 0 | 0 | 0 | 0 | 0 | 0 | 0 | 0
F2_Commercial_Health_New_Food Preparation_Natural Gas_Oven_E6 | F2 | Commercial | Health | New | Food Preparation | Natural Gas | Oven | E6 | TRC BC Ratio | 0 | 0 | 0 | 0 | 0 | 0 | 0 | 0 | 0 | 0 | 0 | 0 | 0 | 0 | 0 | 0 | 0 | 0 | 0 | 0 | 0 | 0 | 0 | 0 | 0 | 0 | 0
F2_Commercial_Health_New_Food Preparation_Natural Gas_Oven_E7 | F2 | Commercial | Health | New | Food Preparation | Natural Gas | Oven | E7 | TRC BC Ratio | 0 | 0 | 0 | 0 | 0 | 0 | 0 | 0 | 0 | 0 | 0 | 0 | 0 | 0 | 0 | 0 | 0 | 0 | 0 | 0 | 0 | 0 | 0 | 0 | 0 | 0 | 0
F2_Commercial_Health_New_Food Preparation_Natural Gas_Oven_E8 | F2 | Commercial | Health | New | Food Preparation | Natural Gas | Oven | E8 | TRC BC Ratio | 0 | 0 | 0 | 0 | 0 | 0 | 0 | 0 | 0 | 0 | 0 | 0 | 0 | 0 | 0 | 0 | 0 | 0 | 0 | 0 | 0 | 0 | 0 | 0 | 0 | 0 | 0
F2_Commercial_Health_New_Food Preparation_Natural Gas_Oven_E9 | F2 | Commercial | Health | New | Food Preparation | Natural Gas | Oven | E9 | TRC BC Ratio | 0 | 0 | 0 | 0 | 0 | 0 | 0 | 0 | 0 | 0 | 0 | 0 | 0 | 0 | 0 | 0 | 0 | 0 | 0 | 0 | 0 | 0 | 0 | 0 | 0 | 0 | 0
F2_Commercial_Health_New_Food Preparation_Natural Gas_Oven_E10 | F2 | Commercial | Health | New | Food Preparation | Natural Gas | Oven | E10 | TRC BC Ratio | 0 | 0 | 0 | 0 | 0 | 0 | 0 | 0 | 0 | 0 | 0 | 0 | 0 | 0 | 0 | 0 | 0 | 0 | 0 | 0 | 0 | 0 | 0 | 0 | 0 | 0 | 0
F3_Commercial_Health_New_Food Preparation_Natural Gas_Oven_E1 | F3 | Commercial | Health | New | Food Preparation | Natural Gas | Oven | E1 | PACT BC Ratio | bar: 2021 to 2047
F3_Commercial_Health_New_Food Preparation_Natural Gas_Oven_E2 | F3 | Commercial | Health | New | Food Preparation | Natural Gas | Oven | E2 | PACT BC Ratio | 2.8204 | 2.7906 | 2.762 | 2.7347 | 2.7418 | 2.7714 | 2.8154 | 2.8674 | 2.9211 | 2.9697 | 3.0092 | 3.0341 | 3.0424 | 3.0315 | 3.0054 | 2.9673 | 2.9193 | 2.8618 | 2.7932 | 2.7116 | 2.6159 | 2.5056 | 2.4079 | 2.3451 | 2.3187 | 2.3301 | 2.3415
F3_Commercial_Health_New_Food Preparation_Natural Gas_Oven_E3 | F3 | Commercial | Health | New | Food Preparation | Natural Gas | Oven | E3 | PACT BC Ratio | 0 | 0 | 0 | 0 | 0 | 0 | 0 | 0 | 0 | 0 | 0 | 0 | 0 | 0 | 0 | 0 | 0 | 0 | 0 | 0 | 0 | 0 | 0 | 0 | 0 | 0 | 0
F3_Commercial_Health_New_Food Preparation_Natural Gas_Oven_E4 | F3 | Commercial | Health | New | Food Preparation | Natural Gas | Oven | E4 | PACT BC Ratio | 0 | 0 | 0 | 0 | 0 | 0 | 0 | 0 | 0 | 0 | 0 | 0 | 0 | 0 | 0 | 0 | 0 | 0 | 0 | 0 | 0 | 0 | 0 | 0 | 0 | 0 | 0
F3_Commercial_Health_New_Food Preparation_Natural Gas_Oven_E5 | F3 | Commercial | Health | New | Food Preparation | Natural Gas | Oven | E5 | PACT BC Ratio | 0 | 0 | 0 | 0 | 0 | 0 | 0 | 0 | 0 | 0 | 0 | 0 | 0 | 0 | 0 | 0 | 0 | 0 | 0 | 0 | 0 | 0 | 0 | 0 | 0 | 0 | 0
F3_Commercial_Health_New_Food Preparation_Natural Gas_Oven_E6 | F3 | Commercial | Health | New | Food Preparation | Natural Gas | Oven | E6 | PACT BC Ratio | 0 | 0 | 0 | 0 | 0 | 0 | 0 | 0 | 0 | 0 | 0 | 0 | 0 | 0 | 0 | 0 | 0 | 0 | 0 | 0 | 0 | 0 | 0 | 0 | 0 | 0 | 0
F3_Commercial_Health_New_Food Preparation_Natural Gas_Oven_E7 | F3 | Commercial | Health | New | Food Preparation | Natural Gas | Oven | E7 | PACT BC Ratio | 0 | 0 | 0 | 0 | 0 | 0 | 0 | 0 | 0 | 0 | 0 | 0 | 0 | 0 | 0 | 0 | 0 | 0 | 0 | 0 | 0 | 0 | 0 | 0 | 0 | 0 | 0
F3_Commercial_Health_New_Food Preparation_Natural Gas_Oven_E8 | F3 | Commercial | Health | New | Food Preparation | Natural Gas | Oven | E8 | PACT BC Ratio | 0 | 0 | 0 | 0 | 0 | 0 | 0 | 0 | 0 | 0 | 0 | 0 | 0 | 0 | 0 | 0 | 0 | 0 | 0 | 0 | 0 | 0 | 0 | 0 | 0 | 0 | 0
F3_Commercial_Health_New_Food Preparation_Natural Gas_Oven_E9 | F3 | Commercial | Health | New | Food Preparation | Natural Gas | Oven | E9 | PACT BC Ratio | 0 | 0 | 0 | 0 | 0 | 0 | 0 | 0 | 0 | 0 | 0 | 0 | 0 | 0 | 0 | 0 | 0 | 0 | 0 | 0 | 0 | 0 | 0 | 0 | 0 | 0 | 0
F3_Commercial_Health_New_Food Preparation_Natural Gas_Oven_E10 | F3 | Commercial | Health | New | Food Preparation | Natural Gas | Oven | E10 | PACT BC Ratio | 0 | 0 | 0 | 0 | 0 | 0 | 0 | 0 | 0 | 0 | 0 | 0 | 0 | 0 | 0 | 0 | 0 | 0 | 0 | 0 | 0 | 0 | 0 | 0 | 0 | 0 | 0
F4_Commercial_Health_New_Food Preparation_Natural Gas_Oven_E1 | F4 | Commercial | Health | New | Food Preparation | Natural Gas | Oven | E1 | RVT BC Ratio | bar: 2021 to 2047
F4_Commercial_Health_New_Food Preparation_Natural Gas_Oven_E2 | F4 | Commercial | Health | New | Food Preparation | Natural Gas | Oven | E2 | RVT BC Ratio | 0.7 | 0.7 | 0.7 | 0.7 | 0.7 | 0.7 | 0.7 | 0.7 | 0.7 | 0.7 | 0.7 | 0.7 | 0.7 | 0.7 | 0.7 | 0.7 | 0.7 | 0.7 | 0.7 | 0.7 | 0.7 | 0.7 | 0.7 | 0.7 | 0.7 | 0.7 | 0.7
F4_Commercial_Health_New_Food Preparation_Natural Gas_Oven_E3 | F4 | Commercial | Health | New | Food Preparation | Natural Gas | Oven | E3 | RVT BC Ratio | 0 | 0 | 0 | 0 | 0 | 0 | 0 | 0 | 0 | 0 | 0 | 0 | 0 | 0 | 0 | 0 | 0 | 0 | 0 | 0 | 0 | 0 | 0 | 0 | 0 | 0 | 0
F4_Commercial_Health_New_Food Preparation_Natural Gas_Oven_E4 | F4 | Commercial | Health | New | Food Preparation | Natural Gas | Oven | E4 | RVT BC Ratio | 0 | 0 | 0 | 0 | 0 | 0 | 0 | 0 | 0 | 0 | 0 | 0 | 0 | 0 | 0 | 0 | 0 | 0 | 0 | 0 | 0 | 0 | 0 | 0 | 0 | 0 | 0
F4_Commercial_Health_New_Food Preparation_Natural Gas_Oven_E5 | F4 | Commercial | Health | New | Food Preparation | Natural Gas | Oven | E5 | RVT BC Ratio | 0 | 0 | 0 | 0 | 0 | 0 | 0 | 0 | 0 | 0 | 0 | 0 | 0 | 0 | 0 | 0 | 0 | 0 | 0 | 0 | 0 | 0 | 0 | 0 | 0 | 0 | 0
F4_Commercial_Health_New_Food Preparation_Natural Gas_Oven_E6 | F4 | Commercial | Health | New | Food Preparation | Natural Gas | Oven | E6 | RVT BC Ratio | 0 | 0 | 0 | 0 | 0 | 0 | 0 | 0 | 0 | 0 | 0 | 0 | 0 | 0 | 0 | 0 | 0 | 0 | 0 | 0 | 0 | 0 | 0 | 0 | 0 | 0 | 0
F4_Commercial_Health_New_Food Preparation_Natural Gas_Oven_E7 | F4 | Commercial | Health | New | Food Preparation | Natural Gas | Oven | E7 | RVT BC Ratio | 0 | 0 | 0 | 0 | 0 | 0 | 0 | 0 | 0 | 0 | 0 | 0 | 0 | 0 | 0 | 0 | 0 | 0 | 0 | 0 | 0 | 0 | 0 | 0 | 0 | 0 | 0
F4_Commercial_Health_New_Food Preparation_Natural Gas_Oven_E8 | F4 | Commercial | Health | New | Food Preparation | Natural Gas | Oven | E8 | RVT BC Ratio | 0 | 0 | 0 | 0 | 0 | 0 | 0 | 0 | 0 | 0 | 0 | 0 | 0 | 0 | 0 | 0 | 0 | 0 | 0 | 0 | 0 | 0 | 0 | 0 | 0 | 0 | 0
F4_Commercial_Health_New_Food Preparation_Natural Gas_Oven_E9 | F4 | Commercial | Health | New | Food Preparation | Natural Gas | Oven | E9 | RVT BC Ratio | 0 | 0 | 0 | 0 | 0 | 0 | 0 | 0 | 0 | 0 | 0 | 0 | 0 | 0 | 0 | 0 | 0 | 0 | 0 | 0 | 0 | 0 | 0 | 0 | 0 | 0 | 0
F4_Commercial_Health_New_Food Preparation_Natural Gas_Oven_E10 | F4 | Commercial | Health | New | Food Preparation | Natural Gas | Oven | E10 | RVT BC Ratio | 0 | 0 | 0 | 0 | 0 | 0 | 0 | 0 | 0 | 0 | 0 | 0 | 0 | 0 | 0 | 0 | 0 | 0 | 0 | 0 | 0 | 0 | 0 | 0 | 0 | 0 | 0
F5_Commercial_Health_New_Food Preparation_Natural Gas_Oven_E1 | F5 | Commercial | Health | New | Food Preparation | Natural Gas | Oven | E1 | RIM BC Ratio | bar: 2021 to 2047
F5_Commercial_Health_New_Food Preparation_Natural Gas_Oven_E2 | F5 | Commercial | Health | New | Food Preparation | Natural Gas | Oven | E2 | RIM BC Ratio | 2.8204 | 2.7906 | 2.762 | 2.7347 | 2.7418 | 2.7714 | 2.8154 | 2.8674 | 2.9211 | 2.9697 | 3.0092 | 3.0341 | 3.0424 | 3.0315 | 3.0054 | 2.9673 | 2.9193 | 2.8618 | 2.7932 | 2.7116 | 2.6159 | 2.5056 | 2.4079 | 2.3451 | 2.3187 | 2.3301 | 2.3415
F5_Commercial_Health_New_Food Preparation_Natural Gas_Oven_E3 | F5 | Commercial | Health | New | Food Preparation | Natural Gas | Oven | E3 | RIM BC Ratio | 0 | 0 | 0 | 0 | 0 | 0 | 0 | 0 | 0 | 0 | 0 | 0 | 0 | 0 | 0 | 0 | 0 | 0 | 0 | 0 | 0 | 0 | 0 | 0 | 0 | 0 | 0
F5_Commercial_Health_New_Food Preparation_Natural Gas_Oven_E4 | F5 | Commercial | Health | New | Food Preparation | Natural Gas | Oven | E4 | RIM BC Ratio | 0 | 0 | 0 | 0 | 0 | 0 | 0 | 0 | 0 | 0 | 0 | 0 | 0 | 0 | 0 | 0 | 0 | 0 | 0 | 0 | 0 | 0 | 0 | 0 | 0 | 0 | 0
F5_Commercial_Health_New_Food Preparation_Natural Gas_Oven_E5 | F5 | Commercial | Health | New | Food Preparation | Natural Gas | Oven | E5 | RIM BC Ratio | 0 | 0 | 0 | 0 | 0 | 0 | 0 | 0 | 0 | 0 | 0 | 0 | 0 | 0 | 0 | 0 | 0 | 0 | 0 | 0 | 0 | 0 | 0 | 0 | 0 | 0 | 0
F5_Commercial_Health_New_Food Preparation_Natural Gas_Oven_E6 | F5 | Commercial | Health | New | Food Preparation | Natural Gas | Oven | E6 | RIM BC Ratio | 0 | 0 | 0 | 0 | 0 | 0 | 0 | 0 | 0 | 0 | 0 | 0 | 0 | 0 | 0 | 0 | 0 | 0 | 0 | 0 | 0 | 0 | 0 | 0 | 0 | 0 | 0
F5_Commercial_Health_New_Food Preparation_Natural Gas_Oven_E7 | F5 | Commercial | Health | New | Food Preparation | Natural Gas | Oven | E7 | RIM BC Ratio | 0 | 0 | 0 | 0 | 0 | 0 | 0 | 0 | 0 | 0 | 0 | 0 | 0 | 0 | 0 | 0 | 0 | 0 | 0 | 0 | 0 | 0 | 0 | 0 | 0 | 0 | 0
F5_Commercial_Health_New_Food Preparation_Natural Gas_Oven_E8 | F5 | Commercial | Health | New | Food Preparation | Natural Gas | Oven | E8 | RIM BC Ratio | 0 | 0 | 0 | 0 | 0 | 0 | 0 | 0 | 0 | 0 | 0 | 0 | 0 | 0 | 0 | 0 | 0 | 0 | 0 | 0 | 0 | 0 | 0 | 0 | 0 | 0 | 0
F5_Commercial_Health_New_Food Preparation_Natural Gas_Oven_E9 | F5 | Commercial | Health | New | Food Preparation | Natural Gas | Oven | E9 | RIM BC Ratio | 0 | 0 | 0 | 0 | 0 | 0 | 0 | 0 | 0 | 0 | 0 | 0 | 0 | 0 | 0 | 0 | 0 | 0 | 0 | 0 | 0 | 0 | 0 | 0 | 0 | 0 | 0
F5_Commercial_Health_New_Food Preparation_Natural Gas_Oven_E10 | F5 | Commercial | Health | New | Food Preparation | Natural Gas | Oven | E10 | RIM BC Ratio | 0 | 0 | 0 | 0 | 0 | 0 | 0 | 0 | 0 | 0 | 0 | 0 | 0 | 0 | 0 | 0 | 0 | 0 | 0 | 0 | 0 | 0 | 0 | 0 | 0 | 0 | 0
F0_Commercial_Health_New_Food Preparation_Natural Gas_Conveyor Oven_E0 | F0 | Commercial | Health | New | Food Preparation | Natural Gas | Conveyor Oven | E0 | Economic Unit | Efficient (>42% Baking Efficiency) | Efficient (>42% Baking Efficiency) | Efficient (>42% Baking Efficiency) | Efficient (>42% Baking Efficiency) | Efficient (>42% Baking Efficiency) | Efficient (>42% Baking Efficiency) | Efficient (>42% Baking Efficiency) | Efficient (>42% Baking Efficiency) | Efficient (>42% Baking Efficiency) | Efficient (>42% Baking Efficiency) | Efficient (>42% Baking Efficiency) | Efficient (>42% Baking Efficiency) | Efficient (>42% Baking Efficiency) | Efficient (>42% Baking Efficiency) | Efficient (>42% Baking Efficiency) | Efficient (>42% Baking Efficiency) | Efficient (>42% Baking Efficiency) | Efficient (>42% Baking Efficiency) | Efficient (>42% Baking Efficiency) | Efficient (>42% Baking Efficiency) | Efficient (>42% Baking Efficiency) | Efficient (>42% Baking Efficiency) | Efficient (>42% Baking Efficiency) | Efficient (>42% Baking Efficiency) | Efficient (>42% Baking Efficiency) | Efficient (>42% Baking Efficiency) | Efficient (>42% Baking Efficiency)
F1_Commercial_Health_New_Food Preparation_Natural Gas_Conveyor Oven_E1 | F1 | Commercial | Health | New | Food Preparation | Natural Gas | Conveyor Oven | E1 | CCE | 0 | 0 | 0 | 0 | 0 | 0 | 0 | 0 | 0 | 0 | 0 | 0 | 0 | 0 | 0 | 0 | 0 | 0 | 0 | 0 | 0 | 0 | 0 | 0 | 0 | 0 | 0
F1_Commercial_Health_New_Food Preparation_Natural Gas_Conveyor Oven_E2 | F1 | Commercial | Health | New | Food Preparation | Natural Gas | Conveyor Oven | E2 | CCE | 0.0044579 | 0.0044579 | 0.0044579 | 0.0044579 | 0.0044579 | 0.0044579 | 0.0044579 | 0.0044579 | 0.0044579 | 0.0044579 | 0.0044579 | 0.0044579 | 0.0044579 | 0.0044579 | 0.0044579 | 0.0044579 | 0.0044579 | 0.0044579 | 0.0044579 | 0.0044579 | 0.0044579 | 0.0044579 | 0.0044579 | 0.0044579 | 0.0044579 | 0.0044579 | 0.0044579
F1_Commercial_Health_New_Food Preparation_Natural Gas_Conveyor Oven_E3 | F1 | Commercial | Health | New | Food Preparation | Natural Gas | Conveyor Oven | E3 | CCE | 0 | 0 | 0 | 0 | 0 | 0 | 0 | 0 | 0 | 0 | 0 | 0 | 0 | 0 | 0 | 0 | 0 | 0 | 0 | 0 | 0 | 0 | 0 | 0 | 0 | 0 | 0
F1_Commercial_Health_New_Food Preparation_Natural Gas_Conveyor Oven_E4 | F1 | Commercial | Health | New | Food Preparation | Natural Gas | Conveyor Oven | E4 | CCE | 0 | 0 | 0 | 0 | 0 | 0 | 0 | 0 | 0 | 0 | 0 | 0 | 0 | 0 | 0 | 0 | 0 | 0 | 0 | 0 | 0 | 0 | 0 | 0 | 0 | 0 | 0
F1_Commercial_Health_New_Food Preparation_Natural Gas_Conveyor Oven_E5 | F1 | Commercial | Health | New | Food Preparation | Natural Gas | Conveyor Oven | E5 | CCE | 0 | 0 | 0 | 0 | 0 | 0 | 0 | 0 | 0 | 0 | 0 | 0 | 0 | 0 | 0 | 0 | 0 | 0 | 0 | 0 | 0 | 0 | 0 | 0 | 0 | 0 | 0
F1_Commercial_Health_New_Food Preparation_Natural Gas_Conveyor Oven_E6 | F1 | Commercial | Health | New | Food Preparation | Natural Gas | Conveyor Oven | E6 | CCE | 0 | 0 | 0 | 0 | 0 | 0 | 0 | 0 | 0 | 0 | 0 | 0 | 0 | 0 | 0 | 0 | 0 | 0 | 0 | 0 | 0 | 0 | 0 | 0 | 0 | 0 | 0
F1_Commercial_Health_New_Food Preparation_Natural Gas_Conveyor Oven_E7 | F1 | Commercial | Health | New | Food Preparation | Natural Gas | Conveyor Oven | E7 | CCE | 0 | 0 | 0 | 0 | 0 | 0 | 0 | 0 | 0 | 0 | 0 | 0 | 0 | 0 | 0 | 0 | 0 | 0 | 0 | 0 | 0 | 0 | 0 | 0 | 0 | 0 | 0
F1_Commercial_Health_New_Food Preparation_Natural Gas_Conveyor Oven_E8 | F1 | Commercial | Health | New | Food Preparation | Natural Gas | Conveyor Oven | E8 | CCE | 0 | 0 | 0 | 0 | 0 | 0 | 0 | 0 | 0 | 0 | 0 | 0 | 0 | 0 | 0 | 0 | 0 | 0 | 0 | 0 | 0 | 0 | 0 | 0 | 0 | 0 | 0
F1_Commercial_Health_New_Food Preparation_Natural Gas_Conveyor Oven_E9 | F1 | Commercial | Health | New | Food Preparation | Natural Gas | Conveyor Oven | E9 | CCE | 0 | 0 | 0 | 0 | 0 | 0 | 0 | 0 | 0 | 0 | 0 | 0 | 0 | 0 | 0 | 0 | 0 | 0 | 0 | 0 | 0 | 0 | 0 | 0 | 0 | 0 | 0
F1_Commercial_Health_New_Food Preparation_Natural Gas_Conveyor Oven_E10 | F1 | Commercial | Health | New | Food Preparation | Natural Gas | Conveyor Oven | E10 | CCE | 0 | 0 | 0 | 0 | 0 | 0 | 0 | 0 | 0 | 0 | 0 | 0 | 0 | 0 | 0 | 0 | 0 | 0 | 0 | 0 | 0 | 0 | 0 | 0 | 0 | 0 | 0
F2_Commercial_Health_New_Food Preparation_Natural Gas_Conveyor Oven_E1 | F2 | Commercial | Health | New | Food Preparation | Natural Gas | Conveyor Oven | E1 | TRC BC Ratio | bar: 2021 to 2047
F2_Commercial_Health_New_Food Preparation_Natural Gas_Conveyor Oven_E2 | F2 | Commercial | Health | New | Food Preparation | Natural Gas | Conveyor Oven | E2 | TRC BC Ratio | 3.1168 | 3.1026 | 3.0898 | 3.0771 | 3.0914 | 3.1189 | 3.1492 | 3.1746 | 3.1913 | 3.1987 | 3.1992 | 3.1946 | 3.185 | 3.1677 | 3.1435 | 3.1119 | 3.0717 | 3.0231 | 2.9646 | 2.8946 | 2.8121 | 2.7166 | 2.6323 | 2.579 | 2.558 | 2.5706 | 2.5832
F2_Commercial_Health_New_Food Preparation_Natural Gas_Conveyor Oven_E3 | F2 | Commercial | Health | New | Food Preparation | Natural Gas | Conveyor Oven | E3 | TRC BC Ratio | 0 | 0 | 0 | 0 | 0 | 0 | 0 | 0 | 0 | 0 | 0 | 0 | 0 | 0 | 0 | 0 | 0 | 0 | 0 | 0 | 0 | 0 | 0 | 0 | 0 | 0 | 0
F2_Commercial_Health_New_Food Preparation_Natural Gas_Conveyor Oven_E4 | F2 | Commercial | Health | New | Food Preparation | Natural Gas | Conveyor Oven | E4 | TRC BC Ratio | 0 | 0 | 0 | 0 | 0 | 0 | 0 | 0 | 0 | 0 | 0 | 0 | 0 | 0 | 0 | 0 | 0 | 0 | 0 | 0 | 0 | 0 | 0 | 0 | 0 | 0 | 0
F2_Commercial_Health_New_Food Preparation_Natural Gas_Conveyor Oven_E5 | F2 | Commercial | Health | New | Food Preparation | Natural Gas | Conveyor Oven | E5 | TRC BC Ratio | 0 | 0 | 0 | 0 | 0 | 0 | 0 | 0 | 0 | 0 | 0 | 0 | 0 | 0 | 0 | 0 | 0 | 0 | 0 | 0 | 0 | 0 | 0 | 0 | 0 | 0 | 0
F2_Commercial_Health_New_Food Preparation_Natural Gas_Conveyor Oven_E6 | F2 | Commercial | Health | New | Food Preparation | Natural Gas | Conveyor Oven | E6 | TRC BC Ratio | 0 | 0 | 0 | 0 | 0 | 0 | 0 | 0 | 0 | 0 | 0 | 0 | 0 | 0 | 0 | 0 | 0 | 0 | 0 | 0 | 0 | 0 | 0 | 0 | 0 | 0 | 0
F2_Commercial_Health_New_Food Preparation_Natural Gas_Conveyor Oven_E7 | F2 | Commercial | Health | New | Food Preparation | Natural Gas | Conveyor Oven | E7 | TRC BC Ratio | 0 | 0 | 0 | 0 | 0 | 0 | 0 | 0 | 0 | 0 | 0 | 0 | 0 | 0 | 0 | 0 | 0 | 0 | 0 | 0 | 0 | 0 | 0 | 0 | 0 | 0 | 0
F2_Commercial_Health_New_Food Preparation_Natural Gas_Conveyor Oven_E8 | F2 | Commercial | Health | New | Food Preparation | Natural Gas | Conveyor Oven | E8 | TRC BC Ratio | 0 | 0 | 0 | 0 | 0 | 0 | 0 | 0 | 0 | 0 | 0 | 0 | 0 | 0 | 0 | 0 | 0 | 0 | 0 | 0 | 0 | 0 | 0 | 0 | 0 | 0 | 0
F2_Commercial_Health_New_Food Preparation_Natural Gas_Conveyor Oven_E9 | F2 | Commercial | Health | New | Food Preparation | Natural Gas | Conveyor Oven | E9 | TRC BC Ratio | 0 | 0 | 0 | 0 | 0 | 0 | 0 | 0 | 0 | 0 | 0 | 0 | 0 | 0 | 0 | 0 | 0 | 0 | 0 | 0 | 0 | 0 | 0 | 0 | 0 | 0 | 0
F2_Commercial_Health_New_Food Preparation_Natural Gas_Conveyor Oven_E10 | F2 | Commercial | Health | New | Food Preparation | Natural Gas | Conveyor Oven | E10 | TRC BC Ratio | 0 | 0 | 0 | 0 | 0 | 0 | 0 | 0 | 0 | 0 | 0 | 0 | 0 | 0 | 0 | 0 | 0 | 0 | 0 | 0 | 0 | 0 | 0 | 0 | 0 | 0 | 0
F3_Commercial_Health_New_Food Preparation_Natural Gas_Conveyor Oven_E1 | F3 | Commercial | Health | New | Food Preparation | Natural Gas | Conveyor Oven | E1 | PACT BC Ratio | bar: 2021 to 2047
F3_Commercial_Health_New_Food Preparation_Natural Gas_Conveyor Oven_E2 | F3 | Commercial | Health | New | Food Preparation | Natural Gas | Conveyor Oven | E2 | PACT BC Ratio | 4.1011 | 4.0824 | 4.0655 | 4.0488 | 4.0676 | 4.1039 | 4.1436 | 4.1771 | 4.1991 | 4.2088 | 4.2095 | 4.2034 | 4.1908 | 4.168 | 4.1362 | 4.0947 | 4.0417 | 3.9778 | 3.9008 | 3.8086 | 3.7001 | 3.5745 | 3.4635 | 3.3934 | 3.3658 | 3.3823 | 3.3989
F3_Commercial_Health_New_Food Preparation_Natural Gas_Conveyor Oven_E3 | F3 | Commercial | Health | New | Food Preparation | Natural Gas | Conveyor Oven | E3 | PACT BC Ratio | 0 | 0 | 0 | 0 | 0 | 0 | 0 | 0 | 0 | 0 | 0 | 0 | 0 | 0 | 0 | 0 | 0 | 0 | 0 | 0 | 0 | 0 | 0 | 0 | 0 | 0 | 0
F3_Commercial_Health_New_Food Preparation_Natural Gas_Conveyor Oven_E4 | F3 | Commercial | Health | New | Food Preparation | Natural Gas | Conveyor Oven | E4 | PACT BC Ratio | 0 | 0 | 0 | 0 | 0 | 0 | 0 | 0 | 0 | 0 | 0 | 0 | 0 | 0 | 0 | 0 | 0 | 0 | 0 | 0 | 0 | 0 | 0 | 0 | 0 | 0 | 0
F3_Commercial_Health_New_Food Preparation_Natural Gas_Conveyor Oven_E5 | F3 | Commercial | Health | New | Food Preparation | Natural Gas | Conveyor Oven | E5 | PACT BC Ratio | 0 | 0 | 0 | 0 | 0 | 0 | 0 | 0 | 0 | 0 | 0 | 0 | 0 | 0 | 0 | 0 | 0 | 0 | 0 | 0 | 0 | 0 | 0 | 0 | 0 | 0 | 0
F3_Commercial_Health_New_Food Preparation_Natural Gas_Conveyor Oven_E6 | F3 | Commercial | Health | New | Food Preparation | Natural Gas | Conveyor Oven | E6 | PACT BC Ratio | 0 | 0 | 0 | 0 | 0 | 0 | 0 | 0 | 0 | 0 | 0 | 0 | 0 | 0 | 0 | 0 | 0 | 0 | 0 | 0 | 0 | 0 | 0 | 0 | 0 | 0 | 0
F3_Commercial_Health_New_Food Preparation_Natural Gas_Conveyor Oven_E7 | F3 | Commercial | Health | New | Food Preparation | Natural Gas | Conveyor Oven | E7 | PACT BC Ratio | 0 | 0 | 0 | 0 | 0 | 0 | 0 | 0 | 0 | 0 | 0 | 0 | 0 | 0 | 0 | 0 | 0 | 0 | 0 | 0 | 0 | 0 | 0 | 0 | 0 | 0 | 0
F3_Commercial_Health_New_Food Preparation_Natural Gas_Conveyor Oven_E8 | F3 | Commercial | Health | New | Food Preparation | Natural Gas | Conveyor Oven | E8 | PACT BC Ratio | 0 | 0 | 0 | 0 | 0 | 0 | 0 | 0 | 0 | 0 | 0 | 0 | 0 | 0 | 0 | 0 | 0 | 0 | 0 | 0 | 0 | 0 | 0 | 0 | 0 | 0 | 0
F3_Commercial_Health_New_Food Preparation_Natural Gas_Conveyor Oven_E9 | F3 | Commercial | Health | New | Food Preparation | Natural Gas | Conveyor Oven | E9 | PACT BC Ratio | 0 | 0 | 0 | 0 | 0 | 0 | 0 | 0 | 0 | 0 | 0 | 0 | 0 | 0 | 0 | 0 | 0 | 0 | 0 | 0 | 0 | 0 | 0 | 0 | 0 | 0 | 0
F3_Commercial_Health_New_Food Preparation_Natural Gas_Conveyor Oven_E10 | F3 | Commercial | Health | New | Food Preparation | Natural Gas | Conveyor Oven | E10 | PACT BC Ratio | 0 | 0 | 0 | 0 | 0 | 0 | 0 | 0 | 0 | 0 | 0 | 0 | 0 | 0 | 0 | 0 | 0 | 0 | 0 | 0 | 0 | 0 | 0 | 0 | 0 | 0 | 0
F4_Commercial_Health_New_Food Preparation_Natural Gas_Conveyor Oven_E1 | F4 | Commercial | Health | New | Food Preparation | Natural Gas | Conveyor Oven | E1 | RVT BC Ratio | bar: 2021 to 2047
F4_Commercial_Health_New_Food Preparation_Natural Gas_Conveyor Oven_E2 | F4 | Commercial | Health | New | Food Preparation | Natural Gas | Conveyor Oven | E2 | RVT BC Ratio | 0.7 | 0.7 | 0.7 | 0.7 | 0.7 | 0.7 | 0.7 | 0.7 | 0.7 | 0.7 | 0.7 | 0.7 | 0.7 | 0.7 | 0.7 | 0.7 | 0.7 | 0.7 | 0.7 | 0.7 | 0.7 | 0.7 | 0.7 | 0.7 | 0.7 | 0.7 | 0.7
F4_Commercial_Health_New_Food Preparation_Natural Gas_Conveyor Oven_E3 | F4 | Commercial | Health | New | Food Preparation | Natural Gas | Conveyor Oven | E3 | RVT BC Ratio | 0 | 0 | 0 | 0 | 0 | 0 | 0 | 0 | 0 | 0 | 0 | 0 | 0 | 0 | 0 | 0 | 0 | 0 | 0 | 0 | 0 | 0 | 0 | 0 | 0 | 0 | 0
F4_Commercial_Health_New_Food Preparation_Natural Gas_Conveyor Oven_E4 | F4 | Commercial | Health | New | Food Preparation | Natural Gas | Conveyor Oven | E4 | RVT BC Ratio | 0 | 0 | 0 | 0 | 0 | 0 | 0 | 0 | 0 | 0 | 0 | 0 | 0 | 0 | 0 | 0 | 0 | 0 | 0 | 0 | 0 | 0 | 0 | 0 | 0 | 0 | 0
F4_Commercial_Health_New_Food Preparation_Natural Gas_Conveyor Oven_E5 | F4 | Commercial | Health | New | Food Preparation | Natural Gas | Conveyor Oven | E5 | RVT BC Ratio | 0 | 0 | 0 | 0 | 0 | 0 | 0 | 0 | 0 | 0 | 0 | 0 | 0 | 0 | 0 | 0 | 0 | 0 | 0 | 0 | 0 | 0 | 0 | 0 | 0 | 0 | 0
F4_Commercial_Health_New_Food Preparation_Natural Gas_Conveyor Oven_E6 | F4 | Commercial | Health | New | Food Preparation | Natural Gas | Conveyor Oven | E6 | RVT BC Ratio | 0 | 0 | 0 | 0 | 0 | 0 | 0 | 0 | 0 | 0 | 0 | 0 | 0 | 0 | 0 | 0 | 0 | 0 | 0 | 0 | 0 | 0 | 0 | 0 | 0 | 0 | 0
F4_Commercial_Health_New_Food Preparation_Natural Gas_Conveyor Oven_E7 | F4 | Commercial | Health | New | Food Preparation | Natural Gas | Conveyor Oven | E7 | RVT BC Ratio | 0 | 0 | 0 | 0 | 0 | 0 | 0 | 0 | 0 | 0 | 0 | 0 | 0 | 0 | 0 | 0 | 0 | 0 | 0 | 0 | 0 | 0 | 0 | 0 | 0 | 0 | 0
F4_Commercial_Health_New_Food Preparation_Natural Gas_Conveyor Oven_E8 | F4 | Commercial | Health | New | Food Preparation | Natural Gas | Conveyor Oven | E8 | RVT BC Ratio | 0 | 0 | 0 | 0 | 0 | 0 | 0 | 0 | 0 | 0 | 0 | 0 | 0 | 0 | 0 | 0 | 0 | 0 | 0 | 0 | 0 | 0 | 0 | 0 | 0 | 0 | 0
F4_Commercial_Health_New_Food Preparation_Natural Gas_Conveyor Oven_E9 | F4 | Commercial | Health | New | Food Preparation | Natural Gas | Conveyor Oven | E9 | RVT BC Ratio | 0 | 0 | 0 | 0 | 0 | 0 | 0 | 0 | 0 | 0 | 0 | 0 | 0 | 0 | 0 | 0 | 0 | 0 | 0 | 0 | 0 | 0 | 0 | 0 | 0 | 0 | 0
F4_Commercial_Health_New_Food Preparation_Natural Gas_Conveyor Oven_E10 | F4 | Commercial | Health | New | Food Preparation | Natural Gas | Conveyor Oven | E10 | RVT BC Ratio | 0 | 0 | 0 | 0 | 0 | 0 | 0 | 0 | 0 | 0 | 0 | 0 | 0 | 0 | 0 | 0 | 0 | 0 | 0 | 0 | 0 | 0 | 0 | 0 | 0 | 0 | 0
F5_Commercial_Health_New_Food Preparation_Natural Gas_Conveyor Oven_E1 | F5 | Commercial | Health | New | Food Preparation | Natural Gas | Conveyor Oven | E1 | RIM BC Ratio | bar: 2021 to 2047
F5_Commercial_Health_New_Food Preparation_Natural Gas_Conveyor Oven_E2 | F5 | Commercial | Health | New | Food Preparation | Natural Gas | Conveyor Oven | E2 | RIM BC Ratio | 4.1011 | 4.0824 | 4.0655 | 4.0488 | 4.0676 | 4.1039 | 4.1436 | 4.1771 | 4.1991 | 4.2088 | 4.2095 | 4.2034 | 4.1908 | 4.168 | 4.1362 | 4.0947 | 4.0417 | 3.9778 | 3.9008 | 3.8086 | 3.7001 | 3.5745 | 3.4635 | 3.3934 | 3.3658 | 3.3823 | 3.3989
F5_Commercial_Health_New_Food Preparation_Natural Gas_Conveyor Oven_E3 | F5 | Commercial | Health | New | Food Preparation | Natural Gas | Conveyor Oven | E3 | RIM BC Ratio | 0 | 0 | 0 | 0 | 0 | 0 | 0 | 0 | 0 | 0 | 0 | 0 | 0 | 0 | 0 | 0 | 0 | 0 | 0 | 0 | 0 | 0 | 0 | 0 | 0 | 0 | 0
F5_Commercial_Health_New_Food Preparation_Natural Gas_Conveyor Oven_E4 | F5 | Commercial | Health | New | Food Preparation | Natural Gas | Conveyor Oven | E4 | RIM BC Ratio | 0 | 0 | 0 | 0 | 0 | 0 | 0 | 0 | 0 | 0 | 0 | 0 | 0 | 0 | 0 | 0 | 0 | 0 | 0 | 0 | 0 | 0 | 0 | 0 | 0 | 0 | 0
F5_Commercial_Health_New_Food Preparation_Natural Gas_Conveyor Oven_E5 | F5 | Commercial | Health | New | Food Preparation | Natural Gas | Conveyor Oven | E5 | RIM BC Ratio | 0 | 0 | 0 | 0 | 0 | 0 | 0 | 0 | 0 | 0 | 0 | 0 | 0 | 0 | 0 | 0 | 0 | 0 | 0 | 0 | 0 | 0 | 0 | 0 | 0 | 0 | 0
F5_Commercial_Health_New_Food Preparation_Natural Gas_Conveyor Oven_E6 | F5 | Commercial | Health | New | Food Preparation | Natural Gas | Conveyor Oven | E6 | RIM BC Ratio | 0 | 0 | 0 | 0 | 0 | 0 | 0 | 0 | 0 | 0 | 0 | 0 | 0 | 0 | 0 | 0 | 0 | 0 | 0 | 0 | 0 | 0 | 0 | 0 | 0 | 0 | 0
F5_Commercial_Health_New_Food Preparation_Natural Gas_Conveyor Oven_E7 | F5 | Commercial | Health | New | Food Preparation | Natural Gas | Conveyor Oven | E7 | RIM BC Ratio | 0 | 0 | 0 | 0 | 0 | 0 | 0 | 0 | 0 | 0 | 0 | 0 | 0 | 0 | 0 | 0 | 0 | 0 | 0 | 0 | 0 | 0 | 0 | 0 | 0 | 0 | 0
F5_Commercial_Health_New_Food Preparation_Natural Gas_Conveyor Oven_E8 | F5 | Commercial | Health | New | Food Preparation | Natural Gas | Conveyor Oven | E8 | RIM BC Ratio | 0 | 0 | 0 | 0 | 0 | 0 | 0 | 0 | 0 | 0 | 0 | 0 | 0 | 0 | 0 | 0 | 0 | 0 | 0 | 0 | 0 | 0 | 0 | 0 | 0 | 0 | 0
F5_Commercial_Health_New_Food Preparation_Natural Gas_Conveyor Oven_E9 | F5 | Commercial | Health | New | Food Preparation | Natural Gas | Conveyor Oven | E9 | RIM BC Ratio | 0 | 0 | 0 | 0 | 0 | 0 | 0 | 0 | 0 | 0 | 0 | 0 | 0 | 0 | 0 | 0 | 0 | 0 | 0 | 0 | 0 | 0 | 0 | 0 | 0 | 0 | 0
F5_Commercial_Health_New_Food Preparation_Natural Gas_Conveyor Oven_E10 | F5 | Commercial | Health | New | Food Preparation | Natural Gas | Conveyor Oven | E10 | RIM BC Ratio | 0 | 0 | 0 | 0 | 0 | 0 | 0 | 0 | 0 | 0 | 0 | 0 | 0 | 0 | 0 | 0 | 0 | 0 | 0 | 0 | 0 | 0 | 0 | 0 | 0 | 0 | 0
F0_Commercial_Health_New_Food Preparation_Natural Gas_Double Rack Oven_E0 | F0 | Commercial | Health | New | Food Preparation | Natural Gas | Double Rack Oven | E0 | Economic Unit | FTSC Qualified (>50% Cooking Efficiency) | FTSC Qualified (>50% Cooking Efficiency) | FTSC Qualified (>50% Cooking Efficiency) | FTSC Qualified (>50% Cooking Efficiency) | FTSC Qualified (>50% Cooking Efficiency) | FTSC Qualified (>50% Cooking Efficiency) | FTSC Qualified (>50% Cooking Efficiency) | FTSC Qualified (>50% Cooking Efficiency) | FTSC Qualified (>50% Cooking Efficiency) | FTSC Qualified (>50% Cooking Efficiency) | FTSC Qualified (>50% Cooking Efficiency) | FTSC Qualified (>50% Cooking Efficiency) | FTSC Qualified (>50% Cooking Efficiency) | FTSC Qualified (>50% Cooking Efficiency) | FTSC Qualified (>50% Cooking Efficiency) | FTSC Qualified (>50% Cooking Efficiency) | FTSC Qualified (>50% Cooking Efficiency) | FTSC Qualified (>50% Cooking Efficiency) | FTSC Qualified (>50% Cooking Efficiency) | FTSC Qualified (>50% Cooking Efficiency) | FTSC Qualified (>50% Cooking Efficiency) | FTSC Qualified (>50% Cooking Efficiency) | FTSC Qualified (>50% Cooking Efficiency) | FTSC Qualified (>50% Cooking Efficiency) | FTSC Qualified (>50% Cooking Efficiency) | FTSC Qualified (>50% Cooking Efficiency) | FTSC Qualified (>50% Cooking Efficiency)
F1_Commercial_Health_New_Food Preparation_Natural Gas_Double Rack Oven_E1 | F1 | Commercial | Health | New | Food Preparation | Natural Gas | Double Rack Oven | E1 | CCE | 0 | 0 | 0 | 0 | 0 | 0 | 0 | 0 | 0 | 0 | 0 | 0 | 0 | 0 | 0 | 0 | 0 | 0 | 0 | 0 | 0 | 0 | 0 | 0 | 0 | 0 | 0
F1_Commercial_Health_New_Food Preparation_Natural Gas_Double Rack Oven_E2 | F1 | Commercial | Health | New | Food Preparation | Natural Gas | Double Rack Oven | E2 | CCE | 0.00516 | 0.00516 | 0.00516 | 0.00516 | 0.00516 | 0.00516 | 0.00516 | 0.00516 | 0.00516 | 0.00516 | 0.00516 | 0.00516 | 0.00516 | 0.00516 | 0.00516 | 0.00516 | 0.00516 | 0.00516 | 0.00516 | 0.00516 | 0.00516 | 0.00516 | 0.00516 | 0.00516 | 0.00516 | 0.00516 | 0.00516
F1_Commercial_Health_New_Food Preparation_Natural Gas_Double Rack Oven_E3 | F1 | Commercial | Health | New | Food Preparation | Natural Gas | Double Rack Oven | E3 | CCE | 0 | 0 | 0 | 0 | 0 | 0 | 0 | 0 | 0 | 0 | 0 | 0 | 0 | 0 | 0 | 0 | 0 | 0 | 0 | 0 | 0 | 0 | 0 | 0 | 0 | 0 | 0
F1_Commercial_Health_New_Food Preparation_Natural Gas_Double Rack Oven_E4 | F1 | Commercial | Health | New | Food Preparation | Natural Gas | Double Rack Oven | E4 | CCE | 0 | 0 | 0 | 0 | 0 | 0 | 0 | 0 | 0 | 0 | 0 | 0 | 0 | 0 | 0 | 0 | 0 | 0 | 0 | 0 | 0 | 0 | 0 | 0 | 0 | 0 | 0
F1_Commercial_Health_New_Food Preparation_Natural Gas_Double Rack Oven_E5 | F1 | Commercial | Health | New | Food Preparation | Natural Gas | Double Rack Oven | E5 | CCE | 0 | 0 | 0 | 0 | 0 | 0 | 0 | 0 | 0 | 0 | 0 | 0 | 0 | 0 | 0 | 0 | 0 | 0 | 0 | 0 | 0 | 0 | 0 | 0 | 0 | 0 | 0
F1_Commercial_Health_New_Food Preparation_Natural Gas_Double Rack Oven_E6 | F1 | Commercial | Health | New | Food Preparation | Natural Gas | Double Rack Oven | E6 | CCE | 0 | 0 | 0 | 0 | 0 | 0 | 0 | 0 | 0 | 0 | 0 | 0 | 0 | 0 | 0 | 0 | 0 | 0 | 0 | 0 | 0 | 0 | 0 | 0 | 0 | 0 | 0
F1_Commercial_Health_New_Food Preparation_Natural Gas_Double Rack Oven_E7 | F1 | Commercial | Health | New | Food Preparation | Natural Gas | Double Rack Oven | E7 | CCE | 0 | 0 | 0 | 0 | 0 | 0 | 0 | 0 | 0 | 0 | 0 | 0 | 0 | 0 | 0 | 0 | 0 | 0 | 0 | 0 | 0 | 0 | 0 | 0 | 0 | 0 | 0
F1_Commercial_Health_New_Food Preparation_Natural Gas_Double Rack Oven_E8 | F1 | Commercial | Health | New | Food Preparation | Natural Gas | Double Rack Oven | E8 | CCE | 0 | 0 | 0 | 0 | 0 | 0 | 0 | 0 | 0 | 0 | 0 | 0 | 0 | 0 | 0 | 0 | 0 | 0 | 0 | 0 | 0 | 0 | 0 | 0 | 0 | 0 | 0
F1_Commercial_Health_New_Food Preparation_Natural Gas_Double Rack Oven_E9 | F1 | Commercial | Health | New | Food Preparation | Natural Gas | Double Rack Oven | E9 | CCE | 0 | 0 | 0 | 0 | 0 | 0 | 0 | 0 | 0 | 0 | 0 | 0 | 0 | 0 | 0 | 0 | 0 | 0 | 0 | 0 | 0 | 0 | 0 | 0 | 0 | 0 | 0
F1_Commercial_Health_New_Food Preparation_Natural Gas_Double Rack Oven_E10 | F1 | Commercial | Health | New | Food Preparation | Natural Gas | Double Rack Oven | E10 | CCE | 0 | 0 | 0 | 0 | 0 | 0 | 0 | 0 | 0 | 0 | 0 | 0 | 0 | 0 | 0 | 0 | 0 | 0 | 0 | 0 | 0 | 0 | 0 | 0 | 0 | 0 | 0
F2_Commercial_Health_New_Food Preparation_Natural Gas_Double Rack Oven_E1 | F2 | Commercial | Health | New | Food Preparation | Natural Gas | Double Rack Oven | E1 | TRC BC Ratio | bar: 2021 to 2047
F2_Commercial_Health_New_Food Preparation_Natural Gas_Double Rack Oven_E2 | F2 | Commercial | Health | New | Food Preparation | Natural Gas | Double Rack Oven | E2 | TRC BC Ratio | 2.6451 | 2.6168 | 2.5895 | 2.5634 | 2.5698 | 2.5976 | 2.6379 | 2.6828 | 2.726 | 2.7629 | 2.793 | 2.8145 | 2.8267 | 2.8253 | 2.81 | 2.7806 | 2.7375 | 2.6832 | 2.6184 | 2.5413 | 2.451 | 2.3468 | 2.2544 | 2.1951 | 2.1701 | 2.1808 | 2.1915
F2_Commercial_Health_New_Food Preparation_Natural Gas_Double Rack Oven_E3 | F2 | Commercial | Health | New | Food Preparation | Natural Gas | Double Rack Oven | E3 | TRC BC Ratio | 0 | 0 | 0 | 0 | 0 | 0 | 0 | 0 | 0 | 0 | 0 | 0 | 0 | 0 | 0 | 0 | 0 | 0 | 0 | 0 | 0 | 0 | 0 | 0 | 0 | 0 | 0
F2_Commercial_Health_New_Food Preparation_Natural Gas_Double Rack Oven_E4 | F2 | Commercial | Health | New | Food Preparation | Natural Gas | Double Rack Oven | E4 | TRC BC Ratio | 0 | 0 | 0 | 0 | 0 | 0 | 0 | 0 | 0 | 0 | 0 | 0 | 0 | 0 | 0 | 0 | 0 | 0 | 0 | 0 | 0 | 0 | 0 | 0 | 0 | 0 | 0
F2_Commercial_Health_New_Food Preparation_Natural Gas_Double Rack Oven_E5 | F2 | Commercial | Health | New | Food Preparation | Natural Gas | Double Rack Oven | E5 | TRC BC Ratio | 0 | 0 | 0 | 0 | 0 | 0 | 0 | 0 | 0 | 0 | 0 | 0 | 0 | 0 | 0 | 0 | 0 | 0 | 0 | 0 | 0 | 0 | 0 | 0 | 0 | 0 | 0
F2_Commercial_Health_New_Food Preparation_Natural Gas_Double Rack Oven_E6 | F2 | Commercial | Health | New | Food Preparation | Natural Gas | Double Rack Oven | E6 | TRC BC Ratio | 0 | 0 | 0 | 0 | 0 | 0 | 0 | 0 | 0 | 0 | 0 | 0 | 0 | 0 | 0 | 0 | 0 | 0 | 0 | 0 | 0 | 0 | 0 | 0 | 0 | 0 | 0
F2_Commercial_Health_New_Food Preparation_Natural Gas_Double Rack Oven_E7 | F2 | Commercial | Health | New | Food Preparation | Natural Gas | Double Rack Oven | E7 | TRC BC Ratio | 0 | 0 | 0 | 0 | 0 | 0 | 0 | 0 | 0 | 0 | 0 | 0 | 0 | 0 | 0 | 0 | 0 | 0 | 0 | 0 | 0 | 0 | 0 | 0 | 0 | 0 | 0
F2_Commercial_Health_New_Food Preparation_Natural Gas_Double Rack Oven_E8 | F2 | Commercial | Health | New | Food Preparation | Natural Gas | Double Rack Oven | E8 | TRC BC Ratio | 0 | 0 | 0 | 0 | 0 | 0 | 0 | 0 | 0 | 0 | 0 | 0 | 0 | 0 | 0 | 0 | 0 | 0 | 0 | 0 | 0 | 0 | 0 | 0 | 0 | 0 | 0
F2_Commercial_Health_New_Food Preparation_Natural Gas_Double Rack Oven_E9 | F2 | Commercial | Health | New | Food Preparation | Natural Gas | Double Rack Oven | E9 | TRC BC Ratio | 0 | 0 | 0 | 0 | 0 | 0 | 0 | 0 | 0 | 0 | 0 | 0 | 0 | 0 | 0 | 0 | 0 | 0 | 0 | 0 | 0 | 0 | 0 | 0 | 0 | 0 | 0
F2_Commercial_Health_New_Food Preparation_Natural Gas_Double Rack Oven_E10 | F2 | Commercial | Health | New | Food Preparation | Natural Gas | Double Rack Oven | E10 | TRC BC Ratio | 0 | 0 | 0 | 0 | 0 | 0 | 0 | 0 | 0 | 0 | 0 | 0 | 0 | 0 | 0 | 0 | 0 | 0 | 0 | 0 | 0 | 0 | 0 | 0 | 0 | 0 | 0
F3_Commercial_Health_New_Food Preparation_Natural Gas_Double Rack Oven_E1 | F3 | Commercial | Health | New | Food Preparation | Natural Gas | Double Rack Oven | E1 | PACT BC Ratio | bar: 2021 to 2047
F3_Commercial_Health_New_Food Preparation_Natural Gas_Double Rack Oven_E2 | F3 | Commercial | Health | New | Food Preparation | Natural Gas | Double Rack Oven | E2 | PACT BC Ratio | 3.4804 | 3.4432 | 3.4073 | 3.3729 | 3.3814 | 3.4179 | 3.4709 | 3.53 | 3.5869 | 3.6354 | 3.675 | 3.7033 | 3.7193 | 3.7175 | 3.6974 | 3.6587 | 3.602 | 3.5306 | 3.4453 | 3.3438 | 3.2249 | 3.0879 | 2.9664 | 2.8883 | 2.8554 | 2.8694 | 2.8835
F3_Commercial_Health_New_Food Preparation_Natural Gas_Double Rack Oven_E3 | F3 | Commercial | Health | New | Food Preparation | Natural Gas | Double Rack Oven | E3 | PACT BC Ratio | 0 | 0 | 0 | 0 | 0 | 0 | 0 | 0 | 0 | 0 | 0 | 0 | 0 | 0 | 0 | 0 | 0 | 0 | 0 | 0 | 0 | 0 | 0 | 0 | 0 | 0 | 0
F3_Commercial_Health_New_Food Preparation_Natural Gas_Double Rack Oven_E4 | F3 | Commercial | Health | New | Food Preparation | Natural Gas | Double Rack Oven | E4 | PACT BC Ratio | 0 | 0 | 0 | 0 | 0 | 0 | 0 | 0 | 0 | 0 | 0 | 0 | 0 | 0 | 0 | 0 | 0 | 0 | 0 | 0 | 0 | 0 | 0 | 0 | 0 | 0 | 0
F3_Commercial_Health_New_Food Preparation_Natural Gas_Double Rack Oven_E5 | F3 | Commercial | Health | New | Food Preparation | Natural Gas | Double Rack Oven | E5 | PACT BC Ratio | 0 | 0 | 0 | 0 | 0 | 0 | 0 | 0 | 0 | 0 | 0 | 0 | 0 | 0 | 0 | 0 | 0 | 0 | 0 | 0 | 0 | 0 | 0 | 0 | 0 | 0 | 0
F3_Commercial_Health_New_Food Preparation_Natural Gas_Double Rack Oven_E6 | F3 | Commercial | Health | New | Food Preparation | Natural Gas | Double Rack Oven | E6 | PACT BC Ratio | 0 | 0 | 0 | 0 | 0 | 0 | 0 | 0 | 0 | 0 | 0 | 0 | 0 | 0 | 0 | 0 | 0 | 0 | 0 | 0 | 0 | 0 | 0 | 0 | 0 | 0 | 0
F3_Commercial_Health_New_Food Preparation_Natural Gas_Double Rack Oven_E7 | F3 | Commercial | Health | New | Food Preparation | Natural Gas | Double Rack Oven | E7 | PACT BC Ratio | 0 | 0 | 0 | 0 | 0 | 0 | 0 | 0 | 0 | 0 | 0 | 0 | 0 | 0 | 0 | 0 | 0 | 0 | 0 | 0 | 0 | 0 | 0 | 0 | 0 | 0 | 0
F3_Commercial_Health_New_Food Preparation_Natural Gas_Double Rack Oven_E8 | F3 | Commercial | Health | New | Food Preparation | Natural Gas | Double Rack Oven | E8 | PACT BC Ratio | 0 | 0 | 0 | 0 | 0 | 0 | 0 | 0 | 0 | 0 | 0 | 0 | 0 | 0 | 0 | 0 | 0 | 0 | 0 | 0 | 0 | 0 | 0 | 0 | 0 | 0 | 0
F3_Commercial_Health_New_Food Preparation_Natural Gas_Double Rack Oven_E9 | F3 | Commercial | Health | New | Food Preparation | Natural Gas | Double Rack Oven | E9 | PACT BC Ratio | 0 | 0 | 0 | 0 | 0 | 0 | 0 | 0 | 0 | 0 | 0 | 0 | 0 | 0 | 0 | 0 | 0 | 0 | 0 | 0 | 0 | 0 | 0 | 0 | 0 | 0 | 0
F3_Commercial_Health_New_Food Preparation_Natural Gas_Double Rack Oven_E10 | F3 | Commercial | Health | New | Food Preparation | Natural Gas | Double Rack Oven | E10 | PACT BC Ratio | 0 | 0 | 0 | 0 | 0 | 0 | 0 | 0 | 0 | 0 | 0 | 0 | 0 | 0 | 0 | 0 | 0 | 0 | 0 | 0 | 0 | 0 | 0 | 0 | 0 | 0 | 0
F4_Commercial_Health_New_Food Preparation_Natural Gas_Double Rack Oven_E1 | F4 | Commercial | Health | New | Food Preparation | Natural Gas | Double Rack Oven | E1 | RVT BC Ratio | bar: 2021 to 2047
F4_Commercial_Health_New_Food Preparation_Natural Gas_Double Rack Oven_E2 | F4 | Commercial | Health | New | Food Preparation | Natural Gas | Double Rack Oven | E2 | RVT BC Ratio | 0.7 | 0.7 | 0.7 | 0.7 | 0.7 | 0.7 | 0.7 | 0.7 | 0.7 | 0.7 | 0.7 | 0.7 | 0.7 | 0.7 | 0.7 | 0.7 | 0.7 | 0.7 | 0.7 | 0.7 | 0.7 | 0.7 | 0.7 | 0.7 | 0.7 | 0.7 | 0.7
F4_Commercial_Health_New_Food Preparation_Natural Gas_Double Rack Oven_E3 | F4 | Commercial | Health | New | Food Preparation | Natural Gas | Double Rack Oven | E3 | RVT BC Ratio | 0 | 0 | 0 | 0 | 0 | 0 | 0 | 0 | 0 | 0 | 0 | 0 | 0 | 0 | 0 | 0 | 0 | 0 | 0 | 0 | 0 | 0 | 0 | 0 | 0 | 0 | 0
F4_Commercial_Health_New_Food Preparation_Natural Gas_Double Rack Oven_E4 | F4 | Commercial | Health | New | Food Preparation | Natural Gas | Double Rack Oven | E4 | RVT BC Ratio | 0 | 0 | 0 | 0 | 0 | 0 | 0 | 0 | 0 | 0 | 0 | 0 | 0 | 0 | 0 | 0 | 0 | 0 | 0 | 0 | 0 | 0 | 0 | 0 | 0 | 0 | 0
F4_Commercial_Health_New_Food Preparation_Natural Gas_Double Rack Oven_E5 | F4 | Commercial | Health | New | Food Preparation | Natural Gas | Double Rack Oven | E5 | RVT BC Ratio | 0 | 0 | 0 | 0 | 0 | 0 | 0 | 0 | 0 | 0 | 0 | 0 | 0 | 0 | 0 | 0 | 0 | 0 | 0 | 0 | 0 | 0 | 0 | 0 | 0 | 0 | 0
F4_Commercial_Health_New_Food Preparation_Natural Gas_Double Rack Oven_E6 | F4 | Commercial | Health | New | Food Preparation | Natural Gas | Double Rack Oven | E6 | RVT BC Ratio | 0 | 0 | 0 | 0 | 0 | 0 | 0 | 0 | 0 | 0 | 0 | 0 | 0 | 0 | 0 | 0 | 0 | 0 | 0 | 0 | 0 | 0 | 0 | 0 | 0 | 0 | 0
F4_Commercial_Health_New_Food Preparation_Natural Gas_Double Rack Oven_E7 | F4 | Commercial | Health | New | Food Preparation | Natural Gas | Double Rack Oven | E7 | RVT BC Ratio | 0 | 0 | 0 | 0 | 0 | 0 | 0 | 0 | 0 | 0 | 0 | 0 | 0 | 0 | 0 | 0 | 0 | 0 | 0 | 0 | 0 | 0 | 0 | 0 | 0 | 0 | 0
F4_Commercial_Health_New_Food Preparation_Natural Gas_Double Rack Oven_E8 | F4 | Commercial | Health | New | Food Preparation | Natural Gas | Double Rack Oven | E8 | RVT BC Ratio | 0 | 0 | 0 | 0 | 0 | 0 | 0 | 0 | 0 | 0 | 0 | 0 | 0 | 0 | 0 | 0 | 0 | 0 | 0 | 0 | 0 | 0 | 0 | 0 | 0 | 0 | 0
F4_Commercial_Health_New_Food Preparation_Natural Gas_Double Rack Oven_E9 | F4 | Commercial | Health | New | Food Preparation | Natural Gas | Double Rack Oven | E9 | RVT BC Ratio | 0 | 0 | 0 | 0 | 0 | 0 | 0 | 0 | 0 | 0 | 0 | 0 | 0 | 0 | 0 | 0 | 0 | 0 | 0 | 0 | 0 | 0 | 0 | 0 | 0 | 0 | 0
F4_Commercial_Health_New_Food Preparation_Natural Gas_Double Rack Oven_E10 | F4 | Commercial | Health | New | Food Preparation | Natural Gas | Double Rack Oven | E10 | RVT BC Ratio | 0 | 0 | 0 | 0 | 0 | 0 | 0 | 0 | 0 | 0 | 0 | 0 | 0 | 0 | 0 | 0 | 0 | 0 | 0 | 0 | 0 | 0 | 0 | 0 | 0 | 0 | 0
F5_Commercial_Health_New_Food Preparation_Natural Gas_Double Rack Oven_E1 | F5 | Commercial | Health | New | Food Preparation | Natural Gas | Double Rack Oven | E1 | RIM BC Ratio | bar: 2021 to 2047
F5_Commercial_Health_New_Food Preparation_Natural Gas_Double Rack Oven_E2 | F5 | Commercial | Health | New | Food Preparation | Natural Gas | Double Rack Oven | E2 | RIM BC Ratio | 3.4804 | 3.4432 | 3.4073 | 3.3729 | 3.3814 | 3.4179 | 3.4709 | 3.53 | 3.5869 | 3.6354 | 3.675 | 3.7033 | 3.7193 | 3.7175 | 3.6974 | 3.6587 | 3.602 | 3.5306 | 3.4453 | 3.3438 | 3.2249 | 3.0879 | 2.9664 | 2.8883 | 2.8554 | 2.8694 | 2.8835
F5_Commercial_Health_New_Food Preparation_Natural Gas_Double Rack Oven_E3 | F5 | Commercial | Health | New | Food Preparation | Natural Gas | Double Rack Oven | E3 | RIM BC Ratio | 0 | 0 | 0 | 0 | 0 | 0 | 0 | 0 | 0 | 0 | 0 | 0 | 0 | 0 | 0 | 0 | 0 | 0 | 0 | 0 | 0 | 0 | 0 | 0 | 0 | 0 | 0
F5_Commercial_Health_New_Food Preparation_Natural Gas_Double Rack Oven_E4 | F5 | Commercial | Health | New | Food Preparation | Natural Gas | Double Rack Oven | E4 | RIM BC Ratio | 0 | 0 | 0 | 0 | 0 | 0 | 0 | 0 | 0 | 0 | 0 | 0 | 0 | 0 | 0 | 0 | 0 | 0 | 0 | 0 | 0 | 0 | 0 | 0 | 0 | 0 | 0
F5_Commercial_Health_New_Food Preparation_Natural Gas_Double Rack Oven_E5 | F5 | Commercial | Health | New | Food Preparation | Natural Gas | Double Rack Oven | E5 | RIM BC Ratio | 0 | 0 | 0 | 0 | 0 | 0 | 0 | 0 | 0 | 0 | 0 | 0 | 0 | 0 | 0 | 0 | 0 | 0 | 0 | 0 | 0 | 0 | 0 | 0 | 0 | 0 | 0
F5_Commercial_Health_New_Food Preparation_Natural Gas_Double Rack Oven_E6 | F5 | Commercial | Health | New | Food Preparation | Natural Gas | Double Rack Oven | E6 | RIM BC Ratio | 0 | 0 | 0 | 0 | 0 | 0 | 0 | 0 | 0 | 0 | 0 | 0 | 0 | 0 | 0 | 0 | 0 | 0 | 0 | 0 | 0 | 0 | 0 | 0 | 0 | 0 | 0
F5_Commercial_Health_New_Food Preparation_Natural Gas_Double Rack Oven_E7 | F5 | Commercial | Health | New | Food Preparation | Natural Gas | Double Rack Oven | E7 | RIM BC Ratio | 0 | 0 | 0 | 0 | 0 | 0 | 0 | 0 | 0 | 0 | 0 | 0 | 0 | 0 | 0 | 0 | 0 | 0 | 0 | 0 | 0 | 0 | 0 | 0 | 0 | 0 | 0
F5_Commercial_Health_New_Food Preparation_Natural Gas_Double Rack Oven_E8 | F5 | Commercial | Health | New | Food Preparation | Natural Gas | Double Rack Oven | E8 | RIM BC Ratio | 0 | 0 | 0 | 0 | 0 | 0 | 0 | 0 | 0 | 0 | 0 | 0 | 0 | 0 | 0 | 0 | 0 | 0 | 0 | 0 | 0 | 0 | 0 | 0 | 0 | 0 | 0
F5_Commercial_Health_New_Food Preparation_Natural Gas_Double Rack Oven_E9 | F5 | Commercial | Health | New | Food Preparation | Natural Gas | Double Rack Oven | E9 | RIM BC Ratio | 0 | 0 | 0 | 0 | 0 | 0 | 0 | 0 | 0 | 0 | 0 | 0 | 0 | 0 | 0 | 0 | 0 | 0 | 0 | 0 | 0 | 0 | 0 | 0 | 0 | 0 | 0
F5_Commercial_Health_New_Food Preparation_Natural Gas_Double Rack Oven_E10 | F5 | Commercial | Health | New | Food Preparation | Natural Gas | Double Rack Oven | E10 | RIM BC Ratio | 0 | 0 | 0 | 0 | 0 | 0 | 0 | 0 | 0 | 0 | 0 | 0 | 0 | 0 | 0 | 0 | 0 | 0 | 0 | 0 | 0 | 0 | 0 | 0 | 0 | 0 | 0
F0_Commercial_Health_New_Food Preparation_Natural Gas_Fryer_E0 | F0 | Commercial | Health | New | Food Preparation | Natural Gas | Fryer | E0 | Economic Unit | ENERGY STAR | ENERGY STAR | ENERGY STAR | ENERGY STAR | ENERGY STAR | ENERGY STAR | ENERGY STAR | ENERGY STAR | ENERGY STAR | ENERGY STAR | ENERGY STAR | ENERGY STAR | ENERGY STAR | ENERGY STAR | ENERGY STAR | ENERGY STAR | ENERGY STAR | ENERGY STAR | ENERGY STAR | ENERGY STAR | ENERGY STAR | ENERGY STAR | ENERGY STAR | ENERGY STAR | ENERGY STAR | ENERGY STAR | ENERGY STAR
F1_Commercial_Health_New_Food Preparation_Natural Gas_Fryer_E1 | F1 | Commercial | Health | New | Food Preparation | Natural Gas | Fryer | E1 | CCE | 0 | 0 | 0 | 0 | 0 | 0 | 0 | 0 | 0 | 0 | 0 | 0 | 0 | 0 | 0 | 0 | 0 | 0 | 0 | 0 | 0 | 0 | 0 | 0 | 0 | 0 | 0
F1_Commercial_Health_New_Food Preparation_Natural Gas_Fryer_E2 | F1 | Commercial | Health | New | Food Preparation | Natural Gas | Fryer | E2 | CCE | 0.0045119 | 0 | 0 | 0 | 0 | 0 | 0 | 0 | 0 | 0 | 0 | 0 | 0 | 0 | 0 | 0 | 0 | 0 | 0 | 0 | 0 | 0 | 0 | 0 | 0 | 0 | 0
F1_Commercial_Health_New_Food Preparation_Natural Gas_Fryer_E3 | F1 | Commercial | Health | New | Food Preparation | Natural Gas | Fryer | E3 | CCE | 0 | 0 | 0 | 0 | 0 | 0 | 0 | 0 | 0 | 0 | 0 | 0 | 0 | 0 | 0 | 0 | 0 | 0 | 0 | 0 | 0 | 0 | 0 | 0 | 0 | 0 | 0
F1_Commercial_Health_New_Food Preparation_Natural Gas_Fryer_E4 | F1 | Commercial | Health | New | Food Preparation | Natural Gas | Fryer | E4 | CCE | 0 | 0 | 0 | 0 | 0 | 0 | 0 | 0 | 0 | 0 | 0 | 0 | 0 | 0 | 0 | 0 | 0 | 0 | 0 | 0 | 0 | 0 | 0 | 0 | 0 | 0 | 0
F1_Commercial_Health_New_Food Preparation_Natural Gas_Fryer_E5 | F1 | Commercial | Health | New | Food Preparation | Natural Gas | Fryer | E5 | CCE | 0 | 0 | 0 | 0 | 0 | 0 | 0 | 0 | 0 | 0 | 0 | 0 | 0 | 0 | 0 | 0 | 0 | 0 | 0 | 0 | 0 | 0 | 0 | 0 | 0 | 0 | 0
F1_Commercial_Health_New_Food Preparation_Natural Gas_Fryer_E6 | F1 | Commercial | Health | New | Food Preparation | Natural Gas | Fryer | E6 | CCE | 0 | 0 | 0 | 0 | 0 | 0 | 0 | 0 | 0 | 0 | 0 | 0 | 0 | 0 | 0 | 0 | 0 | 0 | 0 | 0 | 0 | 0 | 0 | 0 | 0 | 0 | 0
F1_Commercial_Health_New_Food Preparation_Natural Gas_Fryer_E7 | F1 | Commercial | Health | New | Food Preparation | Natural Gas | Fryer | E7 | CCE | 0 | 0 | 0 | 0 | 0 | 0 | 0 | 0 | 0 | 0 | 0 | 0 | 0 | 0 | 0 | 0 | 0 | 0 | 0 | 0 | 0 | 0 | 0 | 0 | 0 | 0 | 0
F1_Commercial_Health_New_Food Preparation_Natural Gas_Fryer_E8 | F1 | Commercial | Health | New | Food Preparation | Natural Gas | Fryer | E8 | CCE | 0 | 0 | 0 | 0 | 0 | 0 | 0 | 0 | 0 | 0 | 0 | 0 | 0 | 0 | 0 | 0 | 0 | 0 | 0 | 0 | 0 | 0 | 0 | 0 | 0 | 0 | 0
F1_Commercial_Health_New_Food Preparation_Natural Gas_Fryer_E9 | F1 | Commercial | Health | New | Food Preparation | Natural Gas | Fryer | E9 | CCE | 0 | 0 | 0 | 0 | 0 | 0 | 0 | 0 | 0 | 0 | 0 | 0 | 0 | 0 | 0 | 0 | 0 | 0 | 0 | 0 | 0 | 0 | 0 | 0 | 0 | 0 | 0
F1_Commercial_Health_New_Food Preparation_Natural Gas_Fryer_E10 | F1 | Commercial | Health | New | Food Preparation | Natural Gas | Fryer | E10 | CCE | 0 | 0 | 0 | 0 | 0 | 0 | 0 | 0 | 0 | 0 | 0 | 0 | 0 | 0 | 0 | 0 | 0 | 0 | 0 | 0 | 0 | 0 | 0 | 0 | 0 | 0 | 0
F2_Commercial_Health_New_Food Preparation_Natural Gas_Fryer_E1 | F2 | Commercial | Health | New | Food Preparation | Natural Gas | Fryer | E1 | TRC BC Ratio | 1 | 0 | 0 | 0 | 0 | 0 | 0 | 0 | 0 | 0 | 0 | 0 | 0 | 0 | 0 | 0 | 0 | 0 | 0 | 0 | 0 | 0 | 0 | 0 | 0 | 0 | 0
F2_Commercial_Health_New_Food Preparation_Natural Gas_Fryer_E2 | F2 | Commercial | Health | New | Food Preparation | Natural Gas | Fryer | E2 | TRC BC Ratio | 3.0535 | 1 | 1 | 1 | 1 | 1 | 1 | 1 | 1 | 1 | 1 | 1 | 1 | 1 | 1 | 1 | 1 | 1 | 1 | 1 | 1 | 1 | 1 | 1 | 1 | 1 | 1
F2_Commercial_Health_New_Food Preparation_Natural Gas_Fryer_E3 | F2 | Commercial | Health | New | Food Preparation | Natural Gas | Fryer | E3 | TRC BC Ratio | 0 | 0 | 0 | 0 | 0 | 0 | 0 | 0 | 0 | 0 | 0 | 0 | 0 | 0 | 0 | 0 | 0 | 0 | 0 | 0 | 0 | 0 | 0 | 0 | 0 | 0 | 0
F2_Commercial_Health_New_Food Preparation_Natural Gas_Fryer_E4 | F2 | Commercial | Health | New | Food Preparation | Natural Gas | Fryer | E4 | TRC BC Ratio | 0 | 0 | 0 | 0 | 0 | 0 | 0 | 0 | 0 | 0 | 0 | 0 | 0 | 0 | 0 | 0 | 0 | 0 | 0 | 0 | 0 | 0 | 0 | 0 | 0 | 0 | 0
F2_Commercial_Health_New_Food Preparation_Natural Gas_Fryer_E5 | F2 | Commercial | Health | New | Food Preparation | Natural Gas | Fryer | E5 | TRC BC Ratio | 0 | 0 | 0 | 0 | 0 | 0 | 0 | 0 | 0 | 0 | 0 | 0 | 0 | 0 | 0 | 0 | 0 | 0 | 0 | 0 | 0 | 0 | 0 | 0 | 0 | 0 | 0
F2_Commercial_Health_New_Food Preparation_Natural Gas_Fryer_E6 | F2 | Commercial | Health | New | Food Preparation | Natural Gas | Fryer | E6 | TRC BC Ratio | 0 | 0 | 0 | 0 | 0 | 0 | 0 | 0 | 0 | 0 | 0 | 0 | 0 | 0 | 0 | 0 | 0 | 0 | 0 | 0 | 0 | 0 | 0 | 0 | 0 | 0 | 0
F2_Commercial_Health_New_Food Preparation_Natural Gas_Fryer_E7 | F2 | Commercial | Health | New | Food Preparation | Natural Gas | Fryer | E7 | TRC BC Ratio | 0 | 0 | 0 | 0 | 0 | 0 | 0 | 0 | 0 | 0 | 0 | 0 | 0 | 0 | 0 | 0 | 0 | 0 | 0 | 0 | 0 | 0 | 0 | 0 | 0 | 0 | 0
F2_Commercial_Health_New_Food Preparation_Natural Gas_Fryer_E8 | F2 | Commercial | Health | New | Food Preparation | Natural Gas | Fryer | E8 | TRC BC Ratio | 0 | 0 | 0 | 0 | 0 | 0 | 0 | 0 | 0 | 0 | 0 | 0 | 0 | 0 | 0 | 0 | 0 | 0 | 0 | 0 | 0 | 0 | 0 | 0 | 0 | 0 | 0
F2_Commercial_Health_New_Food Preparation_Natural Gas_Fryer_E9 | F2 | Commercial | Health | New | Food Preparation | Natural Gas | Fryer | E9 | TRC BC Ratio | 0 | 0 | 0 | 0 | 0 | 0 | 0 | 0 | 0 | 0 | 0 | 0 | 0 | 0 | 0 | 0 | 0 | 0 | 0 | 0 | 0 | 0 | 0 | 0 | 0 | 0 | 0
F2_Commercial_Health_New_Food Preparation_Natural Gas_Fryer_E10 | F2 | Commercial | Health | New | Food Preparation | Natural Gas | Fryer | E10 | TRC BC Ratio | 0 | 0 | 0 | 0 | 0 | 0 | 0 | 0 | 0 | 0 | 0 | 0 | 0 | 0 | 0 | 0 | 0 | 0 | 0 | 0 | 0 | 0 | 0 | 0 | 0 | 0 | 0
F3_Commercial_Health_New_Food Preparation_Natural Gas_Fryer_E1 | F3 | Commercial | Health | New | Food Preparation | Natural Gas | Fryer | E1 | PACT BC Ratio | 1 | 0 | 0 | 0 | 0 | 0 | 0 | 0 | 0 | 0 | 0 | 0 | 0 | 0 | 0 | 0 | 0 | 0 | 0 | 0 | 0 | 0 | 0 | 0 | 0 | 0 | 0
F3_Commercial_Health_New_Food Preparation_Natural Gas_Fryer_E2 | F3 | Commercial | Health | New | Food Preparation | Natural Gas | Fryer | E2 | PACT BC Ratio | 4.0178 | 1 | 1 | 1 | 1 | 1 | 1 | 1 | 1 | 1 | 1 | 1 | 1 | 1 | 1 | 1 | 1 | 1 | 1 | 1 | 1 | 1 | 1 | 1 | 1 | 1 | 1
F3_Commercial_Health_New_Food Preparation_Natural Gas_Fryer_E3 | F3 | Commercial | Health | New | Food Preparation | Natural Gas | Fryer | E3 | PACT BC Ratio | 0 | 0 | 0 | 0 | 0 | 0 | 0 | 0 | 0 | 0 | 0 | 0 | 0 | 0 | 0 | 0 | 0 | 0 | 0 | 0 | 0 | 0 | 0 | 0 | 0 | 0 | 0
F3_Commercial_Health_New_Food Preparation_Natural Gas_Fryer_E4 | F3 | Commercial | Health | New | Food Preparation | Natural Gas | Fryer | E4 | PACT BC Ratio | 0 | 0 | 0 | 0 | 0 | 0 | 0 | 0 | 0 | 0 | 0 | 0 | 0 | 0 | 0 | 0 | 0 | 0 | 0 | 0 | 0 | 0 | 0 | 0 | 0 | 0 | 0
F3_Commercial_Health_New_Food Preparation_Natural Gas_Fryer_E5 | F3 | Commercial | Health | New | Food Preparation | Natural Gas | Fryer | E5 | PACT BC Ratio | 0 | 0 | 0 | 0 | 0 | 0 | 0 | 0 | 0 | 0 | 0 | 0 | 0 | 0 | 0 | 0 | 0 | 0 | 0 | 0 | 0 | 0 | 0 | 0 | 0 | 0 | 0
F3_Commercial_Health_New_Food Preparation_Natural Gas_Fryer_E6 | F3 | Commercial | Health | New | Food Preparation | Natural Gas | Fryer | E6 | PACT BC Ratio | 0 | 0 | 0 | 0 | 0 | 0 | 0 | 0 | 0 | 0 | 0 | 0 | 0 | 0 | 0 | 0 | 0 | 0 | 0 | 0 | 0 | 0 | 0 | 0 | 0 | 0 | 0
F3_Commercial_Health_New_Food Preparation_Natural Gas_Fryer_E7 | F3 | Commercial | Health | New | Food Preparation | Natural Gas | Fryer | E7 | PACT BC Ratio | 0 | 0 | 0 | 0 | 0 | 0 | 0 | 0 | 0 | 0 | 0 | 0 | 0 | 0 | 0 | 0 | 0 | 0 | 0 | 0 | 0 | 0 | 0 | 0 | 0 | 0 | 0
F3_Commercial_Health_New_Food Preparation_Natural Gas_Fryer_E8 | F3 | Commercial | Health | New | Food Preparation | Natural Gas | Fryer | E8 | PACT BC Ratio | 0 | 0 | 0 | 0 | 0 | 0 | 0 | 0 | 0 | 0 | 0 | 0 | 0 | 0 | 0 | 0 | 0 | 0 | 0 | 0 | 0 | 0 | 0 | 0 | 0 | 0 | 0
F3_Commercial_Health_New_Food Preparation_Natural Gas_Fryer_E9 | F3 | Commercial | Health | New | Food Preparation | Natural Gas | Fryer | E9 | PACT BC Ratio | 0 | 0 | 0 | 0 | 0 | 0 | 0 | 0 | 0 | 0 | 0 | 0 | 0 | 0 | 0 | 0 | 0 | 0 | 0 | 0 | 0 | 0 | 0 | 0 | 0 | 0 | 0
F3_Commercial_Health_New_Food Preparation_Natural Gas_Fryer_E10 | F3 | Commercial | Health | New | Food Preparation | Natural Gas | Fryer | E10 | PACT BC Ratio | 0 | 0 | 0 | 0 | 0 | 0 | 0 | 0 | 0 | 0 | 0 | 0 | 0 | 0 | 0 | 0 | 0 | 0 | 0 | 0 | 0 | 0 | 0 | 0 | 0 | 0 | 0
F4_Commercial_Health_New_Food Preparation_Natural Gas_Fryer_E1 | F4 | Commercial | Health | New | Food Preparation | Natural Gas | Fryer | E1 | RVT BC Ratio | 1 | 0 | 0 | 0 | 0 | 0 | 0 | 0 | 0 | 0 | 0 | 0 | 0 | 0 | 0 | 0 | 0 | 0 | 0 | 0 | 0 | 0 | 0 | 0 | 0 | 0 | 0
F4_Commercial_Health_New_Food Preparation_Natural Gas_Fryer_E2 | F4 | Commercial | Health | New | Food Preparation | Natural Gas | Fryer | E2 | RVT BC Ratio | 0.7 | 1 | 1 | 1 | 1 | 1 | 1 | 1 | 1 | 1 | 1 | 1 | 1 | 1 | 1 | 1 | 1 | 1 | 1 | 1 | 1 | 1 | 1 | 1 | 1 | 1 | 1
F4_Commercial_Health_New_Food Preparation_Natural Gas_Fryer_E3 | F4 | Commercial | Health | New | Food Preparation | Natural Gas | Fryer | E3 | RVT BC Ratio | 0 | 0 | 0 | 0 | 0 | 0 | 0 | 0 | 0 | 0 | 0 | 0 | 0 | 0 | 0 | 0 | 0 | 0 | 0 | 0 | 0 | 0 | 0 | 0 | 0 | 0 | 0
F4_Commercial_Health_New_Food Preparation_Natural Gas_Fryer_E4 | F4 | Commercial | Health | New | Food Preparation | Natural Gas | Fryer | E4 | RVT BC Ratio | 0 | 0 | 0 | 0 | 0 | 0 | 0 | 0 | 0 | 0 | 0 | 0 | 0 | 0 | 0 | 0 | 0 | 0 | 0 | 0 | 0 | 0 | 0 | 0 | 0 | 0 | 0
F4_Commercial_Health_New_Food Preparation_Natural Gas_Fryer_E5 | F4 | Commercial | Health | New | Food Preparation | Natural Gas | Fryer | E5 | RVT BC Ratio | 0 | 0 | 0 | 0 | 0 | 0 | 0 | 0 | 0 | 0 | 0 | 0 | 0 | 0 | 0 | 0 | 0 | 0 | 0 | 0 | 0 | 0 | 0 | 0 | 0 | 0 | 0
F4_Commercial_Health_New_Food Preparation_Natural Gas_Fryer_E6 | F4 | Commercial | Health | New | Food Preparation | Natural Gas | Fryer | E6 | RVT BC Ratio | 0 | 0 | 0 | 0 | 0 | 0 | 0 | 0 | 0 | 0 | 0 | 0 | 0 | 0 | 0 | 0 | 0 | 0 | 0 | 0 | 0 | 0 | 0 | 0 | 0 | 0 | 0
F4_Commercial_Health_New_Food Preparation_Natural Gas_Fryer_E7 | F4 | Commercial | Health | New | Food Preparation | Natural Gas | Fryer | E7 | RVT BC Ratio | 0 | 0 | 0 | 0 | 0 | 0 | 0 | 0 | 0 | 0 | 0 | 0 | 0 | 0 | 0 | 0 | 0 | 0 | 0 | 0 | 0 | 0 | 0 | 0 | 0 | 0 | 0
F4_Commercial_Health_New_Food Preparation_Natural Gas_Fryer_E8 | F4 | Commercial | Health | New | Food Preparation | Natural Gas | Fryer | E8 | RVT BC Ratio | 0 | 0 | 0 | 0 | 0 | 0 | 0 | 0 | 0 | 0 | 0 | 0 | 0 | 0 | 0 | 0 | 0 | 0 | 0 | 0 | 0 | 0 | 0 | 0 | 0 | 0 | 0
F4_Commercial_Health_New_Food Preparation_Natural Gas_Fryer_E9 | F4 | Commercial | Health | New | Food Preparation | Natural Gas | Fryer | E9 | RVT BC Ratio | 0 | 0 | 0 | 0 | 0 | 0 | 0 | 0 | 0 | 0 | 0 | 0 | 0 | 0 | 0 | 0 | 0 | 0 | 0 | 0 | 0 | 0 | 0 | 0 | 0 | 0 | 0
F4_Commercial_Health_New_Food Preparation_Natural Gas_Fryer_E10 | F4 | Commercial | Health | New | Food Preparation | Natural Gas | Fryer | E10 | RVT BC Ratio | 0 | 0 | 0 | 0 | 0 | 0 | 0 | 0 | 0 | 0 | 0 | 0 | 0 | 0 | 0 | 0 | 0 | 0 | 0 | 0 | 0 | 0 | 0 | 0 | 0 | 0 | 0
F5_Commercial_Health_New_Food Preparation_Natural Gas_Fryer_E1 | F5 | Commercial | Health | New | Food Preparation | Natural Gas | Fryer | E1 | RIM BC Ratio | 1 | 0 | 0 | 0 | 0 | 0 | 0 | 0 | 0 | 0 | 0 | 0 | 0 | 0 | 0 | 0 | 0 | 0 | 0 | 0 | 0 | 0 | 0 | 0 | 0 | 0 | 0
F5_Commercial_Health_New_Food Preparation_Natural Gas_Fryer_E2 | F5 | Commercial | Health | New | Food Preparation | Natural Gas | Fryer | E2 | RIM BC Ratio | 4.0178 | 1 | 1 | 1 | 1 | 1 | 1 | 1 | 1 | 1 | 1 | 1 | 1 | 1 | 1 | 1 | 1 | 1 | 1 | 1 | 1 | 1 | 1 | 1 | 1 | 1 | 1
F5_Commercial_Health_New_Food Preparation_Natural Gas_Fryer_E3 | F5 | Commercial | Health | New | Food Preparation | Natural Gas | Fryer | E3 | RIM BC Ratio | 0 | 0 | 0 | 0 | 0 | 0 | 0 | 0 | 0 | 0 | 0 | 0 | 0 | 0 | 0 | 0 | 0 | 0 | 0 | 0 | 0 | 0 | 0 | 0 | 0 | 0 | 0
F5_Commercial_Health_New_Food Preparation_Natural Gas_Fryer_E4 | F5 | Commercial | Health | New | Food Preparation | Natural Gas | Fryer | E4 | RIM BC Ratio | 0 | 0 | 0 | 0 | 0 | 0 | 0 | 0 | 0 | 0 | 0 | 0 | 0 | 0 | 0 | 0 | 0 | 0 | 0 | 0 | 0 | 0 | 0 | 0 | 0 | 0 | 0
F5_Commercial_Health_New_Food Preparation_Natural Gas_Fryer_E5 | F5 | Commercial | Health | New | Food Preparation | Natural Gas | Fryer | E5 | RIM BC Ratio | 0 | 0 | 0 | 0 | 0 | 0 | 0 | 0 | 0 | 0 | 0 | 0 | 0 | 0 | 0 | 0 | 0 | 0 | 0 | 0 | 0 | 0 | 0 | 0 | 0 | 0 | 0
F5_Commercial_Health_New_Food Preparation_Natural Gas_Fryer_E6 | F5 | Commercial | Health | New | Food Preparation | Natural Gas | Fryer | E6 | RIM BC Ratio | 0 | 0 | 0 | 0 | 0 | 0 | 0 | 0 | 0 | 0 | 0 | 0 | 0 | 0 | 0 | 0 | 0 | 0 | 0 | 0 | 0 | 0 | 0 | 0 | 0 | 0 | 0
F5_Commercial_Health_New_Food Preparation_Natural Gas_Fryer_E7 | F5 | Commercial | Health | New | Food Preparation | Natural Gas | Fryer | E7 | RIM BC Ratio | 0 | 0 | 0 | 0 | 0 | 0 | 0 | 0 | 0 | 0 | 0 | 0 | 0 | 0 | 0 | 0 | 0 | 0 | 0 | 0 | 0 | 0 | 0 | 0 | 0 | 0 | 0
F5_Commercial_Health_New_Food Preparation_Natural Gas_Fryer_E8 | F5 | Commercial | Health | New | Food Preparation | Natural Gas | Fryer | E8 | RIM BC Ratio | 0 | 0 | 0 | 0 | 0 | 0 | 0 | 0 | 0 | 0 | 0 | 0 | 0 | 0 | 0 | 0 | 0 | 0 | 0 | 0 | 0 | 0 | 0 | 0 | 0 | 0 | 0
F5_Commercial_Health_New_Food Preparation_Natural Gas_Fryer_E9 | F5 | Commercial | Health | New | Food Preparation | Natural Gas | Fryer | E9 | RIM BC Ratio | 0 | 0 | 0 | 0 | 0 | 0 | 0 | 0 | 0 | 0 | 0 | 0 | 0 | 0 | 0 | 0 | 0 | 0 | 0 | 0 | 0 | 0 | 0 | 0 | 0 | 0 | 0
F5_Commercial_Health_New_Food Preparation_Natural Gas_Fryer_E10 | F5 | Commercial | Health | New | Food Preparation | Natural Gas | Fryer | E10 | RIM BC Ratio | 0 | 0 | 0 | 0 | 0 | 0 | 0 | 0 | 0 | 0 | 0 | 0 | 0 | 0 | 0 | 0 | 0 | 0 | 0 | 0 | 0 | 0 | 0 | 0 | 0 | 0 | 0
F0_Commercial_Health_New_Food Preparation_Natural Gas_Broiler_E0 | F0 | Commercial | Health | New | Food Preparation | Natural Gas | Broiler | E0 | Economic Unit | Infrared Burners | Infrared Burners | Infrared Burners | Infrared Burners | Infrared Burners | Infrared Burners | Infrared Burners | Infrared Burners | Infrared Burners | Infrared Burners | Infrared Burners | Infrared Burners | Infrared Burners | Infrared Burners | Infrared Burners | Infrared Burners | Infrared Burners | Infrared Burners | Infrared Burners | Infrared Burners | Infrared Burners | Infrared Burners | Infrared Burners | Infrared Burners | Infrared Burners | Infrared Burners | Infrared Burners
F1_Commercial_Health_New_Food Preparation_Natural Gas_Broiler_E1 | F1 | Commercial | Health | New | Food Preparation | Natural Gas | Broiler | E1 | CCE | 0 | 0 | 0 | 0 | 0 | 0 | 0 | 0 | 0 | 0 | 0 | 0 | 0 | 0 | 0 | 0 | 0 | 0 | 0 | 0 | 0 | 0 | 0 | 0 | 0 | 0 | 0
F1_Commercial_Health_New_Food Preparation_Natural Gas_Broiler_E2 | F1 | Commercial | Health | New | Food Preparation | Natural Gas | Broiler | E2 | CCE | 0.0088234 | 0.0088234 | 0.0088234 | 0.0088234 | 0.0088234 | 0.0088234 | 0.0088234 | 0.0088234 | 0.0088234 | 0.0088234 | 0.0088234 | 0.0088234 | 0.0088234 | 0.0088234 | 0.0088234 | 0.0088234 | 0.0088234 | 0.0088234 | 0.0088234 | 0.0088234 | 0.0088234 | 0.0088234 | 0.0088234 | 0.0088234 | 0.0088234 | 0.0088234 | 0.0088234
F1_Commercial_Health_New_Food Preparation_Natural Gas_Broiler_E3 | F1 | Commercial | Health | New | Food Preparation | Natural Gas | Broiler | E3 | CCE | 0 | 0 | 0 | 0 | 0 | 0 | 0 | 0 | 0 | 0 | 0 | 0 | 0 | 0 | 0 | 0 | 0 | 0 | 0 | 0 | 0 | 0 | 0 | 0 | 0 | 0 | 0
F1_Commercial_Health_New_Food Preparation_Natural Gas_Broiler_E4 | F1 | Commercial | Health | New | Food Preparation | Natural Gas | Broiler | E4 | CCE | 0 | 0 | 0 | 0 | 0 | 0 | 0 | 0 | 0 | 0 | 0 | 0 | 0 | 0 | 0 | 0 | 0 | 0 | 0 | 0 | 0 | 0 | 0 | 0 | 0 | 0 | 0
F1_Commercial_Health_New_Food Preparation_Natural Gas_Broiler_E5 | F1 | Commercial | Health | New | Food Preparation | Natural Gas | Broiler | E5 | CCE | 0 | 0 | 0 | 0 | 0 | 0 | 0 | 0 | 0 | 0 | 0 | 0 | 0 | 0 | 0 | 0 | 0 | 0 | 0 | 0 | 0 | 0 | 0 | 0 | 0 | 0 | 0
F1_Commercial_Health_New_Food Preparation_Natural Gas_Broiler_E6 | F1 | Commercial | Health | New | Food Preparation | Natural Gas | Broiler | E6 | CCE | 0 | 0 | 0 | 0 | 0 | 0 | 0 | 0 | 0 | 0 | 0 | 0 | 0 | 0 | 0 | 0 | 0 | 0 | 0 | 0 | 0 | 0 | 0 | 0 | 0 | 0 | 0
F1_Commercial_Health_New_Food Preparation_Natural Gas_Broiler_E7 | F1 | Commercial | Health | New | Food Preparation | Natural Gas | Broiler | E7 | CCE | 0 | 0 | 0 | 0 | 0 | 0 | 0 | 0 | 0 | 0 | 0 | 0 | 0 | 0 | 0 | 0 | 0 | 0 | 0 | 0 | 0 | 0 | 0 | 0 | 0 | 0 | 0
F1_Commercial_Health_New_Food Preparation_Natural Gas_Broiler_E8 | F1 | Commercial | Health | New | Food Preparation | Natural Gas | Broiler | E8 | CCE | 0 | 0 | 0 | 0 | 0 | 0 | 0 | 0 | 0 | 0 | 0 | 0 | 0 | 0 | 0 | 0 | 0 | 0 | 0 | 0 | 0 | 0 | 0 | 0 | 0 | 0 | 0
F1_Commercial_Health_New_Food Preparation_Natural Gas_Broiler_E9 | F1 | Commercial | Health | New | Food Preparation | Natural Gas | Broiler | E9 | CCE | 0 | 0 | 0 | 0 | 0 | 0 | 0 | 0 | 0 | 0 | 0 | 0 | 0 | 0 | 0 | 0 | 0 | 0 | 0 | 0 | 0 | 0 | 0 | 0 | 0 | 0 | 0
F1_Commercial_Health_New_Food Preparation_Natural Gas_Broiler_E10 | F1 | Commercial | Health | New | Food Preparation | Natural Gas | Broiler | E10 | CCE | 0 | 0 | 0 | 0 | 0 | 0 | 0 | 0 | 0 | 0 | 0 | 0 | 0 | 0 | 0 | 0 | 0 | 0 | 0 | 0 | 0 | 0 | 0 | 0 | 0 | 0 | 0
F2_Commercial_Health_New_Food Preparation_Natural Gas_Broiler_E1 | F2 | Commercial | Health | New | Food Preparation | Natural Gas | Broiler | E1 | TRC BC Ratio | bar: 2021 to 2047
F2_Commercial_Health_New_Food Preparation_Natural Gas_Broiler_E2 | F2 | Commercial | Health | New | Food Preparation | Natural Gas | Broiler | E2 | TRC BC Ratio | 1.5469 | 1.5304 | 1.5144 | 1.4991 | 1.5029 | 1.5191 | 1.5427 | 1.5689 | 1.5942 | 1.6158 | 1.6334 | 1.6459 | 1.6531 | 1.6523 | 1.6433 | 1.6261 | 1.6009 | 1.5692 | 1.5313 | 1.4862 | 1.4333 | 1.3724 | 1.3184 | 1.2837 | 1.2691 | 1.2753 | 1.2816
F2_Commercial_Health_New_Food Preparation_Natural Gas_Broiler_E3 | F2 | Commercial | Health | New | Food Preparation | Natural Gas | Broiler | E3 | TRC BC Ratio | 0 | 0 | 0 | 0 | 0 | 0 | 0 | 0 | 0 | 0 | 0 | 0 | 0 | 0 | 0 | 0 | 0 | 0 | 0 | 0 | 0 | 0 | 0 | 0 | 0 | 0 | 0
F2_Commercial_Health_New_Food Preparation_Natural Gas_Broiler_E4 | F2 | Commercial | Health | New | Food Preparation | Natural Gas | Broiler | E4 | TRC BC Ratio | 0 | 0 | 0 | 0 | 0 | 0 | 0 | 0 | 0 | 0 | 0 | 0 | 0 | 0 | 0 | 0 | 0 | 0 | 0 | 0 | 0 | 0 | 0 | 0 | 0 | 0 | 0
F2_Commercial_Health_New_Food Preparation_Natural Gas_Broiler_E5 | F2 | Commercial | Health | New | Food Preparation | Natural Gas | Broiler | E5 | TRC BC Ratio | 0 | 0 | 0 | 0 | 0 | 0 | 0 | 0 | 0 | 0 | 0 | 0 | 0 | 0 | 0 | 0 | 0 | 0 | 0 | 0 | 0 | 0 | 0 | 0 | 0 | 0 | 0
F2_Commercial_Health_New_Food Preparation_Natural Gas_Broiler_E6 | F2 | Commercial | Health | New | Food Preparation | Natural Gas | Broiler | E6 | TRC BC Ratio | 0 | 0 | 0 | 0 | 0 | 0 | 0 | 0 | 0 | 0 | 0 | 0 | 0 | 0 | 0 | 0 | 0 | 0 | 0 | 0 | 0 | 0 | 0 | 0 | 0 | 0 | 0
F2_Commercial_Health_New_Food Preparation_Natural Gas_Broiler_E7 | F2 | Commercial | Health | New | Food Preparation | Natural Gas | Broiler | E7 | TRC BC Ratio | 0 | 0 | 0 | 0 | 0 | 0 | 0 | 0 | 0 | 0 | 0 | 0 | 0 | 0 | 0 | 0 | 0 | 0 | 0 | 0 | 0 | 0 | 0 | 0 | 0 | 0 | 0
F2_Commercial_Health_New_Food Preparation_Natural Gas_Broiler_E8 | F2 | Commercial | Health | New | Food Preparation | Natural Gas | Broiler | E8 | TRC BC Ratio | 0 | 0 | 0 | 0 | 0 | 0 | 0 | 0 | 0 | 0 | 0 | 0 | 0 | 0 | 0 | 0 | 0 | 0 | 0 | 0 | 0 | 0 | 0 | 0 | 0 | 0 | 0
F2_Commercial_Health_New_Food Preparation_Natural Gas_Broiler_E9 | F2 | Commercial | Health | New | Food Preparation | Natural Gas | Broiler | E9 | TRC BC Ratio | 0 | 0 | 0 | 0 | 0 | 0 | 0 | 0 | 0 | 0 | 0 | 0 | 0 | 0 | 0 | 0 | 0 | 0 | 0 | 0 | 0 | 0 | 0 | 0 | 0 | 0 | 0
F2_Commercial_Health_New_Food Preparation_Natural Gas_Broiler_E10 | F2 | Commercial | Health | New | Food Preparation | Natural Gas | Broiler | E10 | TRC BC Ratio | 0 | 0 | 0 | 0 | 0 | 0 | 0 | 0 | 0 | 0 | 0 | 0 | 0 | 0 | 0 | 0 | 0 | 0 | 0 | 0 | 0 | 0 | 0 | 0 | 0 | 0 | 0
F3_Commercial_Health_New_Food Preparation_Natural Gas_Broiler_E1 | F3 | Commercial | Health | New | Food Preparation | Natural Gas | Broiler | E1 | PACT BC Ratio | bar: 2021 to 2047
F3_Commercial_Health_New_Food Preparation_Natural Gas_Broiler_E2 | F3 | Commercial | Health | New | Food Preparation | Natural Gas | Broiler | E2 | PACT BC Ratio | 1.9504 | 1.9296 | 1.9094 | 1.8902 | 1.8949 | 1.9154 | 1.9451 | 1.9782 | 2.0101 | 2.0373 | 2.0595 | 2.0753 | 2.0843 | 2.0833 | 2.072 | 2.0503 | 2.0186 | 1.9785 | 1.9307 | 1.8739 | 1.8073 | 1.7304 | 1.6624 | 1.6186 | 1.6002 | 1.608 | 1.6159
F3_Commercial_Health_New_Food Preparation_Natural Gas_Broiler_E3 | F3 | Commercial | Health | New | Food Preparation | Natural Gas | Broiler | E3 | PACT BC Ratio | 0 | 0 | 0 | 0 | 0 | 0 | 0 | 0 | 0 | 0 | 0 | 0 | 0 | 0 | 0 | 0 | 0 | 0 | 0 | 0 | 0 | 0 | 0 | 0 | 0 | 0 | 0
F3_Commercial_Health_New_Food Preparation_Natural Gas_Broiler_E4 | F3 | Commercial | Health | New | Food Preparation | Natural Gas | Broiler | E4 | PACT BC Ratio | 0 | 0 | 0 | 0 | 0 | 0 | 0 | 0 | 0 | 0 | 0 | 0 | 0 | 0 | 0 | 0 | 0 | 0 | 0 | 0 | 0 | 0 | 0 | 0 | 0 | 0 | 0
F3_Commercial_Health_New_Food Preparation_Natural Gas_Broiler_E5 | F3 | Commercial | Health | New | Food Preparation | Natural Gas | Broiler | E5 | PACT BC Ratio | 0 | 0 | 0 | 0 | 0 | 0 | 0 | 0 | 0 | 0 | 0 | 0 | 0 | 0 | 0 | 0 | 0 | 0 | 0 | 0 | 0 | 0 | 0 | 0 | 0 | 0 | 0
F3_Commercial_Health_New_Food Preparation_Natural Gas_Broiler_E6 | F3 | Commercial | Health | New | Food Preparation | Natural Gas | Broiler | E6 | PACT BC Ratio | 0 | 0 | 0 | 0 | 0 | 0 | 0 | 0 | 0 | 0 | 0 | 0 | 0 | 0 | 0 | 0 | 0 | 0 | 0 | 0 | 0 | 0 | 0 | 0 | 0 | 0 | 0
F3_Commercial_Health_New_Food Preparation_Natural Gas_Broiler_E7 | F3 | Commercial | Health | New | Food Preparation | Natural Gas | Broiler | E7 | PACT BC Ratio | 0 | 0 | 0 | 0 | 0 | 0 | 0 | 0 | 0 | 0 | 0 | 0 | 0 | 0 | 0 | 0 | 0 | 0 | 0 | 0 | 0 | 0 | 0 | 0 | 0 | 0 | 0
F3_Commercial_Health_New_Food Preparation_Natural Gas_Broiler_E8 | F3 | Commercial | Health | New | Food Preparation | Natural Gas | Broiler | E8 | PACT BC Ratio | 0 | 0 | 0 | 0 | 0 | 0 | 0 | 0 | 0 | 0 | 0 | 0 | 0 | 0 | 0 | 0 | 0 | 0 | 0 | 0 | 0 | 0 | 0 | 0 | 0 | 0 | 0
F3_Commercial_Health_New_Food Preparation_Natural Gas_Broiler_E9 | F3 | Commercial | Health | New | Food Preparation | Natural Gas | Broiler | E9 | PACT BC Ratio | 0 | 0 | 0 | 0 | 0 | 0 | 0 | 0 | 0 | 0 | 0 | 0 | 0 | 0 | 0 | 0 | 0 | 0 | 0 | 0 | 0 | 0 | 0 | 0 | 0 | 0 | 0
F3_Commercial_Health_New_Food Preparation_Natural Gas_Broiler_E10 | F3 | Commercial | Health | New | Food Preparation | Natural Gas | Broiler | E10 | PACT BC Ratio | 0 | 0 | 0 | 0 | 0 | 0 | 0 | 0 | 0 | 0 | 0 | 0 | 0 | 0 | 0 | 0 | 0 | 0 | 0 | 0 | 0 | 0 | 0 | 0 | 0 | 0 | 0
F4_Commercial_Health_New_Food Preparation_Natural Gas_Broiler_E1 | F4 | Commercial | Health | New | Food Preparation | Natural Gas | Broiler | E1 | RVT BC Ratio | bar: 2021 to 2047
F4_Commercial_Health_New_Food Preparation_Natural Gas_Broiler_E2 | F4 | Commercial | Health | New | Food Preparation | Natural Gas | Broiler | E2 | RVT BC Ratio | 0.7 | 0.7 | 0.7 | 0.7 | 0.7 | 0.7 | 0.7 | 0.7 | 0.7 | 0.7 | 0.7 | 0.7 | 0.7 | 0.7 | 0.7 | 0.7 | 0.7 | 0.7 | 0.7 | 0.7 | 0.7 | 0.7 | 0.7 | 0.7 | 0.7 | 0.7 | 0.7
F4_Commercial_Health_New_Food Preparation_Natural Gas_Broiler_E3 | F4 | Commercial | Health | New | Food Preparation | Natural Gas | Broiler | E3 | RVT BC Ratio | 0 | 0 | 0 | 0 | 0 | 0 | 0 | 0 | 0 | 0 | 0 | 0 | 0 | 0 | 0 | 0 | 0 | 0 | 0 | 0 | 0 | 0 | 0 | 0 | 0 | 0 | 0
F4_Commercial_Health_New_Food Preparation_Natural Gas_Broiler_E4 | F4 | Commercial | Health | New | Food Preparation | Natural Gas | Broiler | E4 | RVT BC Ratio | 0 | 0 | 0 | 0 | 0 | 0 | 0 | 0 | 0 | 0 | 0 | 0 | 0 | 0 | 0 | 0 | 0 | 0 | 0 | 0 | 0 | 0 | 0 | 0 | 0 | 0 | 0
F4_Commercial_Health_New_Food Preparation_Natural Gas_Broiler_E5 | F4 | Commercial | Health | New | Food Preparation | Natural Gas | Broiler | E5 | RVT BC Ratio | 0 | 0 | 0 | 0 | 0 | 0 | 0 | 0 | 0 | 0 | 0 | 0 | 0 | 0 | 0 | 0 | 0 | 0 | 0 | 0 | 0 | 0 | 0 | 0 | 0 | 0 | 0
F4_Commercial_Health_New_Food Preparation_Natural Gas_Broiler_E6 | F4 | Commercial | Health | New | Food Preparation | Natural Gas | Broiler | E6 | RVT BC Ratio | 0 | 0 | 0 | 0 | 0 | 0 | 0 | 0 | 0 | 0 | 0 | 0 | 0 | 0 | 0 | 0 | 0 | 0 | 0 | 0 | 0 | 0 | 0 | 0 | 0 | 0 | 0
F4_Commercial_Health_New_Food Preparation_Natural Gas_Broiler_E7 | F4 | Commercial | Health | New | Food Preparation | Natural Gas | Broiler | E7 | RVT BC Ratio | 0 | 0 | 0 | 0 | 0 | 0 | 0 | 0 | 0 | 0 | 0 | 0 | 0 | 0 | 0 | 0 | 0 | 0 | 0 | 0 | 0 | 0 | 0 | 0 | 0 | 0 | 0
F4_Commercial_Health_New_Food Preparation_Natural Gas_Broiler_E8 | F4 | Commercial | Health | New | Food Preparation | Natural Gas | Broiler | E8 | RVT BC Ratio | 0 | 0 | 0 | 0 | 0 | 0 | 0 | 0 | 0 | 0 | 0 | 0 | 0 | 0 | 0 | 0 | 0 | 0 | 0 | 0 | 0 | 0 | 0 | 0 | 0 | 0 | 0
F4_Commercial_Health_New_Food Preparation_Natural Gas_Broiler_E9 | F4 | Commercial | Health | New | Food Preparation | Natural Gas | Broiler | E9 | RVT BC Ratio | 0 | 0 | 0 | 0 | 0 | 0 | 0 | 0 | 0 | 0 | 0 | 0 | 0 | 0 | 0 | 0 | 0 | 0 | 0 | 0 | 0 | 0 | 0 | 0 | 0 | 0 | 0
F4_Commercial_Health_New_Food Preparation_Natural Gas_Broiler_E10 | F4 | Commercial | Health | New | Food Preparation | Natural Gas | Broiler | E10 | RVT BC Ratio | 0 | 0 | 0 | 0 | 0 | 0 | 0 | 0 | 0 | 0 | 0 | 0 | 0 | 0 | 0 | 0 | 0 | 0 | 0 | 0 | 0 | 0 | 0 | 0 | 0 | 0 | 0
F5_Commercial_Health_New_Food Preparation_Natural Gas_Broiler_E1 | F5 | Commercial | Health | New | Food Preparation | Natural Gas | Broiler | E1 | RIM BC Ratio | bar: 2021 to 2047
F5_Commercial_Health_New_Food Preparation_Natural Gas_Broiler_E2 | F5 | Commercial | Health | New | Food Preparation | Natural Gas | Broiler | E2 | RIM BC Ratio | 1.9504 | 1.9296 | 1.9094 | 1.8902 | 1.8949 | 1.9154 | 1.9451 | 1.9782 | 2.0101 | 2.0373 | 2.0595 | 2.0753 | 2.0843 | 2.0833 | 2.072 | 2.0503 | 2.0186 | 1.9785 | 1.9307 | 1.8739 | 1.8073 | 1.7304 | 1.6624 | 1.6186 | 1.6002 | 1.608 | 1.6159
F5_Commercial_Health_New_Food Preparation_Natural Gas_Broiler_E3 | F5 | Commercial | Health | New | Food Preparation | Natural Gas | Broiler | E3 | RIM BC Ratio | 0 | 0 | 0 | 0 | 0 | 0 | 0 | 0 | 0 | 0 | 0 | 0 | 0 | 0 | 0 | 0 | 0 | 0 | 0 | 0 | 0 | 0 | 0 | 0 | 0 | 0 | 0
F5_Commercial_Health_New_Food Preparation_Natural Gas_Broiler_E4 | F5 | Commercial | Health | New | Food Preparation | Natural Gas | Broiler | E4 | RIM BC Ratio | 0 | 0 | 0 | 0 | 0 | 0 | 0 | 0 | 0 | 0 | 0 | 0 | 0 | 0 | 0 | 0 | 0 | 0 | 0 | 0 | 0 | 0 | 0 | 0 | 0 | 0 | 0
F5_Commercial_Health_New_Food Preparation_Natural Gas_Broiler_E5 | F5 | Commercial | Health | New | Food Preparation | Natural Gas | Broiler | E5 | RIM BC Ratio | 0 | 0 | 0 | 0 | 0 | 0 | 0 | 0 | 0 | 0 | 0 | 0 | 0 | 0 | 0 | 0 | 0 | 0 | 0 | 0 | 0 | 0 | 0 | 0 | 0 | 0 | 0
F5_Commercial_Health_New_Food Preparation_Natural Gas_Broiler_E6 | F5 | Commercial | Health | New | Food Preparation | Natural Gas | Broiler | E6 | RIM BC Ratio | 0 | 0 | 0 | 0 | 0 | 0 | 0 | 0 | 0 | 0 | 0 | 0 | 0 | 0 | 0 | 0 | 0 | 0 | 0 | 0 | 0 | 0 | 0 | 0 | 0 | 0 | 0
F5_Commercial_Health_New_Food Preparation_Natural Gas_Broiler_E7 | F5 | Commercial | Health | New | Food Preparation | Natural Gas | Broiler | E7 | RIM BC Ratio | 0 | 0 | 0 | 0 | 0 | 0 | 0 | 0 | 0 | 0 | 0 | 0 | 0 | 0 | 0 | 0 | 0 | 0 | 0 | 0 | 0 | 0 | 0 | 0 | 0 | 0 | 0
F5_Commercial_Health_New_Food Preparation_Natural Gas_Broiler_E8 | F5 | Commercial | Health | New | Food Preparation | Natural Gas | Broiler | E8 | RIM BC Ratio | 0 | 0 | 0 | 0 | 0 | 0 | 0 | 0 | 0 | 0 | 0 | 0 | 0 | 0 | 0 | 0 | 0 | 0 | 0 | 0 | 0 | 0 | 0 | 0 | 0 | 0 | 0
F5_Commercial_Health_New_Food Preparation_Natural Gas_Broiler_E9 | F5 | Commercial | Health | New | Food Preparation | Natural Gas | Broiler | E9 | RIM BC Ratio | 0 | 0 | 0 | 0 | 0 | 0 | 0 | 0 | 0 | 0 | 0 | 0 | 0 | 0 | 0 | 0 | 0 | 0 | 0 | 0 | 0 | 0 | 0 | 0 | 0 | 0 | 0
F5_Commercial_Health_New_Food Preparation_Natural Gas_Broiler_E10 | F5 | Commercial | Health | New | Food Preparation | Natural Gas | Broiler | E10 | RIM BC Ratio | 0 | 0 | 0 | 0 | 0 | 0 | 0 | 0 | 0 | 0 | 0 | 0 | 0 | 0 | 0 | 0 | 0 | 0 | 0 | 0 | 0 | 0 | 0 | 0 | 0 | 0 | 0
F0_Commercial_Health_New_Food Preparation_Natural Gas_Griddle_E0 | F0 | Commercial | Health | New | Food Preparation | Natural Gas | Griddle | E0 | Economic Unit | ENERGY STAR | ENERGY STAR | ENERGY STAR | ENERGY STAR | ENERGY STAR | ENERGY STAR | ENERGY STAR | ENERGY STAR | ENERGY STAR | ENERGY STAR | ENERGY STAR | ENERGY STAR | ENERGY STAR | ENERGY STAR | ENERGY STAR | ENERGY STAR | ENERGY STAR | ENERGY STAR | ENERGY STAR | ENERGY STAR | Standard | Standard | Standard | Standard | Standard | Standard | Standard
F1_Commercial_Health_New_Food Preparation_Natural Gas_Griddle_E1 | F1 | Commercial | Health | New | Food Preparation | Natural Gas | Griddle | E1 | CCE | 0 | 0 | 0 | 0 | 0 | 0 | 0 | 0 | 0 | 0 | 0 | 0 | 0 | 0 | 0 | 0 | 0 | 0 | 0 | 0 | 0 | 0 | 0 | 0 | 0 | 0 | 0
F1_Commercial_Health_New_Food Preparation_Natural Gas_Griddle_E2 | F1 | Commercial | Health | New | Food Preparation | Natural Gas | Griddle | E2 | CCE | 0.01311 | 0.01311 | 0.01311 | 0.01311 | 0.01311 | 0.01311 | 0.01311 | 0.01311 | 0.01311 | 0.01311 | 0.01311 | 0.01311 | 0.01311 | 0.01311 | 0.01311 | 0.01311 | 0.01311 | 0.01311 | 0.01311 | 0.01311 | 0.01311 | 0.01311 | 0.01311 | 0.01311 | 0.01311 | 0.01311 | 0.01311
F1_Commercial_Health_New_Food Preparation_Natural Gas_Griddle_E3 | F1 | Commercial | Health | New | Food Preparation | Natural Gas | Griddle | E3 | CCE | 0 | 0 | 0 | 0 | 0 | 0 | 0 | 0 | 0 | 0 | 0 | 0 | 0 | 0 | 0 | 0 | 0 | 0 | 0 | 0 | 0 | 0 | 0 | 0 | 0 | 0 | 0
F1_Commercial_Health_New_Food Preparation_Natural Gas_Griddle_E4 | F1 | Commercial | Health | New | Food Preparation | Natural Gas | Griddle | E4 | CCE | 0 | 0 | 0 | 0 | 0 | 0 | 0 | 0 | 0 | 0 | 0 | 0 | 0 | 0 | 0 | 0 | 0 | 0 | 0 | 0 | 0 | 0 | 0 | 0 | 0 | 0 | 0
F1_Commercial_Health_New_Food Preparation_Natural Gas_Griddle_E5 | F1 | Commercial | Health | New | Food Preparation | Natural Gas | Griddle | E5 | CCE | 0 | 0 | 0 | 0 | 0 | 0 | 0 | 0 | 0 | 0 | 0 | 0 | 0 | 0 | 0 | 0 | 0 | 0 | 0 | 0 | 0 | 0 | 0 | 0 | 0 | 0 | 0
F1_Commercial_Health_New_Food Preparation_Natural Gas_Griddle_E6 | F1 | Commercial | Health | New | Food Preparation | Natural Gas | Griddle | E6 | CCE | 0 | 0 | 0 | 0 | 0 | 0 | 0 | 0 | 0 | 0 | 0 | 0 | 0 | 0 | 0 | 0 | 0 | 0 | 0 | 0 | 0 | 0 | 0 | 0 | 0 | 0 | 0
F1_Commercial_Health_New_Food Preparation_Natural Gas_Griddle_E7 | F1 | Commercial | Health | New | Food Preparation | Natural Gas | Griddle | E7 | CCE | 0 | 0 | 0 | 0 | 0 | 0 | 0 | 0 | 0 | 0 | 0 | 0 | 0 | 0 | 0 | 0 | 0 | 0 | 0 | 0 | 0 | 0 | 0 | 0 | 0 | 0 | 0
F1_Commercial_Health_New_Food Preparation_Natural Gas_Griddle_E8 | F1 | Commercial | Health | New | Food Preparation | Natural Gas | Griddle | E8 | CCE | 0 | 0 | 0 | 0 | 0 | 0 | 0 | 0 | 0 | 0 | 0 | 0 | 0 | 0 | 0 | 0 | 0 | 0 | 0 | 0 | 0 | 0 | 0 | 0 | 0 | 0 | 0
F1_Commercial_Health_New_Food Preparation_Natural Gas_Griddle_E9 | F1 | Commercial | Health | New | Food Preparation | Natural Gas | Griddle | E9 | CCE | 0 | 0 | 0 | 0 | 0 | 0 | 0 | 0 | 0 | 0 | 0 | 0 | 0 | 0 | 0 | 0 | 0 | 0 | 0 | 0 | 0 | 0 | 0 | 0 | 0 | 0 | 0
F1_Commercial_Health_New_Food Preparation_Natural Gas_Griddle_E10 | F1 | Commercial | Health | New | Food Preparation | Natural Gas | Griddle | E10 | CCE | 0 | 0 | 0 | 0 | 0 | 0 | 0 | 0 | 0 | 0 | 0 | 0 | 0 | 0 | 0 | 0 | 0 | 0 | 0 | 0 | 0 | 0 | 0 | 0 | 0 | 0 | 0
F2_Commercial_Health_New_Food Preparation_Natural Gas_Griddle_E1 | F2 | Commercial | Health | New | Food Preparation | Natural Gas | Griddle | E1 | TRC BC Ratio | bar: 2021 to 2047
F2_Commercial_Health_New_Food Preparation_Natural Gas_Griddle_E2 | F2 | Commercial | Health | New | Food Preparation | Natural Gas | Griddle | E2 | TRC BC Ratio | 1.0411 | 1.0299 | 1.0192 | 1.0089 | 1.0114 | 1.0224 | 1.0382 | 1.0559 | 1.0729 | 1.0874 | 1.0993 | 1.1077 | 1.1125 | 1.112 | 1.106 | 1.0944 | 1.0774 | 1.0561 | 1.0305 | 1.0002 | 0.96464 | 0.92365 | 0.8873 | 0.86394 | 0.85412 | 0.85831 | 0.86251
F2_Commercial_Health_New_Food Preparation_Natural Gas_Griddle_E3 | F2 | Commercial | Health | New | Food Preparation | Natural Gas | Griddle | E3 | TRC BC Ratio | 0 | 0 | 0 | 0 | 0 | 0 | 0 | 0 | 0 | 0 | 0 | 0 | 0 | 0 | 0 | 0 | 0 | 0 | 0 | 0 | 0 | 0 | 0 | 0 | 0 | 0 | 0
F2_Commercial_Health_New_Food Preparation_Natural Gas_Griddle_E4 | F2 | Commercial | Health | New | Food Preparation | Natural Gas | Griddle | E4 | TRC BC Ratio | 0 | 0 | 0 | 0 | 0 | 0 | 0 | 0 | 0 | 0 | 0 | 0 | 0 | 0 | 0 | 0 | 0 | 0 | 0 | 0 | 0 | 0 | 0 | 0 | 0 | 0 | 0
F2_Commercial_Health_New_Food Preparation_Natural Gas_Griddle_E5 | F2 | Commercial | Health | New | Food Preparation | Natural Gas | Griddle | E5 | TRC BC Ratio | 0 | 0 | 0 | 0 | 0 | 0 | 0 | 0 | 0 | 0 | 0 | 0 | 0 | 0 | 0 | 0 | 0 | 0 | 0 | 0 | 0 | 0 | 0 | 0 | 0 | 0 | 0
F2_Commercial_Health_New_Food Preparation_Natural Gas_Griddle_E6 | F2 | Commercial | Health | New | Food Preparation | Natural Gas | Griddle | E6 | TRC BC Ratio | 0 | 0 | 0 | 0 | 0 | 0 | 0 | 0 | 0 | 0 | 0 | 0 | 0 | 0 | 0 | 0 | 0 | 0 | 0 | 0 | 0 | 0 | 0 | 0 | 0 | 0 | 0
F2_Commercial_Health_New_Food Preparation_Natural Gas_Griddle_E7 | F2 | Commercial | Health | New | Food Preparation | Natural Gas | Griddle | E7 | TRC BC Ratio | 0 | 0 | 0 | 0 | 0 | 0 | 0 | 0 | 0 | 0 | 0 | 0 | 0 | 0 | 0 | 0 | 0 | 0 | 0 | 0 | 0 | 0 | 0 | 0 | 0 | 0 | 0
F2_Commercial_Health_New_Food Preparation_Natural Gas_Griddle_E8 | F2 | Commercial | Health | New | Food Preparation | Natural Gas | Griddle | E8 | TRC BC Ratio | 0 | 0 | 0 | 0 | 0 | 0 | 0 | 0 | 0 | 0 | 0 | 0 | 0 | 0 | 0 | 0 | 0 | 0 | 0 | 0 | 0 | 0 | 0 | 0 | 0 | 0 | 0
F2_Commercial_Health_New_Food Preparation_Natural Gas_Griddle_E9 | F2 | Commercial | Health | New | Food Preparation | Natural Gas | Griddle | E9 | TRC BC Ratio | 0 | 0 | 0 | 0 | 0 | 0 | 0 | 0 | 0 | 0 | 0 | 0 | 0 | 0 | 0 | 0 | 0 | 0 | 0 | 0 | 0 | 0 | 0 | 0 | 0 | 0 | 0
F2_Commercial_Health_New_Food Preparation_Natural Gas_Griddle_E10 | F2 | Commercial | Health | New | Food Preparation | Natural Gas | Griddle | E10 | TRC BC Ratio | 0 | 0 | 0 | 0 | 0 | 0 | 0 | 0 | 0 | 0 | 0 | 0 | 0 | 0 | 0 | 0 | 0 | 0 | 0 | 0 | 0 | 0 | 0 | 0 | 0 | 0 | 0
F3_Commercial_Health_New_Food Preparation_Natural Gas_Griddle_E1 | F3 | Commercial | Health | New | Food Preparation | Natural Gas | Griddle | E1 | PACT BC Ratio | bar: 2021 to 2047
F3_Commercial_Health_New_Food Preparation_Natural Gas_Griddle_E2 | F3 | Commercial | Health | New | Food Preparation | Natural Gas | Griddle | E2 | PACT BC Ratio | 1.3698 | 1.3552 | 1.341 | 1.3275 | 1.3308 | 1.3452 | 1.3661 | 1.3893 | 1.4117 | 1.4308 | 1.4464 | 1.4575 | 1.4639 | 1.4631 | 1.4552 | 1.44 | 1.4177 | 1.3896 | 1.356 | 1.3161 | 1.2693 | 1.2153 | 1.1675 | 1.1368 | 1.1238 | 1.1294 | 1.1349
F3_Commercial_Health_New_Food Preparation_Natural Gas_Griddle_E3 | F3 | Commercial | Health | New | Food Preparation | Natural Gas | Griddle | E3 | PACT BC Ratio | 0 | 0 | 0 | 0 | 0 | 0 | 0 | 0 | 0 | 0 | 0 | 0 | 0 | 0 | 0 | 0 | 0 | 0 | 0 | 0 | 0 | 0 | 0 | 0 | 0 | 0 | 0
F3_Commercial_Health_New_Food Preparation_Natural Gas_Griddle_E4 | F3 | Commercial | Health | New | Food Preparation | Natural Gas | Griddle | E4 | PACT BC Ratio | 0 | 0 | 0 | 0 | 0 | 0 | 0 | 0 | 0 | 0 | 0 | 0 | 0 | 0 | 0 | 0 | 0 | 0 | 0 | 0 | 0 | 0 | 0 | 0 | 0 | 0 | 0
F3_Commercial_Health_New_Food Preparation_Natural Gas_Griddle_E5 | F3 | Commercial | Health | New | Food Preparation | Natural Gas | Griddle | E5 | PACT BC Ratio | 0 | 0 | 0 | 0 | 0 | 0 | 0 | 0 | 0 | 0 | 0 | 0 | 0 | 0 | 0 | 0 | 0 | 0 | 0 | 0 | 0 | 0 | 0 | 0 | 0 | 0 | 0
F3_Commercial_Health_New_Food Preparation_Natural Gas_Griddle_E6 | F3 | Commercial | Health | New | Food Preparation | Natural Gas | Griddle | E6 | PACT BC Ratio | 0 | 0 | 0 | 0 | 0 | 0 | 0 | 0 | 0 | 0 | 0 | 0 | 0 | 0 | 0 | 0 | 0 | 0 | 0 | 0 | 0 | 0 | 0 | 0 | 0 | 0 | 0
F3_Commercial_Health_New_Food Preparation_Natural Gas_Griddle_E7 | F3 | Commercial | Health | New | Food Preparation | Natural Gas | Griddle | E7 | PACT BC Ratio | 0 | 0 | 0 | 0 | 0 | 0 | 0 | 0 | 0 | 0 | 0 | 0 | 0 | 0 | 0 | 0 | 0 | 0 | 0 | 0 | 0 | 0 | 0 | 0 | 0 | 0 | 0
F3_Commercial_Health_New_Food Preparation_Natural Gas_Griddle_E8 | F3 | Commercial | Health | New | Food Preparation | Natural Gas | Griddle | E8 | PACT BC Ratio | 0 | 0 | 0 | 0 | 0 | 0 | 0 | 0 | 0 | 0 | 0 | 0 | 0 | 0 | 0 | 0 | 0 | 0 | 0 | 0 | 0 | 0 | 0 | 0 | 0 | 0 | 0
F3_Commercial_Health_New_Food Preparation_Natural Gas_Griddle_E9 | F3 | Commercial | Health | New | Food Preparation | Natural Gas | Griddle | E9 | PACT BC Ratio | 0 | 0 | 0 | 0 | 0 | 0 | 0 | 0 | 0 | 0 | 0 | 0 | 0 | 0 | 0 | 0 | 0 | 0 | 0 | 0 | 0 | 0 | 0 | 0 | 0 | 0 | 0
F3_Commercial_Health_New_Food Preparation_Natural Gas_Griddle_E10 | F3 | Commercial | Health | New | Food Preparation | Natural Gas | Griddle | E10 | PACT BC Ratio | 0 | 0 | 0 | 0 | 0 | 0 | 0 | 0 | 0 | 0 | 0 | 0 | 0 | 0 | 0 | 0 | 0 | 0 | 0 | 0 | 0 | 0 | 0 | 0 | 0 | 0 | 0
F4_Commercial_Health_New_Food Preparation_Natural Gas_Griddle_E1 | F4 | Commercial | Health | New | Food Preparation | Natural Gas | Griddle | E1 | RVT BC Ratio | bar: 2021 to 2047
F4_Commercial_Health_New_Food Preparation_Natural Gas_Griddle_E2 | F4 | Commercial | Health | New | Food Preparation | Natural Gas | Griddle | E2 | RVT BC Ratio | 0.7 | 0.7 | 0.7 | 0.7 | 0.7 | 0.7 | 0.7 | 0.7 | 0.7 | 0.7 | 0.7 | 0.7 | 0.7 | 0.7 | 0.7 | 0.7 | 0.7 | 0.7 | 0.7 | 0.7 | 0.7 | 0.7 | 0.7 | 0.7 | 0.7 | 0.7 | 0.7
F4_Commercial_Health_New_Food Preparation_Natural Gas_Griddle_E3 | F4 | Commercial | Health | New | Food Preparation | Natural Gas | Griddle | E3 | RVT BC Ratio | 0 | 0 | 0 | 0 | 0 | 0 | 0 | 0 | 0 | 0 | 0 | 0 | 0 | 0 | 0 | 0 | 0 | 0 | 0 | 0 | 0 | 0 | 0 | 0 | 0 | 0 | 0
F4_Commercial_Health_New_Food Preparation_Natural Gas_Griddle_E4 | F4 | Commercial | Health | New | Food Preparation | Natural Gas | Griddle | E4 | RVT BC Ratio | 0 | 0 | 0 | 0 | 0 | 0 | 0 | 0 | 0 | 0 | 0 | 0 | 0 | 0 | 0 | 0 | 0 | 0 | 0 | 0 | 0 | 0 | 0 | 0 | 0 | 0 | 0
F4_Commercial_Health_New_Food Preparation_Natural Gas_Griddle_E5 | F4 | Commercial | Health | New | Food Preparation | Natural Gas | Griddle | E5 | RVT BC Ratio | 0 | 0 | 0 | 0 | 0 | 0 | 0 | 0 | 0 | 0 | 0 | 0 | 0 | 0 | 0 | 0 | 0 | 0 | 0 | 0 | 0 | 0 | 0 | 0 | 0 | 0 | 0
F4_Commercial_Health_New_Food Preparation_Natural Gas_Griddle_E6 | F4 | Commercial | Health | New | Food Preparation | Natural Gas | Griddle | E6 | RVT BC Ratio | 0 | 0 | 0 | 0 | 0 | 0 | 0 | 0 | 0 | 0 | 0 | 0 | 0 | 0 | 0 | 0 | 0 | 0 | 0 | 0 | 0 | 0 | 0 | 0 | 0 | 0 | 0
F4_Commercial_Health_New_Food Preparation_Natural Gas_Griddle_E7 | F4 | Commercial | Health | New | Food Preparation | Natural Gas | Griddle | E7 | RVT BC Ratio | 0 | 0 | 0 | 0 | 0 | 0 | 0 | 0 | 0 | 0 | 0 | 0 | 0 | 0 | 0 | 0 | 0 | 0 | 0 | 0 | 0 | 0 | 0 | 0 | 0 | 0 | 0
F4_Commercial_Health_New_Food Preparation_Natural Gas_Griddle_E8 | F4 | Commercial | Health | New | Food Preparation | Natural Gas | Griddle | E8 | RVT BC Ratio | 0 | 0 | 0 | 0 | 0 | 0 | 0 | 0 | 0 | 0 | 0 | 0 | 0 | 0 | 0 | 0 | 0 | 0 | 0 | 0 | 0 | 0 | 0 | 0 | 0 | 0 | 0
F4_Commercial_Health_New_Food Preparation_Natural Gas_Griddle_E9 | F4 | Commercial | Health | New | Food Preparation | Natural Gas | Griddle | E9 | RVT BC Ratio | 0 | 0 | 0 | 0 | 0 | 0 | 0 | 0 | 0 | 0 | 0 | 0 | 0 | 0 | 0 | 0 | 0 | 0 | 0 | 0 | 0 | 0 | 0 | 0 | 0 | 0 | 0
F4_Commercial_Health_New_Food Preparation_Natural Gas_Griddle_E10 | F4 | Commercial | Health | New | Food Preparation | Natural Gas | Griddle | E10 | RVT BC Ratio | 0 | 0 | 0 | 0 | 0 | 0 | 0 | 0 | 0 | 0 | 0 | 0 | 0 | 0 | 0 | 0 | 0 | 0 | 0 | 0 | 0 | 0 | 0 | 0 | 0 | 0 | 0
F5_Commercial_Health_New_Food Preparation_Natural Gas_Griddle_E1 | F5 | Commercial | Health | New | Food Preparation | Natural Gas | Griddle | E1 | RIM BC Ratio | bar: 2021 to 2047
F5_Commercial_Health_New_Food Preparation_Natural Gas_Griddle_E2 | F5 | Commercial | Health | New | Food Preparation | Natural Gas | Griddle | E2 | RIM BC Ratio | 1.3698 | 1.3552 | 1.341 | 1.3275 | 1.3308 | 1.3452 | 1.3661 | 1.3893 | 1.4117 | 1.4308 | 1.4464 | 1.4575 | 1.4639 | 1.4631 | 1.4552 | 1.44 | 1.4177 | 1.3896 | 1.356 | 1.3161 | 1.2693 | 1.2153 | 1.1675 | 1.1368 | 1.1238 | 1.1294 | 1.1349
F5_Commercial_Health_New_Food Preparation_Natural Gas_Griddle_E3 | F5 | Commercial | Health | New | Food Preparation | Natural Gas | Griddle | E3 | RIM BC Ratio | 0 | 0 | 0 | 0 | 0 | 0 | 0 | 0 | 0 | 0 | 0 | 0 | 0 | 0 | 0 | 0 | 0 | 0 | 0 | 0 | 0 | 0 | 0 | 0 | 0 | 0 | 0
F5_Commercial_Health_New_Food Preparation_Natural Gas_Griddle_E4 | F5 | Commercial | Health | New | Food Preparation | Natural Gas | Griddle | E4 | RIM BC Ratio | 0 | 0 | 0 | 0 | 0 | 0 | 0 | 0 | 0 | 0 | 0 | 0 | 0 | 0 | 0 | 0 | 0 | 0 | 0 | 0 | 0 | 0 | 0 | 0 | 0 | 0 | 0
F5_Commercial_Health_New_Food Preparation_Natural Gas_Griddle_E5 | F5 | Commercial | Health | New | Food Preparation | Natural Gas | Griddle | E5 | RIM BC Ratio | 0 | 0 | 0 | 0 | 0 | 0 | 0 | 0 | 0 | 0 | 0 | 0 | 0 | 0 | 0 | 0 | 0 | 0 | 0 | 0 | 0 | 0 | 0 | 0 | 0 | 0 | 0
F5_Commercial_Health_New_Food Preparation_Natural Gas_Griddle_E6 | F5 | Commercial | Health | New | Food Preparation | Natural Gas | Griddle | E6 | RIM BC Ratio | 0 | 0 | 0 | 0 | 0 | 0 | 0 | 0 | 0 | 0 | 0 | 0 | 0 | 0 | 0 | 0 | 0 | 0 | 0 | 0 | 0 | 0 | 0 | 0 | 0 | 0 | 0
F5_Commercial_Health_New_Food Preparation_Natural Gas_Griddle_E7 | F5 | Commercial | Health | New | Food Preparation | Natural Gas | Griddle | E7 | RIM BC Ratio | 0 | 0 | 0 | 0 | 0 | 0 | 0 | 0 | 0 | 0 | 0 | 0 | 0 | 0 | 0 | 0 | 0 | 0 | 0 | 0 | 0 | 0 | 0 | 0 | 0 | 0 | 0
F5_Commercial_Health_New_Food Preparation_Natural Gas_Griddle_E8 | F5 | Commercial | Health | New | Food Preparation | Natural Gas | Griddle | E8 | RIM BC Ratio | 0 | 0 | 0 | 0 | 0 | 0 | 0 | 0 | 0 | 0 | 0 | 0 | 0 | 0 | 0 | 0 | 0 | 0 | 0 | 0 | 0 | 0 | 0 | 0 | 0 | 0 | 0
F5_Commercial_Health_New_Food Preparation_Natural Gas_Griddle_E9 | F5 | Commercial | Health | New | Food Preparation | Natural Gas | Griddle | E9 | RIM BC Ratio | 0 | 0 | 0 | 0 | 0 | 0 | 0 | 0 | 0 | 0 | 0 | 0 | 0 | 0 | 0 | 0 | 0 | 0 | 0 | 0 | 0 | 0 | 0 | 0 | 0 | 0 | 0
F5_Commercial_Health_New_Food Preparation_Natural Gas_Griddle_E10 | F5 | Commercial | Health | New | Food Preparation | Natural Gas | Griddle | E10 | RIM BC Ratio | 0 | 0 | 0 | 0 | 0 | 0 | 0 | 0 | 0 | 0 | 0 | 0 | 0 | 0 | 0 | 0 | 0 | 0 | 0 | 0 | 0 | 0 | 0 | 0 | 0 | 0 | 0
F0_Commercial_Health_New_Food Preparation_Natural Gas_Range_E0 | F0 | Commercial | Health | New | Food Preparation | Natural Gas | Range | E0 | Economic Unit | High Efficiency | High Efficiency | High Efficiency | High Efficiency | High Efficiency | High Efficiency | High Efficiency | High Efficiency | High Efficiency | High Efficiency | High Efficiency | High Efficiency | High Efficiency | High Efficiency | High Efficiency | High Efficiency | High Efficiency | High Efficiency | High Efficiency | High Efficiency | High Efficiency | High Efficiency | High Efficiency | High Efficiency | High Efficiency | High Efficiency | High Efficiency
F1_Commercial_Health_New_Food Preparation_Natural Gas_Range_E1 | F1 | Commercial | Health | New | Food Preparation | Natural Gas | Range | E1 | CCE | 0 | 0 | 0 | 0 | 0 | 0 | 0 | 0 | 0 | 0 | 0 | 0 | 0 | 0 | 0 | 0 | 0 | 0 | 0 | 0 | 0 | 0 | 0 | 0 | 0 | 0 | 0
F1_Commercial_Health_New_Food Preparation_Natural Gas_Range_E2 | F1 | Commercial | Health | New | Food Preparation | Natural Gas | Range | E2 | CCE | 1.2749e-07 | 1.2749e-07 | 1.2749e-07 | 1.2749e-07 | 1.2749e-07 | 1.2749e-07 | 1.2749e-07 | 1.2749e-07 | 1.2749e-07 | 1.2749e-07 | 1.2749e-07 | 1.2749e-07 | 1.2749e-07 | 1.2749e-07 | 1.2749e-07 | 1.2749e-07 | 1.2749e-07 | 1.2749e-07 | 1.2749e-07 | 1.2749e-07 | 1.2749e-07 | 1.2749e-07 | 1.2749e-07 | 1.2749e-07 | 1.2749e-07 | 1.2749e-07 | 1.2749e-07
F1_Commercial_Health_New_Food Preparation_Natural Gas_Range_E3 | F1 | Commercial | Health | New | Food Preparation | Natural Gas | Range | E3 | CCE | 0 | 0 | 0 | 0 | 0 | 0 | 0 | 0 | 0 | 0 | 0 | 0 | 0 | 0 | 0 | 0 | 0 | 0 | 0 | 0 | 0 | 0 | 0 | 0 | 0 | 0 | 0
F1_Commercial_Health_New_Food Preparation_Natural Gas_Range_E4 | F1 | Commercial | Health | New | Food Preparation | Natural Gas | Range | E4 | CCE | 0 | 0 | 0 | 0 | 0 | 0 | 0 | 0 | 0 | 0 | 0 | 0 | 0 | 0 | 0 | 0 | 0 | 0 | 0 | 0 | 0 | 0 | 0 | 0 | 0 | 0 | 0
F1_Commercial_Health_New_Food Preparation_Natural Gas_Range_E5 | F1 | Commercial | Health | New | Food Preparation | Natural Gas | Range | E5 | CCE | 0 | 0 | 0 | 0 | 0 | 0 | 0 | 0 | 0 | 0 | 0 | 0 | 0 | 0 | 0 | 0 | 0 | 0 | 0 | 0 | 0 | 0 | 0 | 0 | 0 | 0 | 0
F1_Commercial_Health_New_Food Preparation_Natural Gas_Range_E6 | F1 | Commercial | Health | New | Food Preparation | Natural Gas | Range | E6 | CCE | 0 | 0 | 0 | 0 | 0 | 0 | 0 | 0 | 0 | 0 | 0 | 0 | 0 | 0 | 0 | 0 | 0 | 0 | 0 | 0 | 0 | 0 | 0 | 0 | 0 | 0 | 0
F1_Commercial_Health_New_Food Preparation_Natural Gas_Range_E7 | F1 | Commercial | Health | New | Food Preparation | Natural Gas | Range | E7 | CCE | 0 | 0 | 0 | 0 | 0 | 0 | 0 | 0 | 0 | 0 | 0 | 0 | 0 | 0 | 0 | 0 | 0 | 0 | 0 | 0 | 0 | 0 | 0 | 0 | 0 | 0 | 0
F1_Commercial_Health_New_Food Preparation_Natural Gas_Range_E8 | F1 | Commercial | Health | New | Food Preparation | Natural Gas | Range | E8 | CCE | 0 | 0 | 0 | 0 | 0 | 0 | 0 | 0 | 0 | 0 | 0 | 0 | 0 | 0 | 0 | 0 | 0 | 0 | 0 | 0 | 0 | 0 | 0 | 0 | 0 | 0 | 0
F1_Commercial_Health_New_Food Preparation_Natural Gas_Range_E9 | F1 | Commercial | Health | New | Food Preparation | Natural Gas | Range | E9 | CCE | 0 | 0 | 0 | 0 | 0 | 0 | 0 | 0 | 0 | 0 | 0 | 0 | 0 | 0 | 0 | 0 | 0 | 0 | 0 | 0 | 0 | 0 | 0 | 0 | 0 | 0 | 0
F1_Commercial_Health_New_Food Preparation_Natural Gas_Range_E10 | F1 | Commercial | Health | New | Food Preparation | Natural Gas | Range | E10 | CCE | 0 | 0 | 0 | 0 | 0 | 0 | 0 | 0 | 0 | 0 | 0 | 0 | 0 | 0 | 0 | 0 | 0 | 0 | 0 | 0 | 0 | 0 | 0 | 0 | 0 | 0 | 0
F2_Commercial_Health_New_Food Preparation_Natural Gas_Range_E1 | F2 | Commercial | Health | New | Food Preparation | Natural Gas | Range | E1 | TRC BC Ratio | bar: 2021 to 2047
F2_Commercial_Health_New_Food Preparation_Natural Gas_Range_E2 | F2 | Commercial | Health | New | Food Preparation | Natural Gas | Range | E2 | TRC BC Ratio | 107783.7748 | 106228.1866 | 104711.2526 | 103240.7276 | 103254.6448 | 104233.7467 | 105821.2112 | 107744.3581 | 109820.4161 | 111943.5488 | 114043.9247 | 115902.5227 | 117321.4185 | 117924.3994 | 117645.627 | 116492.5653 | 114552.5979 | 112013.3613 | 108990.1291 | 105406.5736 | 101214.1852 | 96389.3927 | 92105.7121 | 89333.183 | 88135.3969 | 88567.4331 | 89001.5872
F2_Commercial_Health_New_Food Preparation_Natural Gas_Range_E3 | F2 | Commercial | Health | New | Food Preparation | Natural Gas | Range | E3 | TRC BC Ratio | 0 | 0 | 0 | 0 | 0 | 0 | 0 | 0 | 0 | 0 | 0 | 0 | 0 | 0 | 0 | 0 | 0 | 0 | 0 | 0 | 0 | 0 | 0 | 0 | 0 | 0 | 0
F2_Commercial_Health_New_Food Preparation_Natural Gas_Range_E4 | F2 | Commercial | Health | New | Food Preparation | Natural Gas | Range | E4 | TRC BC Ratio | 0 | 0 | 0 | 0 | 0 | 0 | 0 | 0 | 0 | 0 | 0 | 0 | 0 | 0 | 0 | 0 | 0 | 0 | 0 | 0 | 0 | 0 | 0 | 0 | 0 | 0 | 0
F2_Commercial_Health_New_Food Preparation_Natural Gas_Range_E5 | F2 | Commercial | Health | New | Food Preparation | Natural Gas | Range | E5 | TRC BC Ratio | 0 | 0 | 0 | 0 | 0 | 0 | 0 | 0 | 0 | 0 | 0 | 0 | 0 | 0 | 0 | 0 | 0 | 0 | 0 | 0 | 0 | 0 | 0 | 0 | 0 | 0 | 0
F2_Commercial_Health_New_Food Preparation_Natural Gas_Range_E6 | F2 | Commercial | Health | New | Food Preparation | Natural Gas | Range | E6 | TRC BC Ratio | 0 | 0 | 0 | 0 | 0 | 0 | 0 | 0 | 0 | 0 | 0 | 0 | 0 | 0 | 0 | 0 | 0 | 0 | 0 | 0 | 0 | 0 | 0 | 0 | 0 | 0 | 0
F2_Commercial_Health_New_Food Preparation_Natural Gas_Range_E7 | F2 | Commercial | Health | New | Food Preparation | Natural Gas | Range | E7 | TRC BC Ratio | 0 | 0 | 0 | 0 | 0 | 0 | 0 | 0 | 0 | 0 | 0 | 0 | 0 | 0 | 0 | 0 | 0 | 0 | 0 | 0 | 0 | 0 | 0 | 0 | 0 | 0 | 0
F2_Commercial_Health_New_Food Preparation_Natural Gas_Range_E8 | F2 | Commercial | Health | New | Food Preparation | Natural Gas | Range | E8 | TRC BC Ratio | 0 | 0 | 0 | 0 | 0 | 0 | 0 | 0 | 0 | 0 | 0 | 0 | 0 | 0 | 0 | 0 | 0 | 0 | 0 | 0 | 0 | 0 | 0 | 0 | 0 | 0 | 0
F2_Commercial_Health_New_Food Preparation_Natural Gas_Range_E9 | F2 | Commercial | Health | New | Food Preparation | Natural Gas | Range | E9 | TRC BC Ratio | 0 | 0 | 0 | 0 | 0 | 0 | 0 | 0 | 0 | 0 | 0 | 0 | 0 | 0 | 0 | 0 | 0 | 0 | 0 | 0 | 0 | 0 | 0 | 0 | 0 | 0 | 0
F2_Commercial_Health_New_Food Preparation_Natural Gas_Range_E10 | F2 | Commercial | Health | New | Food Preparation | Natural Gas | Range | E10 | TRC BC Ratio | 0 | 0 | 0 | 0 | 0 | 0 | 0 | 0 | 0 | 0 | 0 | 0 | 0 | 0 | 0 | 0 | 0 | 0 | 0 | 0 | 0 | 0 | 0 | 0 | 0 | 0 | 0
F3_Commercial_Health_New_Food Preparation_Natural Gas_Range_E1 | F3 | Commercial | Health | New | Food Preparation | Natural Gas | Range | E1 | PACT BC Ratio | bar: 2021 to 2047
F3_Commercial_Health_New_Food Preparation_Natural Gas_Range_E2 | F3 | Commercial | Health | New | Food Preparation | Natural Gas | Range | E2 | PACT BC Ratio | 135901.2813 | 133939.8874 | 132027.2315 | 130173.0913 | 130190.6392 | 131425.1589 | 133426.7446 | 135851.5819 | 138469.2203 | 141146.2137 | 143794.5137 | 146137.9634 | 147927.0059 | 148687.2862 | 148335.7906 | 146881.9302 | 144435.8844 | 141234.2382 | 137422.3367 | 132903.9406 | 127617.8857 | 121534.4516 | 116133.2892 | 112637.4916 | 111127.2395 | 111671.9809 | 112219.3926
F3_Commercial_Health_New_Food Preparation_Natural Gas_Range_E3 | F3 | Commercial | Health | New | Food Preparation | Natural Gas | Range | E3 | PACT BC Ratio | 0 | 0 | 0 | 0 | 0 | 0 | 0 | 0 | 0 | 0 | 0 | 0 | 0 | 0 | 0 | 0 | 0 | 0 | 0 | 0 | 0 | 0 | 0 | 0 | 0 | 0 | 0
F3_Commercial_Health_New_Food Preparation_Natural Gas_Range_E4 | F3 | Commercial | Health | New | Food Preparation | Natural Gas | Range | E4 | PACT BC Ratio | 0 | 0 | 0 | 0 | 0 | 0 | 0 | 0 | 0 | 0 | 0 | 0 | 0 | 0 | 0 | 0 | 0 | 0 | 0 | 0 | 0 | 0 | 0 | 0 | 0 | 0 | 0
F3_Commercial_Health_New_Food Preparation_Natural Gas_Range_E5 | F3 | Commercial | Health | New | Food Preparation | Natural Gas | Range | E5 | PACT BC Ratio | 0 | 0 | 0 | 0 | 0 | 0 | 0 | 0 | 0 | 0 | 0 | 0 | 0 | 0 | 0 | 0 | 0 | 0 | 0 | 0 | 0 | 0 | 0 | 0 | 0 | 0 | 0
F3_Commercial_Health_New_Food Preparation_Natural Gas_Range_E6 | F3 | Commercial | Health | New | Food Preparation | Natural Gas | Range | E6 | PACT BC Ratio | 0 | 0 | 0 | 0 | 0 | 0 | 0 | 0 | 0 | 0 | 0 | 0 | 0 | 0 | 0 | 0 | 0 | 0 | 0 | 0 | 0 | 0 | 0 | 0 | 0 | 0 | 0
F3_Commercial_Health_New_Food Preparation_Natural Gas_Range_E7 | F3 | Commercial | Health | New | Food Preparation | Natural Gas | Range | E7 | PACT BC Ratio | 0 | 0 | 0 | 0 | 0 | 0 | 0 | 0 | 0 | 0 | 0 | 0 | 0 | 0 | 0 | 0 | 0 | 0 | 0 | 0 | 0 | 0 | 0 | 0 | 0 | 0 | 0
F3_Commercial_Health_New_Food Preparation_Natural Gas_Range_E8 | F3 | Commercial | Health | New | Food Preparation | Natural Gas | Range | E8 | PACT BC Ratio | 0 | 0 | 0 | 0 | 0 | 0 | 0 | 0 | 0 | 0 | 0 | 0 | 0 | 0 | 0 | 0 | 0 | 0 | 0 | 0 | 0 | 0 | 0 | 0 | 0 | 0 | 0
F3_Commercial_Health_New_Food Preparation_Natural Gas_Range_E9 | F3 | Commercial | Health | New | Food Preparation | Natural Gas | Range | E9 | PACT BC Ratio | 0 | 0 | 0 | 0 | 0 | 0 | 0 | 0 | 0 | 0 | 0 | 0 | 0 | 0 | 0 | 0 | 0 | 0 | 0 | 0 | 0 | 0 | 0 | 0 | 0 | 0 | 0
F3_Commercial_Health_New_Food Preparation_Natural Gas_Range_E10 | F3 | Commercial | Health | New | Food Preparation | Natural Gas | Range | E10 | PACT BC Ratio | 0 | 0 | 0 | 0 | 0 | 0 | 0 | 0 | 0 | 0 | 0 | 0 | 0 | 0 | 0 | 0 | 0 | 0 | 0 | 0 | 0 | 0 | 0 | 0 | 0 | 0 | 0
F4_Commercial_Health_New_Food Preparation_Natural Gas_Range_E1 | F4 | Commercial | Health | New | Food Preparation | Natural Gas | Range | E1 | RVT BC Ratio | bar: 2021 to 2047
F4_Commercial_Health_New_Food Preparation_Natural Gas_Range_E2 | F4 | Commercial | Health | New | Food Preparation | Natural Gas | Range | E2 | RVT BC Ratio | 0.7 | 0.7 | 0.7 | 0.7 | 0.7 | 0.7 | 0.7 | 0.7 | 0.7 | 0.7 | 0.7 | 0.7 | 0.7 | 0.7 | 0.7 | 0.7 | 0.7 | 0.7 | 0.7 | 0.7 | 0.7 | 0.7 | 0.7 | 0.7 | 0.7 | 0.7 | 0.7
F4_Commercial_Health_New_Food Preparation_Natural Gas_Range_E3 | F4 | Commercial | Health | New | Food Preparation | Natural Gas | Range | E3 | RVT BC Ratio | 0 | 0 | 0 | 0 | 0 | 0 | 0 | 0 | 0 | 0 | 0 | 0 | 0 | 0 | 0 | 0 | 0 | 0 | 0 | 0 | 0 | 0 | 0 | 0 | 0 | 0 | 0
F4_Commercial_Health_New_Food Preparation_Natural Gas_Range_E4 | F4 | Commercial | Health | New | Food Preparation | Natural Gas | Range | E4 | RVT BC Ratio | 0 | 0 | 0 | 0 | 0 | 0 | 0 | 0 | 0 | 0 | 0 | 0 | 0 | 0 | 0 | 0 | 0 | 0 | 0 | 0 | 0 | 0 | 0 | 0 | 0 | 0 | 0
F4_Commercial_Health_New_Food Preparation_Natural Gas_Range_E5 | F4 | Commercial | Health | New | Food Preparation | Natural Gas | Range | E5 | RVT BC Ratio | 0 | 0 | 0 | 0 | 0 | 0 | 0 | 0 | 0 | 0 | 0 | 0 | 0 | 0 | 0 | 0 | 0 | 0 | 0 | 0 | 0 | 0 | 0 | 0 | 0 | 0 | 0
F4_Commercial_Health_New_Food Preparation_Natural Gas_Range_E6 | F4 | Commercial | Health | New | Food Preparation | Natural Gas | Range | E6 | RVT BC Ratio | 0 | 0 | 0 | 0 | 0 | 0 | 0 | 0 | 0 | 0 | 0 | 0 | 0 | 0 | 0 | 0 | 0 | 0 | 0 | 0 | 0 | 0 | 0 | 0 | 0 | 0 | 0
F4_Commercial_Health_New_Food Preparation_Natural Gas_Range_E7 | F4 | Commercial | Health | New | Food Preparation | Natural Gas | Range | E7 | RVT BC Ratio | 0 | 0 | 0 | 0 | 0 | 0 | 0 | 0 | 0 | 0 | 0 | 0 | 0 | 0 | 0 | 0 | 0 | 0 | 0 | 0 | 0 | 0 | 0 | 0 | 0 | 0 | 0
F4_Commercial_Health_New_Food Preparation_Natural Gas_Range_E8 | F4 | Commercial | Health | New | Food Preparation | Natural Gas | Range | E8 | RVT BC Ratio | 0 | 0 | 0 | 0 | 0 | 0 | 0 | 0 | 0 | 0 | 0 | 0 | 0 | 0 | 0 | 0 | 0 | 0 | 0 | 0 | 0 | 0 | 0 | 0 | 0 | 0 | 0
F4_Commercial_Health_New_Food Preparation_Natural Gas_Range_E9 | F4 | Commercial | Health | New | Food Preparation | Natural Gas | Range | E9 | RVT BC Ratio | 0 | 0 | 0 | 0 | 0 | 0 | 0 | 0 | 0 | 0 | 0 | 0 | 0 | 0 | 0 | 0 | 0 | 0 | 0 | 0 | 0 | 0 | 0 | 0 | 0 | 0 | 0
F4_Commercial_Health_New_Food Preparation_Natural Gas_Range_E10 | F4 | Commercial | Health | New | Food Preparation | Natural Gas | Range | E10 | RVT BC Ratio | 0 | 0 | 0 | 0 | 0 | 0 | 0 | 0 | 0 | 0 | 0 | 0 | 0 | 0 | 0 | 0 | 0 | 0 | 0 | 0 | 0 | 0 | 0 | 0 | 0 | 0 | 0
F5_Commercial_Health_New_Food Preparation_Natural Gas_Range_E1 | F5 | Commercial | Health | New | Food Preparation | Natural Gas | Range | E1 | RIM BC Ratio | bar: 2021 to 2047
F5_Commercial_Health_New_Food Preparation_Natural Gas_Range_E2 | F5 | Commercial | Health | New | Food Preparation | Natural Gas | Range | E2 | RIM BC Ratio | 135901.2813 | 133939.8874 | 132027.2315 | 130173.0913 | 130190.6392 | 131425.1589 | 133426.7446 | 135851.5819 | 138469.2203 | 141146.2137 | 143794.5137 | 146137.9634 | 147927.0059 | 148687.2862 | 148335.7906 | 146881.9302 | 144435.8844 | 141234.2382 | 137422.3367 | 132903.9406 | 127617.8857 | 121534.4516 | 116133.2892 | 112637.4916 | 111127.2395 | 111671.9809 | 112219.3926
F5_Commercial_Health_New_Food Preparation_Natural Gas_Range_E3 | F5 | Commercial | Health | New | Food Preparation | Natural Gas | Range | E3 | RIM BC Ratio | 0 | 0 | 0 | 0 | 0 | 0 | 0 | 0 | 0 | 0 | 0 | 0 | 0 | 0 | 0 | 0 | 0 | 0 | 0 | 0 | 0 | 0 | 0 | 0 | 0 | 0 | 0
F5_Commercial_Health_New_Food Preparation_Natural Gas_Range_E4 | F5 | Commercial | Health | New | Food Preparation | Natural Gas | Range | E4 | RIM BC Ratio | 0 | 0 | 0 | 0 | 0 | 0 | 0 | 0 | 0 | 0 | 0 | 0 | 0 | 0 | 0 | 0 | 0 | 0 | 0 | 0 | 0 | 0 | 0 | 0 | 0 | 0 | 0
F5_Commercial_Health_New_Food Preparation_Natural Gas_Range_E5 | F5 | Commercial | Health | New | Food Preparation | Natural Gas | Range | E5 | RIM BC Ratio | 0 | 0 | 0 | 0 | 0 | 0 | 0 | 0 | 0 | 0 | 0 | 0 | 0 | 0 | 0 | 0 | 0 | 0 | 0 | 0 | 0 | 0 | 0 | 0 | 0 | 0 | 0
F5_Commercial_Health_New_Food Preparation_Natural Gas_Range_E6 | F5 | Commercial | Health | New | Food Preparation | Natural Gas | Range | E6 | RIM BC Ratio | 0 | 0 | 0 | 0 | 0 | 0 | 0 | 0 | 0 | 0 | 0 | 0 | 0 | 0 | 0 | 0 | 0 | 0 | 0 | 0 | 0 | 0 | 0 | 0 | 0 | 0 | 0
F5_Commercial_Health_New_Food Preparation_Natural Gas_Range_E7 | F5 | Commercial | Health | New | Food Preparation | Natural Gas | Range | E7 | RIM BC Ratio | 0 | 0 | 0 | 0 | 0 | 0 | 0 | 0 | 0 | 0 | 0 | 0 | 0 | 0 | 0 | 0 | 0 | 0 | 0 | 0 | 0 | 0 | 0 | 0 | 0 | 0 | 0
F5_Commercial_Health_New_Food Preparation_Natural Gas_Range_E8 | F5 | Commercial | Health | New | Food Preparation | Natural Gas | Range | E8 | RIM BC Ratio | 0 | 0 | 0 | 0 | 0 | 0 | 0 | 0 | 0 | 0 | 0 | 0 | 0 | 0 | 0 | 0 | 0 | 0 | 0 | 0 | 0 | 0 | 0 | 0 | 0 | 0 | 0
F5_Commercial_Health_New_Food Preparation_Natural Gas_Range_E9 | F5 | Commercial | Health | New | Food Preparation | Natural Gas | Range | E9 | RIM BC Ratio | 0 | 0 | 0 | 0 | 0 | 0 | 0 | 0 | 0 | 0 | 0 | 0 | 0 | 0 | 0 | 0 | 0 | 0 | 0 | 0 | 0 | 0 | 0 | 0 | 0 | 0 | 0
F5_Commercial_Health_New_Food Preparation_Natural Gas_Range_E10 | F5 | Commercial | Health | New | Food Preparation | Natural Gas | Range | E10 | RIM BC Ratio | 0 | 0 | 0 | 0 | 0 | 0 | 0 | 0 | 0 | 0 | 0 | 0 | 0 | 0 | 0 | 0 | 0 | 0 | 0 | 0 | 0 | 0 | 0 | 0 | 0 | 0 | 0
F0_Commercial_Health_New_Food Preparation_Natural Gas_Steamer_E0 | F0 | Commercial | Health | New | Food Preparation | Natural Gas | Steamer | E0 | Economic Unit | ENERGY STAR | ENERGY STAR | ENERGY STAR | ENERGY STAR | ENERGY STAR | ENERGY STAR | ENERGY STAR | ENERGY STAR | ENERGY STAR | ENERGY STAR | ENERGY STAR | ENERGY STAR | ENERGY STAR | ENERGY STAR | ENERGY STAR | ENERGY STAR | ENERGY STAR | ENERGY STAR | ENERGY STAR | ENERGY STAR | ENERGY STAR | ENERGY STAR | ENERGY STAR | ENERGY STAR | ENERGY STAR | ENERGY STAR | ENERGY STAR
F1_Commercial_Health_New_Food Preparation_Natural Gas_Steamer_E1 | F1 | Commercial | Health | New | Food Preparation | Natural Gas | Steamer | E1 | CCE | 0 | 0 | 0 | 0 | 0 | 0 | 0 | 0 | 0 | 0 | 0 | 0 | 0 | 0 | 0 | 0 | 0 | 0 | 0 | 0 | 0 | 0 | 0 | 0 | 0 | 0 | 0
F1_Commercial_Health_New_Food Preparation_Natural Gas_Steamer_E2 | F1 | Commercial | Health | New | Food Preparation | Natural Gas | Steamer | E2 | CCE | -0.0080635 | 0 | 0 | 0 | 0 | 0 | 0 | 0 | 0 | 0 | 0 | 0 | 0 | 0 | 0 | 0 | 0 | 0 | 0 | 0 | 0 | 0 | 0 | 0 | 0 | 0 | 0
F1_Commercial_Health_New_Food Preparation_Natural Gas_Steamer_E3 | F1 | Commercial | Health | New | Food Preparation | Natural Gas | Steamer | E3 | CCE | 0 | 0 | 0 | 0 | 0 | 0 | 0 | 0 | 0 | 0 | 0 | 0 | 0 | 0 | 0 | 0 | 0 | 0 | 0 | 0 | 0 | 0 | 0 | 0 | 0 | 0 | 0
F1_Commercial_Health_New_Food Preparation_Natural Gas_Steamer_E4 | F1 | Commercial | Health | New | Food Preparation | Natural Gas | Steamer | E4 | CCE | 0 | 0 | 0 | 0 | 0 | 0 | 0 | 0 | 0 | 0 | 0 | 0 | 0 | 0 | 0 | 0 | 0 | 0 | 0 | 0 | 0 | 0 | 0 | 0 | 0 | 0 | 0
F1_Commercial_Health_New_Food Preparation_Natural Gas_Steamer_E5 | F1 | Commercial | Health | New | Food Preparation | Natural Gas | Steamer | E5 | CCE | 0 | 0 | 0 | 0 | 0 | 0 | 0 | 0 | 0 | 0 | 0 | 0 | 0 | 0 | 0 | 0 | 0 | 0 | 0 | 0 | 0 | 0 | 0 | 0 | 0 | 0 | 0
F1_Commercial_Health_New_Food Preparation_Natural Gas_Steamer_E6 | F1 | Commercial | Health | New | Food Preparation | Natural Gas | Steamer | E6 | CCE | 0 | 0 | 0 | 0 | 0 | 0 | 0 | 0 | 0 | 0 | 0 | 0 | 0 | 0 | 0 | 0 | 0 | 0 | 0 | 0 | 0 | 0 | 0 | 0 | 0 | 0 | 0
F1_Commercial_Health_New_Food Preparation_Natural Gas_Steamer_E7 | F1 | Commercial | Health | New | Food Preparation | Natural Gas | Steamer | E7 | CCE | 0 | 0 | 0 | 0 | 0 | 0 | 0 | 0 | 0 | 0 | 0 | 0 | 0 | 0 | 0 | 0 | 0 | 0 | 0 | 0 | 0 | 0 | 0 | 0 | 0 | 0 | 0
F1_Commercial_Health_New_Food Preparation_Natural Gas_Steamer_E8 | F1 | Commercial | Health | New | Food Preparation | Natural Gas | Steamer | E8 | CCE | 0 | 0 | 0 | 0 | 0 | 0 | 0 | 0 | 0 | 0 | 0 | 0 | 0 | 0 | 0 | 0 | 0 | 0 | 0 | 0 | 0 | 0 | 0 | 0 | 0 | 0 | 0
F1_Commercial_Health_New_Food Preparation_Natural Gas_Steamer_E9 | F1 | Commercial | Health | New | Food Preparation | Natural Gas | Steamer | E9 | CCE | 0 | 0 | 0 | 0 | 0 | 0 | 0 | 0 | 0 | 0 | 0 | 0 | 0 | 0 | 0 | 0 | 0 | 0 | 0 | 0 | 0 | 0 | 0 | 0 | 0 | 0 | 0
F1_Commercial_Health_New_Food Preparation_Natural Gas_Steamer_E10 | F1 | Commercial | Health | New | Food Preparation | Natural Gas | Steamer | E10 | CCE | 0 | 0 | 0 | 0 | 0 | 0 | 0 | 0 | 0 | 0 | 0 | 0 | 0 | 0 | 0 | 0 | 0 | 0 | 0 | 0 | 0 | 0 | 0 | 0 | 0 | 0 | 0
F2_Commercial_Health_New_Food Preparation_Natural Gas_Steamer_E1 | F2 | Commercial | Health | New | Food Preparation | Natural Gas | Steamer | E1 | TRC BC Ratio | 1 | 0 | 0 | 0 | 0 | 0 | 0 | 0 | 0 | 0 | 0 | 0 | 0 | 0 | 0 | 0 | 0 | 0 | 0 | 0 | 0 | 0 | 0 | 0 | 0 | 0 | 0
F2_Commercial_Health_New_Food Preparation_Natural Gas_Steamer_E2 | F2 | Commercial | Health | New | Food Preparation | Natural Gas | Steamer | E2 | TRC BC Ratio | bar: 2021 to 2047
F2_Commercial_Health_New_Food Preparation_Natural Gas_Steamer_E3 | F2 | Commercial | Health | New | Food Preparation | Natural Gas | Steamer | E3 | TRC BC Ratio | 0 | 0 | 0 | 0 | 0 | 0 | 0 | 0 | 0 | 0 | 0 | 0 | 0 | 0 | 0 | 0 | 0 | 0 | 0 | 0 | 0 | 0 | 0 | 0 | 0 | 0 | 0
F2_Commercial_Health_New_Food Preparation_Natural Gas_Steamer_E4 | F2 | Commercial | Health | New | Food Preparation | Natural Gas | Steamer | E4 | TRC BC Ratio | 0 | 0 | 0 | 0 | 0 | 0 | 0 | 0 | 0 | 0 | 0 | 0 | 0 | 0 | 0 | 0 | 0 | 0 | 0 | 0 | 0 | 0 | 0 | 0 | 0 | 0 | 0
F2_Commercial_Health_New_Food Preparation_Natural Gas_Steamer_E5 | F2 | Commercial | Health | New | Food Preparation | Natural Gas | Steamer | E5 | TRC BC Ratio | 0 | 0 | 0 | 0 | 0 | 0 | 0 | 0 | 0 | 0 | 0 | 0 | 0 | 0 | 0 | 0 | 0 | 0 | 0 | 0 | 0 | 0 | 0 | 0 | 0 | 0 | 0
F2_Commercial_Health_New_Food Preparation_Natural Gas_Steamer_E6 | F2 | Commercial | Health | New | Food Preparation | Natural Gas | Steamer | E6 | TRC BC Ratio | 0 | 0 | 0 | 0 | 0 | 0 | 0 | 0 | 0 | 0 | 0 | 0 | 0 | 0 | 0 | 0 | 0 | 0 | 0 | 0 | 0 | 0 | 0 | 0 | 0 | 0 | 0
F2_Commercial_Health_New_Food Preparation_Natural Gas_Steamer_E7 | F2 | Commercial | Health | New | Food Preparation | Natural Gas | Steamer | E7 | TRC BC Ratio | 0 | 0 | 0 | 0 | 0 | 0 | 0 | 0 | 0 | 0 | 0 | 0 | 0 | 0 | 0 | 0 | 0 | 0 | 0 | 0 | 0 | 0 | 0 | 0 | 0 | 0 | 0
F2_Commercial_Health_New_Food Preparation_Natural Gas_Steamer_E8 | F2 | Commercial | Health | New | Food Preparation | Natural Gas | Steamer | E8 | TRC BC Ratio | 0 | 0 | 0 | 0 | 0 | 0 | 0 | 0 | 0 | 0 | 0 | 0 | 0 | 0 | 0 | 0 | 0 | 0 | 0 | 0 | 0 | 0 | 0 | 0 | 0 | 0 | 0
F2_Commercial_Health_New_Food Preparation_Natural Gas_Steamer_E9 | F2 | Commercial | Health | New | Food Preparation | Natural Gas | Steamer | E9 | TRC BC Ratio | 0 | 0 | 0 | 0 | 0 | 0 | 0 | 0 | 0 | 0 | 0 | 0 | 0 | 0 | 0 | 0 | 0 | 0 | 0 | 0 | 0 | 0 | 0 | 0 | 0 | 0 | 0
F2_Commercial_Health_New_Food Preparation_Natural Gas_Steamer_E10 | F2 | Commercial | Health | New | Food Preparation | Natural Gas | Steamer | E10 | TRC BC Ratio | 0 | 0 | 0 | 0 | 0 | 0 | 0 | 0 | 0 | 0 | 0 | 0 | 0 | 0 | 0 | 0 | 0 | 0 | 0 | 0 | 0 | 0 | 0 | 0 | 0 | 0 | 0
F3_Commercial_Health_New_Food Preparation_Natural Gas_Steamer_E1 | F3 | Commercial | Health | New | Food Preparation | Natural Gas | Steamer | E1 | PACT BC Ratio | 1 | 0 | 0 | 0 | 0 | 0 | 0 | 0 | 0 | 0 | 0 | 0 | 0 | 0 | 0 | 0 | 0 | 0 | 0 | 0 | 0 | 0 | 0 | 0 | 0 | 0 | 0
F3_Commercial_Health_New_Food Preparation_Natural Gas_Steamer_E2 | F3 | Commercial | Health | New | Food Preparation | Natural Gas | Steamer | E2 | PACT BC Ratio | bar: 2021 to 2047
F3_Commercial_Health_New_Food Preparation_Natural Gas_Steamer_E3 | F3 | Commercial | Health | New | Food Preparation | Natural Gas | Steamer | E3 | PACT BC Ratio | 0 | 0 | 0 | 0 | 0 | 0 | 0 | 0 | 0 | 0 | 0 | 0 | 0 | 0 | 0 | 0 | 0 | 0 | 0 | 0 | 0 | 0 | 0 | 0 | 0 | 0 | 0
F3_Commercial_Health_New_Food Preparation_Natural Gas_Steamer_E4 | F3 | Commercial | Health | New | Food Preparation | Natural Gas | Steamer | E4 | PACT BC Ratio | 0 | 0 | 0 | 0 | 0 | 0 | 0 | 0 | 0 | 0 | 0 | 0 | 0 | 0 | 0 | 0 | 0 | 0 | 0 | 0 | 0 | 0 | 0 | 0 | 0 | 0 | 0
F3_Commercial_Health_New_Food Preparation_Natural Gas_Steamer_E5 | F3 | Commercial | Health | New | Food Preparation | Natural Gas | Steamer | E5 | PACT BC Ratio | 0 | 0 | 0 | 0 | 0 | 0 | 0 | 0 | 0 | 0 | 0 | 0 | 0 | 0 | 0 | 0 | 0 | 0 | 0 | 0 | 0 | 0 | 0 | 0 | 0 | 0 | 0
F3_Commercial_Health_New_Food Preparation_Natural Gas_Steamer_E6 | F3 | Commercial | Health | New | Food Preparation | Natural Gas | Steamer | E6 | PACT BC Ratio | 0 | 0 | 0 | 0 | 0 | 0 | 0 | 0 | 0 | 0 | 0 | 0 | 0 | 0 | 0 | 0 | 0 | 0 | 0 | 0 | 0 | 0 | 0 | 0 | 0 | 0 | 0
F3_Commercial_Health_New_Food Preparation_Natural Gas_Steamer_E7 | F3 | Commercial | Health | New | Food Preparation | Natural Gas | Steamer | E7 | PACT BC Ratio | 0 | 0 | 0 | 0 | 0 | 0 | 0 | 0 | 0 | 0 | 0 | 0 | 0 | 0 | 0 | 0 | 0 | 0 | 0 | 0 | 0 | 0 | 0 | 0 | 0 | 0 | 0
F3_Commercial_Health_New_Food Preparation_Natural Gas_Steamer_E8 | F3 | Commercial | Health | New | Food Preparation | Natural Gas | Steamer | E8 | PACT BC Ratio | 0 | 0 | 0 | 0 | 0 | 0 | 0 | 0 | 0 | 0 | 0 | 0 | 0 | 0 | 0 | 0 | 0 | 0 | 0 | 0 | 0 | 0 | 0 | 0 | 0 | 0 | 0
F3_Commercial_Health_New_Food Preparation_Natural Gas_Steamer_E9 | F3 | Commercial | Health | New | Food Preparation | Natural Gas | Steamer | E9 | PACT BC Ratio | 0 | 0 | 0 | 0 | 0 | 0 | 0 | 0 | 0 | 0 | 0 | 0 | 0 | 0 | 0 | 0 | 0 | 0 | 0 | 0 | 0 | 0 | 0 | 0 | 0 | 0 | 0
F3_Commercial_Health_New_Food Preparation_Natural Gas_Steamer_E10 | F3 | Commercial | Health | New | Food Preparation | Natural Gas | Steamer | E10 | PACT BC Ratio | 0 | 0 | 0 | 0 | 0 | 0 | 0 | 0 | 0 | 0 | 0 | 0 | 0 | 0 | 0 | 0 | 0 | 0 | 0 | 0 | 0 | 0 | 0 | 0 | 0 | 0 | 0
F4_Commercial_Health_New_Food Preparation_Natural Gas_Steamer_E1 | F4 | Commercial | Health | New | Food Preparation | Natural Gas | Steamer | E1 | RVT BC Ratio | 1 | 0 | 0 | 0 | 0 | 0 | 0 | 0 | 0 | 0 | 0 | 0 | 0 | 0 | 0 | 0 | 0 | 0 | 0 | 0 | 0 | 0 | 0 | 0 | 0 | 0 | 0
F4_Commercial_Health_New_Food Preparation_Natural Gas_Steamer_E2 | F4 | Commercial | Health | New | Food Preparation | Natural Gas | Steamer | E2 | RVT BC Ratio | bar: 2021 to 2047
F4_Commercial_Health_New_Food Preparation_Natural Gas_Steamer_E3 | F4 | Commercial | Health | New | Food Preparation | Natural Gas | Steamer | E3 | RVT BC Ratio | 0 | 0 | 0 | 0 | 0 | 0 | 0 | 0 | 0 | 0 | 0 | 0 | 0 | 0 | 0 | 0 | 0 | 0 | 0 | 0 | 0 | 0 | 0 | 0 | 0 | 0 | 0
F4_Commercial_Health_New_Food Preparation_Natural Gas_Steamer_E4 | F4 | Commercial | Health | New | Food Preparation | Natural Gas | Steamer | E4 | RVT BC Ratio | 0 | 0 | 0 | 0 | 0 | 0 | 0 | 0 | 0 | 0 | 0 | 0 | 0 | 0 | 0 | 0 | 0 | 0 | 0 | 0 | 0 | 0 | 0 | 0 | 0 | 0 | 0
F4_Commercial_Health_New_Food Preparation_Natural Gas_Steamer_E5 | F4 | Commercial | Health | New | Food Preparation | Natural Gas | Steamer | E5 | RVT BC Ratio | 0 | 0 | 0 | 0 | 0 | 0 | 0 | 0 | 0 | 0 | 0 | 0 | 0 | 0 | 0 | 0 | 0 | 0 | 0 | 0 | 0 | 0 | 0 | 0 | 0 | 0 | 0
F4_Commercial_Health_New_Food Preparation_Natural Gas_Steamer_E6 | F4 | Commercial | Health | New | Food Preparation | Natural Gas | Steamer | E6 | RVT BC Ratio | 0 | 0 | 0 | 0 | 0 | 0 | 0 | 0 | 0 | 0 | 0 | 0 | 0 | 0 | 0 | 0 | 0 | 0 | 0 | 0 | 0 | 0 | 0 | 0 | 0 | 0 | 0
F4_Commercial_Health_New_Food Preparation_Natural Gas_Steamer_E7 | F4 | Commercial | Health | New | Food Preparation | Natural Gas | Steamer | E7 | RVT BC Ratio | 0 | 0 | 0 | 0 | 0 | 0 | 0 | 0 | 0 | 0 | 0 | 0 | 0 | 0 | 0 | 0 | 0 | 0 | 0 | 0 | 0 | 0 | 0 | 0 | 0 | 0 | 0
F4_Commercial_Health_New_Food Preparation_Natural Gas_Steamer_E8 | F4 | Commercial | Health | New | Food Preparation | Natural Gas | Steamer | E8 | RVT BC Ratio | 0 | 0 | 0 | 0 | 0 | 0 | 0 | 0 | 0 | 0 | 0 | 0 | 0 | 0 | 0 | 0 | 0 | 0 | 0 | 0 | 0 | 0 | 0 | 0 | 0 | 0 | 0
F4_Commercial_Health_New_Food Preparation_Natural Gas_Steamer_E9 | F4 | Commercial | Health | New | Food Preparation | Natural Gas | Steamer | E9 | RVT BC Ratio | 0 | 0 | 0 | 0 | 0 | 0 | 0 | 0 | 0 | 0 | 0 | 0 | 0 | 0 | 0 | 0 | 0 | 0 | 0 | 0 | 0 | 0 | 0 | 0 | 0 | 0 | 0
F4_Commercial_Health_New_Food Preparation_Natural Gas_Steamer_E10 | F4 | Commercial | Health | New | Food Preparation | Natural Gas | Steamer | E10 | RVT BC Ratio | 0 | 0 | 0 | 0 | 0 | 0 | 0 | 0 | 0 | 0 | 0 | 0 | 0 | 0 | 0 | 0 | 0 | 0 | 0 | 0 | 0 | 0 | 0 | 0 | 0 | 0 | 0
F5_Commercial_Health_New_Food Preparation_Natural Gas_Steamer_E1 | F5 | Commercial | Health | New | Food Preparation | Natural Gas | Steamer | E1 | RIM BC Ratio | 1 | 0 | 0 | 0 | 0 | 0 | 0 | 0 | 0 | 0 | 0 | 0 | 0 | 0 | 0 | 0 | 0 | 0 | 0 | 0 | 0 | 0 | 0 | 0 | 0 | 0 | 0
F5_Commercial_Health_New_Food Preparation_Natural Gas_Steamer_E2 | F5 | Commercial | Health | New | Food Preparation | Natural Gas | Steamer | E2 | RIM BC Ratio | bar: 2021 to 2047
F5_Commercial_Health_New_Food Preparation_Natural Gas_Steamer_E3 | F5 | Commercial | Health | New | Food Preparation | Natural Gas | Steamer | E3 | RIM BC Ratio | 0 | 0 | 0 | 0 | 0 | 0 | 0 | 0 | 0 | 0 | 0 | 0 | 0 | 0 | 0 | 0 | 0 | 0 | 0 | 0 | 0 | 0 | 0 | 0 | 0 | 0 | 0
F5_Commercial_Health_New_Food Preparation_Natural Gas_Steamer_E4 | F5 | Commercial | Health | New | Food Preparation | Natural Gas | Steamer | E4 | RIM BC Ratio | 0 | 0 | 0 | 0 | 0 | 0 | 0 | 0 | 0 | 0 | 0 | 0 | 0 | 0 | 0 | 0 | 0 | 0 | 0 | 0 | 0 | 0 | 0 | 0 | 0 | 0 | 0
F5_Commercial_Health_New_Food Preparation_Natural Gas_Steamer_E5 | F5 | Commercial | Health | New | Food Preparation | Natural Gas | Steamer | E5 | RIM BC Ratio | 0 | 0 | 0 | 0 | 0 | 0 | 0 | 0 | 0 | 0 | 0 | 0 | 0 | 0 | 0 | 0 | 0 | 0 | 0 | 0 | 0 | 0 | 0 | 0 | 0 | 0 | 0
F5_Commercial_Health_New_Food Preparation_Natural Gas_Steamer_E6 | F5 | Commercial | Health | New | Food Preparation | Natural Gas | Steamer | E6 | RIM BC Ratio | 0 | 0 | 0 | 0 | 0 | 0 | 0 | 0 | 0 | 0 | 0 | 0 | 0 | 0 | 0 | 0 | 0 | 0 | 0 | 0 | 0 | 0 | 0 | 0 | 0 | 0 | 0
F5_Commercial_Health_New_Food Preparation_Natural Gas_Steamer_E7 | F5 | Commercial | Health | New | Food Preparation | Natural Gas | Steamer | E7 | RIM BC Ratio | 0 | 0 | 0 | 0 | 0 | 0 | 0 | 0 | 0 | 0 | 0 | 0 | 0 | 0 | 0 | 0 | 0 | 0 | 0 | 0 | 0 | 0 | 0 | 0 | 0 | 0 | 0
F5_Commercial_Health_New_Food Preparation_Natural Gas_Steamer_E8 | F5 | Commercial | Health | New | Food Preparation | Natural Gas | Steamer | E8 | RIM BC Ratio | 0 | 0 | 0 | 0 | 0 | 0 | 0 | 0 | 0 | 0 | 0 | 0 | 0 | 0 | 0 | 0 | 0 | 0 | 0 | 0 | 0 | 0 | 0 | 0 | 0 | 0 | 0
F5_Commercial_Health_New_Food Preparation_Natural Gas_Steamer_E9 | F5 | Commercial | Health | New | Food Preparation | Natural Gas | Steamer | E9 | RIM BC Ratio | 0 | 0 | 0 | 0 | 0 | 0 | 0 | 0 | 0 | 0 | 0 | 0 | 0 | 0 | 0 | 0 | 0 | 0 | 0 | 0 | 0 | 0 | 0 | 0 | 0 | 0 | 0
F5_Commercial_Health_New_Food Preparation_Natural Gas_Steamer_E10 | F5 | Commercial | Health | New | Food Preparation | Natural Gas | Steamer | E10 | RIM BC Ratio | 0 | 0 | 0 | 0 | 0 | 0 | 0 | 0 | 0 | 0 | 0 | 0 | 0 | 0 | 0 | 0 | 0 | 0 | 0 | 0 | 0 | 0 | 0 | 0 | 0 | 0 | 0
F0_Commercial_Health_New_Food Preparation_Natural Gas_Commercial Food Prep Other_E0 | F0 | Commercial | Health | New | Food Preparation | Natural Gas | Commercial Food Prep Other | E0 | Economic Unit | ENERGY STAR | ENERGY STAR | ENERGY STAR | ENERGY STAR | ENERGY STAR | ENERGY STAR | ENERGY STAR | ENERGY STAR | ENERGY STAR | ENERGY STAR | ENERGY STAR | ENERGY STAR | ENERGY STAR | ENERGY STAR | ENERGY STAR | ENERGY STAR | ENERGY STAR | ENERGY STAR | ENERGY STAR | ENERGY STAR | ENERGY STAR | ENERGY STAR | ENERGY STAR | ENERGY STAR | ENERGY STAR | ENERGY STAR | ENERGY STAR
F1_Commercial_Health_New_Food Preparation_Natural Gas_Commercial Food Prep Other_E1 | F1 | Commercial | Health | New | Food Preparation | Natural Gas | Commercial Food Prep Other | E1 | CCE | 0 | 0 | 0 | 0 | 0 | 0 | 0 | 0 | 0 | 0 | 0 | 0 | 0 | 0 | 0 | 0 | 0 | 0 | 0 | 0 | 0 | 0 | 0 | 0 | 0 | 0 | 0
F1_Commercial_Health_New_Food Preparation_Natural Gas_Commercial Food Prep Other_E2 | F1 | Commercial | Health | New | Food Preparation | Natural Gas | Commercial Food Prep Other | E2 | CCE | 0.0014297 | 0.0014297 | 0.0014297 | 0.0014297 | 0.0014297 | 0.0014297 | 0.0014297 | 0.0014297 | 0.0014297 | 0.0014297 | 0.0014297 | 0.0014297 | 0.0014297 | 0.0014297 | 0.0014297 | 0.0014297 | 0.0014297 | 0.0014297 | 0.0014297 | 0.0014297 | 0.0014297 | 0.0014297 | 0.0014297 | 0.0014297 | 0.0014297 | 0.0014297 | 0.0014297
F1_Commercial_Health_New_Food Preparation_Natural Gas_Commercial Food Prep Other_E3 | F1 | Commercial | Health | New | Food Preparation | Natural Gas | Commercial Food Prep Other | E3 | CCE | 0 | 0 | 0 | 0 | 0 | 0 | 0 | 0 | 0 | 0 | 0 | 0 | 0 | 0 | 0 | 0 | 0 | 0 | 0 | 0 | 0 | 0 | 0 | 0 | 0 | 0 | 0
F1_Commercial_Health_New_Food Preparation_Natural Gas_Commercial Food Prep Other_E4 | F1 | Commercial | Health | New | Food Preparation | Natural Gas | Commercial Food Prep Other | E4 | CCE | 0 | 0 | 0 | 0 | 0 | 0 | 0 | 0 | 0 | 0 | 0 | 0 | 0 | 0 | 0 | 0 | 0 | 0 | 0 | 0 | 0 | 0 | 0 | 0 | 0 | 0 | 0
F1_Commercial_Health_New_Food Preparation_Natural Gas_Commercial Food Prep Other_E5 | F1 | Commercial | Health | New | Food Preparation | Natural Gas | Commercial Food Prep Other | E5 | CCE | 0 | 0 | 0 | 0 | 0 | 0 | 0 | 0 | 0 | 0 | 0 | 0 | 0 | 0 | 0 | 0 | 0 | 0 | 0 | 0 | 0 | 0 | 0 | 0 | 0 | 0 | 0
F1_Commercial_Health_New_Food Preparation_Natural Gas_Commercial Food Prep Other_E6 | F1 | Commercial | Health | New | Food Preparation | Natural Gas | Commercial Food Prep Other | E6 | CCE | 0 | 0 | 0 | 0 | 0 | 0 | 0 | 0 | 0 | 0 | 0 | 0 | 0 | 0 | 0 | 0 | 0 | 0 | 0 | 0 | 0 | 0 | 0 | 0 | 0 | 0 | 0
F1_Commercial_Health_New_Food Preparation_Natural Gas_Commercial Food Prep Other_E7 | F1 | Commercial | Health | New | Food Preparation | Natural Gas | Commercial Food Prep Other | E7 | CCE | 0 | 0 | 0 | 0 | 0 | 0 | 0 | 0 | 0 | 0 | 0 | 0 | 0 | 0 | 0 | 0 | 0 | 0 | 0 | 0 | 0 | 0 | 0 | 0 | 0 | 0 | 0
F1_Commercial_Health_New_Food Preparation_Natural Gas_Commercial Food Prep Other_E8 | F1 | Commercial | Health | New | Food Preparation | Natural Gas | Commercial Food Prep Other | E8 | CCE | 0 | 0 | 0 | 0 | 0 | 0 | 0 | 0 | 0 | 0 | 0 | 0 | 0 | 0 | 0 | 0 | 0 | 0 | 0 | 0 | 0 | 0 | 0 | 0 | 0 | 0 | 0
F1_Commercial_Health_New_Food Preparation_Natural Gas_Commercial Food Prep Other_E9 | F1 | Commercial | Health | New | Food Preparation | Natural Gas | Commercial Food Prep Other | E9 | CCE | 0 | 0 | 0 | 0 | 0 | 0 | 0 | 0 | 0 | 0 | 0 | 0 | 0 | 0 | 0 | 0 | 0 | 0 | 0 | 0 | 0 | 0 | 0 | 0 | 0 | 0 | 0
F1_Commercial_Health_New_Food Preparation_Natural Gas_Commercial Food Prep Other_E10 | F1 | Commercial | Health | New | Food Preparation | Natural Gas | Commercial Food Prep Other | E10 | CCE | 0 | 0 | 0 | 0 | 0 | 0 | 0 | 0 | 0 | 0 | 0 | 0 | 0 | 0 | 0 | 0 | 0 | 0 | 0 | 0 | 0 | 0 | 0 | 0 | 0 | 0 | 0
F2_Commercial_Health_New_Food Preparation_Natural Gas_Commercial Food Prep Other_E1 | F2 | Commercial | Health | New | Food Preparation | Natural Gas | Commercial Food Prep Other | E1 | TRC BC Ratio | bar: 2021 to 2047
F2_Commercial_Health_New_Food Preparation_Natural Gas_Commercial Food Prep Other_E2 | F2 | Commercial | Health | New | Food Preparation | Natural Gas | Commercial Food Prep Other | E2 | TRC BC Ratio | 9.6116 | 9.4729 | 9.3376 | 9.2065 | 9.2077 | 9.295 | 9.4366 | 9.6081 | 9.7932 | 9.9825 | 10.1698 | 10.3356 | 10.4621 | 10.5159 | 10.491 | 10.3882 | 10.2152 | 9.9888 | 9.7192 | 9.3996 | 9.0257 | 8.5955 | 8.2135 | 7.9663 | 7.8594 | 7.898 | 7.9367
F2_Commercial_Health_New_Food Preparation_Natural Gas_Commercial Food Prep Other_E3 | F2 | Commercial | Health | New | Food Preparation | Natural Gas | Commercial Food Prep Other | E3 | TRC BC Ratio | 0 | 0 | 0 | 0 | 0 | 0 | 0 | 0 | 0 | 0 | 0 | 0 | 0 | 0 | 0 | 0 | 0 | 0 | 0 | 0 | 0 | 0 | 0 | 0 | 0 | 0 | 0
F2_Commercial_Health_New_Food Preparation_Natural Gas_Commercial Food Prep Other_E4 | F2 | Commercial | Health | New | Food Preparation | Natural Gas | Commercial Food Prep Other | E4 | TRC BC Ratio | 0 | 0 | 0 | 0 | 0 | 0 | 0 | 0 | 0 | 0 | 0 | 0 | 0 | 0 | 0 | 0 | 0 | 0 | 0 | 0 | 0 | 0 | 0 | 0 | 0 | 0 | 0
F2_Commercial_Health_New_Food Preparation_Natural Gas_Commercial Food Prep Other_E5 | F2 | Commercial | Health | New | Food Preparation | Natural Gas | Commercial Food Prep Other | E5 | TRC BC Ratio | 0 | 0 | 0 | 0 | 0 | 0 | 0 | 0 | 0 | 0 | 0 | 0 | 0 | 0 | 0 | 0 | 0 | 0 | 0 | 0 | 0 | 0 | 0 | 0 | 0 | 0 | 0
F2_Commercial_Health_New_Food Preparation_Natural Gas_Commercial Food Prep Other_E6 | F2 | Commercial | Health | New | Food Preparation | Natural Gas | Commercial Food Prep Other | E6 | TRC BC Ratio | 0 | 0 | 0 | 0 | 0 | 0 | 0 | 0 | 0 | 0 | 0 | 0 | 0 | 0 | 0 | 0 | 0 | 0 | 0 | 0 | 0 | 0 | 0 | 0 | 0 | 0 | 0
F2_Commercial_Health_New_Food Preparation_Natural Gas_Commercial Food Prep Other_E7 | F2 | Commercial | Health | New | Food Preparation | Natural Gas | Commercial Food Prep Other | E7 | TRC BC Ratio | 0 | 0 | 0 | 0 | 0 | 0 | 0 | 0 | 0 | 0 | 0 | 0 | 0 | 0 | 0 | 0 | 0 | 0 | 0 | 0 | 0 | 0 | 0 | 0 | 0 | 0 | 0
F2_Commercial_Health_New_Food Preparation_Natural Gas_Commercial Food Prep Other_E8 | F2 | Commercial | Health | New | Food Preparation | Natural Gas | Commercial Food Prep Other | E8 | TRC BC Ratio | 0 | 0 | 0 | 0 | 0 | 0 | 0 | 0 | 0 | 0 | 0 | 0 | 0 | 0 | 0 | 0 | 0 | 0 | 0 | 0 | 0 | 0 | 0 | 0 | 0 | 0 | 0
F2_Commercial_Health_New_Food Preparation_Natural Gas_Commercial Food Prep Other_E9 | F2 | Commercial | Health | New | Food Preparation | Natural Gas | Commercial Food Prep Other | E9 | TRC BC Ratio | 0 | 0 | 0 | 0 | 0 | 0 | 0 | 0 | 0 | 0 | 0 | 0 | 0 | 0 | 0 | 0 | 0 | 0 | 0 | 0 | 0 | 0 | 0 | 0 | 0 | 0 | 0
F2_Commercial_Health_New_Food Preparation_Natural Gas_Commercial Food Prep Other_E10 | F2 | Commercial | Health | New | Food Preparation | Natural Gas | Commercial Food Prep Other | E10 | TRC BC Ratio | 0 | 0 | 0 | 0 | 0 | 0 | 0 | 0 | 0 | 0 | 0 | 0 | 0 | 0 | 0 | 0 | 0 | 0 | 0 | 0 | 0 | 0 | 0 | 0 | 0 | 0 | 0
F3_Commercial_Health_New_Food Preparation_Natural Gas_Commercial Food Prep Other_E1 | F3 | Commercial | Health | New | Food Preparation | Natural Gas | Commercial Food Prep Other | E1 | PACT BC Ratio | bar: 2021 to 2047
F3_Commercial_Health_New_Food Preparation_Natural Gas_Commercial Food Prep Other_E2 | F3 | Commercial | Health | New | Food Preparation | Natural Gas | Commercial Food Prep Other | E2 | PACT BC Ratio | 12.119 | 11.9441 | 11.7735 | 11.6081 | 11.6097 | 11.7198 | 11.8983 | 12.1145 | 12.348 | 12.5867 | 12.8228 | 13.0318 | 13.1913 | 13.2591 | 13.2278 | 13.0982 | 12.88 | 12.5945 | 12.2546 | 11.8517 | 11.3803 | 10.8378 | 10.3562 | 10.0444 | 9.9097 | 9.9583 | 10.0071
F3_Commercial_Health_New_Food Preparation_Natural Gas_Commercial Food Prep Other_E3 | F3 | Commercial | Health | New | Food Preparation | Natural Gas | Commercial Food Prep Other | E3 | PACT BC Ratio | 0 | 0 | 0 | 0 | 0 | 0 | 0 | 0 | 0 | 0 | 0 | 0 | 0 | 0 | 0 | 0 | 0 | 0 | 0 | 0 | 0 | 0 | 0 | 0 | 0 | 0 | 0
F3_Commercial_Health_New_Food Preparation_Natural Gas_Commercial Food Prep Other_E4 | F3 | Commercial | Health | New | Food Preparation | Natural Gas | Commercial Food Prep Other | E4 | PACT BC Ratio | 0 | 0 | 0 | 0 | 0 | 0 | 0 | 0 | 0 | 0 | 0 | 0 | 0 | 0 | 0 | 0 | 0 | 0 | 0 | 0 | 0 | 0 | 0 | 0 | 0 | 0 | 0
F3_Commercial_Health_New_Food Preparation_Natural Gas_Commercial Food Prep Other_E5 | F3 | Commercial | Health | New | Food Preparation | Natural Gas | Commercial Food Prep Other | E5 | PACT BC Ratio | 0 | 0 | 0 | 0 | 0 | 0 | 0 | 0 | 0 | 0 | 0 | 0 | 0 | 0 | 0 | 0 | 0 | 0 | 0 | 0 | 0 | 0 | 0 | 0 | 0 | 0 | 0
F3_Commercial_Health_New_Food Preparation_Natural Gas_Commercial Food Prep Other_E6 | F3 | Commercial | Health | New | Food Preparation | Natural Gas | Commercial Food Prep Other | E6 | PACT BC Ratio | 0 | 0 | 0 | 0 | 0 | 0 | 0 | 0 | 0 | 0 | 0 | 0 | 0 | 0 | 0 | 0 | 0 | 0 | 0 | 0 | 0 | 0 | 0 | 0 | 0 | 0 | 0
F3_Commercial_Health_New_Food Preparation_Natural Gas_Commercial Food Prep Other_E7 | F3 | Commercial | Health | New | Food Preparation | Natural Gas | Commercial Food Prep Other | E7 | PACT BC Ratio | 0 | 0 | 0 | 0 | 0 | 0 | 0 | 0 | 0 | 0 | 0 | 0 | 0 | 0 | 0 | 0 | 0 | 0 | 0 | 0 | 0 | 0 | 0 | 0 | 0 | 0 | 0
F3_Commercial_Health_New_Food Preparation_Natural Gas_Commercial Food Prep Other_E8 | F3 | Commercial | Health | New | Food Preparation | Natural Gas | Commercial Food Prep Other | E8 | PACT BC Ratio | 0 | 0 | 0 | 0 | 0 | 0 | 0 | 0 | 0 | 0 | 0 | 0 | 0 | 0 | 0 | 0 | 0 | 0 | 0 | 0 | 0 | 0 | 0 | 0 | 0 | 0 | 0
F3_Commercial_Health_New_Food Preparation_Natural Gas_Commercial Food Prep Other_E9 | F3 | Commercial | Health | New | Food Preparation | Natural Gas | Commercial Food Prep Other | E9 | PACT BC Ratio | 0 | 0 | 0 | 0 | 0 | 0 | 0 | 0 | 0 | 0 | 0 | 0 | 0 | 0 | 0 | 0 | 0 | 0 | 0 | 0 | 0 | 0 | 0 | 0 | 0 | 0 | 0
F3_Commercial_Health_New_Food Preparation_Natural Gas_Commercial Food Prep Other_E10 | F3 | Commercial | Health | New | Food Preparation | Natural Gas | Commercial Food Prep Other | E10 | PACT BC Ratio | 0 | 0 | 0 | 0 | 0 | 0 | 0 | 0 | 0 | 0 | 0 | 0 | 0 | 0 | 0 | 0 | 0 | 0 | 0 | 0 | 0 | 0 | 0 | 0 | 0 | 0 | 0
F4_Commercial_Health_New_Food Preparation_Natural Gas_Commercial Food Prep Other_E1 | F4 | Commercial | Health | New | Food Preparation | Natural Gas | Commercial Food Prep Other | E1 | RVT BC Ratio | bar: 2021 to 2047
F4_Commercial_Health_New_Food Preparation_Natural Gas_Commercial Food Prep Other_E2 | F4 | Commercial | Health | New | Food Preparation | Natural Gas | Commercial Food Prep Other | E2 | RVT BC Ratio | 0.7 | 0.7 | 0.7 | 0.7 | 0.7 | 0.7 | 0.7 | 0.7 | 0.7 | 0.7 | 0.7 | 0.7 | 0.7 | 0.7 | 0.7 | 0.7 | 0.7 | 0.7 | 0.7 | 0.7 | 0.7 | 0.7 | 0.7 | 0.7 | 0.7 | 0.7 | 0.7
F4_Commercial_Health_New_Food Preparation_Natural Gas_Commercial Food Prep Other_E3 | F4 | Commercial | Health | New | Food Preparation | Natural Gas | Commercial Food Prep Other | E3 | RVT BC Ratio | 0 | 0 | 0 | 0 | 0 | 0 | 0 | 0 | 0 | 0 | 0 | 0 | 0 | 0 | 0 | 0 | 0 | 0 | 0 | 0 | 0 | 0 | 0 | 0 | 0 | 0 | 0
F4_Commercial_Health_New_Food Preparation_Natural Gas_Commercial Food Prep Other_E4 | F4 | Commercial | Health | New | Food Preparation | Natural Gas | Commercial Food Prep Other | E4 | RVT BC Ratio | 0 | 0 | 0 | 0 | 0 | 0 | 0 | 0 | 0 | 0 | 0 | 0 | 0 | 0 | 0 | 0 | 0 | 0 | 0 | 0 | 0 | 0 | 0 | 0 | 0 | 0 | 0
F4_Commercial_Health_New_Food Preparation_Natural Gas_Commercial Food Prep Other_E5 | F4 | Commercial | Health | New | Food Preparation | Natural Gas | Commercial Food Prep Other | E5 | RVT BC Ratio | 0 | 0 | 0 | 0 | 0 | 0 | 0 | 0 | 0 | 0 | 0 | 0 | 0 | 0 | 0 | 0 | 0 | 0 | 0 | 0 | 0 | 0 | 0 | 0 | 0 | 0 | 0
F4_Commercial_Health_New_Food Preparation_Natural Gas_Commercial Food Prep Other_E6 | F4 | Commercial | Health | New | Food Preparation | Natural Gas | Commercial Food Prep Other | E6 | RVT BC Ratio | 0 | 0 | 0 | 0 | 0 | 0 | 0 | 0 | 0 | 0 | 0 | 0 | 0 | 0 | 0 | 0 | 0 | 0 | 0 | 0 | 0 | 0 | 0 | 0 | 0 | 0 | 0
F4_Commercial_Health_New_Food Preparation_Natural Gas_Commercial Food Prep Other_E7 | F4 | Commercial | Health | New | Food Preparation | Natural Gas | Commercial Food Prep Other | E7 | RVT BC Ratio | 0 | 0 | 0 | 0 | 0 | 0 | 0 | 0 | 0 | 0 | 0 | 0 | 0 | 0 | 0 | 0 | 0 | 0 | 0 | 0 | 0 | 0 | 0 | 0 | 0 | 0 | 0
F4_Commercial_Health_New_Food Preparation_Natural Gas_Commercial Food Prep Other_E8 | F4 | Commercial | Health | New | Food Preparation | Natural Gas | Commercial Food Prep Other | E8 | RVT BC Ratio | 0 | 0 | 0 | 0 | 0 | 0 | 0 | 0 | 0 | 0 | 0 | 0 | 0 | 0 | 0 | 0 | 0 | 0 | 0 | 0 | 0 | 0 | 0 | 0 | 0 | 0 | 0
F4_Commercial_Health_New_Food Preparation_Natural Gas_Commercial Food Prep Other_E9 | F4 | Commercial | Health | New | Food Preparation | Natural Gas | Commercial Food Prep Other | E9 | RVT BC Ratio | 0 | 0 | 0 | 0 | 0 | 0 | 0 | 0 | 0 | 0 | 0 | 0 | 0 | 0 | 0 | 0 | 0 | 0 | 0 | 0 | 0 | 0 | 0 | 0 | 0 | 0 | 0
F4_Commercial_Health_New_Food Preparation_Natural Gas_Commercial Food Prep Other_E10 | F4 | Commercial | Health | New | Food Preparation | Natural Gas | Commercial Food Prep Other | E10 | RVT BC Ratio | 0 | 0 | 0 | 0 | 0 | 0 | 0 | 0 | 0 | 0 | 0 | 0 | 0 | 0 | 0 | 0 | 0 | 0 | 0 | 0 | 0 | 0 | 0 | 0 | 0 | 0 | 0
F5_Commercial_Health_New_Food Preparation_Natural Gas_Commercial Food Prep Other_E1 | F5 | Commercial | Health | New | Food Preparation | Natural Gas | Commercial Food Prep Other | E1 | RIM BC Ratio | bar: 2021 to 2047
F5_Commercial_Health_New_Food Preparation_Natural Gas_Commercial Food Prep Other_E2 | F5 | Commercial | Health | New | Food Preparation | Natural Gas | Commercial Food Prep Other | E2 | RIM BC Ratio | 12.119 | 11.9441 | 11.7735 | 11.6081 | 11.6097 | 11.7198 | 11.8983 | 12.1145 | 12.348 | 12.5867 | 12.8228 | 13.0318 | 13.1913 | 13.2591 | 13.2278 | 13.0982 | 12.88 | 12.5945 | 12.2546 | 11.8517 | 11.3803 | 10.8378 | 10.3562 | 10.0444 | 9.9097 | 9.9583 | 10.0071
F5_Commercial_Health_New_Food Preparation_Natural Gas_Commercial Food Prep Other_E3 | F5 | Commercial | Health | New | Food Preparation | Natural Gas | Commercial Food Prep Other | E3 | RIM BC Ratio | 0 | 0 | 0 | 0 | 0 | 0 | 0 | 0 | 0 | 0 | 0 | 0 | 0 | 0 | 0 | 0 | 0 | 0 | 0 | 0 | 0 | 0 | 0 | 0 | 0 | 0 | 0
F5_Commercial_Health_New_Food Preparation_Natural Gas_Commercial Food Prep Other_E4 | F5 | Commercial | Health | New | Food Preparation | Natural Gas | Commercial Food Prep Other | E4 | RIM BC Ratio | 0 | 0 | 0 | 0 | 0 | 0 | 0 | 0 | 0 | 0 | 0 | 0 | 0 | 0 | 0 | 0 | 0 | 0 | 0 | 0 | 0 | 0 | 0 | 0 | 0 | 0 | 0
F5_Commercial_Health_New_Food Preparation_Natural Gas_Commercial Food Prep Other_E5 | F5 | Commercial | Health | New | Food Preparation | Natural Gas | Commercial Food Prep Other | E5 | RIM BC Ratio | 0 | 0 | 0 | 0 | 0 | 0 | 0 | 0 | 0 | 0 | 0 | 0 | 0 | 0 | 0 | 0 | 0 | 0 | 0 | 0 | 0 | 0 | 0 | 0 | 0 | 0 | 0
F5_Commercial_Health_New_Food Preparation_Natural Gas_Commercial Food Prep Other_E6 | F5 | Commercial | Health | New | Food Preparation | Natural Gas | Commercial Food Prep Other | E6 | RIM BC Ratio | 0 | 0 | 0 | 0 | 0 | 0 | 0 | 0 | 0 | 0 | 0 | 0 | 0 | 0 | 0 | 0 | 0 | 0 | 0 | 0 | 0 | 0 | 0 | 0 | 0 | 0 | 0
F5_Commercial_Health_New_Food Preparation_Natural Gas_Commercial Food Prep Other_E7 | F5 | Commercial | Health | New | Food Preparation | Natural Gas | Commercial Food Prep Other | E7 | RIM BC Ratio | 0 | 0 | 0 | 0 | 0 | 0 | 0 | 0 | 0 | 0 | 0 | 0 | 0 | 0 | 0 | 0 | 0 | 0 | 0 | 0 | 0 | 0 | 0 | 0 | 0 | 0 | 0
F5_Commercial_Health_New_Food Preparation_Natural Gas_Commercial Food Prep Other_E8 | F5 | Commercial | Health | New | Food Preparation | Natural Gas | Commercial Food Prep Other | E8 | RIM BC Ratio | 0 | 0 | 0 | 0 | 0 | 0 | 0 | 0 | 0 | 0 | 0 | 0 | 0 | 0 | 0 | 0 | 0 | 0 | 0 | 0 | 0 | 0 | 0 | 0 | 0 | 0 | 0
F5_Commercial_Health_New_Food Preparation_Natural Gas_Commercial Food Prep Other_E9 | F5 | Commercial | Health | New | Food Preparation | Natural Gas | Commercial Food Prep Other | E9 | RIM BC Ratio | 0 | 0 | 0 | 0 | 0 | 0 | 0 | 0 | 0 | 0 | 0 | 0 | 0 | 0 | 0 | 0 | 0 | 0 | 0 | 0 | 0 | 0 | 0 | 0 | 0 | 0 | 0
F5_Commercial_Health_New_Food Preparation_Natural Gas_Commercial Food Prep Other_E10 | F5 | Commercial | Health | New | Food Preparation | Natural Gas | Commercial Food Prep Other | E10 | RIM BC Ratio | 0 | 0 | 0 | 0 | 0 | 0 | 0 | 0 | 0 | 0 | 0 | 0 | 0 | 0 | 0 | 0 | 0 | 0 | 0 | 0 | 0 | 0 | 0 | 0 | 0 | 0 | 0
F0_Commercial_Health_New_Miscellaneous_Natural Gas_Pool Heater_E0 | F0 | Commercial | Health | New | Miscellaneous | Natural Gas | Pool Heater | E0 | Economic Unit | Standard (EF .78) | Standard (EF .78) | Standard (EF .78) | Standard (EF .78) | Standard (EF .78) | Standard (EF .78) | Standard (EF .78) | Standard (EF .78) | Standard (EF .78) | Standard (EF .78) | Standard (EF .78) | Standard (EF .78) | Standard (EF .78) | Standard (EF .78) | Standard (EF .78) | Standard (EF .78) | Standard (EF .78) | Standard (EF .78) | Standard (EF .78) | Standard (EF .78) | Standard (EF .78) | Standard (EF .78) | Standard (EF .78) | Standard (EF .78) | Standard (EF .78) | Standard (EF .78) | Standard (EF .78)
F1_Commercial_Health_New_Miscellaneous_Natural Gas_Pool Heater_E1 | F1 | Commercial | Health | New | Miscellaneous | Natural Gas | Pool Heater | E1 | CCE | 0 | 0 | 0 | 0 | 0 | 0 | 0 | 0 | 0 | 0 | 0 | 0 | 0 | 0 | 0 | 0 | 0 | 0 | 0 | 0 | 0 | 0 | 0 | 0 | 0 | 0 | 0
F1_Commercial_Health_New_Miscellaneous_Natural Gas_Pool Heater_E2 | F1 | Commercial | Health | New | Miscellaneous | Natural Gas | Pool Heater | E2 | CCE | 0.01727 | 0.01727 | 0.01727 | 0.01727 | 0.01727 | 0.01727 | 0.01727 | 0.01727 | 0.01727 | 0.01727 | 0.01727 | 0.01727 | 0.01727 | 0.01727 | 0.01727 | 0.01727 | 0.01727 | 0.01727 | 0.01727 | 0.01727 | 0.01727 | 0.01727 | 0.01727 | 0.01727 | 0.01727 | 0.01727 | 0.01727
F1_Commercial_Health_New_Miscellaneous_Natural Gas_Pool Heater_E3 | F1 | Commercial | Health | New | Miscellaneous | Natural Gas | Pool Heater | E3 | CCE | 0 | 0 | 0 | 0 | 0 | 0 | 0 | 0 | 0 | 0 | 0 | 0 | 0 | 0 | 0 | 0 | 0 | 0 | 0 | 0 | 0 | 0 | 0 | 0 | 0 | 0 | 0
F1_Commercial_Health_New_Miscellaneous_Natural Gas_Pool Heater_E4 | F1 | Commercial | Health | New | Miscellaneous | Natural Gas | Pool Heater | E4 | CCE | 0 | 0 | 0 | 0 | 0 | 0 | 0 | 0 | 0 | 0 | 0 | 0 | 0 | 0 | 0 | 0 | 0 | 0 | 0 | 0 | 0 | 0 | 0 | 0 | 0 | 0 | 0
F1_Commercial_Health_New_Miscellaneous_Natural Gas_Pool Heater_E5 | F1 | Commercial | Health | New | Miscellaneous | Natural Gas | Pool Heater | E5 | CCE | 0 | 0 | 0 | 0 | 0 | 0 | 0 | 0 | 0 | 0 | 0 | 0 | 0 | 0 | 0 | 0 | 0 | 0 | 0 | 0 | 0 | 0 | 0 | 0 | 0 | 0 | 0
F1_Commercial_Health_New_Miscellaneous_Natural Gas_Pool Heater_E6 | F1 | Commercial | Health | New | Miscellaneous | Natural Gas | Pool Heater | E6 | CCE | 0 | 0 | 0 | 0 | 0 | 0 | 0 | 0 | 0 | 0 | 0 | 0 | 0 | 0 | 0 | 0 | 0 | 0 | 0 | 0 | 0 | 0 | 0 | 0 | 0 | 0 | 0
F1_Commercial_Health_New_Miscellaneous_Natural Gas_Pool Heater_E7 | F1 | Commercial | Health | New | Miscellaneous | Natural Gas | Pool Heater | E7 | CCE | 0 | 0 | 0 | 0 | 0 | 0 | 0 | 0 | 0 | 0 | 0 | 0 | 0 | 0 | 0 | 0 | 0 | 0 | 0 | 0 | 0 | 0 | 0 | 0 | 0 | 0 | 0
F1_Commercial_Health_New_Miscellaneous_Natural Gas_Pool Heater_E8 | F1 | Commercial | Health | New | Miscellaneous | Natural Gas | Pool Heater | E8 | CCE | 0 | 0 | 0 | 0 | 0 | 0 | 0 | 0 | 0 | 0 | 0 | 0 | 0 | 0 | 0 | 0 | 0 | 0 | 0 | 0 | 0 | 0 | 0 | 0 | 0 | 0 | 0
F1_Commercial_Health_New_Miscellaneous_Natural Gas_Pool Heater_E9 | F1 | Commercial | Health | New | Miscellaneous | Natural Gas | Pool Heater | E9 | CCE | 0 | 0 | 0 | 0 | 0 | 0 | 0 | 0 | 0 | 0 | 0 | 0 | 0 | 0 | 0 | 0 | 0 | 0 | 0 | 0 | 0 | 0 | 0 | 0 | 0 | 0 | 0
F1_Commercial_Health_New_Miscellaneous_Natural Gas_Pool Heater_E10 | F1 | Commercial | Health | New | Miscellaneous | Natural Gas | Pool Heater | E10 | CCE | 0 | 0 | 0 | 0 | 0 | 0 | 0 | 0 | 0 | 0 | 0 | 0 | 0 | 0 | 0 | 0 | 0 | 0 | 0 | 0 | 0 | 0 | 0 | 0 | 0 | 0 | 0
F2_Commercial_Health_New_Miscellaneous_Natural Gas_Pool Heater_E1 | F2 | Commercial | Health | New | Miscellaneous | Natural Gas | Pool Heater | E1 | TRC BC Ratio | bar: 2021 to 2047
F2_Commercial_Health_New_Miscellaneous_Natural Gas_Pool Heater_E2 | F2 | Commercial | Health | New | Miscellaneous | Natural Gas | Pool Heater | E2 | TRC BC Ratio | 0.81519 | 0.79395 | 0.77145 | 0.74865 | 0.74158 | 0.74479 | 0.75444 | 0.76754 | 0.78207 | 0.7969 | 0.8123 | 0.82818 | 0.84505 | 0.86169 | 0.87741 | 0.88939 | 0.89388 | 0.88772 | 0.8685 | 0.83583 | 0.79136 | 0.73728 | 0.68909 | 0.65735 | 0.64275 | 0.6459 | 0.64907
F2_Commercial_Health_New_Miscellaneous_Natural Gas_Pool Heater_E3 | F2 | Commercial | Health | New | Miscellaneous | Natural Gas | Pool Heater | E3 | TRC BC Ratio | 0 | 0 | 0 | 0 | 0 | 0 | 0 | 0 | 0 | 0 | 0 | 0 | 0 | 0 | 0 | 0 | 0 | 0 | 0 | 0 | 0 | 0 | 0 | 0 | 0 | 0 | 0
F2_Commercial_Health_New_Miscellaneous_Natural Gas_Pool Heater_E4 | F2 | Commercial | Health | New | Miscellaneous | Natural Gas | Pool Heater | E4 | TRC BC Ratio | 0 | 0 | 0 | 0 | 0 | 0 | 0 | 0 | 0 | 0 | 0 | 0 | 0 | 0 | 0 | 0 | 0 | 0 | 0 | 0 | 0 | 0 | 0 | 0 | 0 | 0 | 0
F2_Commercial_Health_New_Miscellaneous_Natural Gas_Pool Heater_E5 | F2 | Commercial | Health | New | Miscellaneous | Natural Gas | Pool Heater | E5 | TRC BC Ratio | 0 | 0 | 0 | 0 | 0 | 0 | 0 | 0 | 0 | 0 | 0 | 0 | 0 | 0 | 0 | 0 | 0 | 0 | 0 | 0 | 0 | 0 | 0 | 0 | 0 | 0 | 0
F2_Commercial_Health_New_Miscellaneous_Natural Gas_Pool Heater_E6 | F2 | Commercial | Health | New | Miscellaneous | Natural Gas | Pool Heater | E6 | TRC BC Ratio | 0 | 0 | 0 | 0 | 0 | 0 | 0 | 0 | 0 | 0 | 0 | 0 | 0 | 0 | 0 | 0 | 0 | 0 | 0 | 0 | 0 | 0 | 0 | 0 | 0 | 0 | 0
F2_Commercial_Health_New_Miscellaneous_Natural Gas_Pool Heater_E7 | F2 | Commercial | Health | New | Miscellaneous | Natural Gas | Pool Heater | E7 | TRC BC Ratio | 0 | 0 | 0 | 0 | 0 | 0 | 0 | 0 | 0 | 0 | 0 | 0 | 0 | 0 | 0 | 0 | 0 | 0 | 0 | 0 | 0 | 0 | 0 | 0 | 0 | 0 | 0
F2_Commercial_Health_New_Miscellaneous_Natural Gas_Pool Heater_E8 | F2 | Commercial | Health | New | Miscellaneous | Natural Gas | Pool Heater | E8 | TRC BC Ratio | 0 | 0 | 0 | 0 | 0 | 0 | 0 | 0 | 0 | 0 | 0 | 0 | 0 | 0 | 0 | 0 | 0 | 0 | 0 | 0 | 0 | 0 | 0 | 0 | 0 | 0 | 0
F2_Commercial_Health_New_Miscellaneous_Natural Gas_Pool Heater_E9 | F2 | Commercial | Health | New | Miscellaneous | Natural Gas | Pool Heater | E9 | TRC BC Ratio | 0 | 0 | 0 | 0 | 0 | 0 | 0 | 0 | 0 | 0 | 0 | 0 | 0 | 0 | 0 | 0 | 0 | 0 | 0 | 0 | 0 | 0 | 0 | 0 | 0 | 0 | 0
F2_Commercial_Health_New_Miscellaneous_Natural Gas_Pool Heater_E10 | F2 | Commercial | Health | New | Miscellaneous | Natural Gas | Pool Heater | E10 | TRC BC Ratio | 0 | 0 | 0 | 0 | 0 | 0 | 0 | 0 | 0 | 0 | 0 | 0 | 0 | 0 | 0 | 0 | 0 | 0 | 0 | 0 | 0 | 0 | 0 | 0 | 0 | 0 | 0
F3_Commercial_Health_New_Miscellaneous_Natural Gas_Pool Heater_E1 | F3 | Commercial | Health | New | Miscellaneous | Natural Gas | Pool Heater | E1 | PACT BC Ratio | bar: 2021 to 2047
F3_Commercial_Health_New_Miscellaneous_Natural Gas_Pool Heater_E2 | F3 | Commercial | Health | New | Miscellaneous | Natural Gas | Pool Heater | E2 | PACT BC Ratio | 1.0278 | 1.0011 | 0.9727 | 0.94395 | 0.93503 | 0.93908 | 0.95126 | 0.96777 | 0.98608 | 1.0048 | 1.0242 | 1.0442 | 1.0655 | 1.0865 | 1.1063 | 1.1214 | 1.1271 | 1.1193 | 1.0951 | 1.0539 | 0.99781 | 0.92962 | 0.86885 | 0.82883 | 0.81042 | 0.8144 | 0.81839
F3_Commercial_Health_New_Miscellaneous_Natural Gas_Pool Heater_E3 | F3 | Commercial | Health | New | Miscellaneous | Natural Gas | Pool Heater | E3 | PACT BC Ratio | 0 | 0 | 0 | 0 | 0 | 0 | 0 | 0 | 0 | 0 | 0 | 0 | 0 | 0 | 0 | 0 | 0 | 0 | 0 | 0 | 0 | 0 | 0 | 0 | 0 | 0 | 0
F3_Commercial_Health_New_Miscellaneous_Natural Gas_Pool Heater_E4 | F3 | Commercial | Health | New | Miscellaneous | Natural Gas | Pool Heater | E4 | PACT BC Ratio | 0 | 0 | 0 | 0 | 0 | 0 | 0 | 0 | 0 | 0 | 0 | 0 | 0 | 0 | 0 | 0 | 0 | 0 | 0 | 0 | 0 | 0 | 0 | 0 | 0 | 0 | 0
F3_Commercial_Health_New_Miscellaneous_Natural Gas_Pool Heater_E5 | F3 | Commercial | Health | New | Miscellaneous | Natural Gas | Pool Heater | E5 | PACT BC Ratio | 0 | 0 | 0 | 0 | 0 | 0 | 0 | 0 | 0 | 0 | 0 | 0 | 0 | 0 | 0 | 0 | 0 | 0 | 0 | 0 | 0 | 0 | 0 | 0 | 0 | 0 | 0
F3_Commercial_Health_New_Miscellaneous_Natural Gas_Pool Heater_E6 | F3 | Commercial | Health | New | Miscellaneous | Natural Gas | Pool Heater | E6 | PACT BC Ratio | 0 | 0 | 0 | 0 | 0 | 0 | 0 | 0 | 0 | 0 | 0 | 0 | 0 | 0 | 0 | 0 | 0 | 0 | 0 | 0 | 0 | 0 | 0 | 0 | 0 | 0 | 0
F3_Commercial_Health_New_Miscellaneous_Natural Gas_Pool Heater_E7 | F3 | Commercial | Health | New | Miscellaneous | Natural Gas | Pool Heater | E7 | PACT BC Ratio | 0 | 0 | 0 | 0 | 0 | 0 | 0 | 0 | 0 | 0 | 0 | 0 | 0 | 0 | 0 | 0 | 0 | 0 | 0 | 0 | 0 | 0 | 0 | 0 | 0 | 0 | 0
F3_Commercial_Health_New_Miscellaneous_Natural Gas_Pool Heater_E8 | F3 | Commercial | Health | New | Miscellaneous | Natural Gas | Pool Heater | E8 | PACT BC Ratio | 0 | 0 | 0 | 0 | 0 | 0 | 0 | 0 | 0 | 0 | 0 | 0 | 0 | 0 | 0 | 0 | 0 | 0 | 0 | 0 | 0 | 0 | 0 | 0 | 0 | 0 | 0
F3_Commercial_Health_New_Miscellaneous_Natural Gas_Pool Heater_E9 | F3 | Commercial | Health | New | Miscellaneous | Natural Gas | Pool Heater | E9 | PACT BC Ratio | 0 | 0 | 0 | 0 | 0 | 0 | 0 | 0 | 0 | 0 | 0 | 0 | 0 | 0 | 0 | 0 | 0 | 0 | 0 | 0 | 0 | 0 | 0 | 0 | 0 | 0 | 0
F3_Commercial_Health_New_Miscellaneous_Natural Gas_Pool Heater_E10 | F3 | Commercial | Health | New | Miscellaneous | Natural Gas | Pool Heater | E10 | PACT BC Ratio | 0 | 0 | 0 | 0 | 0 | 0 | 0 | 0 | 0 | 0 | 0 | 0 | 0 | 0 | 0 | 0 | 0 | 0 | 0 | 0 | 0 | 0 | 0 | 0 | 0 | 0 | 0
F4_Commercial_Health_New_Miscellaneous_Natural Gas_Pool Heater_E1 | F4 | Commercial | Health | New | Miscellaneous | Natural Gas | Pool Heater | E1 | RVT BC Ratio | bar: 2021 to 2047
F4_Commercial_Health_New_Miscellaneous_Natural Gas_Pool Heater_E2 | F4 | Commercial | Health | New | Miscellaneous | Natural Gas | Pool Heater | E2 | RVT BC Ratio | 0.7 | 0.7 | 0.7 | 0.7 | 0.7 | 0.7 | 0.7 | 0.7 | 0.7 | 0.7 | 0.7 | 0.7 | 0.7 | 0.7 | 0.7 | 0.7 | 0.7 | 0.7 | 0.7 | 0.7 | 0.7 | 0.7 | 0.7 | 0.7 | 0.7 | 0.7 | 0.7
F4_Commercial_Health_New_Miscellaneous_Natural Gas_Pool Heater_E3 | F4 | Commercial | Health | New | Miscellaneous | Natural Gas | Pool Heater | E3 | RVT BC Ratio | 0 | 0 | 0 | 0 | 0 | 0 | 0 | 0 | 0 | 0 | 0 | 0 | 0 | 0 | 0 | 0 | 0 | 0 | 0 | 0 | 0 | 0 | 0 | 0 | 0 | 0 | 0
F4_Commercial_Health_New_Miscellaneous_Natural Gas_Pool Heater_E4 | F4 | Commercial | Health | New | Miscellaneous | Natural Gas | Pool Heater | E4 | RVT BC Ratio | 0 | 0 | 0 | 0 | 0 | 0 | 0 | 0 | 0 | 0 | 0 | 0 | 0 | 0 | 0 | 0 | 0 | 0 | 0 | 0 | 0 | 0 | 0 | 0 | 0 | 0 | 0
F4_Commercial_Health_New_Miscellaneous_Natural Gas_Pool Heater_E5 | F4 | Commercial | Health | New | Miscellaneous | Natural Gas | Pool Heater | E5 | RVT BC Ratio | 0 | 0 | 0 | 0 | 0 | 0 | 0 | 0 | 0 | 0 | 0 | 0 | 0 | 0 | 0 | 0 | 0 | 0 | 0 | 0 | 0 | 0 | 0 | 0 | 0 | 0 | 0
F4_Commercial_Health_New_Miscellaneous_Natural Gas_Pool Heater_E6 | F4 | Commercial | Health | New | Miscellaneous | Natural Gas | Pool Heater | E6 | RVT BC Ratio | 0 | 0 | 0 | 0 | 0 | 0 | 0 | 0 | 0 | 0 | 0 | 0 | 0 | 0 | 0 | 0 | 0 | 0 | 0 | 0 | 0 | 0 | 0 | 0 | 0 | 0 | 0
F4_Commercial_Health_New_Miscellaneous_Natural Gas_Pool Heater_E7 | F4 | Commercial | Health | New | Miscellaneous | Natural Gas | Pool Heater | E7 | RVT BC Ratio | 0 | 0 | 0 | 0 | 0 | 0 | 0 | 0 | 0 | 0 | 0 | 0 | 0 | 0 | 0 | 0 | 0 | 0 | 0 | 0 | 0 | 0 | 0 | 0 | 0 | 0 | 0
F4_Commercial_Health_New_Miscellaneous_Natural Gas_Pool Heater_E8 | F4 | Commercial | Health | New | Miscellaneous | Natural Gas | Pool Heater | E8 | RVT BC Ratio | 0 | 0 | 0 | 0 | 0 | 0 | 0 | 0 | 0 | 0 | 0 | 0 | 0 | 0 | 0 | 0 | 0 | 0 | 0 | 0 | 0 | 0 | 0 | 0 | 0 | 0 | 0
F4_Commercial_Health_New_Miscellaneous_Natural Gas_Pool Heater_E9 | F4 | Commercial | Health | New | Miscellaneous | Natural Gas | Pool Heater | E9 | RVT BC Ratio | 0 | 0 | 0 | 0 | 0 | 0 | 0 | 0 | 0 | 0 | 0 | 0 | 0 | 0 | 0 | 0 | 0 | 0 | 0 | 0 | 0 | 0 | 0 | 0 | 0 | 0 | 0
F4_Commercial_Health_New_Miscellaneous_Natural Gas_Pool Heater_E10 | F4 | Commercial | Health | New | Miscellaneous | Natural Gas | Pool Heater | E10 | RVT BC Ratio | 0 | 0 | 0 | 0 | 0 | 0 | 0 | 0 | 0 | 0 | 0 | 0 | 0 | 0 | 0 | 0 | 0 | 0 | 0 | 0 | 0 | 0 | 0 | 0 | 0 | 0 | 0
F5_Commercial_Health_New_Miscellaneous_Natural Gas_Pool Heater_E1 | F5 | Commercial | Health | New | Miscellaneous | Natural Gas | Pool Heater | E1 | RIM BC Ratio | bar: 2021 to 2047
F5_Commercial_Health_New_Miscellaneous_Natural Gas_Pool Heater_E2 | F5 | Commercial | Health | New | Miscellaneous | Natural Gas | Pool Heater | E2 | RIM BC Ratio | 1.0278 | 1.0011 | 0.9727 | 0.94395 | 0.93503 | 0.93908 | 0.95126 | 0.96777 | 0.98608 | 1.0048 | 1.0242 | 1.0442 | 1.0655 | 1.0865 | 1.1063 | 1.1214 | 1.1271 | 1.1193 | 1.0951 | 1.0539 | 0.99781 | 0.92962 | 0.86885 | 0.82883 | 0.81042 | 0.8144 | 0.81839
F5_Commercial_Health_New_Miscellaneous_Natural Gas_Pool Heater_E3 | F5 | Commercial | Health | New | Miscellaneous | Natural Gas | Pool Heater | E3 | RIM BC Ratio | 0 | 0 | 0 | 0 | 0 | 0 | 0 | 0 | 0 | 0 | 0 | 0 | 0 | 0 | 0 | 0 | 0 | 0 | 0 | 0 | 0 | 0 | 0 | 0 | 0 | 0 | 0
F5_Commercial_Health_New_Miscellaneous_Natural Gas_Pool Heater_E4 | F5 | Commercial | Health | New | Miscellaneous | Natural Gas | Pool Heater | E4 | RIM BC Ratio | 0 | 0 | 0 | 0 | 0 | 0 | 0 | 0 | 0 | 0 | 0 | 0 | 0 | 0 | 0 | 0 | 0 | 0 | 0 | 0 | 0 | 0 | 0 | 0 | 0 | 0 | 0
F5_Commercial_Health_New_Miscellaneous_Natural Gas_Pool Heater_E5 | F5 | Commercial | Health | New | Miscellaneous | Natural Gas | Pool Heater | E5 | RIM BC Ratio | 0 | 0 | 0 | 0 | 0 | 0 | 0 | 0 | 0 | 0 | 0 | 0 | 0 | 0 | 0 | 0 | 0 | 0 | 0 | 0 | 0 | 0 | 0 | 0 | 0 | 0 | 0
F5_Commercial_Health_New_Miscellaneous_Natural Gas_Pool Heater_E6 | F5 | Commercial | Health | New | Miscellaneous | Natural Gas | Pool Heater | E6 | RIM BC Ratio | 0 | 0 | 0 | 0 | 0 | 0 | 0 | 0 | 0 | 0 | 0 | 0 | 0 | 0 | 0 | 0 | 0 | 0 | 0 | 0 | 0 | 0 | 0 | 0 | 0 | 0 | 0
F5_Commercial_Health_New_Miscellaneous_Natural Gas_Pool Heater_E7 | F5 | Commercial | Health | New | Miscellaneous | Natural Gas | Pool Heater | E7 | RIM BC Ratio | 0 | 0 | 0 | 0 | 0 | 0 | 0 | 0 | 0 | 0 | 0 | 0 | 0 | 0 | 0 | 0 | 0 | 0 | 0 | 0 | 0 | 0 | 0 | 0 | 0 | 0 | 0
F5_Commercial_Health_New_Miscellaneous_Natural Gas_Pool Heater_E8 | F5 | Commercial | Health | New | Miscellaneous | Natural Gas | Pool Heater | E8 | RIM BC Ratio | 0 | 0 | 0 | 0 | 0 | 0 | 0 | 0 | 0 | 0 | 0 | 0 | 0 | 0 | 0 | 0 | 0 | 0 | 0 | 0 | 0 | 0 | 0 | 0 | 0 | 0 | 0
F5_Commercial_Health_New_Miscellaneous_Natural Gas_Pool Heater_E9 | F5 | Commercial | Health | New | Miscellaneous | Natural Gas | Pool Heater | E9 | RIM BC Ratio | 0 | 0 | 0 | 0 | 0 | 0 | 0 | 0 | 0 | 0 | 0 | 0 | 0 | 0 | 0 | 0 | 0 | 0 | 0 | 0 | 0 | 0 | 0 | 0 | 0 | 0 | 0
F5_Commercial_Health_New_Miscellaneous_Natural Gas_Pool Heater_E10 | F5 | Commercial | Health | New | Miscellaneous | Natural Gas | Pool Heater | E10 | RIM BC Ratio | 0 | 0 | 0 | 0 | 0 | 0 | 0 | 0 | 0 | 0 | 0 | 0 | 0 | 0 | 0 | 0 | 0 | 0 | 0 | 0 | 0 | 0 | 0 | 0 | 0 | 0 | 0
F0_Commercial_Health_New_Miscellaneous_Natural Gas_Miscellaneous_E0 | F0 | Commercial | Health | New | Miscellaneous | Natural Gas | Miscellaneous | E0 | Economic Unit | Miscellaneous | Miscellaneous | Miscellaneous | Miscellaneous | Miscellaneous | Miscellaneous | Miscellaneous | Miscellaneous | Miscellaneous | Miscellaneous | Miscellaneous | Miscellaneous | Miscellaneous | Miscellaneous | Miscellaneous | Miscellaneous | Miscellaneous | Miscellaneous | Miscellaneous | Miscellaneous | Miscellaneous | Miscellaneous | Miscellaneous | Miscellaneous | Miscellaneous | Miscellaneous | Miscellaneous
F1_Commercial_Health_New_Miscellaneous_Natural Gas_Miscellaneous_E1 | F1 | Commercial | Health | New | Miscellaneous | Natural Gas | Miscellaneous | E1 | CCE | 0 | 0 | 0 | 0 | 0 | 0 | 0 | 0 | 0 | 0 | 0 | 0 | 0 | 0 | 0 | 0 | 0 | 0 | 0 | 0 | 0 | 0 | 0 | 0 | 0 | 0 | 0
F1_Commercial_Health_New_Miscellaneous_Natural Gas_Miscellaneous_E2 | F1 | Commercial | Health | New | Miscellaneous | Natural Gas | Miscellaneous | E2 | CCE | 0 | 0 | 0 | 0 | 0 | 0 | 0 | 0 | 0 | 0 | 0 | 0 | 0 | 0 | 0 | 0 | 0 | 0 | 0 | 0 | 0 | 0 | 0 | 0 | 0 | 0 | 0
F1_Commercial_Health_New_Miscellaneous_Natural Gas_Miscellaneous_E3 | F1 | Commercial | Health | New | Miscellaneous | Natural Gas | Miscellaneous | E3 | CCE | 0 | 0 | 0 | 0 | 0 | 0 | 0 | 0 | 0 | 0 | 0 | 0 | 0 | 0 | 0 | 0 | 0 | 0 | 0 | 0 | 0 | 0 | 0 | 0 | 0 | 0 | 0
F1_Commercial_Health_New_Miscellaneous_Natural Gas_Miscellaneous_E4 | F1 | Commercial | Health | New | Miscellaneous | Natural Gas | Miscellaneous | E4 | CCE | 0 | 0 | 0 | 0 | 0 | 0 | 0 | 0 | 0 | 0 | 0 | 0 | 0 | 0 | 0 | 0 | 0 | 0 | 0 | 0 | 0 | 0 | 0 | 0 | 0 | 0 | 0
F1_Commercial_Health_New_Miscellaneous_Natural Gas_Miscellaneous_E5 | F1 | Commercial | Health | New | Miscellaneous | Natural Gas | Miscellaneous | E5 | CCE | 0 | 0 | 0 | 0 | 0 | 0 | 0 | 0 | 0 | 0 | 0 | 0 | 0 | 0 | 0 | 0 | 0 | 0 | 0 | 0 | 0 | 0 | 0 | 0 | 0 | 0 | 0
F1_Commercial_Health_New_Miscellaneous_Natural Gas_Miscellaneous_E6 | F1 | Commercial | Health | New | Miscellaneous | Natural Gas | Miscellaneous | E6 | CCE | 0 | 0 | 0 | 0 | 0 | 0 | 0 | 0 | 0 | 0 | 0 | 0 | 0 | 0 | 0 | 0 | 0 | 0 | 0 | 0 | 0 | 0 | 0 | 0 | 0 | 0 | 0
F1_Commercial_Health_New_Miscellaneous_Natural Gas_Miscellaneous_E7 | F1 | Commercial | Health | New | Miscellaneous | Natural Gas | Miscellaneous | E7 | CCE | 0 | 0 | 0 | 0 | 0 | 0 | 0 | 0 | 0 | 0 | 0 | 0 | 0 | 0 | 0 | 0 | 0 | 0 | 0 | 0 | 0 | 0 | 0 | 0 | 0 | 0 | 0
F1_Commercial_Health_New_Miscellaneous_Natural Gas_Miscellaneous_E8 | F1 | Commercial | Health | New | Miscellaneous | Natural Gas | Miscellaneous | E8 | CCE | 0 | 0 | 0 | 0 | 0 | 0 | 0 | 0 | 0 | 0 | 0 | 0 | 0 | 0 | 0 | 0 | 0 | 0 | 0 | 0 | 0 | 0 | 0 | 0 | 0 | 0 | 0
F1_Commercial_Health_New_Miscellaneous_Natural Gas_Miscellaneous_E9 | F1 | Commercial | Health | New | Miscellaneous | Natural Gas | Miscellaneous | E9 | CCE | 0 | 0 | 0 | 0 | 0 | 0 | 0 | 0 | 0 | 0 | 0 | 0 | 0 | 0 | 0 | 0 | 0 | 0 | 0 | 0 | 0 | 0 | 0 | 0 | 0 | 0 | 0
F1_Commercial_Health_New_Miscellaneous_Natural Gas_Miscellaneous_E10 | F1 | Commercial | Health | New | Miscellaneous | Natural Gas | Miscellaneous | E10 | CCE | 0 | 0 | 0 | 0 | 0 | 0 | 0 | 0 | 0 | 0 | 0 | 0 | 0 | 0 | 0 | 0 | 0 | 0 | 0 | 0 | 0 | 0 | 0 | 0 | 0 | 0 | 0
F2_Commercial_Health_New_Miscellaneous_Natural Gas_Miscellaneous_E1 | F2 | Commercial | Health | New | Miscellaneous | Natural Gas | Miscellaneous | E1 | TRC BC Ratio | bar: 2021 to 2047
F2_Commercial_Health_New_Miscellaneous_Natural Gas_Miscellaneous_E2 | F2 | Commercial | Health | New | Miscellaneous | Natural Gas | Miscellaneous | E2 | TRC BC Ratio | 0 | 0 | 0 | 0 | 0 | 0 | 0 | 0 | 0 | 0 | 0 | 0 | 0 | 0 | 0 | 0 | 0 | 0 | 0 | 0 | 0 | 0 | 0 | 0 | 0 | 0 | 0
F2_Commercial_Health_New_Miscellaneous_Natural Gas_Miscellaneous_E3 | F2 | Commercial | Health | New | Miscellaneous | Natural Gas | Miscellaneous | E3 | TRC BC Ratio | 0 | 0 | 0 | 0 | 0 | 0 | 0 | 0 | 0 | 0 | 0 | 0 | 0 | 0 | 0 | 0 | 0 | 0 | 0 | 0 | 0 | 0 | 0 | 0 | 0 | 0 | 0
F2_Commercial_Health_New_Miscellaneous_Natural Gas_Miscellaneous_E4 | F2 | Commercial | Health | New | Miscellaneous | Natural Gas | Miscellaneous | E4 | TRC BC Ratio | 0 | 0 | 0 | 0 | 0 | 0 | 0 | 0 | 0 | 0 | 0 | 0 | 0 | 0 | 0 | 0 | 0 | 0 | 0 | 0 | 0 | 0 | 0 | 0 | 0 | 0 | 0
F2_Commercial_Health_New_Miscellaneous_Natural Gas_Miscellaneous_E5 | F2 | Commercial | Health | New | Miscellaneous | Natural Gas | Miscellaneous | E5 | TRC BC Ratio | 0 | 0 | 0 | 0 | 0 | 0 | 0 | 0 | 0 | 0 | 0 | 0 | 0 | 0 | 0 | 0 | 0 | 0 | 0 | 0 | 0 | 0 | 0 | 0 | 0 | 0 | 0
F2_Commercial_Health_New_Miscellaneous_Natural Gas_Miscellaneous_E6 | F2 | Commercial | Health | New | Miscellaneous | Natural Gas | Miscellaneous | E6 | TRC BC Ratio | 0 | 0 | 0 | 0 | 0 | 0 | 0 | 0 | 0 | 0 | 0 | 0 | 0 | 0 | 0 | 0 | 0 | 0 | 0 | 0 | 0 | 0 | 0 | 0 | 0 | 0 | 0
F2_Commercial_Health_New_Miscellaneous_Natural Gas_Miscellaneous_E7 | F2 | Commercial | Health | New | Miscellaneous | Natural Gas | Miscellaneous | E7 | TRC BC Ratio | 0 | 0 | 0 | 0 | 0 | 0 | 0 | 0 | 0 | 0 | 0 | 0 | 0 | 0 | 0 | 0 | 0 | 0 | 0 | 0 | 0 | 0 | 0 | 0 | 0 | 0 | 0
F2_Commercial_Health_New_Miscellaneous_Natural Gas_Miscellaneous_E8 | F2 | Commercial | Health | New | Miscellaneous | Natural Gas | Miscellaneous | E8 | TRC BC Ratio | 0 | 0 | 0 | 0 | 0 | 0 | 0 | 0 | 0 | 0 | 0 | 0 | 0 | 0 | 0 | 0 | 0 | 0 | 0 | 0 | 0 | 0 | 0 | 0 | 0 | 0 | 0
F2_Commercial_Health_New_Miscellaneous_Natural Gas_Miscellaneous_E9 | F2 | Commercial | Health | New | Miscellaneous | Natural Gas | Miscellaneous | E9 | TRC BC Ratio | 0 | 0 | 0 | 0 | 0 | 0 | 0 | 0 | 0 | 0 | 0 | 0 | 0 | 0 | 0 | 0 | 0 | 0 | 0 | 0 | 0 | 0 | 0 | 0 | 0 | 0 | 0
F2_Commercial_Health_New_Miscellaneous_Natural Gas_Miscellaneous_E10 | F2 | Commercial | Health | New | Miscellaneous | Natural Gas | Miscellaneous | E10 | TRC BC Ratio | 0 | 0 | 0 | 0 | 0 | 0 | 0 | 0 | 0 | 0 | 0 | 0 | 0 | 0 | 0 | 0 | 0 | 0 | 0 | 0 | 0 | 0 | 0 | 0 | 0 | 0 | 0
F3_Commercial_Health_New_Miscellaneous_Natural Gas_Miscellaneous_E1 | F3 | Commercial | Health | New | Miscellaneous | Natural Gas | Miscellaneous | E1 | PACT BC Ratio | bar: 2021 to 2047
F3_Commercial_Health_New_Miscellaneous_Natural Gas_Miscellaneous_E2 | F3 | Commercial | Health | New | Miscellaneous | Natural Gas | Miscellaneous | E2 | PACT BC Ratio | 0 | 0 | 0 | 0 | 0 | 0 | 0 | 0 | 0 | 0 | 0 | 0 | 0 | 0 | 0 | 0 | 0 | 0 | 0 | 0 | 0 | 0 | 0 | 0 | 0 | 0 | 0
F3_Commercial_Health_New_Miscellaneous_Natural Gas_Miscellaneous_E3 | F3 | Commercial | Health | New | Miscellaneous | Natural Gas | Miscellaneous | E3 | PACT BC Ratio | 0 | 0 | 0 | 0 | 0 | 0 | 0 | 0 | 0 | 0 | 0 | 0 | 0 | 0 | 0 | 0 | 0 | 0 | 0 | 0 | 0 | 0 | 0 | 0 | 0 | 0 | 0
F3_Commercial_Health_New_Miscellaneous_Natural Gas_Miscellaneous_E4 | F3 | Commercial | Health | New | Miscellaneous | Natural Gas | Miscellaneous | E4 | PACT BC Ratio | 0 | 0 | 0 | 0 | 0 | 0 | 0 | 0 | 0 | 0 | 0 | 0 | 0 | 0 | 0 | 0 | 0 | 0 | 0 | 0 | 0 | 0 | 0 | 0 | 0 | 0 | 0
F3_Commercial_Health_New_Miscellaneous_Natural Gas_Miscellaneous_E5 | F3 | Commercial | Health | New | Miscellaneous | Natural Gas | Miscellaneous | E5 | PACT BC Ratio | 0 | 0 | 0 | 0 | 0 | 0 | 0 | 0 | 0 | 0 | 0 | 0 | 0 | 0 | 0 | 0 | 0 | 0 | 0 | 0 | 0 | 0 | 0 | 0 | 0 | 0 | 0
F3_Commercial_Health_New_Miscellaneous_Natural Gas_Miscellaneous_E6 | F3 | Commercial | Health | New | Miscellaneous | Natural Gas | Miscellaneous | E6 | PACT BC Ratio | 0 | 0 | 0 | 0 | 0 | 0 | 0 | 0 | 0 | 0 | 0 | 0 | 0 | 0 | 0 | 0 | 0 | 0 | 0 | 0 | 0 | 0 | 0 | 0 | 0 | 0 | 0
F3_Commercial_Health_New_Miscellaneous_Natural Gas_Miscellaneous_E7 | F3 | Commercial | Health | New | Miscellaneous | Natural Gas | Miscellaneous | E7 | PACT BC Ratio | 0 | 0 | 0 | 0 | 0 | 0 | 0 | 0 | 0 | 0 | 0 | 0 | 0 | 0 | 0 | 0 | 0 | 0 | 0 | 0 | 0 | 0 | 0 | 0 | 0 | 0 | 0
F3_Commercial_Health_New_Miscellaneous_Natural Gas_Miscellaneous_E8 | F3 | Commercial | Health | New | Miscellaneous | Natural Gas | Miscellaneous | E8 | PACT BC Ratio | 0 | 0 | 0 | 0 | 0 | 0 | 0 | 0 | 0 | 0 | 0 | 0 | 0 | 0 | 0 | 0 | 0 | 0 | 0 | 0 | 0 | 0 | 0 | 0 | 0 | 0 | 0
F3_Commercial_Health_New_Miscellaneous_Natural Gas_Miscellaneous_E9 | F3 | Commercial | Health | New | Miscellaneous | Natural Gas | Miscellaneous | E9 | PACT BC Ratio | 0 | 0 | 0 | 0 | 0 | 0 | 0 | 0 | 0 | 0 | 0 | 0 | 0 | 0 | 0 | 0 | 0 | 0 | 0 | 0 | 0 | 0 | 0 | 0 | 0 | 0 | 0
F3_Commercial_Health_New_Miscellaneous_Natural Gas_Miscellaneous_E10 | F3 | Commercial | Health | New | Miscellaneous | Natural Gas | Miscellaneous | E10 | PACT BC Ratio | 0 | 0 | 0 | 0 | 0 | 0 | 0 | 0 | 0 | 0 | 0 | 0 | 0 | 0 | 0 | 0 | 0 | 0 | 0 | 0 | 0 | 0 | 0 | 0 | 0 | 0 | 0
F4_Commercial_Health_New_Miscellaneous_Natural Gas_Miscellaneous_E1 | F4 | Commercial | Health | New | Miscellaneous | Natural Gas | Miscellaneous | E1 | RVT BC Ratio | bar: 2021 to 2047
F4_Commercial_Health_New_Miscellaneous_Natural Gas_Miscellaneous_E2 | F4 | Commercial | Health | New | Miscellaneous | Natural Gas | Miscellaneous | E2 | RVT BC Ratio | 0 | 0 | 0 | 0 | 0 | 0 | 0 | 0 | 0 | 0 | 0 | 0 | 0 | 0 | 0 | 0 | 0 | 0 | 0 | 0 | 0 | 0 | 0 | 0 | 0 | 0 | 0
F4_Commercial_Health_New_Miscellaneous_Natural Gas_Miscellaneous_E3 | F4 | Commercial | Health | New | Miscellaneous | Natural Gas | Miscellaneous | E3 | RVT BC Ratio | 0 | 0 | 0 | 0 | 0 | 0 | 0 | 0 | 0 | 0 | 0 | 0 | 0 | 0 | 0 | 0 | 0 | 0 | 0 | 0 | 0 | 0 | 0 | 0 | 0 | 0 | 0
F4_Commercial_Health_New_Miscellaneous_Natural Gas_Miscellaneous_E4 | F4 | Commercial | Health | New | Miscellaneous | Natural Gas | Miscellaneous | E4 | RVT BC Ratio | 0 | 0 | 0 | 0 | 0 | 0 | 0 | 0 | 0 | 0 | 0 | 0 | 0 | 0 | 0 | 0 | 0 | 0 | 0 | 0 | 0 | 0 | 0 | 0 | 0 | 0 | 0
F4_Commercial_Health_New_Miscellaneous_Natural Gas_Miscellaneous_E5 | F4 | Commercial | Health | New | Miscellaneous | Natural Gas | Miscellaneous | E5 | RVT BC Ratio | 0 | 0 | 0 | 0 | 0 | 0 | 0 | 0 | 0 | 0 | 0 | 0 | 0 | 0 | 0 | 0 | 0 | 0 | 0 | 0 | 0 | 0 | 0 | 0 | 0 | 0 | 0
F4_Commercial_Health_New_Miscellaneous_Natural Gas_Miscellaneous_E6 | F4 | Commercial | Health | New | Miscellaneous | Natural Gas | Miscellaneous | E6 | RVT BC Ratio | 0 | 0 | 0 | 0 | 0 | 0 | 0 | 0 | 0 | 0 | 0 | 0 | 0 | 0 | 0 | 0 | 0 | 0 | 0 | 0 | 0 | 0 | 0 | 0 | 0 | 0 | 0
F4_Commercial_Health_New_Miscellaneous_Natural Gas_Miscellaneous_E7 | F4 | Commercial | Health | New | Miscellaneous | Natural Gas | Miscellaneous | E7 | RVT BC Ratio | 0 | 0 | 0 | 0 | 0 | 0 | 0 | 0 | 0 | 0 | 0 | 0 | 0 | 0 | 0 | 0 | 0 | 0 | 0 | 0 | 0 | 0 | 0 | 0 | 0 | 0 | 0
F4_Commercial_Health_New_Miscellaneous_Natural Gas_Miscellaneous_E8 | F4 | Commercial | Health | New | Miscellaneous | Natural Gas | Miscellaneous | E8 | RVT BC Ratio | 0 | 0 | 0 | 0 | 0 | 0 | 0 | 0 | 0 | 0 | 0 | 0 | 0 | 0 | 0 | 0 | 0 | 0 | 0 | 0 | 0 | 0 | 0 | 0 | 0 | 0 | 0
F4_Commercial_Health_New_Miscellaneous_Natural Gas_Miscellaneous_E9 | F4 | Commercial | Health | New | Miscellaneous | Natural Gas | Miscellaneous | E9 | RVT BC Ratio | 0 | 0 | 0 | 0 | 0 | 0 | 0 | 0 | 0 | 0 | 0 | 0 | 0 | 0 | 0 | 0 | 0 | 0 | 0 | 0 | 0 | 0 | 0 | 0 | 0 | 0 | 0
F4_Commercial_Health_New_Miscellaneous_Natural Gas_Miscellaneous_E10 | F4 | Commercial | Health | New | Miscellaneous | Natural Gas | Miscellaneous | E10 | RVT BC Ratio | 0 | 0 | 0 | 0 | 0 | 0 | 0 | 0 | 0 | 0 | 0 | 0 | 0 | 0 | 0 | 0 | 0 | 0 | 0 | 0 | 0 | 0 | 0 | 0 | 0 | 0 | 0
F5_Commercial_Health_New_Miscellaneous_Natural Gas_Miscellaneous_E1 | F5 | Commercial | Health | New | Miscellaneous | Natural Gas | Miscellaneous | E1 | RIM BC Ratio | bar: 2021 to 2047
F5_Commercial_Health_New_Miscellaneous_Natural Gas_Miscellaneous_E2 | F5 | Commercial | Health | New | Miscellaneous | Natural Gas | Miscellaneous | E2 | RIM BC Ratio | 0 | 0 | 0 | 0 | 0 | 0 | 0 | 0 | 0 | 0 | 0 | 0 | 0 | 0 | 0 | 0 | 0 | 0 | 0 | 0 | 0 | 0 | 0 | 0 | 0 | 0 | 0
F5_Commercial_Health_New_Miscellaneous_Natural Gas_Miscellaneous_E3 | F5 | Commercial | Health | New | Miscellaneous | Natural Gas | Miscellaneous | E3 | RIM BC Ratio | 0 | 0 | 0 | 0 | 0 | 0 | 0 | 0 | 0 | 0 | 0 | 0 | 0 | 0 | 0 | 0 | 0 | 0 | 0 | 0 | 0 | 0 | 0 | 0 | 0 | 0 | 0
F5_Commercial_Health_New_Miscellaneous_Natural Gas_Miscellaneous_E4 | F5 | Commercial | Health | New | Miscellaneous | Natural Gas | Miscellaneous | E4 | RIM BC Ratio | 0 | 0 | 0 | 0 | 0 | 0 | 0 | 0 | 0 | 0 | 0 | 0 | 0 | 0 | 0 | 0 | 0 | 0 | 0 | 0 | 0 | 0 | 0 | 0 | 0 | 0 | 0
F5_Commercial_Health_New_Miscellaneous_Natural Gas_Miscellaneous_E5 | F5 | Commercial | Health | New | Miscellaneous | Natural Gas | Miscellaneous | E5 | RIM BC Ratio | 0 | 0 | 0 | 0 | 0 | 0 | 0 | 0 | 0 | 0 | 0 | 0 | 0 | 0 | 0 | 0 | 0 | 0 | 0 | 0 | 0 | 0 | 0 | 0 | 0 | 0 | 0
F5_Commercial_Health_New_Miscellaneous_Natural Gas_Miscellaneous_E6 | F5 | Commercial | Health | New | Miscellaneous | Natural Gas | Miscellaneous | E6 | RIM BC Ratio | 0 | 0 | 0 | 0 | 0 | 0 | 0 | 0 | 0 | 0 | 0 | 0 | 0 | 0 | 0 | 0 | 0 | 0 | 0 | 0 | 0 | 0 | 0 | 0 | 0 | 0 | 0
F5_Commercial_Health_New_Miscellaneous_Natural Gas_Miscellaneous_E7 | F5 | Commercial | Health | New | Miscellaneous | Natural Gas | Miscellaneous | E7 | RIM BC Ratio | 0 | 0 | 0 | 0 | 0 | 0 | 0 | 0 | 0 | 0 | 0 | 0 | 0 | 0 | 0 | 0 | 0 | 0 | 0 | 0 | 0 | 0 | 0 | 0 | 0 | 0 | 0
F5_Commercial_Health_New_Miscellaneous_Natural Gas_Miscellaneous_E8 | F5 | Commercial | Health | New | Miscellaneous | Natural Gas | Miscellaneous | E8 | RIM BC Ratio | 0 | 0 | 0 | 0 | 0 | 0 | 0 | 0 | 0 | 0 | 0 | 0 | 0 | 0 | 0 | 0 | 0 | 0 | 0 | 0 | 0 | 0 | 0 | 0 | 0 | 0 | 0
F5_Commercial_Health_New_Miscellaneous_Natural Gas_Miscellaneous_E9 | F5 | Commercial | Health | New | Miscellaneous | Natural Gas | Miscellaneous | E9 | RIM BC Ratio | 0 | 0 | 0 | 0 | 0 | 0 | 0 | 0 | 0 | 0 | 0 | 0 | 0 | 0 | 0 | 0 | 0 | 0 | 0 | 0 | 0 | 0 | 0 | 0 | 0 | 0 | 0
F5_Commercial_Health_New_Miscellaneous_Natural Gas_Miscellaneous_E10 | F5 | Commercial | Health | New | Miscellaneous | Natural Gas | Miscellaneous | E10 | RIM BC Ratio | 0 | 0 | 0 | 0 | 0 | 0 | 0 | 0 | 0 | 0 | 0 | 0 | 0 | 0 | 0 | 0 | 0 | 0 | 0 | 0 | 0 | 0 | 0 | 0 | 0 | 0 | 0
F0_Commercial_Lodging_Existing_Space Heating_Natural Gas_Furnace_E0 | F0 | Commercial | Lodging | Existing | Space Heating | Natural Gas | Furnace | E0 | Economic Unit | AFUE 96% | AFUE 96% | AFUE 96% | AFUE 96% | AFUE 96% | AFUE 96% | AFUE 96% | AFUE 96% | AFUE 96% | AFUE 96% | AFUE 96% | AFUE 96% | AFUE 96% | AFUE 96% | AFUE 96% | AFUE 96% | AFUE 96% | AFUE 96% | AFUE 96% | AFUE 96% | AFUE 96% | AFUE 96% | AFUE 96% | AFUE 96% | AFUE 96% | AFUE 96% | AFUE 96%
F1_Commercial_Lodging_Existing_Space Heating_Natural Gas_Furnace_E1 | F1 | Commercial | Lodging | Existing | Space Heating | Natural Gas | Furnace | E1 | CCE | 0 | 0 | 0 | 0 | 0 | 0 | 0 | 0 | 0 | 0 | 0 | 0 | 0 | 0 | 0 | 0 | 0 | 0 | 0 | 0 | 0 | 0 | 0 | 0 | 0 | 0 | 0
F1_Commercial_Lodging_Existing_Space Heating_Natural Gas_Furnace_E2 | F1 | Commercial | Lodging | Existing | Space Heating | Natural Gas | Furnace | E2 | CCE | 0.002265 | 0.0021054 | 0.0021136 | 0 | 0 | 0 | 0 | 0 | 0 | 0 | 0 | 0 | 0 | 0 | 0 | 0 | 0 | 0 | 0 | 0 | 0 | 0 | 0 | 0 | 0 | 0 | 0
F1_Commercial_Lodging_Existing_Space Heating_Natural Gas_Furnace_E3 | F1 | Commercial | Lodging | Existing | Space Heating | Natural Gas | Furnace | E3 | CCE | 0.00302 | 0.0028072 | 0.0028181 | 0.0042271 | 0.0042271 | 0.0042271 | 0.0042271 | 0.0042271 | 0.0042271 | 0.0042271 | 0.0042271 | 0.0042271 | 0.0042271 | 0.0042271 | 0.0042271 | 0.0042271 | 0.0042271 | 0.0042271 | 0.0042271 | 0.0042271 | 0.0042271 | 0.0042271 | 0.0042271 | 0.0042271 | 0.0042271 | 0.0042271 | 0.0042271
F1_Commercial_Lodging_Existing_Space Heating_Natural Gas_Furnace_E4 | F1 | Commercial | Lodging | Existing | Space Heating | Natural Gas | Furnace | E4 | CCE | 0 | 0 | 0 | 0 | 0 | 0 | 0 | 0 | 0 | 0 | 0 | 0 | 0 | 0 | 0 | 0 | 0 | 0 | 0 | 0 | 0 | 0 | 0 | 0 | 0 | 0 | 0
F1_Commercial_Lodging_Existing_Space Heating_Natural Gas_Furnace_E5 | F1 | Commercial | Lodging | Existing | Space Heating | Natural Gas | Furnace | E5 | CCE | 0 | 0 | 0 | 0 | 0 | 0 | 0 | 0 | 0 | 0 | 0 | 0 | 0 | 0 | 0 | 0 | 0 | 0 | 0 | 0 | 0 | 0 | 0 | 0 | 0 | 0 | 0
F1_Commercial_Lodging_Existing_Space Heating_Natural Gas_Furnace_E6 | F1 | Commercial | Lodging | Existing | Space Heating | Natural Gas | Furnace | E6 | CCE | 0 | 0 | 0 | 0 | 0 | 0 | 0 | 0 | 0 | 0 | 0 | 0 | 0 | 0 | 0 | 0 | 0 | 0 | 0 | 0 | 0 | 0 | 0 | 0 | 0 | 0 | 0
F1_Commercial_Lodging_Existing_Space Heating_Natural Gas_Furnace_E7 | F1 | Commercial | Lodging | Existing | Space Heating | Natural Gas | Furnace | E7 | CCE | 0 | 0 | 0 | 0 | 0 | 0 | 0 | 0 | 0 | 0 | 0 | 0 | 0 | 0 | 0 | 0 | 0 | 0 | 0 | 0 | 0 | 0 | 0 | 0 | 0 | 0 | 0
F1_Commercial_Lodging_Existing_Space Heating_Natural Gas_Furnace_E8 | F1 | Commercial | Lodging | Existing | Space Heating | Natural Gas | Furnace | E8 | CCE | 0 | 0 | 0 | 0 | 0 | 0 | 0 | 0 | 0 | 0 | 0 | 0 | 0 | 0 | 0 | 0 | 0 | 0 | 0 | 0 | 0 | 0 | 0 | 0 | 0 | 0 | 0
F1_Commercial_Lodging_Existing_Space Heating_Natural Gas_Furnace_E9 | F1 | Commercial | Lodging | Existing | Space Heating | Natural Gas | Furnace | E9 | CCE | 0 | 0 | 0 | 0 | 0 | 0 | 0 | 0 | 0 | 0 | 0 | 0 | 0 | 0 | 0 | 0 | 0 | 0 | 0 | 0 | 0 | 0 | 0 | 0 | 0 | 0 | 0
F1_Commercial_Lodging_Existing_Space Heating_Natural Gas_Furnace_E10 | F1 | Commercial | Lodging | Existing | Space Heating | Natural Gas | Furnace | E10 | CCE | 0 | 0 | 0 | 0 | 0 | 0 | 0 | 0 | 0 | 0 | 0 | 0 | 0 | 0 | 0 | 0 | 0 | 0 | 0 | 0 | 0 | 0 | 0 | 0 | 0 | 0 | 0
F2_Commercial_Lodging_Existing_Space Heating_Natural Gas_Furnace_E1 | F2 | Commercial | Lodging | Existing | Space Heating | Natural Gas | Furnace | E1 | TRC BC Ratio | 1 | 1 | 1 | 0 | 0 | 0 | 0 | 0 | 0 | 0 | 0 | 0 | 0 | 0 | 0 | 0 | 0 | 0 | 0 | 0 | 0 | 0 | 0 | 0 | 0 | 0 | 0
F2_Commercial_Lodging_Existing_Space Heating_Natural Gas_Furnace_E2 | F2 | Commercial | Lodging | Existing | Space Heating | Natural Gas | Furnace | E2 | TRC BC Ratio | 6.8569 | 6.8166 | 6.7215 | 1 | 1 | 1 | 1 | 1 | 1 | 1 | 1 | 1 | 1 | 1 | 1 | 1 | 1 | 1 | 1 | 1 | 1 | 1 | 1 | 1 | 1 | 1 | 1
F2_Commercial_Lodging_Existing_Space Heating_Natural Gas_Furnace_E3 | F2 | Commercial | Lodging | Existing | Space Heating | Natural Gas | Furnace | E3 | TRC BC Ratio | 5.1427 | 5.1124 | 5.0411 | 3.3094 | 3.2952 | 3.2931 | 3.2996 | 3.3085 | 3.3153 | 3.3187 | 3.3184 | 3.314 | 3.3044 | 3.287 | 3.262 | 3.2306 | 3.1901 | 3.1424 | 3.0855 | 3.0176 | 2.9367 | 2.8449 | 2.769 | 2.7214 | 2.7035 | 2.7167 | 2.73
F2_Commercial_Lodging_Existing_Space Heating_Natural Gas_Furnace_E4 | F2 | Commercial | Lodging | Existing | Space Heating | Natural Gas | Furnace | E4 | TRC BC Ratio | 0 | 0 | 0 | 0 | 0 | 0 | 0 | 0 | 0 | 0 | 0 | 0 | 0 | 0 | 0 | 0 | 0 | 0 | 0 | 0 | 0 | 0 | 0 | 0 | 0 | 0 | 0
F2_Commercial_Lodging_Existing_Space Heating_Natural Gas_Furnace_E5 | F2 | Commercial | Lodging | Existing | Space Heating | Natural Gas | Furnace | E5 | TRC BC Ratio | 0 | 0 | 0 | 0 | 0 | 0 | 0 | 0 | 0 | 0 | 0 | 0 | 0 | 0 | 0 | 0 | 0 | 0 | 0 | 0 | 0 | 0 | 0 | 0 | 0 | 0 | 0
F2_Commercial_Lodging_Existing_Space Heating_Natural Gas_Furnace_E6 | F2 | Commercial | Lodging | Existing | Space Heating | Natural Gas | Furnace | E6 | TRC BC Ratio | 0 | 0 | 0 | 0 | 0 | 0 | 0 | 0 | 0 | 0 | 0 | 0 | 0 | 0 | 0 | 0 | 0 | 0 | 0 | 0 | 0 | 0 | 0 | 0 | 0 | 0 | 0
F2_Commercial_Lodging_Existing_Space Heating_Natural Gas_Furnace_E7 | F2 | Commercial | Lodging | Existing | Space Heating | Natural Gas | Furnace | E7 | TRC BC Ratio | 0 | 0 | 0 | 0 | 0 | 0 | 0 | 0 | 0 | 0 | 0 | 0 | 0 | 0 | 0 | 0 | 0 | 0 | 0 | 0 | 0 | 0 | 0 | 0 | 0 | 0 | 0
F2_Commercial_Lodging_Existing_Space Heating_Natural Gas_Furnace_E8 | F2 | Commercial | Lodging | Existing | Space Heating | Natural Gas | Furnace | E8 | TRC BC Ratio | 0 | 0 | 0 | 0 | 0 | 0 | 0 | 0 | 0 | 0 | 0 | 0 | 0 | 0 | 0 | 0 | 0 | 0 | 0 | 0 | 0 | 0 | 0 | 0 | 0 | 0 | 0
F2_Commercial_Lodging_Existing_Space Heating_Natural Gas_Furnace_E9 | F2 | Commercial | Lodging | Existing | Space Heating | Natural Gas | Furnace | E9 | TRC BC Ratio | 0 | 0 | 0 | 0 | 0 | 0 | 0 | 0 | 0 | 0 | 0 | 0 | 0 | 0 | 0 | 0 | 0 | 0 | 0 | 0 | 0 | 0 | 0 | 0 | 0 | 0 | 0
F2_Commercial_Lodging_Existing_Space Heating_Natural Gas_Furnace_E10 | F2 | Commercial | Lodging | Existing | Space Heating | Natural Gas | Furnace | E10 | TRC BC Ratio | 0 | 0 | 0 | 0 | 0 | 0 | 0 | 0 | 0 | 0 | 0 | 0 | 0 | 0 | 0 | 0 | 0 | 0 | 0 | 0 | 0 | 0 | 0 | 0 | 0 | 0 | 0
F3_Commercial_Lodging_Existing_Space Heating_Natural Gas_Furnace_E1 | F3 | Commercial | Lodging | Existing | Space Heating | Natural Gas | Furnace | E1 | PACT BC Ratio | 1 | 1 | 1 | 0 | 0 | 0 | 0 | 0 | 0 | 0 | 0 | 0 | 0 | 0 | 0 | 0 | 0 | 0 | 0 | 0 | 0 | 0 | 0 | 0 | 0 | 0 | 0
F3_Commercial_Lodging_Existing_Space Heating_Natural Gas_Furnace_E2 | F3 | Commercial | Lodging | Existing | Space Heating | Natural Gas | Furnace | E2 | PACT BC Ratio | 9.0222 | 8.9692 | 8.8441 | 1 | 1 | 1 | 1 | 1 | 1 | 1 | 1 | 1 | 1 | 1 | 1 | 1 | 1 | 1 | 1 | 1 | 1 | 1 | 1 | 1 | 1 | 1 | 1
F3_Commercial_Lodging_Existing_Space Heating_Natural Gas_Furnace_E3 | F3 | Commercial | Lodging | Existing | Space Heating | Natural Gas | Furnace | E3 | PACT BC Ratio | 6.7667 | 6.7269 | 6.6331 | 4.3545 | 4.3358 | 4.3331 | 4.3416 | 4.3532 | 4.3623 | 4.3667 | 4.3663 | 4.3605 | 4.3479 | 4.325 | 4.2921 | 4.2508 | 4.1975 | 4.1347 | 4.0598 | 3.9705 | 3.8641 | 3.7433 | 3.6435 | 3.5808 | 3.5572 | 3.5746 | 3.5921
F3_Commercial_Lodging_Existing_Space Heating_Natural Gas_Furnace_E4 | F3 | Commercial | Lodging | Existing | Space Heating | Natural Gas | Furnace | E4 | PACT BC Ratio | 0 | 0 | 0 | 0 | 0 | 0 | 0 | 0 | 0 | 0 | 0 | 0 | 0 | 0 | 0 | 0 | 0 | 0 | 0 | 0 | 0 | 0 | 0 | 0 | 0 | 0 | 0
F3_Commercial_Lodging_Existing_Space Heating_Natural Gas_Furnace_E5 | F3 | Commercial | Lodging | Existing | Space Heating | Natural Gas | Furnace | E5 | PACT BC Ratio | 0 | 0 | 0 | 0 | 0 | 0 | 0 | 0 | 0 | 0 | 0 | 0 | 0 | 0 | 0 | 0 | 0 | 0 | 0 | 0 | 0 | 0 | 0 | 0 | 0 | 0 | 0
F3_Commercial_Lodging_Existing_Space Heating_Natural Gas_Furnace_E6 | F3 | Commercial | Lodging | Existing | Space Heating | Natural Gas | Furnace | E6 | PACT BC Ratio | 0 | 0 | 0 | 0 | 0 | 0 | 0 | 0 | 0 | 0 | 0 | 0 | 0 | 0 | 0 | 0 | 0 | 0 | 0 | 0 | 0 | 0 | 0 | 0 | 0 | 0 | 0
F3_Commercial_Lodging_Existing_Space Heating_Natural Gas_Furnace_E7 | F3 | Commercial | Lodging | Existing | Space Heating | Natural Gas | Furnace | E7 | PACT BC Ratio | 0 | 0 | 0 | 0 | 0 | 0 | 0 | 0 | 0 | 0 | 0 | 0 | 0 | 0 | 0 | 0 | 0 | 0 | 0 | 0 | 0 | 0 | 0 | 0 | 0 | 0 | 0
F3_Commercial_Lodging_Existing_Space Heating_Natural Gas_Furnace_E8 | F3 | Commercial | Lodging | Existing | Space Heating | Natural Gas | Furnace | E8 | PACT BC Ratio | 0 | 0 | 0 | 0 | 0 | 0 | 0 | 0 | 0 | 0 | 0 | 0 | 0 | 0 | 0 | 0 | 0 | 0 | 0 | 0 | 0 | 0 | 0 | 0 | 0 | 0 | 0
F3_Commercial_Lodging_Existing_Space Heating_Natural Gas_Furnace_E9 | F3 | Commercial | Lodging | Existing | Space Heating | Natural Gas | Furnace | E9 | PACT BC Ratio | 0 | 0 | 0 | 0 | 0 | 0 | 0 | 0 | 0 | 0 | 0 | 0 | 0 | 0 | 0 | 0 | 0 | 0 | 0 | 0 | 0 | 0 | 0 | 0 | 0 | 0 | 0
F3_Commercial_Lodging_Existing_Space Heating_Natural Gas_Furnace_E10 | F3 | Commercial | Lodging | Existing | Space Heating | Natural Gas | Furnace | E10 | PACT BC Ratio | 0 | 0 | 0 | 0 | 0 | 0 | 0 | 0 | 0 | 0 | 0 | 0 | 0 | 0 | 0 | 0 | 0 | 0 | 0 | 0 | 0 | 0 | 0 | 0 | 0 | 0 | 0
F4_Commercial_Lodging_Existing_Space Heating_Natural Gas_Furnace_E1 | F4 | Commercial | Lodging | Existing | Space Heating | Natural Gas | Furnace | E1 | RVT BC Ratio | 1 | 1 | 1 | 0 | 0 | 0 | 0 | 0 | 0 | 0 | 0 | 0 | 0 | 0 | 0 | 0 | 0 | 0 | 0 | 0 | 0 | 0 | 0 | 0 | 0 | 0 | 0
F4_Commercial_Lodging_Existing_Space Heating_Natural Gas_Furnace_E2 | F4 | Commercial | Lodging | Existing | Space Heating | Natural Gas | Furnace | E2 | RVT BC Ratio | 0.7 | 0.7 | 0.7 | 1 | 1 | 1 | 1 | 1 | 1 | 1 | 1 | 1 | 1 | 1 | 1 | 1 | 1 | 1 | 1 | 1 | 1 | 1 | 1 | 1 | 1 | 1 | 1
F4_Commercial_Lodging_Existing_Space Heating_Natural Gas_Furnace_E3 | F4 | Commercial | Lodging | Existing | Space Heating | Natural Gas | Furnace | E3 | RVT BC Ratio | 0.7 | 0.7 | 0.7 | 0.7 | 0.7 | 0.7 | 0.7 | 0.7 | 0.7 | 0.7 | 0.7 | 0.7 | 0.7 | 0.7 | 0.7 | 0.7 | 0.7 | 0.7 | 0.7 | 0.7 | 0.7 | 0.7 | 0.7 | 0.7 | 0.7 | 0.7 | 0.7
F4_Commercial_Lodging_Existing_Space Heating_Natural Gas_Furnace_E4 | F4 | Commercial | Lodging | Existing | Space Heating | Natural Gas | Furnace | E4 | RVT BC Ratio | 0 | 0 | 0 | 0 | 0 | 0 | 0 | 0 | 0 | 0 | 0 | 0 | 0 | 0 | 0 | 0 | 0 | 0 | 0 | 0 | 0 | 0 | 0 | 0 | 0 | 0 | 0
F4_Commercial_Lodging_Existing_Space Heating_Natural Gas_Furnace_E5 | F4 | Commercial | Lodging | Existing | Space Heating | Natural Gas | Furnace | E5 | RVT BC Ratio | 0 | 0 | 0 | 0 | 0 | 0 | 0 | 0 | 0 | 0 | 0 | 0 | 0 | 0 | 0 | 0 | 0 | 0 | 0 | 0 | 0 | 0 | 0 | 0 | 0 | 0 | 0
F4_Commercial_Lodging_Existing_Space Heating_Natural Gas_Furnace_E6 | F4 | Commercial | Lodging | Existing | Space Heating | Natural Gas | Furnace | E6 | RVT BC Ratio | 0 | 0 | 0 | 0 | 0 | 0 | 0 | 0 | 0 | 0 | 0 | 0 | 0 | 0 | 0 | 0 | 0 | 0 | 0 | 0 | 0 | 0 | 0 | 0 | 0 | 0 | 0
F4_Commercial_Lodging_Existing_Space Heating_Natural Gas_Furnace_E7 | F4 | Commercial | Lodging | Existing | Space Heating | Natural Gas | Furnace | E7 | RVT BC Ratio | 0 | 0 | 0 | 0 | 0 | 0 | 0 | 0 | 0 | 0 | 0 | 0 | 0 | 0 | 0 | 0 | 0 | 0 | 0 | 0 | 0 | 0 | 0 | 0 | 0 | 0 | 0
F4_Commercial_Lodging_Existing_Space Heating_Natural Gas_Furnace_E8 | F4 | Commercial | Lodging | Existing | Space Heating | Natural Gas | Furnace | E8 | RVT BC Ratio | 0 | 0 | 0 | 0 | 0 | 0 | 0 | 0 | 0 | 0 | 0 | 0 | 0 | 0 | 0 | 0 | 0 | 0 | 0 | 0 | 0 | 0 | 0 | 0 | 0 | 0 | 0
F4_Commercial_Lodging_Existing_Space Heating_Natural Gas_Furnace_E9 | F4 | Commercial | Lodging | Existing | Space Heating | Natural Gas | Furnace | E9 | RVT BC Ratio | 0 | 0 | 0 | 0 | 0 | 0 | 0 | 0 | 0 | 0 | 0 | 0 | 0 | 0 | 0 | 0 | 0 | 0 | 0 | 0 | 0 | 0 | 0 | 0 | 0 | 0 | 0
F4_Commercial_Lodging_Existing_Space Heating_Natural Gas_Furnace_E10 | F4 | Commercial | Lodging | Existing | Space Heating | Natural Gas | Furnace | E10 | RVT BC Ratio | 0 | 0 | 0 | 0 | 0 | 0 | 0 | 0 | 0 | 0 | 0 | 0 | 0 | 0 | 0 | 0 | 0 | 0 | 0 | 0 | 0 | 0 | 0 | 0 | 0 | 0 | 0
F5_Commercial_Lodging_Existing_Space Heating_Natural Gas_Furnace_E1 | F5 | Commercial | Lodging | Existing | Space Heating | Natural Gas | Furnace | E1 | RIM BC Ratio | 1 | 1 | 1 | 0 | 0 | 0 | 0 | 0 | 0 | 0 | 0 | 0 | 0 | 0 | 0 | 0 | 0 | 0 | 0 | 0 | 0 | 0 | 0 | 0 | 0 | 0 | 0
F5_Commercial_Lodging_Existing_Space Heating_Natural Gas_Furnace_E2 | F5 | Commercial | Lodging | Existing | Space Heating | Natural Gas | Furnace | E2 | RIM BC Ratio | 9.0222 | 8.9692 | 8.8441 | 1 | 1 | 1 | 1 | 1 | 1 | 1 | 1 | 1 | 1 | 1 | 1 | 1 | 1 | 1 | 1 | 1 | 1 | 1 | 1 | 1 | 1 | 1 | 1
F5_Commercial_Lodging_Existing_Space Heating_Natural Gas_Furnace_E3 | F5 | Commercial | Lodging | Existing | Space Heating | Natural Gas | Furnace | E3 | RIM BC Ratio | 6.7667 | 6.7269 | 6.6331 | 4.3545 | 4.3358 | 4.3331 | 4.3416 | 4.3532 | 4.3623 | 4.3667 | 4.3663 | 4.3605 | 4.3479 | 4.325 | 4.2921 | 4.2508 | 4.1975 | 4.1347 | 4.0598 | 3.9705 | 3.8641 | 3.7433 | 3.6435 | 3.5808 | 3.5572 | 3.5746 | 3.5921
F5_Commercial_Lodging_Existing_Space Heating_Natural Gas_Furnace_E4 | F5 | Commercial | Lodging | Existing | Space Heating | Natural Gas | Furnace | E4 | RIM BC Ratio | 0 | 0 | 0 | 0 | 0 | 0 | 0 | 0 | 0 | 0 | 0 | 0 | 0 | 0 | 0 | 0 | 0 | 0 | 0 | 0 | 0 | 0 | 0 | 0 | 0 | 0 | 0
F5_Commercial_Lodging_Existing_Space Heating_Natural Gas_Furnace_E5 | F5 | Commercial | Lodging | Existing | Space Heating | Natural Gas | Furnace | E5 | RIM BC Ratio | 0 | 0 | 0 | 0 | 0 | 0 | 0 | 0 | 0 | 0 | 0 | 0 | 0 | 0 | 0 | 0 | 0 | 0 | 0 | 0 | 0 | 0 | 0 | 0 | 0 | 0 | 0
F5_Commercial_Lodging_Existing_Space Heating_Natural Gas_Furnace_E6 | F5 | Commercial | Lodging | Existing | Space Heating | Natural Gas | Furnace | E6 | RIM BC Ratio | 0 | 0 | 0 | 0 | 0 | 0 | 0 | 0 | 0 | 0 | 0 | 0 | 0 | 0 | 0 | 0 | 0 | 0 | 0 | 0 | 0 | 0 | 0 | 0 | 0 | 0 | 0
F5_Commercial_Lodging_Existing_Space Heating_Natural Gas_Furnace_E7 | F5 | Commercial | Lodging | Existing | Space Heating | Natural Gas | Furnace | E7 | RIM BC Ratio | 0 | 0 | 0 | 0 | 0 | 0 | 0 | 0 | 0 | 0 | 0 | 0 | 0 | 0 | 0 | 0 | 0 | 0 | 0 | 0 | 0 | 0 | 0 | 0 | 0 | 0 | 0
F5_Commercial_Lodging_Existing_Space Heating_Natural Gas_Furnace_E8 | F5 | Commercial | Lodging | Existing | Space Heating | Natural Gas | Furnace | E8 | RIM BC Ratio | 0 | 0 | 0 | 0 | 0 | 0 | 0 | 0 | 0 | 0 | 0 | 0 | 0 | 0 | 0 | 0 | 0 | 0 | 0 | 0 | 0 | 0 | 0 | 0 | 0 | 0 | 0
F5_Commercial_Lodging_Existing_Space Heating_Natural Gas_Furnace_E9 | F5 | Commercial | Lodging | Existing | Space Heating | Natural Gas | Furnace | E9 | RIM BC Ratio | 0 | 0 | 0 | 0 | 0 | 0 | 0 | 0 | 0 | 0 | 0 | 0 | 0 | 0 | 0 | 0 | 0 | 0 | 0 | 0 | 0 | 0 | 0 | 0 | 0 | 0 | 0
F5_Commercial_Lodging_Existing_Space Heating_Natural Gas_Furnace_E10 | F5 | Commercial | Lodging | Existing | Space Heating | Natural Gas | Furnace | E10 | RIM BC Ratio | 0 | 0 | 0 | 0 | 0 | 0 | 0 | 0 | 0 | 0 | 0 | 0 | 0 | 0 | 0 | 0 | 0 | 0 | 0 | 0 | 0 | 0 | 0 | 0 | 0 | 0 | 0
F0_Commercial_Lodging_Existing_Space Heating_Natural Gas_Boiler_E0 | F0 | Commercial | Lodging | Existing | Space Heating | Natural Gas | Boiler | E0 | Economic Unit | AFUE 97% | AFUE 97% | AFUE 97% | AFUE 97% | AFUE 97% | AFUE 97% | AFUE 97% | AFUE 97% | AFUE 97% | AFUE 97% | AFUE 97% | AFUE 97% | AFUE 97% | AFUE 97% | AFUE 97% | AFUE 97% | AFUE 97% | AFUE 97% | AFUE 97% | AFUE 97% | AFUE 97% | AFUE 97% | AFUE 97% | AFUE 97% | AFUE 97% | AFUE 97% | AFUE 97%
F1_Commercial_Lodging_Existing_Space Heating_Natural Gas_Boiler_E1 | F1 | Commercial | Lodging | Existing | Space Heating | Natural Gas | Boiler | E1 | CCE | 0 | 0 | 0 | 0 | 0 | 0 | 0 | 0 | 0 | 0 | 0 | 0 | 0 | 0 | 0 | 0 | 0 | 0 | 0 | 0 | 0 | 0 | 0 | 0 | 0 | 0 | 0
F1_Commercial_Lodging_Existing_Space Heating_Natural Gas_Boiler_E2 | F1 | Commercial | Lodging | Existing | Space Heating | Natural Gas | Boiler | E2 | CCE | 0.010599 | 0.0098525 | 0.0098908 | 0.0098908 | 0.0098908 | 0.0098908 | 0.0098908 | 0.0098908 | 0.0098908 | 0.0098908 | 0.0098908 | 0.0098908 | 0.0098908 | 0.0098908 | 0.0098908 | 0.0098908 | 0.0098908 | 0.0098908 | 0.0098908 | 0.0098908 | 0.0098908 | 0.0098908 | 0.0098908 | 0.0098908 | 0.0098908 | 0.0098908 | 0.0098908
F1_Commercial_Lodging_Existing_Space Heating_Natural Gas_Boiler_E3 | F1 | Commercial | Lodging | Existing | Space Heating | Natural Gas | Boiler | E3 | CCE | 0.010702 | 0.0099483 | 0.009987 | 0.009987 | 0.009987 | 0.009987 | 0.009987 | 0.009987 | 0.009987 | 0.009987 | 0.009987 | 0.009987 | 0.009987 | 0.009987 | 0.009987 | 0.009987 | 0.009987 | 0.009987 | 0.009987 | 0.009987 | 0.009987 | 0.009987 | 0.009987 | 0.009987 | 0.009987 | 0.009987 | 0.009987
F1_Commercial_Lodging_Existing_Space Heating_Natural Gas_Boiler_E4 | F1 | Commercial | Lodging | Existing | Space Heating | Natural Gas | Boiler | E4 | CCE | 0.04516 | 0.041978 | 0.042141 | 0.042141 | 0.042141 | 0.042141 | 0.042141 | 0.042141 | 0.042141 | 0.042141 | 0.042141 | 0.042141 | 0.042141 | 0.042141 | 0.042141 | 0.042141 | 0.042141 | 0.042141 | 0.042141 | 0.042141 | 0.042141 | 0.042141 | 0.042141 | 0.042141 | 0.042141 | 0.042141 | 0.042141
F1_Commercial_Lodging_Existing_Space Heating_Natural Gas_Boiler_E5 | F1 | Commercial | Lodging | Existing | Space Heating | Natural Gas | Boiler | E5 | CCE | 0 | 0 | 0 | 0 | 0 | 0 | 0 | 0 | 0 | 0 | 0 | 0 | 0 | 0 | 0 | 0 | 0 | 0 | 0 | 0 | 0 | 0 | 0 | 0 | 0 | 0 | 0
F1_Commercial_Lodging_Existing_Space Heating_Natural Gas_Boiler_E6 | F1 | Commercial | Lodging | Existing | Space Heating | Natural Gas | Boiler | E6 | CCE | 0 | 0 | 0 | 0 | 0 | 0 | 0 | 0 | 0 | 0 | 0 | 0 | 0 | 0 | 0 | 0 | 0 | 0 | 0 | 0 | 0 | 0 | 0 | 0 | 0 | 0 | 0
F1_Commercial_Lodging_Existing_Space Heating_Natural Gas_Boiler_E7 | F1 | Commercial | Lodging | Existing | Space Heating | Natural Gas | Boiler | E7 | CCE | 0 | 0 | 0 | 0 | 0 | 0 | 0 | 0 | 0 | 0 | 0 | 0 | 0 | 0 | 0 | 0 | 0 | 0 | 0 | 0 | 0 | 0 | 0 | 0 | 0 | 0 | 0
F1_Commercial_Lodging_Existing_Space Heating_Natural Gas_Boiler_E8 | F1 | Commercial | Lodging | Existing | Space Heating | Natural Gas | Boiler | E8 | CCE | 0 | 0 | 0 | 0 | 0 | 0 | 0 | 0 | 0 | 0 | 0 | 0 | 0 | 0 | 0 | 0 | 0 | 0 | 0 | 0 | 0 | 0 | 0 | 0 | 0 | 0 | 0
F1_Commercial_Lodging_Existing_Space Heating_Natural Gas_Boiler_E9 | F1 | Commercial | Lodging | Existing | Space Heating | Natural Gas | Boiler | E9 | CCE | 0 | 0 | 0 | 0 | 0 | 0 | 0 | 0 | 0 | 0 | 0 | 0 | 0 | 0 | 0 | 0 | 0 | 0 | 0 | 0 | 0 | 0 | 0 | 0 | 0 | 0 | 0
F1_Commercial_Lodging_Existing_Space Heating_Natural Gas_Boiler_E10 | F1 | Commercial | Lodging | Existing | Space Heating | Natural Gas | Boiler | E10 | CCE | 0 | 0 | 0 | 0 | 0 | 0 | 0 | 0 | 0 | 0 | 0 | 0 | 0 | 0 | 0 | 0 | 0 | 0 | 0 | 0 | 0 | 0 | 0 | 0 | 0 | 0 | 0
F2_Commercial_Lodging_Existing_Space Heating_Natural Gas_Boiler_E1 | F2 | Commercial | Lodging | Existing | Space Heating | Natural Gas | Boiler | E1 | TRC BC Ratio | bar: 2021 to 2047
F2_Commercial_Lodging_Existing_Space Heating_Natural Gas_Boiler_E2 | F2 | Commercial | Lodging | Existing | Space Heating | Natural Gas | Boiler | E2 | TRC BC Ratio | 1.4692 | 1.4592 | 1.4373 | 1.4137 | 1.4056 | 1.4032 | 1.4052 | 1.4087 | 1.4117 | 1.4133 | 1.4134 | 1.4118 | 1.408 | 1.4011 | 1.3909 | 1.3782 | 1.3617 | 1.3421 | 1.3188 | 1.291 | 1.2578 | 1.2201 | 1.189 | 1.1695 | 1.1623 | 1.168 | 1.1737
F2_Commercial_Lodging_Existing_Space Heating_Natural Gas_Boiler_E3 | F2 | Commercial | Lodging | Existing | Space Heating | Natural Gas | Boiler | E3 | TRC BC Ratio | 1.4551 | 1.4451 | 1.4235 | 1.4001 | 1.3921 | 1.3897 | 1.3916 | 1.3951 | 1.3981 | 1.3997 | 1.3998 | 1.3982 | 1.3945 | 1.3876 | 1.3775 | 1.3649 | 1.3485 | 1.3292 | 1.3061 | 1.2786 | 1.2457 | 1.2083 | 1.1775 | 1.1582 | 1.1511 | 1.1567 | 1.1624
F2_Commercial_Lodging_Existing_Space Heating_Natural Gas_Boiler_E4 | F2 | Commercial | Lodging | Existing | Space Heating | Natural Gas | Boiler | E4 | TRC BC Ratio | 0.35064 | 0.3476 | 0.34203 | 0.33557 | 0.33102 | 0.3272 | 0.32413 | 0.32145 | 0.31895 | 0.31658 | 0.31444 | 0.31266 | 0.31128 | 0.31008 | 0.30887 | 0.30752 | 0.30562 | 0.30329 | 0.3004 | 0.29686 | 0.29254 | 0.28755 | 0.28353 | 0.28122 | 0.28071 | 0.28209 | 0.28347
F2_Commercial_Lodging_Existing_Space Heating_Natural Gas_Boiler_E5 | F2 | Commercial | Lodging | Existing | Space Heating | Natural Gas | Boiler | E5 | TRC BC Ratio | 0 | 0 | 0 | 0 | 0 | 0 | 0 | 0 | 0 | 0 | 0 | 0 | 0 | 0 | 0 | 0 | 0 | 0 | 0 | 0 | 0 | 0 | 0 | 0 | 0 | 0 | 0
F2_Commercial_Lodging_Existing_Space Heating_Natural Gas_Boiler_E6 | F2 | Commercial | Lodging | Existing | Space Heating | Natural Gas | Boiler | E6 | TRC BC Ratio | 0 | 0 | 0 | 0 | 0 | 0 | 0 | 0 | 0 | 0 | 0 | 0 | 0 | 0 | 0 | 0 | 0 | 0 | 0 | 0 | 0 | 0 | 0 | 0 | 0 | 0 | 0
F2_Commercial_Lodging_Existing_Space Heating_Natural Gas_Boiler_E7 | F2 | Commercial | Lodging | Existing | Space Heating | Natural Gas | Boiler | E7 | TRC BC Ratio | 0 | 0 | 0 | 0 | 0 | 0 | 0 | 0 | 0 | 0 | 0 | 0 | 0 | 0 | 0 | 0 | 0 | 0 | 0 | 0 | 0 | 0 | 0 | 0 | 0 | 0 | 0
F2_Commercial_Lodging_Existing_Space Heating_Natural Gas_Boiler_E8 | F2 | Commercial | Lodging | Existing | Space Heating | Natural Gas | Boiler | E8 | TRC BC Ratio | 0 | 0 | 0 | 0 | 0 | 0 | 0 | 0 | 0 | 0 | 0 | 0 | 0 | 0 | 0 | 0 | 0 | 0 | 0 | 0 | 0 | 0 | 0 | 0 | 0 | 0 | 0
F2_Commercial_Lodging_Existing_Space Heating_Natural Gas_Boiler_E9 | F2 | Commercial | Lodging | Existing | Space Heating | Natural Gas | Boiler | E9 | TRC BC Ratio | 0 | 0 | 0 | 0 | 0 | 0 | 0 | 0 | 0 | 0 | 0 | 0 | 0 | 0 | 0 | 0 | 0 | 0 | 0 | 0 | 0 | 0 | 0 | 0 | 0 | 0 | 0
F2_Commercial_Lodging_Existing_Space Heating_Natural Gas_Boiler_E10 | F2 | Commercial | Lodging | Existing | Space Heating | Natural Gas | Boiler | E10 | TRC BC Ratio | 0 | 0 | 0 | 0 | 0 | 0 | 0 | 0 | 0 | 0 | 0 | 0 | 0 | 0 | 0 | 0 | 0 | 0 | 0 | 0 | 0 | 0 | 0 | 0 | 0 | 0 | 0
F3_Commercial_Lodging_Existing_Space Heating_Natural Gas_Boiler_E1 | F3 | Commercial | Lodging | Existing | Space Heating | Natural Gas | Boiler | E1 | PACT BC Ratio | bar: 2021 to 2047
F3_Commercial_Lodging_Existing_Space Heating_Natural Gas_Boiler_E2 | F3 | Commercial | Lodging | Existing | Space Heating | Natural Gas | Boiler | E2 | PACT BC Ratio | 1.9332 | 1.92 | 1.8912 | 1.8601 | 1.8495 | 1.8463 | 1.8489 | 1.8535 | 1.8575 | 1.8596 | 1.8597 | 1.8576 | 1.8527 | 1.8435 | 1.8302 | 1.8134 | 1.7917 | 1.766 | 1.7353 | 1.6987 | 1.655 | 1.6054 | 1.5644 | 1.5388 | 1.5293 | 1.5368 | 1.5444
F3_Commercial_Lodging_Existing_Space Heating_Natural Gas_Boiler_E3 | F3 | Commercial | Lodging | Existing | Space Heating | Natural Gas | Boiler | E3 | PACT BC Ratio | 1.9146 | 1.9015 | 1.873 | 1.8422 | 1.8317 | 1.8285 | 1.8311 | 1.8357 | 1.8397 | 1.8417 | 1.8418 | 1.8397 | 1.8348 | 1.8258 | 1.8125 | 1.7959 | 1.7744 | 1.749 | 1.7186 | 1.6823 | 1.6391 | 1.5899 | 1.5494 | 1.524 | 1.5146 | 1.522 | 1.5295
F3_Commercial_Lodging_Existing_Space Heating_Natural Gas_Boiler_E4 | F3 | Commercial | Lodging | Existing | Space Heating | Natural Gas | Boiler | E4 | PACT BC Ratio | 0.46137 | 0.45737 | 0.45004 | 0.44154 | 0.43555 | 0.43053 | 0.42648 | 0.42296 | 0.41967 | 0.41655 | 0.41374 | 0.41139 | 0.40958 | 0.40799 | 0.4064 | 0.40463 | 0.40213 | 0.39906 | 0.39527 | 0.3906 | 0.38491 | 0.37835 | 0.37307 | 0.37003 | 0.36935 | 0.37116 | 0.37298
F3_Commercial_Lodging_Existing_Space Heating_Natural Gas_Boiler_E5 | F3 | Commercial | Lodging | Existing | Space Heating | Natural Gas | Boiler | E5 | PACT BC Ratio | 0 | 0 | 0 | 0 | 0 | 0 | 0 | 0 | 0 | 0 | 0 | 0 | 0 | 0 | 0 | 0 | 0 | 0 | 0 | 0 | 0 | 0 | 0 | 0 | 0 | 0 | 0
F3_Commercial_Lodging_Existing_Space Heating_Natural Gas_Boiler_E6 | F3 | Commercial | Lodging | Existing | Space Heating | Natural Gas | Boiler | E6 | PACT BC Ratio | 0 | 0 | 0 | 0 | 0 | 0 | 0 | 0 | 0 | 0 | 0 | 0 | 0 | 0 | 0 | 0 | 0 | 0 | 0 | 0 | 0 | 0 | 0 | 0 | 0 | 0 | 0
F3_Commercial_Lodging_Existing_Space Heating_Natural Gas_Boiler_E7 | F3 | Commercial | Lodging | Existing | Space Heating | Natural Gas | Boiler | E7 | PACT BC Ratio | 0 | 0 | 0 | 0 | 0 | 0 | 0 | 0 | 0 | 0 | 0 | 0 | 0 | 0 | 0 | 0 | 0 | 0 | 0 | 0 | 0 | 0 | 0 | 0 | 0 | 0 | 0
F3_Commercial_Lodging_Existing_Space Heating_Natural Gas_Boiler_E8 | F3 | Commercial | Lodging | Existing | Space Heating | Natural Gas | Boiler | E8 | PACT BC Ratio | 0 | 0 | 0 | 0 | 0 | 0 | 0 | 0 | 0 | 0 | 0 | 0 | 0 | 0 | 0 | 0 | 0 | 0 | 0 | 0 | 0 | 0 | 0 | 0 | 0 | 0 | 0
F3_Commercial_Lodging_Existing_Space Heating_Natural Gas_Boiler_E9 | F3 | Commercial | Lodging | Existing | Space Heating | Natural Gas | Boiler | E9 | PACT BC Ratio | 0 | 0 | 0 | 0 | 0 | 0 | 0 | 0 | 0 | 0 | 0 | 0 | 0 | 0 | 0 | 0 | 0 | 0 | 0 | 0 | 0 | 0 | 0 | 0 | 0 | 0 | 0
F3_Commercial_Lodging_Existing_Space Heating_Natural Gas_Boiler_E10 | F3 | Commercial | Lodging | Existing | Space Heating | Natural Gas | Boiler | E10 | PACT BC Ratio | 0 | 0 | 0 | 0 | 0 | 0 | 0 | 0 | 0 | 0 | 0 | 0 | 0 | 0 | 0 | 0 | 0 | 0 | 0 | 0 | 0 | 0 | 0 | 0 | 0 | 0 | 0
F4_Commercial_Lodging_Existing_Space Heating_Natural Gas_Boiler_E1 | F4 | Commercial | Lodging | Existing | Space Heating | Natural Gas | Boiler | E1 | RVT BC Ratio | bar: 2021 to 2047
F4_Commercial_Lodging_Existing_Space Heating_Natural Gas_Boiler_E2 | F4 | Commercial | Lodging | Existing | Space Heating | Natural Gas | Boiler | E2 | RVT BC Ratio | 0.7 | 0.7 | 0.7 | 0.7 | 0.7 | 0.7 | 0.7 | 0.7 | 0.7 | 0.7 | 0.7 | 0.7 | 0.7 | 0.7 | 0.7 | 0.7 | 0.7 | 0.7 | 0.7 | 0.7 | 0.7 | 0.7 | 0.7 | 0.7 | 0.7 | 0.7 | 0.7
F4_Commercial_Lodging_Existing_Space Heating_Natural Gas_Boiler_E3 | F4 | Commercial | Lodging | Existing | Space Heating | Natural Gas | Boiler | E3 | RVT BC Ratio | 0.7 | 0.7 | 0.7 | 0.7 | 0.7 | 0.7 | 0.7 | 0.7 | 0.7 | 0.7 | 0.7 | 0.7 | 0.7 | 0.7 | 0.7 | 0.7 | 0.7 | 0.7 | 0.7 | 0.7 | 0.7 | 0.7 | 0.7 | 0.7 | 0.7 | 0.7 | 0.7
F4_Commercial_Lodging_Existing_Space Heating_Natural Gas_Boiler_E4 | F4 | Commercial | Lodging | Existing | Space Heating | Natural Gas | Boiler | E4 | RVT BC Ratio | 0.7 | 0.7 | 0.7 | 0.7 | 0.7 | 0.7 | 0.7 | 0.7 | 0.7 | 0.7 | 0.7 | 0.7 | 0.7 | 0.7 | 0.7 | 0.7 | 0.7 | 0.7 | 0.7 | 0.7 | 0.7 | 0.7 | 0.7 | 0.7 | 0.7 | 0.7 | 0.7
F4_Commercial_Lodging_Existing_Space Heating_Natural Gas_Boiler_E5 | F4 | Commercial | Lodging | Existing | Space Heating | Natural Gas | Boiler | E5 | RVT BC Ratio | 0 | 0 | 0 | 0 | 0 | 0 | 0 | 0 | 0 | 0 | 0 | 0 | 0 | 0 | 0 | 0 | 0 | 0 | 0 | 0 | 0 | 0 | 0 | 0 | 0 | 0 | 0
F4_Commercial_Lodging_Existing_Space Heating_Natural Gas_Boiler_E6 | F4 | Commercial | Lodging | Existing | Space Heating | Natural Gas | Boiler | E6 | RVT BC Ratio | 0 | 0 | 0 | 0 | 0 | 0 | 0 | 0 | 0 | 0 | 0 | 0 | 0 | 0 | 0 | 0 | 0 | 0 | 0 | 0 | 0 | 0 | 0 | 0 | 0 | 0 | 0
F4_Commercial_Lodging_Existing_Space Heating_Natural Gas_Boiler_E7 | F4 | Commercial | Lodging | Existing | Space Heating | Natural Gas | Boiler | E7 | RVT BC Ratio | 0 | 0 | 0 | 0 | 0 | 0 | 0 | 0 | 0 | 0 | 0 | 0 | 0 | 0 | 0 | 0 | 0 | 0 | 0 | 0 | 0 | 0 | 0 | 0 | 0 | 0 | 0
F4_Commercial_Lodging_Existing_Space Heating_Natural Gas_Boiler_E8 | F4 | Commercial | Lodging | Existing | Space Heating | Natural Gas | Boiler | E8 | RVT BC Ratio | 0 | 0 | 0 | 0 | 0 | 0 | 0 | 0 | 0 | 0 | 0 | 0 | 0 | 0 | 0 | 0 | 0 | 0 | 0 | 0 | 0 | 0 | 0 | 0 | 0 | 0 | 0
F4_Commercial_Lodging_Existing_Space Heating_Natural Gas_Boiler_E9 | F4 | Commercial | Lodging | Existing | Space Heating | Natural Gas | Boiler | E9 | RVT BC Ratio | 0 | 0 | 0 | 0 | 0 | 0 | 0 | 0 | 0 | 0 | 0 | 0 | 0 | 0 | 0 | 0 | 0 | 0 | 0 | 0 | 0 | 0 | 0 | 0 | 0 | 0 | 0
F4_Commercial_Lodging_Existing_Space Heating_Natural Gas_Boiler_E10 | F4 | Commercial | Lodging | Existing | Space Heating | Natural Gas | Boiler | E10 | RVT BC Ratio | 0 | 0 | 0 | 0 | 0 | 0 | 0 | 0 | 0 | 0 | 0 | 0 | 0 | 0 | 0 | 0 | 0 | 0 | 0 | 0 | 0 | 0 | 0 | 0 | 0 | 0 | 0
F5_Commercial_Lodging_Existing_Space Heating_Natural Gas_Boiler_E1 | F5 | Commercial | Lodging | Existing | Space Heating | Natural Gas | Boiler | E1 | RIM BC Ratio | bar: 2021 to 2047
F5_Commercial_Lodging_Existing_Space Heating_Natural Gas_Boiler_E2 | F5 | Commercial | Lodging | Existing | Space Heating | Natural Gas | Boiler | E2 | RIM BC Ratio | 1.9332 | 1.92 | 1.8912 | 1.8601 | 1.8495 | 1.8463 | 1.8489 | 1.8535 | 1.8575 | 1.8596 | 1.8597 | 1.8576 | 1.8527 | 1.8435 | 1.8302 | 1.8134 | 1.7917 | 1.766 | 1.7353 | 1.6987 | 1.655 | 1.6054 | 1.5644 | 1.5388 | 1.5293 | 1.5368 | 1.5444
F5_Commercial_Lodging_Existing_Space Heating_Natural Gas_Boiler_E3 | F5 | Commercial | Lodging | Existing | Space Heating | Natural Gas | Boiler | E3 | RIM BC Ratio | 1.9146 | 1.9015 | 1.873 | 1.8422 | 1.8317 | 1.8285 | 1.8311 | 1.8357 | 1.8397 | 1.8417 | 1.8418 | 1.8397 | 1.8348 | 1.8258 | 1.8125 | 1.7959 | 1.7744 | 1.749 | 1.7186 | 1.6823 | 1.6391 | 1.5899 | 1.5494 | 1.524 | 1.5146 | 1.522 | 1.5295
F5_Commercial_Lodging_Existing_Space Heating_Natural Gas_Boiler_E4 | F5 | Commercial | Lodging | Existing | Space Heating | Natural Gas | Boiler | E4 | RIM BC Ratio | 0.46137 | 0.45737 | 0.45004 | 0.44154 | 0.43555 | 0.43053 | 0.42648 | 0.42296 | 0.41967 | 0.41655 | 0.41374 | 0.41139 | 0.40958 | 0.40799 | 0.4064 | 0.40463 | 0.40213 | 0.39906 | 0.39527 | 0.3906 | 0.38491 | 0.37835 | 0.37307 | 0.37003 | 0.36935 | 0.37116 | 0.37298
F5_Commercial_Lodging_Existing_Space Heating_Natural Gas_Boiler_E5 | F5 | Commercial | Lodging | Existing | Space Heating | Natural Gas | Boiler | E5 | RIM BC Ratio | 0 | 0 | 0 | 0 | 0 | 0 | 0 | 0 | 0 | 0 | 0 | 0 | 0 | 0 | 0 | 0 | 0 | 0 | 0 | 0 | 0 | 0 | 0 | 0 | 0 | 0 | 0
F5_Commercial_Lodging_Existing_Space Heating_Natural Gas_Boiler_E6 | F5 | Commercial | Lodging | Existing | Space Heating | Natural Gas | Boiler | E6 | RIM BC Ratio | 0 | 0 | 0 | 0 | 0 | 0 | 0 | 0 | 0 | 0 | 0 | 0 | 0 | 0 | 0 | 0 | 0 | 0 | 0 | 0 | 0 | 0 | 0 | 0 | 0 | 0 | 0
F5_Commercial_Lodging_Existing_Space Heating_Natural Gas_Boiler_E7 | F5 | Commercial | Lodging | Existing | Space Heating | Natural Gas | Boiler | E7 | RIM BC Ratio | 0 | 0 | 0 | 0 | 0 | 0 | 0 | 0 | 0 | 0 | 0 | 0 | 0 | 0 | 0 | 0 | 0 | 0 | 0 | 0 | 0 | 0 | 0 | 0 | 0 | 0 | 0
F5_Commercial_Lodging_Existing_Space Heating_Natural Gas_Boiler_E8 | F5 | Commercial | Lodging | Existing | Space Heating | Natural Gas | Boiler | E8 | RIM BC Ratio | 0 | 0 | 0 | 0 | 0 | 0 | 0 | 0 | 0 | 0 | 0 | 0 | 0 | 0 | 0 | 0 | 0 | 0 | 0 | 0 | 0 | 0 | 0 | 0 | 0 | 0 | 0
F5_Commercial_Lodging_Existing_Space Heating_Natural Gas_Boiler_E9 | F5 | Commercial | Lodging | Existing | Space Heating | Natural Gas | Boiler | E9 | RIM BC Ratio | 0 | 0 | 0 | 0 | 0 | 0 | 0 | 0 | 0 | 0 | 0 | 0 | 0 | 0 | 0 | 0 | 0 | 0 | 0 | 0 | 0 | 0 | 0 | 0 | 0 | 0 | 0
F5_Commercial_Lodging_Existing_Space Heating_Natural Gas_Boiler_E10 | F5 | Commercial | Lodging | Existing | Space Heating | Natural Gas | Boiler | E10 | RIM BC Ratio | 0 | 0 | 0 | 0 | 0 | 0 | 0 | 0 | 0 | 0 | 0 | 0 | 0 | 0 | 0 | 0 | 0 | 0 | 0 | 0 | 0 | 0 | 0 | 0 | 0 | 0 | 0
F0_Commercial_Lodging_Existing_Space Heating_Natural Gas_Unit Heater_E0 | F0 | Commercial | Lodging | Existing | Space Heating | Natural Gas | Unit Heater | E0 | Economic Unit | Infrared Radiant | Infrared Radiant | Infrared Radiant | Infrared Radiant | Infrared Radiant | Infrared Radiant | Infrared Radiant | Infrared Radiant | Infrared Radiant | Infrared Radiant | Infrared Radiant | Infrared Radiant | Infrared Radiant | Infrared Radiant | Infrared Radiant | Infrared Radiant | Infrared Radiant | Infrared Radiant | Infrared Radiant | Infrared Radiant | Infrared Radiant | Infrared Radiant | Infrared Radiant | Infrared Radiant | Infrared Radiant | Infrared Radiant | Infrared Radiant
F1_Commercial_Lodging_Existing_Space Heating_Natural Gas_Unit Heater_E1 | F1 | Commercial | Lodging | Existing | Space Heating | Natural Gas | Unit Heater | E1 | CCE | 0 | 0 | 0 | 0 | 0 | 0 | 0 | 0 | 0 | 0 | 0 | 0 | 0 | 0 | 0 | 0 | 0 | 0 | 0 | 0 | 0 | 0 | 0 | 0 | 0 | 0 | 0
F1_Commercial_Lodging_Existing_Space Heating_Natural Gas_Unit Heater_E2 | F1 | Commercial | Lodging | Existing | Space Heating | Natural Gas | Unit Heater | E2 | CCE | 0.0010768 | 0.0010009 | 0.0010048 | 0.0010048 | 0.0010048 | 0.0010048 | 0.0010048 | 0.0010048 | 0.0010048 | 0.0010048 | 0.0010048 | 0.0010048 | 0.0010048 | 0.0010048 | 0.0010048 | 0.0010048 | 0.0010048 | 0.0010048 | 0.0010048 | 0.0010048 | 0.0010048 | 0.0010048 | 0.0010048 | 0.0010048 | 0.0010048 | 0.0010048 | 0.0010048
F1_Commercial_Lodging_Existing_Space Heating_Natural Gas_Unit Heater_E3 | F1 | Commercial | Lodging | Existing | Space Heating | Natural Gas | Unit Heater | E3 | CCE | 0.0016475 | 0.0015314 | 0.0015374 | 0.0015374 | 0.0015374 | 0.0015374 | 0.0015374 | 0.0015374 | 0.0015374 | 0.0015374 | 0.0015374 | 0.0015374 | 0.0015374 | 0.0015374 | 0.0015374 | 0.0015374 | 0.0015374 | 0.0015374 | 0.0015374 | 0.0015374 | 0.0015374 | 0.0015374 | 0.0015374 | 0.0015374 | 0.0015374 | 0.0015374 | 0.0015374
F1_Commercial_Lodging_Existing_Space Heating_Natural Gas_Unit Heater_E4 | F1 | Commercial | Lodging | Existing | Space Heating | Natural Gas | Unit Heater | E4 | CCE | 0 | 0 | 0 | 0 | 0 | 0 | 0 | 0 | 0 | 0 | 0 | 0 | 0 | 0 | 0 | 0 | 0 | 0 | 0 | 0 | 0 | 0 | 0 | 0 | 0 | 0 | 0
F1_Commercial_Lodging_Existing_Space Heating_Natural Gas_Unit Heater_E5 | F1 | Commercial | Lodging | Existing | Space Heating | Natural Gas | Unit Heater | E5 | CCE | 0 | 0 | 0 | 0 | 0 | 0 | 0 | 0 | 0 | 0 | 0 | 0 | 0 | 0 | 0 | 0 | 0 | 0 | 0 | 0 | 0 | 0 | 0 | 0 | 0 | 0 | 0
F1_Commercial_Lodging_Existing_Space Heating_Natural Gas_Unit Heater_E6 | F1 | Commercial | Lodging | Existing | Space Heating | Natural Gas | Unit Heater | E6 | CCE | 0 | 0 | 0 | 0 | 0 | 0 | 0 | 0 | 0 | 0 | 0 | 0 | 0 | 0 | 0 | 0 | 0 | 0 | 0 | 0 | 0 | 0 | 0 | 0 | 0 | 0 | 0
F1_Commercial_Lodging_Existing_Space Heating_Natural Gas_Unit Heater_E7 | F1 | Commercial | Lodging | Existing | Space Heating | Natural Gas | Unit Heater | E7 | CCE | 0 | 0 | 0 | 0 | 0 | 0 | 0 | 0 | 0 | 0 | 0 | 0 | 0 | 0 | 0 | 0 | 0 | 0 | 0 | 0 | 0 | 0 | 0 | 0 | 0 | 0 | 0
F1_Commercial_Lodging_Existing_Space Heating_Natural Gas_Unit Heater_E8 | F1 | Commercial | Lodging | Existing | Space Heating | Natural Gas | Unit Heater | E8 | CCE | 0 | 0 | 0 | 0 | 0 | 0 | 0 | 0 | 0 | 0 | 0 | 0 | 0 | 0 | 0 | 0 | 0 | 0 | 0 | 0 | 0 | 0 | 0 | 0 | 0 | 0 | 0
F1_Commercial_Lodging_Existing_Space Heating_Natural Gas_Unit Heater_E9 | F1 | Commercial | Lodging | Existing | Space Heating | Natural Gas | Unit Heater | E9 | CCE | 0 | 0 | 0 | 0 | 0 | 0 | 0 | 0 | 0 | 0 | 0 | 0 | 0 | 0 | 0 | 0 | 0 | 0 | 0 | 0 | 0 | 0 | 0 | 0 | 0 | 0 | 0
F1_Commercial_Lodging_Existing_Space Heating_Natural Gas_Unit Heater_E10 | F1 | Commercial | Lodging | Existing | Space Heating | Natural Gas | Unit Heater | E10 | CCE | 0 | 0 | 0 | 0 | 0 | 0 | 0 | 0 | 0 | 0 | 0 | 0 | 0 | 0 | 0 | 0 | 0 | 0 | 0 | 0 | 0 | 0 | 0 | 0 | 0 | 0 | 0
F2_Commercial_Lodging_Existing_Space Heating_Natural Gas_Unit Heater_E1 | F2 | Commercial | Lodging | Existing | Space Heating | Natural Gas | Unit Heater | E1 | TRC BC Ratio | bar: 2021 to 2047
F2_Commercial_Lodging_Existing_Space Heating_Natural Gas_Unit Heater_E2 | F2 | Commercial | Lodging | Existing | Space Heating | Natural Gas | Unit Heater | E2 | TRC BC Ratio | 14.4533 | 14.385 | 14.1956 | 13.9907 | 13.9542 | 13.9737 | 14.0292 | 14.0877 | 14.1283 | 14.1445 | 14.1396 | 14.1165 | 14.0699 | 13.9885 | 13.8726 | 13.7285 | 13.5436 | 13.326 | 13.0674 | 12.7596 | 12.3938 | 11.9788 | 11.6353 | 11.4182 | 11.334 | 11.3895 | 11.4454
F2_Commercial_Lodging_Existing_Space Heating_Natural Gas_Unit Heater_E3 | F2 | Commercial | Lodging | Existing | Space Heating | Natural Gas | Unit Heater | E3 | TRC BC Ratio | 10.3182 | 10.3189 | 10.2536 | 10.1157 | 9.8886 | 9.6065 | 9.2659 | 8.8706 | 8.4447 | 8.0252 | 7.6539 | 7.3791 | 7.2226 | 7.1736 | 7.2023 | 7.2741 | 7.353 | 7.4378 | 7.5299 | 7.6306 | 7.7416 | 7.8612 | 7.9688 | 8.0549 | 8.1185 | 8.1583 | 8.1983
F2_Commercial_Lodging_Existing_Space Heating_Natural Gas_Unit Heater_E4 | F2 | Commercial | Lodging | Existing | Space Heating | Natural Gas | Unit Heater | E4 | TRC BC Ratio | 0 | 0 | 0 | 0 | 0 | 0 | 0 | 0 | 0 | 0 | 0 | 0 | 0 | 0 | 0 | 0 | 0 | 0 | 0 | 0 | 0 | 0 | 0 | 0 | 0 | 0 | 0
F2_Commercial_Lodging_Existing_Space Heating_Natural Gas_Unit Heater_E5 | F2 | Commercial | Lodging | Existing | Space Heating | Natural Gas | Unit Heater | E5 | TRC BC Ratio | 0 | 0 | 0 | 0 | 0 | 0 | 0 | 0 | 0 | 0 | 0 | 0 | 0 | 0 | 0 | 0 | 0 | 0 | 0 | 0 | 0 | 0 | 0 | 0 | 0 | 0 | 0
F2_Commercial_Lodging_Existing_Space Heating_Natural Gas_Unit Heater_E6 | F2 | Commercial | Lodging | Existing | Space Heating | Natural Gas | Unit Heater | E6 | TRC BC Ratio | 0 | 0 | 0 | 0 | 0 | 0 | 0 | 0 | 0 | 0 | 0 | 0 | 0 | 0 | 0 | 0 | 0 | 0 | 0 | 0 | 0 | 0 | 0 | 0 | 0 | 0 | 0
F2_Commercial_Lodging_Existing_Space Heating_Natural Gas_Unit Heater_E7 | F2 | Commercial | Lodging | Existing | Space Heating | Natural Gas | Unit Heater | E7 | TRC BC Ratio | 0 | 0 | 0 | 0 | 0 | 0 | 0 | 0 | 0 | 0 | 0 | 0 | 0 | 0 | 0 | 0 | 0 | 0 | 0 | 0 | 0 | 0 | 0 | 0 | 0 | 0 | 0
F2_Commercial_Lodging_Existing_Space Heating_Natural Gas_Unit Heater_E8 | F2 | Commercial | Lodging | Existing | Space Heating | Natural Gas | Unit Heater | E8 | TRC BC Ratio | 0 | 0 | 0 | 0 | 0 | 0 | 0 | 0 | 0 | 0 | 0 | 0 | 0 | 0 | 0 | 0 | 0 | 0 | 0 | 0 | 0 | 0 | 0 | 0 | 0 | 0 | 0
F2_Commercial_Lodging_Existing_Space Heating_Natural Gas_Unit Heater_E9 | F2 | Commercial | Lodging | Existing | Space Heating | Natural Gas | Unit Heater | E9 | TRC BC Ratio | 0 | 0 | 0 | 0 | 0 | 0 | 0 | 0 | 0 | 0 | 0 | 0 | 0 | 0 | 0 | 0 | 0 | 0 | 0 | 0 | 0 | 0 | 0 | 0 | 0 | 0 | 0
F2_Commercial_Lodging_Existing_Space Heating_Natural Gas_Unit Heater_E10 | F2 | Commercial | Lodging | Existing | Space Heating | Natural Gas | Unit Heater | E10 | TRC BC Ratio | 0 | 0 | 0 | 0 | 0 | 0 | 0 | 0 | 0 | 0 | 0 | 0 | 0 | 0 | 0 | 0 | 0 | 0 | 0 | 0 | 0 | 0 | 0 | 0 | 0 | 0 | 0
F3_Commercial_Lodging_Existing_Space Heating_Natural Gas_Unit Heater_E1 | F3 | Commercial | Lodging | Existing | Space Heating | Natural Gas | Unit Heater | E1 | PACT BC Ratio | bar: 2021 to 2047
F3_Commercial_Lodging_Existing_Space Heating_Natural Gas_Unit Heater_E2 | F3 | Commercial | Lodging | Existing | Space Heating | Natural Gas | Unit Heater | E2 | PACT BC Ratio | 19.0175 | 18.9276 | 18.6784 | 18.4089 | 18.3609 | 18.3864 | 18.4595 | 18.5364 | 18.5899 | 18.6112 | 18.6047 | 18.5743 | 18.5131 | 18.4059 | 18.2534 | 18.0638 | 17.8205 | 17.5342 | 17.194 | 16.7889 | 16.3077 | 15.7615 | 15.3096 | 15.0239 | 14.9131 | 14.9862 | 15.0597
F3_Commercial_Lodging_Existing_Space Heating_Natural Gas_Unit Heater_E3 | F3 | Commercial | Lodging | Existing | Space Heating | Natural Gas | Unit Heater | E3 | PACT BC Ratio | 13.5765 | 13.5775 | 13.4916 | 13.3101 | 13.0113 | 12.6401 | 12.192 | 11.6718 | 11.1114 | 10.5595 | 10.0709 | 9.7093 | 9.5034 | 9.439 | 9.4768 | 9.5711 | 9.675 | 9.7866 | 9.9077 | 10.0403 | 10.1863 | 10.3437 | 10.4853 | 10.5986 | 10.6822 | 10.7346 | 10.7872
F3_Commercial_Lodging_Existing_Space Heating_Natural Gas_Unit Heater_E4 | F3 | Commercial | Lodging | Existing | Space Heating | Natural Gas | Unit Heater | E4 | PACT BC Ratio | 0 | 0 | 0 | 0 | 0 | 0 | 0 | 0 | 0 | 0 | 0 | 0 | 0 | 0 | 0 | 0 | 0 | 0 | 0 | 0 | 0 | 0 | 0 | 0 | 0 | 0 | 0
F3_Commercial_Lodging_Existing_Space Heating_Natural Gas_Unit Heater_E5 | F3 | Commercial | Lodging | Existing | Space Heating | Natural Gas | Unit Heater | E5 | PACT BC Ratio | 0 | 0 | 0 | 0 | 0 | 0 | 0 | 0 | 0 | 0 | 0 | 0 | 0 | 0 | 0 | 0 | 0 | 0 | 0 | 0 | 0 | 0 | 0 | 0 | 0 | 0 | 0
F3_Commercial_Lodging_Existing_Space Heating_Natural Gas_Unit Heater_E6 | F3 | Commercial | Lodging | Existing | Space Heating | Natural Gas | Unit Heater | E6 | PACT BC Ratio | 0 | 0 | 0 | 0 | 0 | 0 | 0 | 0 | 0 | 0 | 0 | 0 | 0 | 0 | 0 | 0 | 0 | 0 | 0 | 0 | 0 | 0 | 0 | 0 | 0 | 0 | 0
F3_Commercial_Lodging_Existing_Space Heating_Natural Gas_Unit Heater_E7 | F3 | Commercial | Lodging | Existing | Space Heating | Natural Gas | Unit Heater | E7 | PACT BC Ratio | 0 | 0 | 0 | 0 | 0 | 0 | 0 | 0 | 0 | 0 | 0 | 0 | 0 | 0 | 0 | 0 | 0 | 0 | 0 | 0 | 0 | 0 | 0 | 0 | 0 | 0 | 0
F3_Commercial_Lodging_Existing_Space Heating_Natural Gas_Unit Heater_E8 | F3 | Commercial | Lodging | Existing | Space Heating | Natural Gas | Unit Heater | E8 | PACT BC Ratio | 0 | 0 | 0 | 0 | 0 | 0 | 0 | 0 | 0 | 0 | 0 | 0 | 0 | 0 | 0 | 0 | 0 | 0 | 0 | 0 | 0 | 0 | 0 | 0 | 0 | 0 | 0
F3_Commercial_Lodging_Existing_Space Heating_Natural Gas_Unit Heater_E9 | F3 | Commercial | Lodging | Existing | Space Heating | Natural Gas | Unit Heater | E9 | PACT BC Ratio | 0 | 0 | 0 | 0 | 0 | 0 | 0 | 0 | 0 | 0 | 0 | 0 | 0 | 0 | 0 | 0 | 0 | 0 | 0 | 0 | 0 | 0 | 0 | 0 | 0 | 0 | 0
F3_Commercial_Lodging_Existing_Space Heating_Natural Gas_Unit Heater_E10 | F3 | Commercial | Lodging | Existing | Space Heating | Natural Gas | Unit Heater | E10 | PACT BC Ratio | 0 | 0 | 0 | 0 | 0 | 0 | 0 | 0 | 0 | 0 | 0 | 0 | 0 | 0 | 0 | 0 | 0 | 0 | 0 | 0 | 0 | 0 | 0 | 0 | 0 | 0 | 0
F4_Commercial_Lodging_Existing_Space Heating_Natural Gas_Unit Heater_E1 | F4 | Commercial | Lodging | Existing | Space Heating | Natural Gas | Unit Heater | E1 | RVT BC Ratio | bar: 2021 to 2047
F4_Commercial_Lodging_Existing_Space Heating_Natural Gas_Unit Heater_E2 | F4 | Commercial | Lodging | Existing | Space Heating | Natural Gas | Unit Heater | E2 | RVT BC Ratio | 0.7 | 0.7 | 0.7 | 0.7 | 0.7 | 0.7 | 0.7 | 0.7 | 0.7 | 0.7 | 0.7 | 0.7 | 0.7 | 0.7 | 0.7 | 0.7 | 0.7 | 0.7 | 0.7 | 0.7 | 0.7 | 0.7 | 0.7 | 0.7 | 0.7 | 0.7 | 0.7
F4_Commercial_Lodging_Existing_Space Heating_Natural Gas_Unit Heater_E3 | F4 | Commercial | Lodging | Existing | Space Heating | Natural Gas | Unit Heater | E3 | RVT BC Ratio | 0.7 | 0.7 | 0.7 | 0.7 | 0.7 | 0.7 | 0.7 | 0.7 | 0.7 | 0.7 | 0.7 | 0.7 | 0.7 | 0.7 | 0.7 | 0.7 | 0.7 | 0.7 | 0.7 | 0.7 | 0.7 | 0.7 | 0.7 | 0.7 | 0.7 | 0.7 | 0.7
F4_Commercial_Lodging_Existing_Space Heating_Natural Gas_Unit Heater_E4 | F4 | Commercial | Lodging | Existing | Space Heating | Natural Gas | Unit Heater | E4 | RVT BC Ratio | 0 | 0 | 0 | 0 | 0 | 0 | 0 | 0 | 0 | 0 | 0 | 0 | 0 | 0 | 0 | 0 | 0 | 0 | 0 | 0 | 0 | 0 | 0 | 0 | 0 | 0 | 0
F4_Commercial_Lodging_Existing_Space Heating_Natural Gas_Unit Heater_E5 | F4 | Commercial | Lodging | Existing | Space Heating | Natural Gas | Unit Heater | E5 | RVT BC Ratio | 0 | 0 | 0 | 0 | 0 | 0 | 0 | 0 | 0 | 0 | 0 | 0 | 0 | 0 | 0 | 0 | 0 | 0 | 0 | 0 | 0 | 0 | 0 | 0 | 0 | 0 | 0
F4_Commercial_Lodging_Existing_Space Heating_Natural Gas_Unit Heater_E6 | F4 | Commercial | Lodging | Existing | Space Heating | Natural Gas | Unit Heater | E6 | RVT BC Ratio | 0 | 0 | 0 | 0 | 0 | 0 | 0 | 0 | 0 | 0 | 0 | 0 | 0 | 0 | 0 | 0 | 0 | 0 | 0 | 0 | 0 | 0 | 0 | 0 | 0 | 0 | 0
F4_Commercial_Lodging_Existing_Space Heating_Natural Gas_Unit Heater_E7 | F4 | Commercial | Lodging | Existing | Space Heating | Natural Gas | Unit Heater | E7 | RVT BC Ratio | 0 | 0 | 0 | 0 | 0 | 0 | 0 | 0 | 0 | 0 | 0 | 0 | 0 | 0 | 0 | 0 | 0 | 0 | 0 | 0 | 0 | 0 | 0 | 0 | 0 | 0 | 0
F4_Commercial_Lodging_Existing_Space Heating_Natural Gas_Unit Heater_E8 | F4 | Commercial | Lodging | Existing | Space Heating | Natural Gas | Unit Heater | E8 | RVT BC Ratio | 0 | 0 | 0 | 0 | 0 | 0 | 0 | 0 | 0 | 0 | 0 | 0 | 0 | 0 | 0 | 0 | 0 | 0 | 0 | 0 | 0 | 0 | 0 | 0 | 0 | 0 | 0
F4_Commercial_Lodging_Existing_Space Heating_Natural Gas_Unit Heater_E9 | F4 | Commercial | Lodging | Existing | Space Heating | Natural Gas | Unit Heater | E9 | RVT BC Ratio | 0 | 0 | 0 | 0 | 0 | 0 | 0 | 0 | 0 | 0 | 0 | 0 | 0 | 0 | 0 | 0 | 0 | 0 | 0 | 0 | 0 | 0 | 0 | 0 | 0 | 0 | 0
F4_Commercial_Lodging_Existing_Space Heating_Natural Gas_Unit Heater_E10 | F4 | Commercial | Lodging | Existing | Space Heating | Natural Gas | Unit Heater | E10 | RVT BC Ratio | 0 | 0 | 0 | 0 | 0 | 0 | 0 | 0 | 0 | 0 | 0 | 0 | 0 | 0 | 0 | 0 | 0 | 0 | 0 | 0 | 0 | 0 | 0 | 0 | 0 | 0 | 0
F5_Commercial_Lodging_Existing_Space Heating_Natural Gas_Unit Heater_E1 | F5 | Commercial | Lodging | Existing | Space Heating | Natural Gas | Unit Heater | E1 | RIM BC Ratio | bar: 2021 to 2047
F5_Commercial_Lodging_Existing_Space Heating_Natural Gas_Unit Heater_E2 | F5 | Commercial | Lodging | Existing | Space Heating | Natural Gas | Unit Heater | E2 | RIM BC Ratio | 19.0175 | 18.9276 | 18.6784 | 18.4089 | 18.3609 | 18.3864 | 18.4595 | 18.5364 | 18.5899 | 18.6112 | 18.6047 | 18.5743 | 18.5131 | 18.4059 | 18.2534 | 18.0638 | 17.8205 | 17.5342 | 17.194 | 16.7889 | 16.3077 | 15.7615 | 15.3096 | 15.0239 | 14.9131 | 14.9862 | 15.0597
F5_Commercial_Lodging_Existing_Space Heating_Natural Gas_Unit Heater_E3 | F5 | Commercial | Lodging | Existing | Space Heating | Natural Gas | Unit Heater | E3 | RIM BC Ratio | 13.5765 | 13.5775 | 13.4916 | 13.3101 | 13.0113 | 12.6401 | 12.192 | 11.6718 | 11.1114 | 10.5595 | 10.0709 | 9.7093 | 9.5034 | 9.439 | 9.4768 | 9.5711 | 9.675 | 9.7866 | 9.9077 | 10.0403 | 10.1863 | 10.3437 | 10.4853 | 10.5986 | 10.6822 | 10.7346 | 10.7872
F5_Commercial_Lodging_Existing_Space Heating_Natural Gas_Unit Heater_E4 | F5 | Commercial | Lodging | Existing | Space Heating | Natural Gas | Unit Heater | E4 | RIM BC Ratio | 0 | 0 | 0 | 0 | 0 | 0 | 0 | 0 | 0 | 0 | 0 | 0 | 0 | 0 | 0 | 0 | 0 | 0 | 0 | 0 | 0 | 0 | 0 | 0 | 0 | 0 | 0
F5_Commercial_Lodging_Existing_Space Heating_Natural Gas_Unit Heater_E5 | F5 | Commercial | Lodging | Existing | Space Heating | Natural Gas | Unit Heater | E5 | RIM BC Ratio | 0 | 0 | 0 | 0 | 0 | 0 | 0 | 0 | 0 | 0 | 0 | 0 | 0 | 0 | 0 | 0 | 0 | 0 | 0 | 0 | 0 | 0 | 0 | 0 | 0 | 0 | 0
F5_Commercial_Lodging_Existing_Space Heating_Natural Gas_Unit Heater_E6 | F5 | Commercial | Lodging | Existing | Space Heating | Natural Gas | Unit Heater | E6 | RIM BC Ratio | 0 | 0 | 0 | 0 | 0 | 0 | 0 | 0 | 0 | 0 | 0 | 0 | 0 | 0 | 0 | 0 | 0 | 0 | 0 | 0 | 0 | 0 | 0 | 0 | 0 | 0 | 0
F5_Commercial_Lodging_Existing_Space Heating_Natural Gas_Unit Heater_E7 | F5 | Commercial | Lodging | Existing | Space Heating | Natural Gas | Unit Heater | E7 | RIM BC Ratio | 0 | 0 | 0 | 0 | 0 | 0 | 0 | 0 | 0 | 0 | 0 | 0 | 0 | 0 | 0 | 0 | 0 | 0 | 0 | 0 | 0 | 0 | 0 | 0 | 0 | 0 | 0
F5_Commercial_Lodging_Existing_Space Heating_Natural Gas_Unit Heater_E8 | F5 | Commercial | Lodging | Existing | Space Heating | Natural Gas | Unit Heater | E8 | RIM BC Ratio | 0 | 0 | 0 | 0 | 0 | 0 | 0 | 0 | 0 | 0 | 0 | 0 | 0 | 0 | 0 | 0 | 0 | 0 | 0 | 0 | 0 | 0 | 0 | 0 | 0 | 0 | 0
F5_Commercial_Lodging_Existing_Space Heating_Natural Gas_Unit Heater_E9 | F5 | Commercial | Lodging | Existing | Space Heating | Natural Gas | Unit Heater | E9 | RIM BC Ratio | 0 | 0 | 0 | 0 | 0 | 0 | 0 | 0 | 0 | 0 | 0 | 0 | 0 | 0 | 0 | 0 | 0 | 0 | 0 | 0 | 0 | 0 | 0 | 0 | 0 | 0 | 0
F5_Commercial_Lodging_Existing_Space Heating_Natural Gas_Unit Heater_E10 | F5 | Commercial | Lodging | Existing | Space Heating | Natural Gas | Unit Heater | E10 | RIM BC Ratio | 0 | 0 | 0 | 0 | 0 | 0 | 0 | 0 | 0 | 0 | 0 | 0 | 0 | 0 | 0 | 0 | 0 | 0 | 0 | 0 | 0 | 0 | 0 | 0 | 0 | 0 | 0
F0_Commercial_Lodging_Existing_Water Heating_Natural Gas_Water Heater_E0 | F0 | Commercial | Lodging | Existing | Water Heating | Natural Gas | Water Heater | E0 | Economic Unit | Tankless | Tankless | Tankless | Tankless | Tankless | Tankless | Tankless | Tankless | Tankless | Tankless | Tankless | Tankless | Tankless | Tankless | Tankless | Tankless | Tankless | Tankless | Tankless | Tankless | Tankless | Tankless | Tankless | Tankless | Tankless | Tankless | Tankless
F1_Commercial_Lodging_Existing_Water Heating_Natural Gas_Water Heater_E1 | F1 | Commercial | Lodging | Existing | Water Heating | Natural Gas | Water Heater | E1 | CCE | 0 | 0 | 0 | 0 | 0 | 0 | 0 | 0 | 0 | 0 | 0 | 0 | 0 | 0 | 0 | 0 | 0 | 0 | 0 | 0 | 0 | 0 | 0 | 0 | 0 | 0 | 0
F1_Commercial_Lodging_Existing_Water Heating_Natural Gas_Water Heater_E2 | F1 | Commercial | Lodging | Existing | Water Heating | Natural Gas | Water Heater | E2 | CCE | 0.0026027 | 0.0026027 | 0.0026027 | 0.0026027 | 0.0026027 | 0.0026027 | 0.0026027 | 0.0026027 | 0.0026027 | 0.0026027 | 0.0026027 | 0.0026027 | 0.0026027 | 0.0026027 | 0.0026027 | 0.0026027 | 0.0026027 | 0.0026027 | 0.0026027 | 0.0026027 | 0.0026027 | 0.0026027 | 0.0026027 | 0.0026027 | 0.0026027 | 0.0026027 | 0.0026027
F1_Commercial_Lodging_Existing_Water Heating_Natural Gas_Water Heater_E3 | F1 | Commercial | Lodging | Existing | Water Heating | Natural Gas | Water Heater | E3 | CCE | -0.0020548 | -0.0020548 | -0.0020548 | -0.0020548 | -0.0020548 | -0.0020548 | -0.0020548 | -0.0020548 | -0.0020548 | -0.0020548 | -0.0020548 | -0.0020548 | -0.0020548 | -0.0020548 | -0.0020548 | -0.0020548 | -0.0020548 | -0.0020548 | -0.0020548 | -0.0020548 | -0.0020548 | -0.0020548 | -0.0020548 | -0.0020548 | -0.0020548 | -0.0020548 | -0.0020548
F1_Commercial_Lodging_Existing_Water Heating_Natural Gas_Water Heater_E4 | F1 | Commercial | Lodging | Existing | Water Heating | Natural Gas | Water Heater | E4 | CCE | 0 | 0 | 0.027312 | 0.027312 | 0.027312 | 0.027312 | 0.027312 | 0.027312 | 0.027312 | 0.027312 | 0.027312 | 0.027312 | 0.027312 | 0.027312 | 0.027312 | 0.027312 | 0.027312 | 0.027312 | 0.027312 | 0.027312 | 0.027312 | 0.027312 | 0.027312 | 0.027312 | 0.027312 | 0.027312 | 0.027312
F1_Commercial_Lodging_Existing_Water Heating_Natural Gas_Water Heater_E5 | F1 | Commercial | Lodging | Existing | Water Heating | Natural Gas | Water Heater | E5 | CCE | 0 | 0 | 0 | 0 | 0 | 0 | 0 | 0 | 0 | 0 | 0 | 0 | 0 | 0 | 0 | 0 | 0 | 0 | 0 | 0 | 0 | 0 | 0 | 0 | 0 | 0 | 0
F1_Commercial_Lodging_Existing_Water Heating_Natural Gas_Water Heater_E6 | F1 | Commercial | Lodging | Existing | Water Heating | Natural Gas | Water Heater | E6 | CCE | 0 | 0 | 0 | 0 | 0 | 0 | 0 | 0 | 0 | 0 | 0 | 0 | 0 | 0 | 0 | 0 | 0 | 0 | 0 | 0 | 0 | 0 | 0 | 0 | 0 | 0 | 0
F1_Commercial_Lodging_Existing_Water Heating_Natural Gas_Water Heater_E7 | F1 | Commercial | Lodging | Existing | Water Heating | Natural Gas | Water Heater | E7 | CCE | 0 | 0 | 0 | 0 | 0 | 0 | 0 | 0 | 0 | 0 | 0 | 0 | 0 | 0 | 0 | 0 | 0 | 0 | 0 | 0 | 0 | 0 | 0 | 0 | 0 | 0 | 0
F1_Commercial_Lodging_Existing_Water Heating_Natural Gas_Water Heater_E8 | F1 | Commercial | Lodging | Existing | Water Heating | Natural Gas | Water Heater | E8 | CCE | 0 | 0 | 0 | 0 | 0 | 0 | 0 | 0 | 0 | 0 | 0 | 0 | 0 | 0 | 0 | 0 | 0 | 0 | 0 | 0 | 0 | 0 | 0 | 0 | 0 | 0 | 0
F1_Commercial_Lodging_Existing_Water Heating_Natural Gas_Water Heater_E9 | F1 | Commercial | Lodging | Existing | Water Heating | Natural Gas | Water Heater | E9 | CCE | 0 | 0 | 0 | 0 | 0 | 0 | 0 | 0 | 0 | 0 | 0 | 0 | 0 | 0 | 0 | 0 | 0 | 0 | 0 | 0 | 0 | 0 | 0 | 0 | 0 | 0 | 0
F1_Commercial_Lodging_Existing_Water Heating_Natural Gas_Water Heater_E10 | F1 | Commercial | Lodging | Existing | Water Heating | Natural Gas | Water Heater | E10 | CCE | 0 | 0 | 0 | 0 | 0 | 0 | 0 | 0 | 0 | 0 | 0 | 0 | 0 | 0 | 0 | 0 | 0 | 0 | 0 | 0 | 0 | 0 | 0 | 0 | 0 | 0 | 0
F2_Commercial_Lodging_Existing_Water Heating_Natural Gas_Water Heater_E1 | F2 | Commercial | Lodging | Existing | Water Heating | Natural Gas | Water Heater | E1 | TRC BC Ratio | bar: 2021 to 2047
F2_Commercial_Lodging_Existing_Water Heating_Natural Gas_Water Heater_E2 | F2 | Commercial | Lodging | Existing | Water Heating | Natural Gas | Water Heater | E2 | TRC BC Ratio | 5.2799 | 5.2037 | 5.1294 | 5.0573 | 5.058 | 5.106 | 5.1837 | 5.278 | 5.3797 | 5.4837 | 5.5865 | 5.6776 | 5.7471 | 5.7766 | 5.763 | 5.7065 | 5.6115 | 5.4871 | 5.339 | 5.1634 | 4.9581 | 4.7217 | 4.5119 | 4.3761 | 4.3174 | 4.3386 | 4.3598
F2_Commercial_Lodging_Existing_Water Heating_Natural Gas_Water Heater_E3 | F2 | Commercial | Lodging | Existing | Water Heating | Natural Gas | Water Heater | E3 | TRC BC Ratio | bar: 2021 to 2047
F2_Commercial_Lodging_Existing_Water Heating_Natural Gas_Water Heater_E4 | F2 | Commercial | Lodging | Existing | Water Heating | Natural Gas | Water Heater | E4 | TRC BC Ratio | 0 | 0 | 0.46668 | 0.44639 | 0.43826 | 0.43799 | 0.44354 | 0.45493 | 0.47312 | 0.49993 | 0.53429 | 0.57206 | 0.60887 | 0.63669 | 0.65104 | 0.6505 | 0.63645 | 0.61374 | 0.587 | 0.55558 | 0.51908 | 0.4773 | 0.44003 | 0.41533 | 0.40374 | 0.40572 | 0.40771
F2_Commercial_Lodging_Existing_Water Heating_Natural Gas_Water Heater_E5 | F2 | Commercial | Lodging | Existing | Water Heating | Natural Gas | Water Heater | E5 | TRC BC Ratio | 0 | 0 | 0 | 0 | 0 | 0 | 0 | 0 | 0 | 0 | 0 | 0 | 0 | 0 | 0 | 0 | 0 | 0 | 0 | 0 | 0 | 0 | 0 | 0 | 0 | 0 | 0
F2_Commercial_Lodging_Existing_Water Heating_Natural Gas_Water Heater_E6 | F2 | Commercial | Lodging | Existing | Water Heating | Natural Gas | Water Heater | E6 | TRC BC Ratio | 0 | 0 | 0 | 0 | 0 | 0 | 0 | 0 | 0 | 0 | 0 | 0 | 0 | 0 | 0 | 0 | 0 | 0 | 0 | 0 | 0 | 0 | 0 | 0 | 0 | 0 | 0
F2_Commercial_Lodging_Existing_Water Heating_Natural Gas_Water Heater_E7 | F2 | Commercial | Lodging | Existing | Water Heating | Natural Gas | Water Heater | E7 | TRC BC Ratio | 0 | 0 | 0 | 0 | 0 | 0 | 0 | 0 | 0 | 0 | 0 | 0 | 0 | 0 | 0 | 0 | 0 | 0 | 0 | 0 | 0 | 0 | 0 | 0 | 0 | 0 | 0
F2_Commercial_Lodging_Existing_Water Heating_Natural Gas_Water Heater_E8 | F2 | Commercial | Lodging | Existing | Water Heating | Natural Gas | Water Heater | E8 | TRC BC Ratio | 0 | 0 | 0 | 0 | 0 | 0 | 0 | 0 | 0 | 0 | 0 | 0 | 0 | 0 | 0 | 0 | 0 | 0 | 0 | 0 | 0 | 0 | 0 | 0 | 0 | 0 | 0
F2_Commercial_Lodging_Existing_Water Heating_Natural Gas_Water Heater_E9 | F2 | Commercial | Lodging | Existing | Water Heating | Natural Gas | Water Heater | E9 | TRC BC Ratio | 0 | 0 | 0 | 0 | 0 | 0 | 0 | 0 | 0 | 0 | 0 | 0 | 0 | 0 | 0 | 0 | 0 | 0 | 0 | 0 | 0 | 0 | 0 | 0 | 0 | 0 | 0
F2_Commercial_Lodging_Existing_Water Heating_Natural Gas_Water Heater_E10 | F2 | Commercial | Lodging | Existing | Water Heating | Natural Gas | Water Heater | E10 | TRC BC Ratio | 0 | 0 | 0 | 0 | 0 | 0 | 0 | 0 | 0 | 0 | 0 | 0 | 0 | 0 | 0 | 0 | 0 | 0 | 0 | 0 | 0 | 0 | 0 | 0 | 0 | 0 | 0
F3_Commercial_Lodging_Existing_Water Heating_Natural Gas_Water Heater_E1 | F3 | Commercial | Lodging | Existing | Water Heating | Natural Gas | Water Heater | E1 | PACT BC Ratio | bar: 2021 to 2047
F3_Commercial_Lodging_Existing_Water Heating_Natural Gas_Water Heater_E2 | F3 | Commercial | Lodging | Existing | Water Heating | Natural Gas | Water Heater | E2 | PACT BC Ratio | 6.6572 | 6.5612 | 6.4675 | 6.3766 | 6.3775 | 6.438 | 6.536 | 6.6548 | 6.783 | 6.9142 | 7.0439 | 7.1587 | 7.2463 | 7.2836 | 7.2664 | 7.1951 | 7.0753 | 6.9185 | 6.7318 | 6.5104 | 6.2515 | 5.9535 | 5.6889 | 5.5176 | 5.4437 | 5.4704 | 5.4972
F3_Commercial_Lodging_Existing_Water Heating_Natural Gas_Water Heater_E3 | F3 | Commercial | Lodging | Existing | Water Heating | Natural Gas | Water Heater | E3 | PACT BC Ratio | bar: 2021 to 2047
F3_Commercial_Lodging_Existing_Water Heating_Natural Gas_Water Heater_E4 | F3 | Commercial | Lodging | Existing | Water Heating | Natural Gas | Water Heater | E4 | PACT BC Ratio | 0 | 0 | 0.58842 | 0.56284 | 0.55259 | 0.55224 | 0.55925 | 0.57361 | 0.59654 | 0.63035 | 0.67367 | 0.72129 | 0.7677 | 0.80278 | 0.82088 | 0.8202 | 0.80248 | 0.77385 | 0.74012 | 0.70051 | 0.65449 | 0.60182 | 0.55482 | 0.52368 | 0.50907 | 0.51156 | 0.51407
F3_Commercial_Lodging_Existing_Water Heating_Natural Gas_Water Heater_E5 | F3 | Commercial | Lodging | Existing | Water Heating | Natural Gas | Water Heater | E5 | PACT BC Ratio | 0 | 0 | 0 | 0 | 0 | 0 | 0 | 0 | 0 | 0 | 0 | 0 | 0 | 0 | 0 | 0 | 0 | 0 | 0 | 0 | 0 | 0 | 0 | 0 | 0 | 0 | 0
F3_Commercial_Lodging_Existing_Water Heating_Natural Gas_Water Heater_E6 | F3 | Commercial | Lodging | Existing | Water Heating | Natural Gas | Water Heater | E6 | PACT BC Ratio | 0 | 0 | 0 | 0 | 0 | 0 | 0 | 0 | 0 | 0 | 0 | 0 | 0 | 0 | 0 | 0 | 0 | 0 | 0 | 0 | 0 | 0 | 0 | 0 | 0 | 0 | 0
F3_Commercial_Lodging_Existing_Water Heating_Natural Gas_Water Heater_E7 | F3 | Commercial | Lodging | Existing | Water Heating | Natural Gas | Water Heater | E7 | PACT BC Ratio | 0 | 0 | 0 | 0 | 0 | 0 | 0 | 0 | 0 | 0 | 0 | 0 | 0 | 0 | 0 | 0 | 0 | 0 | 0 | 0 | 0 | 0 | 0 | 0 | 0 | 0 | 0
F3_Commercial_Lodging_Existing_Water Heating_Natural Gas_Water Heater_E8 | F3 | Commercial | Lodging | Existing | Water Heating | Natural Gas | Water Heater | E8 | PACT BC Ratio | 0 | 0 | 0 | 0 | 0 | 0 | 0 | 0 | 0 | 0 | 0 | 0 | 0 | 0 | 0 | 0 | 0 | 0 | 0 | 0 | 0 | 0 | 0 | 0 | 0 | 0 | 0
F3_Commercial_Lodging_Existing_Water Heating_Natural Gas_Water Heater_E9 | F3 | Commercial | Lodging | Existing | Water Heating | Natural Gas | Water Heater | E9 | PACT BC Ratio | 0 | 0 | 0 | 0 | 0 | 0 | 0 | 0 | 0 | 0 | 0 | 0 | 0 | 0 | 0 | 0 | 0 | 0 | 0 | 0 | 0 | 0 | 0 | 0 | 0 | 0 | 0
F3_Commercial_Lodging_Existing_Water Heating_Natural Gas_Water Heater_E10 | F3 | Commercial | Lodging | Existing | Water Heating | Natural Gas | Water Heater | E10 | PACT BC Ratio | 0 | 0 | 0 | 0 | 0 | 0 | 0 | 0 | 0 | 0 | 0 | 0 | 0 | 0 | 0 | 0 | 0 | 0 | 0 | 0 | 0 | 0 | 0 | 0 | 0 | 0 | 0
F4_Commercial_Lodging_Existing_Water Heating_Natural Gas_Water Heater_E1 | F4 | Commercial | Lodging | Existing | Water Heating | Natural Gas | Water Heater | E1 | RVT BC Ratio | bar: 2021 to 2047
F4_Commercial_Lodging_Existing_Water Heating_Natural Gas_Water Heater_E2 | F4 | Commercial | Lodging | Existing | Water Heating | Natural Gas | Water Heater | E2 | RVT BC Ratio | 0.7 | 0.7 | 0.7 | 0.7 | 0.7 | 0.7 | 0.7 | 0.7 | 0.7 | 0.7 | 0.7 | 0.7 | 0.7 | 0.7 | 0.7 | 0.7 | 0.7 | 0.7 | 0.7 | 0.7 | 0.7 | 0.7 | 0.7 | 0.7 | 0.7 | 0.7 | 0.7
F4_Commercial_Lodging_Existing_Water Heating_Natural Gas_Water Heater_E3 | F4 | Commercial | Lodging | Existing | Water Heating | Natural Gas | Water Heater | E3 | RVT BC Ratio | bar: 2021 to 2047
F4_Commercial_Lodging_Existing_Water Heating_Natural Gas_Water Heater_E4 | F4 | Commercial | Lodging | Existing | Water Heating | Natural Gas | Water Heater | E4 | RVT BC Ratio | 0 | 0 | 0.7 | 0.7 | 0.7 | 0.7 | 0.7 | 0.7 | 0.7 | 0.7 | 0.7 | 0.7 | 0.7 | 0.7 | 0.7 | 0.7 | 0.7 | 0.7 | 0.7 | 0.7 | 0.7 | 0.7 | 0.7 | 0.7 | 0.7 | 0.7 | 0.7
F4_Commercial_Lodging_Existing_Water Heating_Natural Gas_Water Heater_E5 | F4 | Commercial | Lodging | Existing | Water Heating | Natural Gas | Water Heater | E5 | RVT BC Ratio | 0 | 0 | 0 | 0 | 0 | 0 | 0 | 0 | 0 | 0 | 0 | 0 | 0 | 0 | 0 | 0 | 0 | 0 | 0 | 0 | 0 | 0 | 0 | 0 | 0 | 0 | 0
F4_Commercial_Lodging_Existing_Water Heating_Natural Gas_Water Heater_E6 | F4 | Commercial | Lodging | Existing | Water Heating | Natural Gas | Water Heater | E6 | RVT BC Ratio | 0 | 0 | 0 | 0 | 0 | 0 | 0 | 0 | 0 | 0 | 0 | 0 | 0 | 0 | 0 | 0 | 0 | 0 | 0 | 0 | 0 | 0 | 0 | 0 | 0 | 0 | 0
F4_Commercial_Lodging_Existing_Water Heating_Natural Gas_Water Heater_E7 | F4 | Commercial | Lodging | Existing | Water Heating | Natural Gas | Water Heater | E7 | RVT BC Ratio | 0 | 0 | 0 | 0 | 0 | 0 | 0 | 0 | 0 | 0 | 0 | 0 | 0 | 0 | 0 | 0 | 0 | 0 | 0 | 0 | 0 | 0 | 0 | 0 | 0 | 0 | 0
F4_Commercial_Lodging_Existing_Water Heating_Natural Gas_Water Heater_E8 | F4 | Commercial | Lodging | Existing | Water Heating | Natural Gas | Water Heater | E8 | RVT BC Ratio | 0 | 0 | 0 | 0 | 0 | 0 | 0 | 0 | 0 | 0 | 0 | 0 | 0 | 0 | 0 | 0 | 0 | 0 | 0 | 0 | 0 | 0 | 0 | 0 | 0 | 0 | 0
F4_Commercial_Lodging_Existing_Water Heating_Natural Gas_Water Heater_E9 | F4 | Commercial | Lodging | Existing | Water Heating | Natural Gas | Water Heater | E9 | RVT BC Ratio | 0 | 0 | 0 | 0 | 0 | 0 | 0 | 0 | 0 | 0 | 0 | 0 | 0 | 0 | 0 | 0 | 0 | 0 | 0 | 0 | 0 | 0 | 0 | 0 | 0 | 0 | 0
F4_Commercial_Lodging_Existing_Water Heating_Natural Gas_Water Heater_E10 | F4 | Commercial | Lodging | Existing | Water Heating | Natural Gas | Water Heater | E10 | RVT BC Ratio | 0 | 0 | 0 | 0 | 0 | 0 | 0 | 0 | 0 | 0 | 0 | 0 | 0 | 0 | 0 | 0 | 0 | 0 | 0 | 0 | 0 | 0 | 0 | 0 | 0 | 0 | 0
F5_Commercial_Lodging_Existing_Water Heating_Natural Gas_Water Heater_E1 | F5 | Commercial | Lodging | Existing | Water Heating | Natural Gas | Water Heater | E1 | RIM BC Ratio | bar: 2021 to 2047
F5_Commercial_Lodging_Existing_Water Heating_Natural Gas_Water Heater_E2 | F5 | Commercial | Lodging | Existing | Water Heating | Natural Gas | Water Heater | E2 | RIM BC Ratio | 6.6572 | 6.5612 | 6.4675 | 6.3766 | 6.3775 | 6.438 | 6.536 | 6.6548 | 6.783 | 6.9142 | 7.0439 | 7.1587 | 7.2463 | 7.2836 | 7.2664 | 7.1951 | 7.0753 | 6.9185 | 6.7318 | 6.5104 | 6.2515 | 5.9535 | 5.6889 | 5.5176 | 5.4437 | 5.4704 | 5.4972
F5_Commercial_Lodging_Existing_Water Heating_Natural Gas_Water Heater_E3 | F5 | Commercial | Lodging | Existing | Water Heating | Natural Gas | Water Heater | E3 | RIM BC Ratio | bar: 2021 to 2047
F5_Commercial_Lodging_Existing_Water Heating_Natural Gas_Water Heater_E4 | F5 | Commercial | Lodging | Existing | Water Heating | Natural Gas | Water Heater | E4 | RIM BC Ratio | 0 | 0 | 0.58842 | 0.56284 | 0.55259 | 0.55224 | 0.55925 | 0.57361 | 0.59654 | 0.63035 | 0.67367 | 0.72129 | 0.7677 | 0.80278 | 0.82088 | 0.8202 | 0.80248 | 0.77385 | 0.74012 | 0.70051 | 0.65449 | 0.60182 | 0.55482 | 0.52368 | 0.50907 | 0.51156 | 0.51407
F5_Commercial_Lodging_Existing_Water Heating_Natural Gas_Water Heater_E5 | F5 | Commercial | Lodging | Existing | Water Heating | Natural Gas | Water Heater | E5 | RIM BC Ratio | 0 | 0 | 0 | 0 | 0 | 0 | 0 | 0 | 0 | 0 | 0 | 0 | 0 | 0 | 0 | 0 | 0 | 0 | 0 | 0 | 0 | 0 | 0 | 0 | 0 | 0 | 0
F5_Commercial_Lodging_Existing_Water Heating_Natural Gas_Water Heater_E6 | F5 | Commercial | Lodging | Existing | Water Heating | Natural Gas | Water Heater | E6 | RIM BC Ratio | 0 | 0 | 0 | 0 | 0 | 0 | 0 | 0 | 0 | 0 | 0 | 0 | 0 | 0 | 0 | 0 | 0 | 0 | 0 | 0 | 0 | 0 | 0 | 0 | 0 | 0 | 0
F5_Commercial_Lodging_Existing_Water Heating_Natural Gas_Water Heater_E7 | F5 | Commercial | Lodging | Existing | Water Heating | Natural Gas | Water Heater | E7 | RIM BC Ratio | 0 | 0 | 0 | 0 | 0 | 0 | 0 | 0 | 0 | 0 | 0 | 0 | 0 | 0 | 0 | 0 | 0 | 0 | 0 | 0 | 0 | 0 | 0 | 0 | 0 | 0 | 0
F5_Commercial_Lodging_Existing_Water Heating_Natural Gas_Water Heater_E8 | F5 | Commercial | Lodging | Existing | Water Heating | Natural Gas | Water Heater | E8 | RIM BC Ratio | 0 | 0 | 0 | 0 | 0 | 0 | 0 | 0 | 0 | 0 | 0 | 0 | 0 | 0 | 0 | 0 | 0 | 0 | 0 | 0 | 0 | 0 | 0 | 0 | 0 | 0 | 0
F5_Commercial_Lodging_Existing_Water Heating_Natural Gas_Water Heater_E9 | F5 | Commercial | Lodging | Existing | Water Heating | Natural Gas | Water Heater | E9 | RIM BC Ratio | 0 | 0 | 0 | 0 | 0 | 0 | 0 | 0 | 0 | 0 | 0 | 0 | 0 | 0 | 0 | 0 | 0 | 0 | 0 | 0 | 0 | 0 | 0 | 0 | 0 | 0 | 0
F5_Commercial_Lodging_Existing_Water Heating_Natural Gas_Water Heater_E10 | F5 | Commercial | Lodging | Existing | Water Heating | Natural Gas | Water Heater | E10 | RIM BC Ratio | 0 | 0 | 0 | 0 | 0 | 0 | 0 | 0 | 0 | 0 | 0 | 0 | 0 | 0 | 0 | 0 | 0 | 0 | 0 | 0 | 0 | 0 | 0 | 0 | 0 | 0 | 0
F0_Commercial_Lodging_Existing_Food Preparation_Natural Gas_Oven_E0 | F0 | Commercial | Lodging | Existing | Food Preparation | Natural Gas | Oven | E0 | Economic Unit | ENERGY STAR (>42% Baking Efficiency) | ENERGY STAR (>42% Baking Efficiency) | ENERGY STAR (>42% Baking Efficiency) | ENERGY STAR (>42% Baking Efficiency) | ENERGY STAR (>42% Baking Efficiency) | ENERGY STAR (>42% Baking Efficiency) | ENERGY STAR (>42% Baking Efficiency) | ENERGY STAR (>42% Baking Efficiency) | ENERGY STAR (>42% Baking Efficiency) | ENERGY STAR (>42% Baking Efficiency) | ENERGY STAR (>42% Baking Efficiency) | ENERGY STAR (>42% Baking Efficiency) | ENERGY STAR (>42% Baking Efficiency) | ENERGY STAR (>42% Baking Efficiency) | ENERGY STAR (>42% Baking Efficiency) | ENERGY STAR (>42% Baking Efficiency) | ENERGY STAR (>42% Baking Efficiency) | ENERGY STAR (>42% Baking Efficiency) | ENERGY STAR (>42% Baking Efficiency) | ENERGY STAR (>42% Baking Efficiency) | ENERGY STAR (>42% Baking Efficiency) | ENERGY STAR (>42% Baking Efficiency) | ENERGY STAR (>42% Baking Efficiency) | ENERGY STAR (>42% Baking Efficiency) | ENERGY STAR (>42% Baking Efficiency) | ENERGY STAR (>42% Baking Efficiency) | ENERGY STAR (>42% Baking Efficiency)
F1_Commercial_Lodging_Existing_Food Preparation_Natural Gas_Oven_E1 | F1 | Commercial | Lodging | Existing | Food Preparation | Natural Gas | Oven | E1 | CCE | 0 | 0 | 0 | 0 | 0 | 0 | 0 | 0 | 0 | 0 | 0 | 0 | 0 | 0 | 0 | 0 | 0 | 0 | 0 | 0 | 0 | 0 | 0 | 0 | 0 | 0 | 0
F1_Commercial_Lodging_Existing_Food Preparation_Natural Gas_Oven_E2 | F1 | Commercial | Lodging | Existing | Food Preparation | Natural Gas | Oven | E2 | CCE | 0.0064069 | 0.0064069 | 0.0064069 | 0.0064069 | 0.0064069 | 0.0064069 | 0.0064069 | 0.0064069 | 0.0064069 | 0.0064069 | 0.0064069 | 0.0064069 | 0.0064069 | 0.0064069 | 0.0064069 | 0.0064069 | 0.0064069 | 0.0064069 | 0.0064069 | 0.0064069 | 0.0064069 | 0.0064069 | 0.0064069 | 0.0064069 | 0.0064069 | 0.0064069 | 0.0064069
F1_Commercial_Lodging_Existing_Food Preparation_Natural Gas_Oven_E3 | F1 | Commercial | Lodging | Existing | Food Preparation | Natural Gas | Oven | E3 | CCE | 0 | 0 | 0 | 0 | 0 | 0 | 0 | 0 | 0 | 0 | 0 | 0 | 0 | 0 | 0 | 0 | 0 | 0 | 0 | 0 | 0 | 0 | 0 | 0 | 0 | 0 | 0
F1_Commercial_Lodging_Existing_Food Preparation_Natural Gas_Oven_E4 | F1 | Commercial | Lodging | Existing | Food Preparation | Natural Gas | Oven | E4 | CCE | 0 | 0 | 0 | 0 | 0 | 0 | 0 | 0 | 0 | 0 | 0 | 0 | 0 | 0 | 0 | 0 | 0 | 0 | 0 | 0 | 0 | 0 | 0 | 0 | 0 | 0 | 0
F1_Commercial_Lodging_Existing_Food Preparation_Natural Gas_Oven_E5 | F1 | Commercial | Lodging | Existing | Food Preparation | Natural Gas | Oven | E5 | CCE | 0 | 0 | 0 | 0 | 0 | 0 | 0 | 0 | 0 | 0 | 0 | 0 | 0 | 0 | 0 | 0 | 0 | 0 | 0 | 0 | 0 | 0 | 0 | 0 | 0 | 0 | 0
F1_Commercial_Lodging_Existing_Food Preparation_Natural Gas_Oven_E6 | F1 | Commercial | Lodging | Existing | Food Preparation | Natural Gas | Oven | E6 | CCE | 0 | 0 | 0 | 0 | 0 | 0 | 0 | 0 | 0 | 0 | 0 | 0 | 0 | 0 | 0 | 0 | 0 | 0 | 0 | 0 | 0 | 0 | 0 | 0 | 0 | 0 | 0
F1_Commercial_Lodging_Existing_Food Preparation_Natural Gas_Oven_E7 | F1 | Commercial | Lodging | Existing | Food Preparation | Natural Gas | Oven | E7 | CCE | 0 | 0 | 0 | 0 | 0 | 0 | 0 | 0 | 0 | 0 | 0 | 0 | 0 | 0 | 0 | 0 | 0 | 0 | 0 | 0 | 0 | 0 | 0 | 0 | 0 | 0 | 0
F1_Commercial_Lodging_Existing_Food Preparation_Natural Gas_Oven_E8 | F1 | Commercial | Lodging | Existing | Food Preparation | Natural Gas | Oven | E8 | CCE | 0 | 0 | 0 | 0 | 0 | 0 | 0 | 0 | 0 | 0 | 0 | 0 | 0 | 0 | 0 | 0 | 0 | 0 | 0 | 0 | 0 | 0 | 0 | 0 | 0 | 0 | 0
F1_Commercial_Lodging_Existing_Food Preparation_Natural Gas_Oven_E9 | F1 | Commercial | Lodging | Existing | Food Preparation | Natural Gas | Oven | E9 | CCE | 0 | 0 | 0 | 0 | 0 | 0 | 0 | 0 | 0 | 0 | 0 | 0 | 0 | 0 | 0 | 0 | 0 | 0 | 0 | 0 | 0 | 0 | 0 | 0 | 0 | 0 | 0
F1_Commercial_Lodging_Existing_Food Preparation_Natural Gas_Oven_E10 | F1 | Commercial | Lodging | Existing | Food Preparation | Natural Gas | Oven | E10 | CCE | 0 | 0 | 0 | 0 | 0 | 0 | 0 | 0 | 0 | 0 | 0 | 0 | 0 | 0 | 0 | 0 | 0 | 0 | 0 | 0 | 0 | 0 | 0 | 0 | 0 | 0 | 0
F2_Commercial_Lodging_Existing_Food Preparation_Natural Gas_Oven_E1 | F2 | Commercial | Lodging | Existing | Food Preparation | Natural Gas | Oven | E1 | TRC BC Ratio | bar: 2021 to 2047
F2_Commercial_Lodging_Existing_Food Preparation_Natural Gas_Oven_E2 | F2 | Commercial | Lodging | Existing | Food Preparation | Natural Gas | Oven | E2 | TRC BC Ratio | 2.1435 | 2.1209 | 2.0991 | 2.0784 | 2.0838 | 2.1062 | 2.1397 | 2.1792 | 2.22 | 2.2569 | 2.287 | 2.3059 | 2.3122 | 2.3039 | 2.2841 | 2.2551 | 2.2186 | 2.175 | 2.1228 | 2.0608 | 1.9881 | 1.9043 | 1.83 | 1.7822 | 1.7622 | 1.7709 | 1.7795
F2_Commercial_Lodging_Existing_Food Preparation_Natural Gas_Oven_E3 | F2 | Commercial | Lodging | Existing | Food Preparation | Natural Gas | Oven | E3 | TRC BC Ratio | 0 | 0 | 0 | 0 | 0 | 0 | 0 | 0 | 0 | 0 | 0 | 0 | 0 | 0 | 0 | 0 | 0 | 0 | 0 | 0 | 0 | 0 | 0 | 0 | 0 | 0 | 0
F2_Commercial_Lodging_Existing_Food Preparation_Natural Gas_Oven_E4 | F2 | Commercial | Lodging | Existing | Food Preparation | Natural Gas | Oven | E4 | TRC BC Ratio | 0 | 0 | 0 | 0 | 0 | 0 | 0 | 0 | 0 | 0 | 0 | 0 | 0 | 0 | 0 | 0 | 0 | 0 | 0 | 0 | 0 | 0 | 0 | 0 | 0 | 0 | 0
F2_Commercial_Lodging_Existing_Food Preparation_Natural Gas_Oven_E5 | F2 | Commercial | Lodging | Existing | Food Preparation | Natural Gas | Oven | E5 | TRC BC Ratio | 0 | 0 | 0 | 0 | 0 | 0 | 0 | 0 | 0 | 0 | 0 | 0 | 0 | 0 | 0 | 0 | 0 | 0 | 0 | 0 | 0 | 0 | 0 | 0 | 0 | 0 | 0
F2_Commercial_Lodging_Existing_Food Preparation_Natural Gas_Oven_E6 | F2 | Commercial | Lodging | Existing | Food Preparation | Natural Gas | Oven | E6 | TRC BC Ratio | 0 | 0 | 0 | 0 | 0 | 0 | 0 | 0 | 0 | 0 | 0 | 0 | 0 | 0 | 0 | 0 | 0 | 0 | 0 | 0 | 0 | 0 | 0 | 0 | 0 | 0 | 0
F2_Commercial_Lodging_Existing_Food Preparation_Natural Gas_Oven_E7 | F2 | Commercial | Lodging | Existing | Food Preparation | Natural Gas | Oven | E7 | TRC BC Ratio | 0 | 0 | 0 | 0 | 0 | 0 | 0 | 0 | 0 | 0 | 0 | 0 | 0 | 0 | 0 | 0 | 0 | 0 | 0 | 0 | 0 | 0 | 0 | 0 | 0 | 0 | 0
F2_Commercial_Lodging_Existing_Food Preparation_Natural Gas_Oven_E8 | F2 | Commercial | Lodging | Existing | Food Preparation | Natural Gas | Oven | E8 | TRC BC Ratio | 0 | 0 | 0 | 0 | 0 | 0 | 0 | 0 | 0 | 0 | 0 | 0 | 0 | 0 | 0 | 0 | 0 | 0 | 0 | 0 | 0 | 0 | 0 | 0 | 0 | 0 | 0
F2_Commercial_Lodging_Existing_Food Preparation_Natural Gas_Oven_E9 | F2 | Commercial | Lodging | Existing | Food Preparation | Natural Gas | Oven | E9 | TRC BC Ratio | 0 | 0 | 0 | 0 | 0 | 0 | 0 | 0 | 0 | 0 | 0 | 0 | 0 | 0 | 0 | 0 | 0 | 0 | 0 | 0 | 0 | 0 | 0 | 0 | 0 | 0 | 0
F2_Commercial_Lodging_Existing_Food Preparation_Natural Gas_Oven_E10 | F2 | Commercial | Lodging | Existing | Food Preparation | Natural Gas | Oven | E10 | TRC BC Ratio | 0 | 0 | 0 | 0 | 0 | 0 | 0 | 0 | 0 | 0 | 0 | 0 | 0 | 0 | 0 | 0 | 0 | 0 | 0 | 0 | 0 | 0 | 0 | 0 | 0 | 0 | 0
F3_Commercial_Lodging_Existing_Food Preparation_Natural Gas_Oven_E1 | F3 | Commercial | Lodging | Existing | Food Preparation | Natural Gas | Oven | E1 | PACT BC Ratio | bar: 2021 to 2047
F3_Commercial_Lodging_Existing_Food Preparation_Natural Gas_Oven_E2 | F3 | Commercial | Lodging | Existing | Food Preparation | Natural Gas | Oven | E2 | PACT BC Ratio | 2.8204 | 2.7906 | 2.762 | 2.7347 | 2.7418 | 2.7714 | 2.8154 | 2.8674 | 2.9211 | 2.9697 | 3.0092 | 3.0341 | 3.0424 | 3.0315 | 3.0054 | 2.9673 | 2.9193 | 2.8618 | 2.7932 | 2.7116 | 2.6159 | 2.5056 | 2.4079 | 2.3451 | 2.3187 | 2.3301 | 2.3415
F3_Commercial_Lodging_Existing_Food Preparation_Natural Gas_Oven_E3 | F3 | Commercial | Lodging | Existing | Food Preparation | Natural Gas | Oven | E3 | PACT BC Ratio | 0 | 0 | 0 | 0 | 0 | 0 | 0 | 0 | 0 | 0 | 0 | 0 | 0 | 0 | 0 | 0 | 0 | 0 | 0 | 0 | 0 | 0 | 0 | 0 | 0 | 0 | 0
F3_Commercial_Lodging_Existing_Food Preparation_Natural Gas_Oven_E4 | F3 | Commercial | Lodging | Existing | Food Preparation | Natural Gas | Oven | E4 | PACT BC Ratio | 0 | 0 | 0 | 0 | 0 | 0 | 0 | 0 | 0 | 0 | 0 | 0 | 0 | 0 | 0 | 0 | 0 | 0 | 0 | 0 | 0 | 0 | 0 | 0 | 0 | 0 | 0
F3_Commercial_Lodging_Existing_Food Preparation_Natural Gas_Oven_E5 | F3 | Commercial | Lodging | Existing | Food Preparation | Natural Gas | Oven | E5 | PACT BC Ratio | 0 | 0 | 0 | 0 | 0 | 0 | 0 | 0 | 0 | 0 | 0 | 0 | 0 | 0 | 0 | 0 | 0 | 0 | 0 | 0 | 0 | 0 | 0 | 0 | 0 | 0 | 0
F3_Commercial_Lodging_Existing_Food Preparation_Natural Gas_Oven_E6 | F3 | Commercial | Lodging | Existing | Food Preparation | Natural Gas | Oven | E6 | PACT BC Ratio | 0 | 0 | 0 | 0 | 0 | 0 | 0 | 0 | 0 | 0 | 0 | 0 | 0 | 0 | 0 | 0 | 0 | 0 | 0 | 0 | 0 | 0 | 0 | 0 | 0 | 0 | 0
F3_Commercial_Lodging_Existing_Food Preparation_Natural Gas_Oven_E7 | F3 | Commercial | Lodging | Existing | Food Preparation | Natural Gas | Oven | E7 | PACT BC Ratio | 0 | 0 | 0 | 0 | 0 | 0 | 0 | 0 | 0 | 0 | 0 | 0 | 0 | 0 | 0 | 0 | 0 | 0 | 0 | 0 | 0 | 0 | 0 | 0 | 0 | 0 | 0
F3_Commercial_Lodging_Existing_Food Preparation_Natural Gas_Oven_E8 | F3 | Commercial | Lodging | Existing | Food Preparation | Natural Gas | Oven | E8 | PACT BC Ratio | 0 | 0 | 0 | 0 | 0 | 0 | 0 | 0 | 0 | 0 | 0 | 0 | 0 | 0 | 0 | 0 | 0 | 0 | 0 | 0 | 0 | 0 | 0 | 0 | 0 | 0 | 0
F3_Commercial_Lodging_Existing_Food Preparation_Natural Gas_Oven_E9 | F3 | Commercial | Lodging | Existing | Food Preparation | Natural Gas | Oven | E9 | PACT BC Ratio | 0 | 0 | 0 | 0 | 0 | 0 | 0 | 0 | 0 | 0 | 0 | 0 | 0 | 0 | 0 | 0 | 0 | 0 | 0 | 0 | 0 | 0 | 0 | 0 | 0 | 0 | 0
F3_Commercial_Lodging_Existing_Food Preparation_Natural Gas_Oven_E10 | F3 | Commercial | Lodging | Existing | Food Preparation | Natural Gas | Oven | E10 | PACT BC Ratio | 0 | 0 | 0 | 0 | 0 | 0 | 0 | 0 | 0 | 0 | 0 | 0 | 0 | 0 | 0 | 0 | 0 | 0 | 0 | 0 | 0 | 0 | 0 | 0 | 0 | 0 | 0
F4_Commercial_Lodging_Existing_Food Preparation_Natural Gas_Oven_E1 | F4 | Commercial | Lodging | Existing | Food Preparation | Natural Gas | Oven | E1 | RVT BC Ratio | bar: 2021 to 2047
F4_Commercial_Lodging_Existing_Food Preparation_Natural Gas_Oven_E2 | F4 | Commercial | Lodging | Existing | Food Preparation | Natural Gas | Oven | E2 | RVT BC Ratio | 0.7 | 0.7 | 0.7 | 0.7 | 0.7 | 0.7 | 0.7 | 0.7 | 0.7 | 0.7 | 0.7 | 0.7 | 0.7 | 0.7 | 0.7 | 0.7 | 0.7 | 0.7 | 0.7 | 0.7 | 0.7 | 0.7 | 0.7 | 0.7 | 0.7 | 0.7 | 0.7
F4_Commercial_Lodging_Existing_Food Preparation_Natural Gas_Oven_E3 | F4 | Commercial | Lodging | Existing | Food Preparation | Natural Gas | Oven | E3 | RVT BC Ratio | 0 | 0 | 0 | 0 | 0 | 0 | 0 | 0 | 0 | 0 | 0 | 0 | 0 | 0 | 0 | 0 | 0 | 0 | 0 | 0 | 0 | 0 | 0 | 0 | 0 | 0 | 0
F4_Commercial_Lodging_Existing_Food Preparation_Natural Gas_Oven_E4 | F4 | Commercial | Lodging | Existing | Food Preparation | Natural Gas | Oven | E4 | RVT BC Ratio | 0 | 0 | 0 | 0 | 0 | 0 | 0 | 0 | 0 | 0 | 0 | 0 | 0 | 0 | 0 | 0 | 0 | 0 | 0 | 0 | 0 | 0 | 0 | 0 | 0 | 0 | 0
F4_Commercial_Lodging_Existing_Food Preparation_Natural Gas_Oven_E5 | F4 | Commercial | Lodging | Existing | Food Preparation | Natural Gas | Oven | E5 | RVT BC Ratio | 0 | 0 | 0 | 0 | 0 | 0 | 0 | 0 | 0 | 0 | 0 | 0 | 0 | 0 | 0 | 0 | 0 | 0 | 0 | 0 | 0 | 0 | 0 | 0 | 0 | 0 | 0
F4_Commercial_Lodging_Existing_Food Preparation_Natural Gas_Oven_E6 | F4 | Commercial | Lodging | Existing | Food Preparation | Natural Gas | Oven | E6 | RVT BC Ratio | 0 | 0 | 0 | 0 | 0 | 0 | 0 | 0 | 0 | 0 | 0 | 0 | 0 | 0 | 0 | 0 | 0 | 0 | 0 | 0 | 0 | 0 | 0 | 0 | 0 | 0 | 0
F4_Commercial_Lodging_Existing_Food Preparation_Natural Gas_Oven_E7 | F4 | Commercial | Lodging | Existing | Food Preparation | Natural Gas | Oven | E7 | RVT BC Ratio | 0 | 0 | 0 | 0 | 0 | 0 | 0 | 0 | 0 | 0 | 0 | 0 | 0 | 0 | 0 | 0 | 0 | 0 | 0 | 0 | 0 | 0 | 0 | 0 | 0 | 0 | 0
F4_Commercial_Lodging_Existing_Food Preparation_Natural Gas_Oven_E8 | F4 | Commercial | Lodging | Existing | Food Preparation | Natural Gas | Oven | E8 | RVT BC Ratio | 0 | 0 | 0 | 0 | 0 | 0 | 0 | 0 | 0 | 0 | 0 | 0 | 0 | 0 | 0 | 0 | 0 | 0 | 0 | 0 | 0 | 0 | 0 | 0 | 0 | 0 | 0
F4_Commercial_Lodging_Existing_Food Preparation_Natural Gas_Oven_E9 | F4 | Commercial | Lodging | Existing | Food Preparation | Natural Gas | Oven | E9 | RVT BC Ratio | 0 | 0 | 0 | 0 | 0 | 0 | 0 | 0 | 0 | 0 | 0 | 0 | 0 | 0 | 0 | 0 | 0 | 0 | 0 | 0 | 0 | 0 | 0 | 0 | 0 | 0 | 0
F4_Commercial_Lodging_Existing_Food Preparation_Natural Gas_Oven_E10 | F4 | Commercial | Lodging | Existing | Food Preparation | Natural Gas | Oven | E10 | RVT BC Ratio | 0 | 0 | 0 | 0 | 0 | 0 | 0 | 0 | 0 | 0 | 0 | 0 | 0 | 0 | 0 | 0 | 0 | 0 | 0 | 0 | 0 | 0 | 0 | 0 | 0 | 0 | 0
F5_Commercial_Lodging_Existing_Food Preparation_Natural Gas_Oven_E1 | F5 | Commercial | Lodging | Existing | Food Preparation | Natural Gas | Oven | E1 | RIM BC Ratio | bar: 2021 to 2047
F5_Commercial_Lodging_Existing_Food Preparation_Natural Gas_Oven_E2 | F5 | Commercial | Lodging | Existing | Food Preparation | Natural Gas | Oven | E2 | RIM BC Ratio | 2.8204 | 2.7906 | 2.762 | 2.7347 | 2.7418 | 2.7714 | 2.8154 | 2.8674 | 2.9211 | 2.9697 | 3.0092 | 3.0341 | 3.0424 | 3.0315 | 3.0054 | 2.9673 | 2.9193 | 2.8618 | 2.7932 | 2.7116 | 2.6159 | 2.5056 | 2.4079 | 2.3451 | 2.3187 | 2.3301 | 2.3415
F5_Commercial_Lodging_Existing_Food Preparation_Natural Gas_Oven_E3 | F5 | Commercial | Lodging | Existing | Food Preparation | Natural Gas | Oven | E3 | RIM BC Ratio | 0 | 0 | 0 | 0 | 0 | 0 | 0 | 0 | 0 | 0 | 0 | 0 | 0 | 0 | 0 | 0 | 0 | 0 | 0 | 0 | 0 | 0 | 0 | 0 | 0 | 0 | 0
F5_Commercial_Lodging_Existing_Food Preparation_Natural Gas_Oven_E4 | F5 | Commercial | Lodging | Existing | Food Preparation | Natural Gas | Oven | E4 | RIM BC Ratio | 0 | 0 | 0 | 0 | 0 | 0 | 0 | 0 | 0 | 0 | 0 | 0 | 0 | 0 | 0 | 0 | 0 | 0 | 0 | 0 | 0 | 0 | 0 | 0 | 0 | 0 | 0
F5_Commercial_Lodging_Existing_Food Preparation_Natural Gas_Oven_E5 | F5 | Commercial | Lodging | Existing | Food Preparation | Natural Gas | Oven | E5 | RIM BC Ratio | 0 | 0 | 0 | 0 | 0 | 0 | 0 | 0 | 0 | 0 | 0 | 0 | 0 | 0 | 0 | 0 | 0 | 0 | 0 | 0 | 0 | 0 | 0 | 0 | 0 | 0 | 0
F5_Commercial_Lodging_Existing_Food Preparation_Natural Gas_Oven_E6 | F5 | Commercial | Lodging | Existing | Food Preparation | Natural Gas | Oven | E6 | RIM BC Ratio | 0 | 0 | 0 | 0 | 0 | 0 | 0 | 0 | 0 | 0 | 0 | 0 | 0 | 0 | 0 | 0 | 0 | 0 | 0 | 0 | 0 | 0 | 0 | 0 | 0 | 0 | 0
F5_Commercial_Lodging_Existing_Food Preparation_Natural Gas_Oven_E7 | F5 | Commercial | Lodging | Existing | Food Preparation | Natural Gas | Oven | E7 | RIM BC Ratio | 0 | 0 | 0 | 0 | 0 | 0 | 0 | 0 | 0 | 0 | 0 | 0 | 0 | 0 | 0 | 0 | 0 | 0 | 0 | 0 | 0 | 0 | 0 | 0 | 0 | 0 | 0
F5_Commercial_Lodging_Existing_Food Preparation_Natural Gas_Oven_E8 | F5 | Commercial | Lodging | Existing | Food Preparation | Natural Gas | Oven | E8 | RIM BC Ratio | 0 | 0 | 0 | 0 | 0 | 0 | 0 | 0 | 0 | 0 | 0 | 0 | 0 | 0 | 0 | 0 | 0 | 0 | 0 | 0 | 0 | 0 | 0 | 0 | 0 | 0 | 0
F5_Commercial_Lodging_Existing_Food Preparation_Natural Gas_Oven_E9 | F5 | Commercial | Lodging | Existing | Food Preparation | Natural Gas | Oven | E9 | RIM BC Ratio | 0 | 0 | 0 | 0 | 0 | 0 | 0 | 0 | 0 | 0 | 0 | 0 | 0 | 0 | 0 | 0 | 0 | 0 | 0 | 0 | 0 | 0 | 0 | 0 | 0 | 0 | 0
F5_Commercial_Lodging_Existing_Food Preparation_Natural Gas_Oven_E10 | F5 | Commercial | Lodging | Existing | Food Preparation | Natural Gas | Oven | E10 | RIM BC Ratio | 0 | 0 | 0 | 0 | 0 | 0 | 0 | 0 | 0 | 0 | 0 | 0 | 0 | 0 | 0 | 0 | 0 | 0 | 0 | 0 | 0 | 0 | 0 | 0 | 0 | 0 | 0
F0_Commercial_Lodging_Existing_Food Preparation_Natural Gas_Conveyor Oven_E0 | F0 | Commercial | Lodging | Existing | Food Preparation | Natural Gas | Conveyor Oven | E0 | Economic Unit | Efficient (>42% Baking Efficiency) | Efficient (>42% Baking Efficiency) | Efficient (>42% Baking Efficiency) | Efficient (>42% Baking Efficiency) | Efficient (>42% Baking Efficiency) | Efficient (>42% Baking Efficiency) | Efficient (>42% Baking Efficiency) | Efficient (>42% Baking Efficiency) | Efficient (>42% Baking Efficiency) | Efficient (>42% Baking Efficiency) | Efficient (>42% Baking Efficiency) | Efficient (>42% Baking Efficiency) | Efficient (>42% Baking Efficiency) | Efficient (>42% Baking Efficiency) | Efficient (>42% Baking Efficiency) | Efficient (>42% Baking Efficiency) | Efficient (>42% Baking Efficiency) | Efficient (>42% Baking Efficiency) | Efficient (>42% Baking Efficiency) | Efficient (>42% Baking Efficiency) | Efficient (>42% Baking Efficiency) | Efficient (>42% Baking Efficiency) | Efficient (>42% Baking Efficiency) | Efficient (>42% Baking Efficiency) | Efficient (>42% Baking Efficiency) | Efficient (>42% Baking Efficiency) | Efficient (>42% Baking Efficiency)
F1_Commercial_Lodging_Existing_Food Preparation_Natural Gas_Conveyor Oven_E1 | F1 | Commercial | Lodging | Existing | Food Preparation | Natural Gas | Conveyor Oven | E1 | CCE | 0 | 0 | 0 | 0 | 0 | 0 | 0 | 0 | 0 | 0 | 0 | 0 | 0 | 0 | 0 | 0 | 0 | 0 | 0 | 0 | 0 | 0 | 0 | 0 | 0 | 0 | 0
F1_Commercial_Lodging_Existing_Food Preparation_Natural Gas_Conveyor Oven_E2 | F1 | Commercial | Lodging | Existing | Food Preparation | Natural Gas | Conveyor Oven | E2 | CCE | 0.0044579 | 0.0044579 | 0.0044579 | 0.0044579 | 0.0044579 | 0.0044579 | 0.0044579 | 0.0044579 | 0.0044579 | 0.0044579 | 0.0044579 | 0.0044579 | 0.0044579 | 0.0044579 | 0.0044579 | 0.0044579 | 0.0044579 | 0.0044579 | 0.0044579 | 0.0044579 | 0.0044579 | 0.0044579 | 0.0044579 | 0.0044579 | 0.0044579 | 0.0044579 | 0.0044579
F1_Commercial_Lodging_Existing_Food Preparation_Natural Gas_Conveyor Oven_E3 | F1 | Commercial | Lodging | Existing | Food Preparation | Natural Gas | Conveyor Oven | E3 | CCE | 0 | 0 | 0 | 0 | 0 | 0 | 0 | 0 | 0 | 0 | 0 | 0 | 0 | 0 | 0 | 0 | 0 | 0 | 0 | 0 | 0 | 0 | 0 | 0 | 0 | 0 | 0
F1_Commercial_Lodging_Existing_Food Preparation_Natural Gas_Conveyor Oven_E4 | F1 | Commercial | Lodging | Existing | Food Preparation | Natural Gas | Conveyor Oven | E4 | CCE | 0 | 0 | 0 | 0 | 0 | 0 | 0 | 0 | 0 | 0 | 0 | 0 | 0 | 0 | 0 | 0 | 0 | 0 | 0 | 0 | 0 | 0 | 0 | 0 | 0 | 0 | 0
F1_Commercial_Lodging_Existing_Food Preparation_Natural Gas_Conveyor Oven_E5 | F1 | Commercial | Lodging | Existing | Food Preparation | Natural Gas | Conveyor Oven | E5 | CCE | 0 | 0 | 0 | 0 | 0 | 0 | 0 | 0 | 0 | 0 | 0 | 0 | 0 | 0 | 0 | 0 | 0 | 0 | 0 | 0 | 0 | 0 | 0 | 0 | 0 | 0 | 0
F1_Commercial_Lodging_Existing_Food Preparation_Natural Gas_Conveyor Oven_E6 | F1 | Commercial | Lodging | Existing | Food Preparation | Natural Gas | Conveyor Oven | E6 | CCE | 0 | 0 | 0 | 0 | 0 | 0 | 0 | 0 | 0 | 0 | 0 | 0 | 0 | 0 | 0 | 0 | 0 | 0 | 0 | 0 | 0 | 0 | 0 | 0 | 0 | 0 | 0
F1_Commercial_Lodging_Existing_Food Preparation_Natural Gas_Conveyor Oven_E7 | F1 | Commercial | Lodging | Existing | Food Preparation | Natural Gas | Conveyor Oven | E7 | CCE | 0 | 0 | 0 | 0 | 0 | 0 | 0 | 0 | 0 | 0 | 0 | 0 | 0 | 0 | 0 | 0 | 0 | 0 | 0 | 0 | 0 | 0 | 0 | 0 | 0 | 0 | 0
F1_Commercial_Lodging_Existing_Food Preparation_Natural Gas_Conveyor Oven_E8 | F1 | Commercial | Lodging | Existing | Food Preparation | Natural Gas | Conveyor Oven | E8 | CCE | 0 | 0 | 0 | 0 | 0 | 0 | 0 | 0 | 0 | 0 | 0 | 0 | 0 | 0 | 0 | 0 | 0 | 0 | 0 | 0 | 0 | 0 | 0 | 0 | 0 | 0 | 0
F1_Commercial_Lodging_Existing_Food Preparation_Natural Gas_Conveyor Oven_E9 | F1 | Commercial | Lodging | Existing | Food Preparation | Natural Gas | Conveyor Oven | E9 | CCE | 0 | 0 | 0 | 0 | 0 | 0 | 0 | 0 | 0 | 0 | 0 | 0 | 0 | 0 | 0 | 0 | 0 | 0 | 0 | 0 | 0 | 0 | 0 | 0 | 0 | 0 | 0
F1_Commercial_Lodging_Existing_Food Preparation_Natural Gas_Conveyor Oven_E10 | F1 | Commercial | Lodging | Existing | Food Preparation | Natural Gas | Conveyor Oven | E10 | CCE | 0 | 0 | 0 | 0 | 0 | 0 | 0 | 0 | 0 | 0 | 0 | 0 | 0 | 0 | 0 | 0 | 0 | 0 | 0 | 0 | 0 | 0 | 0 | 0 | 0 | 0 | 0
F2_Commercial_Lodging_Existing_Food Preparation_Natural Gas_Conveyor Oven_E1 | F2 | Commercial | Lodging | Existing | Food Preparation | Natural Gas | Conveyor Oven | E1 | TRC BC Ratio | bar: 2021 to 2047
F2_Commercial_Lodging_Existing_Food Preparation_Natural Gas_Conveyor Oven_E2 | F2 | Commercial | Lodging | Existing | Food Preparation | Natural Gas | Conveyor Oven | E2 | TRC BC Ratio | 3.1168 | 3.1026 | 3.0898 | 3.0771 | 3.0914 | 3.1189 | 3.1492 | 3.1746 | 3.1913 | 3.1987 | 3.1992 | 3.1946 | 3.185 | 3.1677 | 3.1435 | 3.1119 | 3.0717 | 3.0231 | 2.9646 | 2.8946 | 2.8121 | 2.7166 | 2.6323 | 2.579 | 2.558 | 2.5706 | 2.5832
F2_Commercial_Lodging_Existing_Food Preparation_Natural Gas_Conveyor Oven_E3 | F2 | Commercial | Lodging | Existing | Food Preparation | Natural Gas | Conveyor Oven | E3 | TRC BC Ratio | 0 | 0 | 0 | 0 | 0 | 0 | 0 | 0 | 0 | 0 | 0 | 0 | 0 | 0 | 0 | 0 | 0 | 0 | 0 | 0 | 0 | 0 | 0 | 0 | 0 | 0 | 0
F2_Commercial_Lodging_Existing_Food Preparation_Natural Gas_Conveyor Oven_E4 | F2 | Commercial | Lodging | Existing | Food Preparation | Natural Gas | Conveyor Oven | E4 | TRC BC Ratio | 0 | 0 | 0 | 0 | 0 | 0 | 0 | 0 | 0 | 0 | 0 | 0 | 0 | 0 | 0 | 0 | 0 | 0 | 0 | 0 | 0 | 0 | 0 | 0 | 0 | 0 | 0
F2_Commercial_Lodging_Existing_Food Preparation_Natural Gas_Conveyor Oven_E5 | F2 | Commercial | Lodging | Existing | Food Preparation | Natural Gas | Conveyor Oven | E5 | TRC BC Ratio | 0 | 0 | 0 | 0 | 0 | 0 | 0 | 0 | 0 | 0 | 0 | 0 | 0 | 0 | 0 | 0 | 0 | 0 | 0 | 0 | 0 | 0 | 0 | 0 | 0 | 0 | 0
F2_Commercial_Lodging_Existing_Food Preparation_Natural Gas_Conveyor Oven_E6 | F2 | Commercial | Lodging | Existing | Food Preparation | Natural Gas | Conveyor Oven | E6 | TRC BC Ratio | 0 | 0 | 0 | 0 | 0 | 0 | 0 | 0 | 0 | 0 | 0 | 0 | 0 | 0 | 0 | 0 | 0 | 0 | 0 | 0 | 0 | 0 | 0 | 0 | 0 | 0 | 0
F2_Commercial_Lodging_Existing_Food Preparation_Natural Gas_Conveyor Oven_E7 | F2 | Commercial | Lodging | Existing | Food Preparation | Natural Gas | Conveyor Oven | E7 | TRC BC Ratio | 0 | 0 | 0 | 0 | 0 | 0 | 0 | 0 | 0 | 0 | 0 | 0 | 0 | 0 | 0 | 0 | 0 | 0 | 0 | 0 | 0 | 0 | 0 | 0 | 0 | 0 | 0
F2_Commercial_Lodging_Existing_Food Preparation_Natural Gas_Conveyor Oven_E8 | F2 | Commercial | Lodging | Existing | Food Preparation | Natural Gas | Conveyor Oven | E8 | TRC BC Ratio | 0 | 0 | 0 | 0 | 0 | 0 | 0 | 0 | 0 | 0 | 0 | 0 | 0 | 0 | 0 | 0 | 0 | 0 | 0 | 0 | 0 | 0 | 0 | 0 | 0 | 0 | 0
F2_Commercial_Lodging_Existing_Food Preparation_Natural Gas_Conveyor Oven_E9 | F2 | Commercial | Lodging | Existing | Food Preparation | Natural Gas | Conveyor Oven | E9 | TRC BC Ratio | 0 | 0 | 0 | 0 | 0 | 0 | 0 | 0 | 0 | 0 | 0 | 0 | 0 | 0 | 0 | 0 | 0 | 0 | 0 | 0 | 0 | 0 | 0 | 0 | 0 | 0 | 0
F2_Commercial_Lodging_Existing_Food Preparation_Natural Gas_Conveyor Oven_E10 | F2 | Commercial | Lodging | Existing | Food Preparation | Natural Gas | Conveyor Oven | E10 | TRC BC Ratio | 0 | 0 | 0 | 0 | 0 | 0 | 0 | 0 | 0 | 0 | 0 | 0 | 0 | 0 | 0 | 0 | 0 | 0 | 0 | 0 | 0 | 0 | 0 | 0 | 0 | 0 | 0
F3_Commercial_Lodging_Existing_Food Preparation_Natural Gas_Conveyor Oven_E1 | F3 | Commercial | Lodging | Existing | Food Preparation | Natural Gas | Conveyor Oven | E1 | PACT BC Ratio | bar: 2021 to 2047
F3_Commercial_Lodging_Existing_Food Preparation_Natural Gas_Conveyor Oven_E2 | F3 | Commercial | Lodging | Existing | Food Preparation | Natural Gas | Conveyor Oven | E2 | PACT BC Ratio | 4.1011 | 4.0824 | 4.0655 | 4.0488 | 4.0676 | 4.1039 | 4.1436 | 4.1771 | 4.1991 | 4.2088 | 4.2095 | 4.2034 | 4.1908 | 4.168 | 4.1362 | 4.0947 | 4.0417 | 3.9778 | 3.9008 | 3.8086 | 3.7001 | 3.5745 | 3.4635 | 3.3934 | 3.3658 | 3.3823 | 3.3989
F3_Commercial_Lodging_Existing_Food Preparation_Natural Gas_Conveyor Oven_E3 | F3 | Commercial | Lodging | Existing | Food Preparation | Natural Gas | Conveyor Oven | E3 | PACT BC Ratio | 0 | 0 | 0 | 0 | 0 | 0 | 0 | 0 | 0 | 0 | 0 | 0 | 0 | 0 | 0 | 0 | 0 | 0 | 0 | 0 | 0 | 0 | 0 | 0 | 0 | 0 | 0
F3_Commercial_Lodging_Existing_Food Preparation_Natural Gas_Conveyor Oven_E4 | F3 | Commercial | Lodging | Existing | Food Preparation | Natural Gas | Conveyor Oven | E4 | PACT BC Ratio | 0 | 0 | 0 | 0 | 0 | 0 | 0 | 0 | 0 | 0 | 0 | 0 | 0 | 0 | 0 | 0 | 0 | 0 | 0 | 0 | 0 | 0 | 0 | 0 | 0 | 0 | 0
F3_Commercial_Lodging_Existing_Food Preparation_Natural Gas_Conveyor Oven_E5 | F3 | Commercial | Lodging | Existing | Food Preparation | Natural Gas | Conveyor Oven | E5 | PACT BC Ratio | 0 | 0 | 0 | 0 | 0 | 0 | 0 | 0 | 0 | 0 | 0 | 0 | 0 | 0 | 0 | 0 | 0 | 0 | 0 | 0 | 0 | 0 | 0 | 0 | 0 | 0 | 0
F3_Commercial_Lodging_Existing_Food Preparation_Natural Gas_Conveyor Oven_E6 | F3 | Commercial | Lodging | Existing | Food Preparation | Natural Gas | Conveyor Oven | E6 | PACT BC Ratio | 0 | 0 | 0 | 0 | 0 | 0 | 0 | 0 | 0 | 0 | 0 | 0 | 0 | 0 | 0 | 0 | 0 | 0 | 0 | 0 | 0 | 0 | 0 | 0 | 0 | 0 | 0
F3_Commercial_Lodging_Existing_Food Preparation_Natural Gas_Conveyor Oven_E7 | F3 | Commercial | Lodging | Existing | Food Preparation | Natural Gas | Conveyor Oven | E7 | PACT BC Ratio | 0 | 0 | 0 | 0 | 0 | 0 | 0 | 0 | 0 | 0 | 0 | 0 | 0 | 0 | 0 | 0 | 0 | 0 | 0 | 0 | 0 | 0 | 0 | 0 | 0 | 0 | 0
F3_Commercial_Lodging_Existing_Food Preparation_Natural Gas_Conveyor Oven_E8 | F3 | Commercial | Lodging | Existing | Food Preparation | Natural Gas | Conveyor Oven | E8 | PACT BC Ratio | 0 | 0 | 0 | 0 | 0 | 0 | 0 | 0 | 0 | 0 | 0 | 0 | 0 | 0 | 0 | 0 | 0 | 0 | 0 | 0 | 0 | 0 | 0 | 0 | 0 | 0 | 0
F3_Commercial_Lodging_Existing_Food Preparation_Natural Gas_Conveyor Oven_E9 | F3 | Commercial | Lodging | Existing | Food Preparation | Natural Gas | Conveyor Oven | E9 | PACT BC Ratio | 0 | 0 | 0 | 0 | 0 | 0 | 0 | 0 | 0 | 0 | 0 | 0 | 0 | 0 | 0 | 0 | 0 | 0 | 0 | 0 | 0 | 0 | 0 | 0 | 0 | 0 | 0
F3_Commercial_Lodging_Existing_Food Preparation_Natural Gas_Conveyor Oven_E10 | F3 | Commercial | Lodging | Existing | Food Preparation | Natural Gas | Conveyor Oven | E10 | PACT BC Ratio | 0 | 0 | 0 | 0 | 0 | 0 | 0 | 0 | 0 | 0 | 0 | 0 | 0 | 0 | 0 | 0 | 0 | 0 | 0 | 0 | 0 | 0 | 0 | 0 | 0 | 0 | 0
F4_Commercial_Lodging_Existing_Food Preparation_Natural Gas_Conveyor Oven_E1 | F4 | Commercial | Lodging | Existing | Food Preparation | Natural Gas | Conveyor Oven | E1 | RVT BC Ratio | bar: 2021 to 2047
F4_Commercial_Lodging_Existing_Food Preparation_Natural Gas_Conveyor Oven_E2 | F4 | Commercial | Lodging | Existing | Food Preparation | Natural Gas | Conveyor Oven | E2 | RVT BC Ratio | 0.7 | 0.7 | 0.7 | 0.7 | 0.7 | 0.7 | 0.7 | 0.7 | 0.7 | 0.7 | 0.7 | 0.7 | 0.7 | 0.7 | 0.7 | 0.7 | 0.7 | 0.7 | 0.7 | 0.7 | 0.7 | 0.7 | 0.7 | 0.7 | 0.7 | 0.7 | 0.7
F4_Commercial_Lodging_Existing_Food Preparation_Natural Gas_Conveyor Oven_E3 | F4 | Commercial | Lodging | Existing | Food Preparation | Natural Gas | Conveyor Oven | E3 | RVT BC Ratio | 0 | 0 | 0 | 0 | 0 | 0 | 0 | 0 | 0 | 0 | 0 | 0 | 0 | 0 | 0 | 0 | 0 | 0 | 0 | 0 | 0 | 0 | 0 | 0 | 0 | 0 | 0
F4_Commercial_Lodging_Existing_Food Preparation_Natural Gas_Conveyor Oven_E4 | F4 | Commercial | Lodging | Existing | Food Preparation | Natural Gas | Conveyor Oven | E4 | RVT BC Ratio | 0 | 0 | 0 | 0 | 0 | 0 | 0 | 0 | 0 | 0 | 0 | 0 | 0 | 0 | 0 | 0 | 0 | 0 | 0 | 0 | 0 | 0 | 0 | 0 | 0 | 0 | 0
F4_Commercial_Lodging_Existing_Food Preparation_Natural Gas_Conveyor Oven_E5 | F4 | Commercial | Lodging | Existing | Food Preparation | Natural Gas | Conveyor Oven | E5 | RVT BC Ratio | 0 | 0 | 0 | 0 | 0 | 0 | 0 | 0 | 0 | 0 | 0 | 0 | 0 | 0 | 0 | 0 | 0 | 0 | 0 | 0 | 0 | 0 | 0 | 0 | 0 | 0 | 0
F4_Commercial_Lodging_Existing_Food Preparation_Natural Gas_Conveyor Oven_E6 | F4 | Commercial | Lodging | Existing | Food Preparation | Natural Gas | Conveyor Oven | E6 | RVT BC Ratio | 0 | 0 | 0 | 0 | 0 | 0 | 0 | 0 | 0 | 0 | 0 | 0 | 0 | 0 | 0 | 0 | 0 | 0 | 0 | 0 | 0 | 0 | 0 | 0 | 0 | 0 | 0
F4_Commercial_Lodging_Existing_Food Preparation_Natural Gas_Conveyor Oven_E7 | F4 | Commercial | Lodging | Existing | Food Preparation | Natural Gas | Conveyor Oven | E7 | RVT BC Ratio | 0 | 0 | 0 | 0 | 0 | 0 | 0 | 0 | 0 | 0 | 0 | 0 | 0 | 0 | 0 | 0 | 0 | 0 | 0 | 0 | 0 | 0 | 0 | 0 | 0 | 0 | 0
F4_Commercial_Lodging_Existing_Food Preparation_Natural Gas_Conveyor Oven_E8 | F4 | Commercial | Lodging | Existing | Food Preparation | Natural Gas | Conveyor Oven | E8 | RVT BC Ratio | 0 | 0 | 0 | 0 | 0 | 0 | 0 | 0 | 0 | 0 | 0 | 0 | 0 | 0 | 0 | 0 | 0 | 0 | 0 | 0 | 0 | 0 | 0 | 0 | 0 | 0 | 0
F4_Commercial_Lodging_Existing_Food Preparation_Natural Gas_Conveyor Oven_E9 | F4 | Commercial | Lodging | Existing | Food Preparation | Natural Gas | Conveyor Oven | E9 | RVT BC Ratio | 0 | 0 | 0 | 0 | 0 | 0 | 0 | 0 | 0 | 0 | 0 | 0 | 0 | 0 | 0 | 0 | 0 | 0 | 0 | 0 | 0 | 0 | 0 | 0 | 0 | 0 | 0
F4_Commercial_Lodging_Existing_Food Preparation_Natural Gas_Conveyor Oven_E10 | F4 | Commercial | Lodging | Existing | Food Preparation | Natural Gas | Conveyor Oven | E10 | RVT BC Ratio | 0 | 0 | 0 | 0 | 0 | 0 | 0 | 0 | 0 | 0 | 0 | 0 | 0 | 0 | 0 | 0 | 0 | 0 | 0 | 0 | 0 | 0 | 0 | 0 | 0 | 0 | 0
F5_Commercial_Lodging_Existing_Food Preparation_Natural Gas_Conveyor Oven_E1 | F5 | Commercial | Lodging | Existing | Food Preparation | Natural Gas | Conveyor Oven | E1 | RIM BC Ratio | bar: 2021 to 2047
F5_Commercial_Lodging_Existing_Food Preparation_Natural Gas_Conveyor Oven_E2 | F5 | Commercial | Lodging | Existing | Food Preparation | Natural Gas | Conveyor Oven | E2 | RIM BC Ratio | 4.1011 | 4.0824 | 4.0655 | 4.0488 | 4.0676 | 4.1039 | 4.1436 | 4.1771 | 4.1991 | 4.2088 | 4.2095 | 4.2034 | 4.1908 | 4.168 | 4.1362 | 4.0947 | 4.0417 | 3.9778 | 3.9008 | 3.8086 | 3.7001 | 3.5745 | 3.4635 | 3.3934 | 3.3658 | 3.3823 | 3.3989
F5_Commercial_Lodging_Existing_Food Preparation_Natural Gas_Conveyor Oven_E3 | F5 | Commercial | Lodging | Existing | Food Preparation | Natural Gas | Conveyor Oven | E3 | RIM BC Ratio | 0 | 0 | 0 | 0 | 0 | 0 | 0 | 0 | 0 | 0 | 0 | 0 | 0 | 0 | 0 | 0 | 0 | 0 | 0 | 0 | 0 | 0 | 0 | 0 | 0 | 0 | 0
F5_Commercial_Lodging_Existing_Food Preparation_Natural Gas_Conveyor Oven_E4 | F5 | Commercial | Lodging | Existing | Food Preparation | Natural Gas | Conveyor Oven | E4 | RIM BC Ratio | 0 | 0 | 0 | 0 | 0 | 0 | 0 | 0 | 0 | 0 | 0 | 0 | 0 | 0 | 0 | 0 | 0 | 0 | 0 | 0 | 0 | 0 | 0 | 0 | 0 | 0 | 0
F5_Commercial_Lodging_Existing_Food Preparation_Natural Gas_Conveyor Oven_E5 | F5 | Commercial | Lodging | Existing | Food Preparation | Natural Gas | Conveyor Oven | E5 | RIM BC Ratio | 0 | 0 | 0 | 0 | 0 | 0 | 0 | 0 | 0 | 0 | 0 | 0 | 0 | 0 | 0 | 0 | 0 | 0 | 0 | 0 | 0 | 0 | 0 | 0 | 0 | 0 | 0
F5_Commercial_Lodging_Existing_Food Preparation_Natural Gas_Conveyor Oven_E6 | F5 | Commercial | Lodging | Existing | Food Preparation | Natural Gas | Conveyor Oven | E6 | RIM BC Ratio | 0 | 0 | 0 | 0 | 0 | 0 | 0 | 0 | 0 | 0 | 0 | 0 | 0 | 0 | 0 | 0 | 0 | 0 | 0 | 0 | 0 | 0 | 0 | 0 | 0 | 0 | 0
F5_Commercial_Lodging_Existing_Food Preparation_Natural Gas_Conveyor Oven_E7 | F5 | Commercial | Lodging | Existing | Food Preparation | Natural Gas | Conveyor Oven | E7 | RIM BC Ratio | 0 | 0 | 0 | 0 | 0 | 0 | 0 | 0 | 0 | 0 | 0 | 0 | 0 | 0 | 0 | 0 | 0 | 0 | 0 | 0 | 0 | 0 | 0 | 0 | 0 | 0 | 0
F5_Commercial_Lodging_Existing_Food Preparation_Natural Gas_Conveyor Oven_E8 | F5 | Commercial | Lodging | Existing | Food Preparation | Natural Gas | Conveyor Oven | E8 | RIM BC Ratio | 0 | 0 | 0 | 0 | 0 | 0 | 0 | 0 | 0 | 0 | 0 | 0 | 0 | 0 | 0 | 0 | 0 | 0 | 0 | 0 | 0 | 0 | 0 | 0 | 0 | 0 | 0
F5_Commercial_Lodging_Existing_Food Preparation_Natural Gas_Conveyor Oven_E9 | F5 | Commercial | Lodging | Existing | Food Preparation | Natural Gas | Conveyor Oven | E9 | RIM BC Ratio | 0 | 0 | 0 | 0 | 0 | 0 | 0 | 0 | 0 | 0 | 0 | 0 | 0 | 0 | 0 | 0 | 0 | 0 | 0 | 0 | 0 | 0 | 0 | 0 | 0 | 0 | 0
F5_Commercial_Lodging_Existing_Food Preparation_Natural Gas_Conveyor Oven_E10 | F5 | Commercial | Lodging | Existing | Food Preparation | Natural Gas | Conveyor Oven | E10 | RIM BC Ratio | 0 | 0 | 0 | 0 | 0 | 0 | 0 | 0 | 0 | 0 | 0 | 0 | 0 | 0 | 0 | 0 | 0 | 0 | 0 | 0 | 0 | 0 | 0 | 0 | 0 | 0 | 0
F0_Commercial_Lodging_Existing_Food Preparation_Natural Gas_Double Rack Oven_E0 | F0 | Commercial | Lodging | Existing | Food Preparation | Natural Gas | Double Rack Oven | E0 | Economic Unit | FTSC Qualified (>50% Cooking Efficiency) | FTSC Qualified (>50% Cooking Efficiency) | FTSC Qualified (>50% Cooking Efficiency) | FTSC Qualified (>50% Cooking Efficiency) | FTSC Qualified (>50% Cooking Efficiency) | FTSC Qualified (>50% Cooking Efficiency) | FTSC Qualified (>50% Cooking Efficiency) | FTSC Qualified (>50% Cooking Efficiency) | FTSC Qualified (>50% Cooking Efficiency) | FTSC Qualified (>50% Cooking Efficiency) | FTSC Qualified (>50% Cooking Efficiency) | FTSC Qualified (>50% Cooking Efficiency) | FTSC Qualified (>50% Cooking Efficiency) | FTSC Qualified (>50% Cooking Efficiency) | FTSC Qualified (>50% Cooking Efficiency) | FTSC Qualified (>50% Cooking Efficiency) | FTSC Qualified (>50% Cooking Efficiency) | FTSC Qualified (>50% Cooking Efficiency) | FTSC Qualified (>50% Cooking Efficiency) | FTSC Qualified (>50% Cooking Efficiency) | FTSC Qualified (>50% Cooking Efficiency) | FTSC Qualified (>50% Cooking Efficiency) | FTSC Qualified (>50% Cooking Efficiency) | FTSC Qualified (>50% Cooking Efficiency) | FTSC Qualified (>50% Cooking Efficiency) | FTSC Qualified (>50% Cooking Efficiency) | FTSC Qualified (>50% Cooking Efficiency)
F1_Commercial_Lodging_Existing_Food Preparation_Natural Gas_Double Rack Oven_E1 | F1 | Commercial | Lodging | Existing | Food Preparation | Natural Gas | Double Rack Oven | E1 | CCE | 0 | 0 | 0 | 0 | 0 | 0 | 0 | 0 | 0 | 0 | 0 | 0 | 0 | 0 | 0 | 0 | 0 | 0 | 0 | 0 | 0 | 0 | 0 | 0 | 0 | 0 | 0
F1_Commercial_Lodging_Existing_Food Preparation_Natural Gas_Double Rack Oven_E2 | F1 | Commercial | Lodging | Existing | Food Preparation | Natural Gas | Double Rack Oven | E2 | CCE | 0.00516 | 0.00516 | 0.00516 | 0.00516 | 0.00516 | 0.00516 | 0.00516 | 0.00516 | 0.00516 | 0.00516 | 0.00516 | 0.00516 | 0.00516 | 0.00516 | 0.00516 | 0.00516 | 0.00516 | 0.00516 | 0.00516 | 0.00516 | 0.00516 | 0.00516 | 0.00516 | 0.00516 | 0.00516 | 0.00516 | 0.00516
F1_Commercial_Lodging_Existing_Food Preparation_Natural Gas_Double Rack Oven_E3 | F1 | Commercial | Lodging | Existing | Food Preparation | Natural Gas | Double Rack Oven | E3 | CCE | 0 | 0 | 0 | 0 | 0 | 0 | 0 | 0 | 0 | 0 | 0 | 0 | 0 | 0 | 0 | 0 | 0 | 0 | 0 | 0 | 0 | 0 | 0 | 0 | 0 | 0 | 0
F1_Commercial_Lodging_Existing_Food Preparation_Natural Gas_Double Rack Oven_E4 | F1 | Commercial | Lodging | Existing | Food Preparation | Natural Gas | Double Rack Oven | E4 | CCE | 0 | 0 | 0 | 0 | 0 | 0 | 0 | 0 | 0 | 0 | 0 | 0 | 0 | 0 | 0 | 0 | 0 | 0 | 0 | 0 | 0 | 0 | 0 | 0 | 0 | 0 | 0
F1_Commercial_Lodging_Existing_Food Preparation_Natural Gas_Double Rack Oven_E5 | F1 | Commercial | Lodging | Existing | Food Preparation | Natural Gas | Double Rack Oven | E5 | CCE | 0 | 0 | 0 | 0 | 0 | 0 | 0 | 0 | 0 | 0 | 0 | 0 | 0 | 0 | 0 | 0 | 0 | 0 | 0 | 0 | 0 | 0 | 0 | 0 | 0 | 0 | 0
F1_Commercial_Lodging_Existing_Food Preparation_Natural Gas_Double Rack Oven_E6 | F1 | Commercial | Lodging | Existing | Food Preparation | Natural Gas | Double Rack Oven | E6 | CCE | 0 | 0 | 0 | 0 | 0 | 0 | 0 | 0 | 0 | 0 | 0 | 0 | 0 | 0 | 0 | 0 | 0 | 0 | 0 | 0 | 0 | 0 | 0 | 0 | 0 | 0 | 0
F1_Commercial_Lodging_Existing_Food Preparation_Natural Gas_Double Rack Oven_E7 | F1 | Commercial | Lodging | Existing | Food Preparation | Natural Gas | Double Rack Oven | E7 | CCE | 0 | 0 | 0 | 0 | 0 | 0 | 0 | 0 | 0 | 0 | 0 | 0 | 0 | 0 | 0 | 0 | 0 | 0 | 0 | 0 | 0 | 0 | 0 | 0 | 0 | 0 | 0
F1_Commercial_Lodging_Existing_Food Preparation_Natural Gas_Double Rack Oven_E8 | F1 | Commercial | Lodging | Existing | Food Preparation | Natural Gas | Double Rack Oven | E8 | CCE | 0 | 0 | 0 | 0 | 0 | 0 | 0 | 0 | 0 | 0 | 0 | 0 | 0 | 0 | 0 | 0 | 0 | 0 | 0 | 0 | 0 | 0 | 0 | 0 | 0 | 0 | 0
F1_Commercial_Lodging_Existing_Food Preparation_Natural Gas_Double Rack Oven_E9 | F1 | Commercial | Lodging | Existing | Food Preparation | Natural Gas | Double Rack Oven | E9 | CCE | 0 | 0 | 0 | 0 | 0 | 0 | 0 | 0 | 0 | 0 | 0 | 0 | 0 | 0 | 0 | 0 | 0 | 0 | 0 | 0 | 0 | 0 | 0 | 0 | 0 | 0 | 0
F1_Commercial_Lodging_Existing_Food Preparation_Natural Gas_Double Rack Oven_E10 | F1 | Commercial | Lodging | Existing | Food Preparation | Natural Gas | Double Rack Oven | E10 | CCE | 0 | 0 | 0 | 0 | 0 | 0 | 0 | 0 | 0 | 0 | 0 | 0 | 0 | 0 | 0 | 0 | 0 | 0 | 0 | 0 | 0 | 0 | 0 | 0 | 0 | 0 | 0
F2_Commercial_Lodging_Existing_Food Preparation_Natural Gas_Double Rack Oven_E1 | F2 | Commercial | Lodging | Existing | Food Preparation | Natural Gas | Double Rack Oven | E1 | TRC BC Ratio | bar: 2021 to 2047
F2_Commercial_Lodging_Existing_Food Preparation_Natural Gas_Double Rack Oven_E2 | F2 | Commercial | Lodging | Existing | Food Preparation | Natural Gas | Double Rack Oven | E2 | TRC BC Ratio | 2.6451 | 2.6168 | 2.5895 | 2.5634 | 2.5698 | 2.5976 | 2.6379 | 2.6828 | 2.726 | 2.7629 | 2.793 | 2.8145 | 2.8267 | 2.8253 | 2.81 | 2.7806 | 2.7375 | 2.6832 | 2.6184 | 2.5413 | 2.451 | 2.3468 | 2.2544 | 2.1951 | 2.1701 | 2.1808 | 2.1915
F2_Commercial_Lodging_Existing_Food Preparation_Natural Gas_Double Rack Oven_E3 | F2 | Commercial | Lodging | Existing | Food Preparation | Natural Gas | Double Rack Oven | E3 | TRC BC Ratio | 0 | 0 | 0 | 0 | 0 | 0 | 0 | 0 | 0 | 0 | 0 | 0 | 0 | 0 | 0 | 0 | 0 | 0 | 0 | 0 | 0 | 0 | 0 | 0 | 0 | 0 | 0
F2_Commercial_Lodging_Existing_Food Preparation_Natural Gas_Double Rack Oven_E4 | F2 | Commercial | Lodging | Existing | Food Preparation | Natural Gas | Double Rack Oven | E4 | TRC BC Ratio | 0 | 0 | 0 | 0 | 0 | 0 | 0 | 0 | 0 | 0 | 0 | 0 | 0 | 0 | 0 | 0 | 0 | 0 | 0 | 0 | 0 | 0 | 0 | 0 | 0 | 0 | 0
F2_Commercial_Lodging_Existing_Food Preparation_Natural Gas_Double Rack Oven_E5 | F2 | Commercial | Lodging | Existing | Food Preparation | Natural Gas | Double Rack Oven | E5 | TRC BC Ratio | 0 | 0 | 0 | 0 | 0 | 0 | 0 | 0 | 0 | 0 | 0 | 0 | 0 | 0 | 0 | 0 | 0 | 0 | 0 | 0 | 0 | 0 | 0 | 0 | 0 | 0 | 0
F2_Commercial_Lodging_Existing_Food Preparation_Natural Gas_Double Rack Oven_E6 | F2 | Commercial | Lodging | Existing | Food Preparation | Natural Gas | Double Rack Oven | E6 | TRC BC Ratio | 0 | 0 | 0 | 0 | 0 | 0 | 0 | 0 | 0 | 0 | 0 | 0 | 0 | 0 | 0 | 0 | 0 | 0 | 0 | 0 | 0 | 0 | 0 | 0 | 0 | 0 | 0
F2_Commercial_Lodging_Existing_Food Preparation_Natural Gas_Double Rack Oven_E7 | F2 | Commercial | Lodging | Existing | Food Preparation | Natural Gas | Double Rack Oven | E7 | TRC BC Ratio | 0 | 0 | 0 | 0 | 0 | 0 | 0 | 0 | 0 | 0 | 0 | 0 | 0 | 0 | 0 | 0 | 0 | 0 | 0 | 0 | 0 | 0 | 0 | 0 | 0 | 0 | 0
F2_Commercial_Lodging_Existing_Food Preparation_Natural Gas_Double Rack Oven_E8 | F2 | Commercial | Lodging | Existing | Food Preparation | Natural Gas | Double Rack Oven | E8 | TRC BC Ratio | 0 | 0 | 0 | 0 | 0 | 0 | 0 | 0 | 0 | 0 | 0 | 0 | 0 | 0 | 0 | 0 | 0 | 0 | 0 | 0 | 0 | 0 | 0 | 0 | 0 | 0 | 0
F2_Commercial_Lodging_Existing_Food Preparation_Natural Gas_Double Rack Oven_E9 | F2 | Commercial | Lodging | Existing | Food Preparation | Natural Gas | Double Rack Oven | E9 | TRC BC Ratio | 0 | 0 | 0 | 0 | 0 | 0 | 0 | 0 | 0 | 0 | 0 | 0 | 0 | 0 | 0 | 0 | 0 | 0 | 0 | 0 | 0 | 0 | 0 | 0 | 0 | 0 | 0
F2_Commercial_Lodging_Existing_Food Preparation_Natural Gas_Double Rack Oven_E10 | F2 | Commercial | Lodging | Existing | Food Preparation | Natural Gas | Double Rack Oven | E10 | TRC BC Ratio | 0 | 0 | 0 | 0 | 0 | 0 | 0 | 0 | 0 | 0 | 0 | 0 | 0 | 0 | 0 | 0 | 0 | 0 | 0 | 0 | 0 | 0 | 0 | 0 | 0 | 0 | 0
F3_Commercial_Lodging_Existing_Food Preparation_Natural Gas_Double Rack Oven_E1 | F3 | Commercial | Lodging | Existing | Food Preparation | Natural Gas | Double Rack Oven | E1 | PACT BC Ratio | bar: 2021 to 2047
F3_Commercial_Lodging_Existing_Food Preparation_Natural Gas_Double Rack Oven_E2 | F3 | Commercial | Lodging | Existing | Food Preparation | Natural Gas | Double Rack Oven | E2 | PACT BC Ratio | 3.4804 | 3.4432 | 3.4073 | 3.3729 | 3.3814 | 3.4179 | 3.4709 | 3.53 | 3.5869 | 3.6354 | 3.675 | 3.7033 | 3.7193 | 3.7175 | 3.6974 | 3.6587 | 3.602 | 3.5306 | 3.4453 | 3.3438 | 3.2249 | 3.0879 | 2.9664 | 2.8883 | 2.8554 | 2.8694 | 2.8835
F3_Commercial_Lodging_Existing_Food Preparation_Natural Gas_Double Rack Oven_E3 | F3 | Commercial | Lodging | Existing | Food Preparation | Natural Gas | Double Rack Oven | E3 | PACT BC Ratio | 0 | 0 | 0 | 0 | 0 | 0 | 0 | 0 | 0 | 0 | 0 | 0 | 0 | 0 | 0 | 0 | 0 | 0 | 0 | 0 | 0 | 0 | 0 | 0 | 0 | 0 | 0
F3_Commercial_Lodging_Existing_Food Preparation_Natural Gas_Double Rack Oven_E4 | F3 | Commercial | Lodging | Existing | Food Preparation | Natural Gas | Double Rack Oven | E4 | PACT BC Ratio | 0 | 0 | 0 | 0 | 0 | 0 | 0 | 0 | 0 | 0 | 0 | 0 | 0 | 0 | 0 | 0 | 0 | 0 | 0 | 0 | 0 | 0 | 0 | 0 | 0 | 0 | 0
F3_Commercial_Lodging_Existing_Food Preparation_Natural Gas_Double Rack Oven_E5 | F3 | Commercial | Lodging | Existing | Food Preparation | Natural Gas | Double Rack Oven | E5 | PACT BC Ratio | 0 | 0 | 0 | 0 | 0 | 0 | 0 | 0 | 0 | 0 | 0 | 0 | 0 | 0 | 0 | 0 | 0 | 0 | 0 | 0 | 0 | 0 | 0 | 0 | 0 | 0 | 0
F3_Commercial_Lodging_Existing_Food Preparation_Natural Gas_Double Rack Oven_E6 | F3 | Commercial | Lodging | Existing | Food Preparation | Natural Gas | Double Rack Oven | E6 | PACT BC Ratio | 0 | 0 | 0 | 0 | 0 | 0 | 0 | 0 | 0 | 0 | 0 | 0 | 0 | 0 | 0 | 0 | 0 | 0 | 0 | 0 | 0 | 0 | 0 | 0 | 0 | 0 | 0
F3_Commercial_Lodging_Existing_Food Preparation_Natural Gas_Double Rack Oven_E7 | F3 | Commercial | Lodging | Existing | Food Preparation | Natural Gas | Double Rack Oven | E7 | PACT BC Ratio | 0 | 0 | 0 | 0 | 0 | 0 | 0 | 0 | 0 | 0 | 0 | 0 | 0 | 0 | 0 | 0 | 0 | 0 | 0 | 0 | 0 | 0 | 0 | 0 | 0 | 0 | 0
F3_Commercial_Lodging_Existing_Food Preparation_Natural Gas_Double Rack Oven_E8 | F3 | Commercial | Lodging | Existing | Food Preparation | Natural Gas | Double Rack Oven | E8 | PACT BC Ratio | 0 | 0 | 0 | 0 | 0 | 0 | 0 | 0 | 0 | 0 | 0 | 0 | 0 | 0 | 0 | 0 | 0 | 0 | 0 | 0 | 0 | 0 | 0 | 0 | 0 | 0 | 0
F3_Commercial_Lodging_Existing_Food Preparation_Natural Gas_Double Rack Oven_E9 | F3 | Commercial | Lodging | Existing | Food Preparation | Natural Gas | Double Rack Oven | E9 | PACT BC Ratio | 0 | 0 | 0 | 0 | 0 | 0 | 0 | 0 | 0 | 0 | 0 | 0 | 0 | 0 | 0 | 0 | 0 | 0 | 0 | 0 | 0 | 0 | 0 | 0 | 0 | 0 | 0
F3_Commercial_Lodging_Existing_Food Preparation_Natural Gas_Double Rack Oven_E10 | F3 | Commercial | Lodging | Existing | Food Preparation | Natural Gas | Double Rack Oven | E10 | PACT BC Ratio | 0 | 0 | 0 | 0 | 0 | 0 | 0 | 0 | 0 | 0 | 0 | 0 | 0 | 0 | 0 | 0 | 0 | 0 | 0 | 0 | 0 | 0 | 0 | 0 | 0 | 0 | 0
F4_Commercial_Lodging_Existing_Food Preparation_Natural Gas_Double Rack Oven_E1 | F4 | Commercial | Lodging | Existing | Food Preparation | Natural Gas | Double Rack Oven | E1 | RVT BC Ratio | bar: 2021 to 2047
F4_Commercial_Lodging_Existing_Food Preparation_Natural Gas_Double Rack Oven_E2 | F4 | Commercial | Lodging | Existing | Food Preparation | Natural Gas | Double Rack Oven | E2 | RVT BC Ratio | 0.7 | 0.7 | 0.7 | 0.7 | 0.7 | 0.7 | 0.7 | 0.7 | 0.7 | 0.7 | 0.7 | 0.7 | 0.7 | 0.7 | 0.7 | 0.7 | 0.7 | 0.7 | 0.7 | 0.7 | 0.7 | 0.7 | 0.7 | 0.7 | 0.7 | 0.7 | 0.7
F4_Commercial_Lodging_Existing_Food Preparation_Natural Gas_Double Rack Oven_E3 | F4 | Commercial | Lodging | Existing | Food Preparation | Natural Gas | Double Rack Oven | E3 | RVT BC Ratio | 0 | 0 | 0 | 0 | 0 | 0 | 0 | 0 | 0 | 0 | 0 | 0 | 0 | 0 | 0 | 0 | 0 | 0 | 0 | 0 | 0 | 0 | 0 | 0 | 0 | 0 | 0
F4_Commercial_Lodging_Existing_Food Preparation_Natural Gas_Double Rack Oven_E4 | F4 | Commercial | Lodging | Existing | Food Preparation | Natural Gas | Double Rack Oven | E4 | RVT BC Ratio | 0 | 0 | 0 | 0 | 0 | 0 | 0 | 0 | 0 | 0 | 0 | 0 | 0 | 0 | 0 | 0 | 0 | 0 | 0 | 0 | 0 | 0 | 0 | 0 | 0 | 0 | 0
F4_Commercial_Lodging_Existing_Food Preparation_Natural Gas_Double Rack Oven_E5 | F4 | Commercial | Lodging | Existing | Food Preparation | Natural Gas | Double Rack Oven | E5 | RVT BC Ratio | 0 | 0 | 0 | 0 | 0 | 0 | 0 | 0 | 0 | 0 | 0 | 0 | 0 | 0 | 0 | 0 | 0 | 0 | 0 | 0 | 0 | 0 | 0 | 0 | 0 | 0 | 0
F4_Commercial_Lodging_Existing_Food Preparation_Natural Gas_Double Rack Oven_E6 | F4 | Commercial | Lodging | Existing | Food Preparation | Natural Gas | Double Rack Oven | E6 | RVT BC Ratio | 0 | 0 | 0 | 0 | 0 | 0 | 0 | 0 | 0 | 0 | 0 | 0 | 0 | 0 | 0 | 0 | 0 | 0 | 0 | 0 | 0 | 0 | 0 | 0 | 0 | 0 | 0
F4_Commercial_Lodging_Existing_Food Preparation_Natural Gas_Double Rack Oven_E7 | F4 | Commercial | Lodging | Existing | Food Preparation | Natural Gas | Double Rack Oven | E7 | RVT BC Ratio | 0 | 0 | 0 | 0 | 0 | 0 | 0 | 0 | 0 | 0 | 0 | 0 | 0 | 0 | 0 | 0 | 0 | 0 | 0 | 0 | 0 | 0 | 0 | 0 | 0 | 0 | 0
F4_Commercial_Lodging_Existing_Food Preparation_Natural Gas_Double Rack Oven_E8 | F4 | Commercial | Lodging | Existing | Food Preparation | Natural Gas | Double Rack Oven | E8 | RVT BC Ratio | 0 | 0 | 0 | 0 | 0 | 0 | 0 | 0 | 0 | 0 | 0 | 0 | 0 | 0 | 0 | 0 | 0 | 0 | 0 | 0 | 0 | 0 | 0 | 0 | 0 | 0 | 0
F4_Commercial_Lodging_Existing_Food Preparation_Natural Gas_Double Rack Oven_E9 | F4 | Commercial | Lodging | Existing | Food Preparation | Natural Gas | Double Rack Oven | E9 | RVT BC Ratio | 0 | 0 | 0 | 0 | 0 | 0 | 0 | 0 | 0 | 0 | 0 | 0 | 0 | 0 | 0 | 0 | 0 | 0 | 0 | 0 | 0 | 0 | 0 | 0 | 0 | 0 | 0
F4_Commercial_Lodging_Existing_Food Preparation_Natural Gas_Double Rack Oven_E10 | F4 | Commercial | Lodging | Existing | Food Preparation | Natural Gas | Double Rack Oven | E10 | RVT BC Ratio | 0 | 0 | 0 | 0 | 0 | 0 | 0 | 0 | 0 | 0 | 0 | 0 | 0 | 0 | 0 | 0 | 0 | 0 | 0 | 0 | 0 | 0 | 0 | 0 | 0 | 0 | 0
F5_Commercial_Lodging_Existing_Food Preparation_Natural Gas_Double Rack Oven_E1 | F5 | Commercial | Lodging | Existing | Food Preparation | Natural Gas | Double Rack Oven | E1 | RIM BC Ratio | bar: 2021 to 2047
F5_Commercial_Lodging_Existing_Food Preparation_Natural Gas_Double Rack Oven_E2 | F5 | Commercial | Lodging | Existing | Food Preparation | Natural Gas | Double Rack Oven | E2 | RIM BC Ratio | 3.4804 | 3.4432 | 3.4073 | 3.3729 | 3.3814 | 3.4179 | 3.4709 | 3.53 | 3.5869 | 3.6354 | 3.675 | 3.7033 | 3.7193 | 3.7175 | 3.6974 | 3.6587 | 3.602 | 3.5306 | 3.4453 | 3.3438 | 3.2249 | 3.0879 | 2.9664 | 2.8883 | 2.8554 | 2.8694 | 2.8835
F5_Commercial_Lodging_Existing_Food Preparation_Natural Gas_Double Rack Oven_E3 | F5 | Commercial | Lodging | Existing | Food Preparation | Natural Gas | Double Rack Oven | E3 | RIM BC Ratio | 0 | 0 | 0 | 0 | 0 | 0 | 0 | 0 | 0 | 0 | 0 | 0 | 0 | 0 | 0 | 0 | 0 | 0 | 0 | 0 | 0 | 0 | 0 | 0 | 0 | 0 | 0
F5_Commercial_Lodging_Existing_Food Preparation_Natural Gas_Double Rack Oven_E4 | F5 | Commercial | Lodging | Existing | Food Preparation | Natural Gas | Double Rack Oven | E4 | RIM BC Ratio | 0 | 0 | 0 | 0 | 0 | 0 | 0 | 0 | 0 | 0 | 0 | 0 | 0 | 0 | 0 | 0 | 0 | 0 | 0 | 0 | 0 | 0 | 0 | 0 | 0 | 0 | 0
F5_Commercial_Lodging_Existing_Food Preparation_Natural Gas_Double Rack Oven_E5 | F5 | Commercial | Lodging | Existing | Food Preparation | Natural Gas | Double Rack Oven | E5 | RIM BC Ratio | 0 | 0 | 0 | 0 | 0 | 0 | 0 | 0 | 0 | 0 | 0 | 0 | 0 | 0 | 0 | 0 | 0 | 0 | 0 | 0 | 0 | 0 | 0 | 0 | 0 | 0 | 0
F5_Commercial_Lodging_Existing_Food Preparation_Natural Gas_Double Rack Oven_E6 | F5 | Commercial | Lodging | Existing | Food Preparation | Natural Gas | Double Rack Oven | E6 | RIM BC Ratio | 0 | 0 | 0 | 0 | 0 | 0 | 0 | 0 | 0 | 0 | 0 | 0 | 0 | 0 | 0 | 0 | 0 | 0 | 0 | 0 | 0 | 0 | 0 | 0 | 0 | 0 | 0
F5_Commercial_Lodging_Existing_Food Preparation_Natural Gas_Double Rack Oven_E7 | F5 | Commercial | Lodging | Existing | Food Preparation | Natural Gas | Double Rack Oven | E7 | RIM BC Ratio | 0 | 0 | 0 | 0 | 0 | 0 | 0 | 0 | 0 | 0 | 0 | 0 | 0 | 0 | 0 | 0 | 0 | 0 | 0 | 0 | 0 | 0 | 0 | 0 | 0 | 0 | 0
F5_Commercial_Lodging_Existing_Food Preparation_Natural Gas_Double Rack Oven_E8 | F5 | Commercial | Lodging | Existing | Food Preparation | Natural Gas | Double Rack Oven | E8 | RIM BC Ratio | 0 | 0 | 0 | 0 | 0 | 0 | 0 | 0 | 0 | 0 | 0 | 0 | 0 | 0 | 0 | 0 | 0 | 0 | 0 | 0 | 0 | 0 | 0 | 0 | 0 | 0 | 0
F5_Commercial_Lodging_Existing_Food Preparation_Natural Gas_Double Rack Oven_E9 | F5 | Commercial | Lodging | Existing | Food Preparation | Natural Gas | Double Rack Oven | E9 | RIM BC Ratio | 0 | 0 | 0 | 0 | 0 | 0 | 0 | 0 | 0 | 0 | 0 | 0 | 0 | 0 | 0 | 0 | 0 | 0 | 0 | 0 | 0 | 0 | 0 | 0 | 0 | 0 | 0
F5_Commercial_Lodging_Existing_Food Preparation_Natural Gas_Double Rack Oven_E10 | F5 | Commercial | Lodging | Existing | Food Preparation | Natural Gas | Double Rack Oven | E10 | RIM BC Ratio | 0 | 0 | 0 | 0 | 0 | 0 | 0 | 0 | 0 | 0 | 0 | 0 | 0 | 0 | 0 | 0 | 0 | 0 | 0 | 0 | 0 | 0 | 0 | 0 | 0 | 0 | 0
F0_Commercial_Lodging_Existing_Food Preparation_Natural Gas_Fryer_E0 | F0 | Commercial | Lodging | Existing | Food Preparation | Natural Gas | Fryer | E0 | Economic Unit | ENERGY STAR | ENERGY STAR | ENERGY STAR | ENERGY STAR | ENERGY STAR | ENERGY STAR | ENERGY STAR | ENERGY STAR | ENERGY STAR | ENERGY STAR | ENERGY STAR | ENERGY STAR | ENERGY STAR | ENERGY STAR | ENERGY STAR | ENERGY STAR | ENERGY STAR | ENERGY STAR | ENERGY STAR | ENERGY STAR | ENERGY STAR | ENERGY STAR | ENERGY STAR | ENERGY STAR | ENERGY STAR | ENERGY STAR | ENERGY STAR
F1_Commercial_Lodging_Existing_Food Preparation_Natural Gas_Fryer_E1 | F1 | Commercial | Lodging | Existing | Food Preparation | Natural Gas | Fryer | E1 | CCE | 0 | 0 | 0 | 0 | 0 | 0 | 0 | 0 | 0 | 0 | 0 | 0 | 0 | 0 | 0 | 0 | 0 | 0 | 0 | 0 | 0 | 0 | 0 | 0 | 0 | 0 | 0
F1_Commercial_Lodging_Existing_Food Preparation_Natural Gas_Fryer_E2 | F1 | Commercial | Lodging | Existing | Food Preparation | Natural Gas | Fryer | E2 | CCE | 0.0045119 | 0 | 0 | 0 | 0 | 0 | 0 | 0 | 0 | 0 | 0 | 0 | 0 | 0 | 0 | 0 | 0 | 0 | 0 | 0 | 0 | 0 | 0 | 0 | 0 | 0 | 0
F1_Commercial_Lodging_Existing_Food Preparation_Natural Gas_Fryer_E3 | F1 | Commercial | Lodging | Existing | Food Preparation | Natural Gas | Fryer | E3 | CCE | 0 | 0 | 0 | 0 | 0 | 0 | 0 | 0 | 0 | 0 | 0 | 0 | 0 | 0 | 0 | 0 | 0 | 0 | 0 | 0 | 0 | 0 | 0 | 0 | 0 | 0 | 0
F1_Commercial_Lodging_Existing_Food Preparation_Natural Gas_Fryer_E4 | F1 | Commercial | Lodging | Existing | Food Preparation | Natural Gas | Fryer | E4 | CCE | 0 | 0 | 0 | 0 | 0 | 0 | 0 | 0 | 0 | 0 | 0 | 0 | 0 | 0 | 0 | 0 | 0 | 0 | 0 | 0 | 0 | 0 | 0 | 0 | 0 | 0 | 0
F1_Commercial_Lodging_Existing_Food Preparation_Natural Gas_Fryer_E5 | F1 | Commercial | Lodging | Existing | Food Preparation | Natural Gas | Fryer | E5 | CCE | 0 | 0 | 0 | 0 | 0 | 0 | 0 | 0 | 0 | 0 | 0 | 0 | 0 | 0 | 0 | 0 | 0 | 0 | 0 | 0 | 0 | 0 | 0 | 0 | 0 | 0 | 0
F1_Commercial_Lodging_Existing_Food Preparation_Natural Gas_Fryer_E6 | F1 | Commercial | Lodging | Existing | Food Preparation | Natural Gas | Fryer | E6 | CCE | 0 | 0 | 0 | 0 | 0 | 0 | 0 | 0 | 0 | 0 | 0 | 0 | 0 | 0 | 0 | 0 | 0 | 0 | 0 | 0 | 0 | 0 | 0 | 0 | 0 | 0 | 0
F1_Commercial_Lodging_Existing_Food Preparation_Natural Gas_Fryer_E7 | F1 | Commercial | Lodging | Existing | Food Preparation | Natural Gas | Fryer | E7 | CCE | 0 | 0 | 0 | 0 | 0 | 0 | 0 | 0 | 0 | 0 | 0 | 0 | 0 | 0 | 0 | 0 | 0 | 0 | 0 | 0 | 0 | 0 | 0 | 0 | 0 | 0 | 0
F1_Commercial_Lodging_Existing_Food Preparation_Natural Gas_Fryer_E8 | F1 | Commercial | Lodging | Existing | Food Preparation | Natural Gas | Fryer | E8 | CCE | 0 | 0 | 0 | 0 | 0 | 0 | 0 | 0 | 0 | 0 | 0 | 0 | 0 | 0 | 0 | 0 | 0 | 0 | 0 | 0 | 0 | 0 | 0 | 0 | 0 | 0 | 0
F1_Commercial_Lodging_Existing_Food Preparation_Natural Gas_Fryer_E9 | F1 | Commercial | Lodging | Existing | Food Preparation | Natural Gas | Fryer | E9 | CCE | 0 | 0 | 0 | 0 | 0 | 0 | 0 | 0 | 0 | 0 | 0 | 0 | 0 | 0 | 0 | 0 | 0 | 0 | 0 | 0 | 0 | 0 | 0 | 0 | 0 | 0 | 0
F1_Commercial_Lodging_Existing_Food Preparation_Natural Gas_Fryer_E10 | F1 | Commercial | Lodging | Existing | Food Preparation | Natural Gas | Fryer | E10 | CCE | 0 | 0 | 0 | 0 | 0 | 0 | 0 | 0 | 0 | 0 | 0 | 0 | 0 | 0 | 0 | 0 | 0 | 0 | 0 | 0 | 0 | 0 | 0 | 0 | 0 | 0 | 0
F2_Commercial_Lodging_Existing_Food Preparation_Natural Gas_Fryer_E1 | F2 | Commercial | Lodging | Existing | Food Preparation | Natural Gas | Fryer | E1 | TRC BC Ratio | 1 | 0 | 0 | 0 | 0 | 0 | 0 | 0 | 0 | 0 | 0 | 0 | 0 | 0 | 0 | 0 | 0 | 0 | 0 | 0 | 0 | 0 | 0 | 0 | 0 | 0 | 0
F2_Commercial_Lodging_Existing_Food Preparation_Natural Gas_Fryer_E2 | F2 | Commercial | Lodging | Existing | Food Preparation | Natural Gas | Fryer | E2 | TRC BC Ratio | 3.0535 | 1 | 1 | 1 | 1 | 1 | 1 | 1 | 1 | 1 | 1 | 1 | 1 | 1 | 1 | 1 | 1 | 1 | 1 | 1 | 1 | 1 | 1 | 1 | 1 | 1 | 1
F2_Commercial_Lodging_Existing_Food Preparation_Natural Gas_Fryer_E3 | F2 | Commercial | Lodging | Existing | Food Preparation | Natural Gas | Fryer | E3 | TRC BC Ratio | 0 | 0 | 0 | 0 | 0 | 0 | 0 | 0 | 0 | 0 | 0 | 0 | 0 | 0 | 0 | 0 | 0 | 0 | 0 | 0 | 0 | 0 | 0 | 0 | 0 | 0 | 0
F2_Commercial_Lodging_Existing_Food Preparation_Natural Gas_Fryer_E4 | F2 | Commercial | Lodging | Existing | Food Preparation | Natural Gas | Fryer | E4 | TRC BC Ratio | 0 | 0 | 0 | 0 | 0 | 0 | 0 | 0 | 0 | 0 | 0 | 0 | 0 | 0 | 0 | 0 | 0 | 0 | 0 | 0 | 0 | 0 | 0 | 0 | 0 | 0 | 0
F2_Commercial_Lodging_Existing_Food Preparation_Natural Gas_Fryer_E5 | F2 | Commercial | Lodging | Existing | Food Preparation | Natural Gas | Fryer | E5 | TRC BC Ratio | 0 | 0 | 0 | 0 | 0 | 0 | 0 | 0 | 0 | 0 | 0 | 0 | 0 | 0 | 0 | 0 | 0 | 0 | 0 | 0 | 0 | 0 | 0 | 0 | 0 | 0 | 0
F2_Commercial_Lodging_Existing_Food Preparation_Natural Gas_Fryer_E6 | F2 | Commercial | Lodging | Existing | Food Preparation | Natural Gas | Fryer | E6 | TRC BC Ratio | 0 | 0 | 0 | 0 | 0 | 0 | 0 | 0 | 0 | 0 | 0 | 0 | 0 | 0 | 0 | 0 | 0 | 0 | 0 | 0 | 0 | 0 | 0 | 0 | 0 | 0 | 0
F2_Commercial_Lodging_Existing_Food Preparation_Natural Gas_Fryer_E7 | F2 | Commercial | Lodging | Existing | Food Preparation | Natural Gas | Fryer | E7 | TRC BC Ratio | 0 | 0 | 0 | 0 | 0 | 0 | 0 | 0 | 0 | 0 | 0 | 0 | 0 | 0 | 0 | 0 | 0 | 0 | 0 | 0 | 0 | 0 | 0 | 0 | 0 | 0 | 0
F2_Commercial_Lodging_Existing_Food Preparation_Natural Gas_Fryer_E8 | F2 | Commercial | Lodging | Existing | Food Preparation | Natural Gas | Fryer | E8 | TRC BC Ratio | 0 | 0 | 0 | 0 | 0 | 0 | 0 | 0 | 0 | 0 | 0 | 0 | 0 | 0 | 0 | 0 | 0 | 0 | 0 | 0 | 0 | 0 | 0 | 0 | 0 | 0 | 0
F2_Commercial_Lodging_Existing_Food Preparation_Natural Gas_Fryer_E9 | F2 | Commercial | Lodging | Existing | Food Preparation | Natural Gas | Fryer | E9 | TRC BC Ratio | 0 | 0 | 0 | 0 | 0 | 0 | 0 | 0 | 0 | 0 | 0 | 0 | 0 | 0 | 0 | 0 | 0 | 0 | 0 | 0 | 0 | 0 | 0 | 0 | 0 | 0 | 0
F2_Commercial_Lodging_Existing_Food Preparation_Natural Gas_Fryer_E10 | F2 | Commercial | Lodging | Existing | Food Preparation | Natural Gas | Fryer | E10 | TRC BC Ratio | 0 | 0 | 0 | 0 | 0 | 0 | 0 | 0 | 0 | 0 | 0 | 0 | 0 | 0 | 0 | 0 | 0 | 0 | 0 | 0 | 0 | 0 | 0 | 0 | 0 | 0 | 0
F3_Commercial_Lodging_Existing_Food Preparation_Natural Gas_Fryer_E1 | F3 | Commercial | Lodging | Existing | Food Preparation | Natural Gas | Fryer | E1 | PACT BC Ratio | 1 | 0 | 0 | 0 | 0 | 0 | 0 | 0 | 0 | 0 | 0 | 0 | 0 | 0 | 0 | 0 | 0 | 0 | 0 | 0 | 0 | 0 | 0 | 0 | 0 | 0 | 0
F3_Commercial_Lodging_Existing_Food Preparation_Natural Gas_Fryer_E2 | F3 | Commercial | Lodging | Existing | Food Preparation | Natural Gas | Fryer | E2 | PACT BC Ratio | 4.0178 | 1 | 1 | 1 | 1 | 1 | 1 | 1 | 1 | 1 | 1 | 1 | 1 | 1 | 1 | 1 | 1 | 1 | 1 | 1 | 1 | 1 | 1 | 1 | 1 | 1 | 1
F3_Commercial_Lodging_Existing_Food Preparation_Natural Gas_Fryer_E3 | F3 | Commercial | Lodging | Existing | Food Preparation | Natural Gas | Fryer | E3 | PACT BC Ratio | 0 | 0 | 0 | 0 | 0 | 0 | 0 | 0 | 0 | 0 | 0 | 0 | 0 | 0 | 0 | 0 | 0 | 0 | 0 | 0 | 0 | 0 | 0 | 0 | 0 | 0 | 0
F3_Commercial_Lodging_Existing_Food Preparation_Natural Gas_Fryer_E4 | F3 | Commercial | Lodging | Existing | Food Preparation | Natural Gas | Fryer | E4 | PACT BC Ratio | 0 | 0 | 0 | 0 | 0 | 0 | 0 | 0 | 0 | 0 | 0 | 0 | 0 | 0 | 0 | 0 | 0 | 0 | 0 | 0 | 0 | 0 | 0 | 0 | 0 | 0 | 0
F3_Commercial_Lodging_Existing_Food Preparation_Natural Gas_Fryer_E5 | F3 | Commercial | Lodging | Existing | Food Preparation | Natural Gas | Fryer | E5 | PACT BC Ratio | 0 | 0 | 0 | 0 | 0 | 0 | 0 | 0 | 0 | 0 | 0 | 0 | 0 | 0 | 0 | 0 | 0 | 0 | 0 | 0 | 0 | 0 | 0 | 0 | 0 | 0 | 0
F3_Commercial_Lodging_Existing_Food Preparation_Natural Gas_Fryer_E6 | F3 | Commercial | Lodging | Existing | Food Preparation | Natural Gas | Fryer | E6 | PACT BC Ratio | 0 | 0 | 0 | 0 | 0 | 0 | 0 | 0 | 0 | 0 | 0 | 0 | 0 | 0 | 0 | 0 | 0 | 0 | 0 | 0 | 0 | 0 | 0 | 0 | 0 | 0 | 0
F3_Commercial_Lodging_Existing_Food Preparation_Natural Gas_Fryer_E7 | F3 | Commercial | Lodging | Existing | Food Preparation | Natural Gas | Fryer | E7 | PACT BC Ratio | 0 | 0 | 0 | 0 | 0 | 0 | 0 | 0 | 0 | 0 | 0 | 0 | 0 | 0 | 0 | 0 | 0 | 0 | 0 | 0 | 0 | 0 | 0 | 0 | 0 | 0 | 0
F3_Commercial_Lodging_Existing_Food Preparation_Natural Gas_Fryer_E8 | F3 | Commercial | Lodging | Existing | Food Preparation | Natural Gas | Fryer | E8 | PACT BC Ratio | 0 | 0 | 0 | 0 | 0 | 0 | 0 | 0 | 0 | 0 | 0 | 0 | 0 | 0 | 0 | 0 | 0 | 0 | 0 | 0 | 0 | 0 | 0 | 0 | 0 | 0 | 0
F3_Commercial_Lodging_Existing_Food Preparation_Natural Gas_Fryer_E9 | F3 | Commercial | Lodging | Existing | Food Preparation | Natural Gas | Fryer | E9 | PACT BC Ratio | 0 | 0 | 0 | 0 | 0 | 0 | 0 | 0 | 0 | 0 | 0 | 0 | 0 | 0 | 0 | 0 | 0 | 0 | 0 | 0 | 0 | 0 | 0 | 0 | 0 | 0 | 0
F3_Commercial_Lodging_Existing_Food Preparation_Natural Gas_Fryer_E10 | F3 | Commercial | Lodging | Existing | Food Preparation | Natural Gas | Fryer | E10 | PACT BC Ratio | 0 | 0 | 0 | 0 | 0 | 0 | 0 | 0 | 0 | 0 | 0 | 0 | 0 | 0 | 0 | 0 | 0 | 0 | 0 | 0 | 0 | 0 | 0 | 0 | 0 | 0 | 0
F4_Commercial_Lodging_Existing_Food Preparation_Natural Gas_Fryer_E1 | F4 | Commercial | Lodging | Existing | Food Preparation | Natural Gas | Fryer | E1 | RVT BC Ratio | 1 | 0 | 0 | 0 | 0 | 0 | 0 | 0 | 0 | 0 | 0 | 0 | 0 | 0 | 0 | 0 | 0 | 0 | 0 | 0 | 0 | 0 | 0 | 0 | 0 | 0 | 0
F4_Commercial_Lodging_Existing_Food Preparation_Natural Gas_Fryer_E2 | F4 | Commercial | Lodging | Existing | Food Preparation | Natural Gas | Fryer | E2 | RVT BC Ratio | 0.7 | 1 | 1 | 1 | 1 | 1 | 1 | 1 | 1 | 1 | 1 | 1 | 1 | 1 | 1 | 1 | 1 | 1 | 1 | 1 | 1 | 1 | 1 | 1 | 1 | 1 | 1
F4_Commercial_Lodging_Existing_Food Preparation_Natural Gas_Fryer_E3 | F4 | Commercial | Lodging | Existing | Food Preparation | Natural Gas | Fryer | E3 | RVT BC Ratio | 0 | 0 | 0 | 0 | 0 | 0 | 0 | 0 | 0 | 0 | 0 | 0 | 0 | 0 | 0 | 0 | 0 | 0 | 0 | 0 | 0 | 0 | 0 | 0 | 0 | 0 | 0
F4_Commercial_Lodging_Existing_Food Preparation_Natural Gas_Fryer_E4 | F4 | Commercial | Lodging | Existing | Food Preparation | Natural Gas | Fryer | E4 | RVT BC Ratio | 0 | 0 | 0 | 0 | 0 | 0 | 0 | 0 | 0 | 0 | 0 | 0 | 0 | 0 | 0 | 0 | 0 | 0 | 0 | 0 | 0 | 0 | 0 | 0 | 0 | 0 | 0
F4_Commercial_Lodging_Existing_Food Preparation_Natural Gas_Fryer_E5 | F4 | Commercial | Lodging | Existing | Food Preparation | Natural Gas | Fryer | E5 | RVT BC Ratio | 0 | 0 | 0 | 0 | 0 | 0 | 0 | 0 | 0 | 0 | 0 | 0 | 0 | 0 | 0 | 0 | 0 | 0 | 0 | 0 | 0 | 0 | 0 | 0 | 0 | 0 | 0
F4_Commercial_Lodging_Existing_Food Preparation_Natural Gas_Fryer_E6 | F4 | Commercial | Lodging | Existing | Food Preparation | Natural Gas | Fryer | E6 | RVT BC Ratio | 0 | 0 | 0 | 0 | 0 | 0 | 0 | 0 | 0 | 0 | 0 | 0 | 0 | 0 | 0 | 0 | 0 | 0 | 0 | 0 | 0 | 0 | 0 | 0 | 0 | 0 | 0
F4_Commercial_Lodging_Existing_Food Preparation_Natural Gas_Fryer_E7 | F4 | Commercial | Lodging | Existing | Food Preparation | Natural Gas | Fryer | E7 | RVT BC Ratio | 0 | 0 | 0 | 0 | 0 | 0 | 0 | 0 | 0 | 0 | 0 | 0 | 0 | 0 | 0 | 0 | 0 | 0 | 0 | 0 | 0 | 0 | 0 | 0 | 0 | 0 | 0
F4_Commercial_Lodging_Existing_Food Preparation_Natural Gas_Fryer_E8 | F4 | Commercial | Lodging | Existing | Food Preparation | Natural Gas | Fryer | E8 | RVT BC Ratio | 0 | 0 | 0 | 0 | 0 | 0 | 0 | 0 | 0 | 0 | 0 | 0 | 0 | 0 | 0 | 0 | 0 | 0 | 0 | 0 | 0 | 0 | 0 | 0 | 0 | 0 | 0
F4_Commercial_Lodging_Existing_Food Preparation_Natural Gas_Fryer_E9 | F4 | Commercial | Lodging | Existing | Food Preparation | Natural Gas | Fryer | E9 | RVT BC Ratio | 0 | 0 | 0 | 0 | 0 | 0 | 0 | 0 | 0 | 0 | 0 | 0 | 0 | 0 | 0 | 0 | 0 | 0 | 0 | 0 | 0 | 0 | 0 | 0 | 0 | 0 | 0
F4_Commercial_Lodging_Existing_Food Preparation_Natural Gas_Fryer_E10 | F4 | Commercial | Lodging | Existing | Food Preparation | Natural Gas | Fryer | E10 | RVT BC Ratio | 0 | 0 | 0 | 0 | 0 | 0 | 0 | 0 | 0 | 0 | 0 | 0 | 0 | 0 | 0 | 0 | 0 | 0 | 0 | 0 | 0 | 0 | 0 | 0 | 0 | 0 | 0
F5_Commercial_Lodging_Existing_Food Preparation_Natural Gas_Fryer_E1 | F5 | Commercial | Lodging | Existing | Food Preparation | Natural Gas | Fryer | E1 | RIM BC Ratio | 1 | 0 | 0 | 0 | 0 | 0 | 0 | 0 | 0 | 0 | 0 | 0 | 0 | 0 | 0 | 0 | 0 | 0 | 0 | 0 | 0 | 0 | 0 | 0 | 0 | 0 | 0
F5_Commercial_Lodging_Existing_Food Preparation_Natural Gas_Fryer_E2 | F5 | Commercial | Lodging | Existing | Food Preparation | Natural Gas | Fryer | E2 | RIM BC Ratio | 4.0178 | 1 | 1 | 1 | 1 | 1 | 1 | 1 | 1 | 1 | 1 | 1 | 1 | 1 | 1 | 1 | 1 | 1 | 1 | 1 | 1 | 1 | 1 | 1 | 1 | 1 | 1
F5_Commercial_Lodging_Existing_Food Preparation_Natural Gas_Fryer_E3 | F5 | Commercial | Lodging | Existing | Food Preparation | Natural Gas | Fryer | E3 | RIM BC Ratio | 0 | 0 | 0 | 0 | 0 | 0 | 0 | 0 | 0 | 0 | 0 | 0 | 0 | 0 | 0 | 0 | 0 | 0 | 0 | 0 | 0 | 0 | 0 | 0 | 0 | 0 | 0
F5_Commercial_Lodging_Existing_Food Preparation_Natural Gas_Fryer_E4 | F5 | Commercial | Lodging | Existing | Food Preparation | Natural Gas | Fryer | E4 | RIM BC Ratio | 0 | 0 | 0 | 0 | 0 | 0 | 0 | 0 | 0 | 0 | 0 | 0 | 0 | 0 | 0 | 0 | 0 | 0 | 0 | 0 | 0 | 0 | 0 | 0 | 0 | 0 | 0
F5_Commercial_Lodging_Existing_Food Preparation_Natural Gas_Fryer_E5 | F5 | Commercial | Lodging | Existing | Food Preparation | Natural Gas | Fryer | E5 | RIM BC Ratio | 0 | 0 | 0 | 0 | 0 | 0 | 0 | 0 | 0 | 0 | 0 | 0 | 0 | 0 | 0 | 0 | 0 | 0 | 0 | 0 | 0 | 0 | 0 | 0 | 0 | 0 | 0
F5_Commercial_Lodging_Existing_Food Preparation_Natural Gas_Fryer_E6 | F5 | Commercial | Lodging | Existing | Food Preparation | Natural Gas | Fryer | E6 | RIM BC Ratio | 0 | 0 | 0 | 0 | 0 | 0 | 0 | 0 | 0 | 0 | 0 | 0 | 0 | 0 | 0 | 0 | 0 | 0 | 0 | 0 | 0 | 0 | 0 | 0 | 0 | 0 | 0
F5_Commercial_Lodging_Existing_Food Preparation_Natural Gas_Fryer_E7 | F5 | Commercial | Lodging | Existing | Food Preparation | Natural Gas | Fryer | E7 | RIM BC Ratio | 0 | 0 | 0 | 0 | 0 | 0 | 0 | 0 | 0 | 0 | 0 | 0 | 0 | 0 | 0 | 0 | 0 | 0 | 0 | 0 | 0 | 0 | 0 | 0 | 0 | 0 | 0
F5_Commercial_Lodging_Existing_Food Preparation_Natural Gas_Fryer_E8 | F5 | Commercial | Lodging | Existing | Food Preparation | Natural Gas | Fryer | E8 | RIM BC Ratio | 0 | 0 | 0 | 0 | 0 | 0 | 0 | 0 | 0 | 0 | 0 | 0 | 0 | 0 | 0 | 0 | 0 | 0 | 0 | 0 | 0 | 0 | 0 | 0 | 0 | 0 | 0
F5_Commercial_Lodging_Existing_Food Preparation_Natural Gas_Fryer_E9 | F5 | Commercial | Lodging | Existing | Food Preparation | Natural Gas | Fryer | E9 | RIM BC Ratio | 0 | 0 | 0 | 0 | 0 | 0 | 0 | 0 | 0 | 0 | 0 | 0 | 0 | 0 | 0 | 0 | 0 | 0 | 0 | 0 | 0 | 0 | 0 | 0 | 0 | 0 | 0
F5_Commercial_Lodging_Existing_Food Preparation_Natural Gas_Fryer_E10 | F5 | Commercial | Lodging | Existing | Food Preparation | Natural Gas | Fryer | E10 | RIM BC Ratio | 0 | 0 | 0 | 0 | 0 | 0 | 0 | 0 | 0 | 0 | 0 | 0 | 0 | 0 | 0 | 0 | 0 | 0 | 0 | 0 | 0 | 0 | 0 | 0 | 0 | 0 | 0
F0_Commercial_Lodging_Existing_Food Preparation_Natural Gas_Broiler_E0 | F0 | Commercial | Lodging | Existing | Food Preparation | Natural Gas | Broiler | E0 | Economic Unit | Infrared Burners | Infrared Burners | Infrared Burners | Infrared Burners | Infrared Burners | Infrared Burners | Infrared Burners | Infrared Burners | Infrared Burners | Infrared Burners | Infrared Burners | Infrared Burners | Infrared Burners | Infrared Burners | Infrared Burners | Infrared Burners | Infrared Burners | Infrared Burners | Infrared Burners | Infrared Burners | Infrared Burners | Infrared Burners | Infrared Burners | Infrared Burners | Infrared Burners | Infrared Burners | Infrared Burners
F1_Commercial_Lodging_Existing_Food Preparation_Natural Gas_Broiler_E1 | F1 | Commercial | Lodging | Existing | Food Preparation | Natural Gas | Broiler | E1 | CCE | 0 | 0 | 0 | 0 | 0 | 0 | 0 | 0 | 0 | 0 | 0 | 0 | 0 | 0 | 0 | 0 | 0 | 0 | 0 | 0 | 0 | 0 | 0 | 0 | 0 | 0 | 0
F1_Commercial_Lodging_Existing_Food Preparation_Natural Gas_Broiler_E2 | F1 | Commercial | Lodging | Existing | Food Preparation | Natural Gas | Broiler | E2 | CCE | 0.0088234 | 0.0088234 | 0.0088234 | 0.0088234 | 0.0088234 | 0.0088234 | 0.0088234 | 0.0088234 | 0.0088234 | 0.0088234 | 0.0088234 | 0.0088234 | 0.0088234 | 0.0088234 | 0.0088234 | 0.0088234 | 0.0088234 | 0.0088234 | 0.0088234 | 0.0088234 | 0.0088234 | 0.0088234 | 0.0088234 | 0.0088234 | 0.0088234 | 0.0088234 | 0.0088234
F1_Commercial_Lodging_Existing_Food Preparation_Natural Gas_Broiler_E3 | F1 | Commercial | Lodging | Existing | Food Preparation | Natural Gas | Broiler | E3 | CCE | 0 | 0 | 0 | 0 | 0 | 0 | 0 | 0 | 0 | 0 | 0 | 0 | 0 | 0 | 0 | 0 | 0 | 0 | 0 | 0 | 0 | 0 | 0 | 0 | 0 | 0 | 0
F1_Commercial_Lodging_Existing_Food Preparation_Natural Gas_Broiler_E4 | F1 | Commercial | Lodging | Existing | Food Preparation | Natural Gas | Broiler | E4 | CCE | 0 | 0 | 0 | 0 | 0 | 0 | 0 | 0 | 0 | 0 | 0 | 0 | 0 | 0 | 0 | 0 | 0 | 0 | 0 | 0 | 0 | 0 | 0 | 0 | 0 | 0 | 0
F1_Commercial_Lodging_Existing_Food Preparation_Natural Gas_Broiler_E5 | F1 | Commercial | Lodging | Existing | Food Preparation | Natural Gas | Broiler | E5 | CCE | 0 | 0 | 0 | 0 | 0 | 0 | 0 | 0 | 0 | 0 | 0 | 0 | 0 | 0 | 0 | 0 | 0 | 0 | 0 | 0 | 0 | 0 | 0 | 0 | 0 | 0 | 0
F1_Commercial_Lodging_Existing_Food Preparation_Natural Gas_Broiler_E6 | F1 | Commercial | Lodging | Existing | Food Preparation | Natural Gas | Broiler | E6 | CCE | 0 | 0 | 0 | 0 | 0 | 0 | 0 | 0 | 0 | 0 | 0 | 0 | 0 | 0 | 0 | 0 | 0 | 0 | 0 | 0 | 0 | 0 | 0 | 0 | 0 | 0 | 0
F1_Commercial_Lodging_Existing_Food Preparation_Natural Gas_Broiler_E7 | F1 | Commercial | Lodging | Existing | Food Preparation | Natural Gas | Broiler | E7 | CCE | 0 | 0 | 0 | 0 | 0 | 0 | 0 | 0 | 0 | 0 | 0 | 0 | 0 | 0 | 0 | 0 | 0 | 0 | 0 | 0 | 0 | 0 | 0 | 0 | 0 | 0 | 0
F1_Commercial_Lodging_Existing_Food Preparation_Natural Gas_Broiler_E8 | F1 | Commercial | Lodging | Existing | Food Preparation | Natural Gas | Broiler | E8 | CCE | 0 | 0 | 0 | 0 | 0 | 0 | 0 | 0 | 0 | 0 | 0 | 0 | 0 | 0 | 0 | 0 | 0 | 0 | 0 | 0 | 0 | 0 | 0 | 0 | 0 | 0 | 0
F1_Commercial_Lodging_Existing_Food Preparation_Natural Gas_Broiler_E9 | F1 | Commercial | Lodging | Existing | Food Preparation | Natural Gas | Broiler | E9 | CCE | 0 | 0 | 0 | 0 | 0 | 0 | 0 | 0 | 0 | 0 | 0 | 0 | 0 | 0 | 0 | 0 | 0 | 0 | 0 | 0 | 0 | 0 | 0 | 0 | 0 | 0 | 0
F1_Commercial_Lodging_Existing_Food Preparation_Natural Gas_Broiler_E10 | F1 | Commercial | Lodging | Existing | Food Preparation | Natural Gas | Broiler | E10 | CCE | 0 | 0 | 0 | 0 | 0 | 0 | 0 | 0 | 0 | 0 | 0 | 0 | 0 | 0 | 0 | 0 | 0 | 0 | 0 | 0 | 0 | 0 | 0 | 0 | 0 | 0 | 0
F2_Commercial_Lodging_Existing_Food Preparation_Natural Gas_Broiler_E1 | F2 | Commercial | Lodging | Existing | Food Preparation | Natural Gas | Broiler | E1 | TRC BC Ratio | bar: 2021 to 2047
F2_Commercial_Lodging_Existing_Food Preparation_Natural Gas_Broiler_E2 | F2 | Commercial | Lodging | Existing | Food Preparation | Natural Gas | Broiler | E2 | TRC BC Ratio | 1.5469 | 1.5304 | 1.5144 | 1.4991 | 1.5029 | 1.5191 | 1.5427 | 1.5689 | 1.5942 | 1.6158 | 1.6334 | 1.6459 | 1.6531 | 1.6523 | 1.6433 | 1.6261 | 1.6009 | 1.5692 | 1.5313 | 1.4862 | 1.4333 | 1.3724 | 1.3184 | 1.2837 | 1.2691 | 1.2753 | 1.2816
F2_Commercial_Lodging_Existing_Food Preparation_Natural Gas_Broiler_E3 | F2 | Commercial | Lodging | Existing | Food Preparation | Natural Gas | Broiler | E3 | TRC BC Ratio | 0 | 0 | 0 | 0 | 0 | 0 | 0 | 0 | 0 | 0 | 0 | 0 | 0 | 0 | 0 | 0 | 0 | 0 | 0 | 0 | 0 | 0 | 0 | 0 | 0 | 0 | 0
F2_Commercial_Lodging_Existing_Food Preparation_Natural Gas_Broiler_E4 | F2 | Commercial | Lodging | Existing | Food Preparation | Natural Gas | Broiler | E4 | TRC BC Ratio | 0 | 0 | 0 | 0 | 0 | 0 | 0 | 0 | 0 | 0 | 0 | 0 | 0 | 0 | 0 | 0 | 0 | 0 | 0 | 0 | 0 | 0 | 0 | 0 | 0 | 0 | 0
F2_Commercial_Lodging_Existing_Food Preparation_Natural Gas_Broiler_E5 | F2 | Commercial | Lodging | Existing | Food Preparation | Natural Gas | Broiler | E5 | TRC BC Ratio | 0 | 0 | 0 | 0 | 0 | 0 | 0 | 0 | 0 | 0 | 0 | 0 | 0 | 0 | 0 | 0 | 0 | 0 | 0 | 0 | 0 | 0 | 0 | 0 | 0 | 0 | 0
F2_Commercial_Lodging_Existing_Food Preparation_Natural Gas_Broiler_E6 | F2 | Commercial | Lodging | Existing | Food Preparation | Natural Gas | Broiler | E6 | TRC BC Ratio | 0 | 0 | 0 | 0 | 0 | 0 | 0 | 0 | 0 | 0 | 0 | 0 | 0 | 0 | 0 | 0 | 0 | 0 | 0 | 0 | 0 | 0 | 0 | 0 | 0 | 0 | 0
F2_Commercial_Lodging_Existing_Food Preparation_Natural Gas_Broiler_E7 | F2 | Commercial | Lodging | Existing | Food Preparation | Natural Gas | Broiler | E7 | TRC BC Ratio | 0 | 0 | 0 | 0 | 0 | 0 | 0 | 0 | 0 | 0 | 0 | 0 | 0 | 0 | 0 | 0 | 0 | 0 | 0 | 0 | 0 | 0 | 0 | 0 | 0 | 0 | 0
F2_Commercial_Lodging_Existing_Food Preparation_Natural Gas_Broiler_E8 | F2 | Commercial | Lodging | Existing | Food Preparation | Natural Gas | Broiler | E8 | TRC BC Ratio | 0 | 0 | 0 | 0 | 0 | 0 | 0 | 0 | 0 | 0 | 0 | 0 | 0 | 0 | 0 | 0 | 0 | 0 | 0 | 0 | 0 | 0 | 0 | 0 | 0 | 0 | 0
F2_Commercial_Lodging_Existing_Food Preparation_Natural Gas_Broiler_E9 | F2 | Commercial | Lodging | Existing | Food Preparation | Natural Gas | Broiler | E9 | TRC BC Ratio | 0 | 0 | 0 | 0 | 0 | 0 | 0 | 0 | 0 | 0 | 0 | 0 | 0 | 0 | 0 | 0 | 0 | 0 | 0 | 0 | 0 | 0 | 0 | 0 | 0 | 0 | 0
F2_Commercial_Lodging_Existing_Food Preparation_Natural Gas_Broiler_E10 | F2 | Commercial | Lodging | Existing | Food Preparation | Natural Gas | Broiler | E10 | TRC BC Ratio | 0 | 0 | 0 | 0 | 0 | 0 | 0 | 0 | 0 | 0 | 0 | 0 | 0 | 0 | 0 | 0 | 0 | 0 | 0 | 0 | 0 | 0 | 0 | 0 | 0 | 0 | 0
F3_Commercial_Lodging_Existing_Food Preparation_Natural Gas_Broiler_E1 | F3 | Commercial | Lodging | Existing | Food Preparation | Natural Gas | Broiler | E1 | PACT BC Ratio | bar: 2021 to 2047
F3_Commercial_Lodging_Existing_Food Preparation_Natural Gas_Broiler_E2 | F3 | Commercial | Lodging | Existing | Food Preparation | Natural Gas | Broiler | E2 | PACT BC Ratio | 1.9504 | 1.9296 | 1.9094 | 1.8902 | 1.8949 | 1.9154 | 1.9451 | 1.9782 | 2.0101 | 2.0373 | 2.0595 | 2.0753 | 2.0843 | 2.0833 | 2.072 | 2.0503 | 2.0186 | 1.9785 | 1.9307 | 1.8739 | 1.8073 | 1.7304 | 1.6624 | 1.6186 | 1.6002 | 1.608 | 1.6159
F3_Commercial_Lodging_Existing_Food Preparation_Natural Gas_Broiler_E3 | F3 | Commercial | Lodging | Existing | Food Preparation | Natural Gas | Broiler | E3 | PACT BC Ratio | 0 | 0 | 0 | 0 | 0 | 0 | 0 | 0 | 0 | 0 | 0 | 0 | 0 | 0 | 0 | 0 | 0 | 0 | 0 | 0 | 0 | 0 | 0 | 0 | 0 | 0 | 0
F3_Commercial_Lodging_Existing_Food Preparation_Natural Gas_Broiler_E4 | F3 | Commercial | Lodging | Existing | Food Preparation | Natural Gas | Broiler | E4 | PACT BC Ratio | 0 | 0 | 0 | 0 | 0 | 0 | 0 | 0 | 0 | 0 | 0 | 0 | 0 | 0 | 0 | 0 | 0 | 0 | 0 | 0 | 0 | 0 | 0 | 0 | 0 | 0 | 0
F3_Commercial_Lodging_Existing_Food Preparation_Natural Gas_Broiler_E5 | F3 | Commercial | Lodging | Existing | Food Preparation | Natural Gas | Broiler | E5 | PACT BC Ratio | 0 | 0 | 0 | 0 | 0 | 0 | 0 | 0 | 0 | 0 | 0 | 0 | 0 | 0 | 0 | 0 | 0 | 0 | 0 | 0 | 0 | 0 | 0 | 0 | 0 | 0 | 0
F3_Commercial_Lodging_Existing_Food Preparation_Natural Gas_Broiler_E6 | F3 | Commercial | Lodging | Existing | Food Preparation | Natural Gas | Broiler | E6 | PACT BC Ratio | 0 | 0 | 0 | 0 | 0 | 0 | 0 | 0 | 0 | 0 | 0 | 0 | 0 | 0 | 0 | 0 | 0 | 0 | 0 | 0 | 0 | 0 | 0 | 0 | 0 | 0 | 0
F3_Commercial_Lodging_Existing_Food Preparation_Natural Gas_Broiler_E7 | F3 | Commercial | Lodging | Existing | Food Preparation | Natural Gas | Broiler | E7 | PACT BC Ratio | 0 | 0 | 0 | 0 | 0 | 0 | 0 | 0 | 0 | 0 | 0 | 0 | 0 | 0 | 0 | 0 | 0 | 0 | 0 | 0 | 0 | 0 | 0 | 0 | 0 | 0 | 0
F3_Commercial_Lodging_Existing_Food Preparation_Natural Gas_Broiler_E8 | F3 | Commercial | Lodging | Existing | Food Preparation | Natural Gas | Broiler | E8 | PACT BC Ratio | 0 | 0 | 0 | 0 | 0 | 0 | 0 | 0 | 0 | 0 | 0 | 0 | 0 | 0 | 0 | 0 | 0 | 0 | 0 | 0 | 0 | 0 | 0 | 0 | 0 | 0 | 0
F3_Commercial_Lodging_Existing_Food Preparation_Natural Gas_Broiler_E9 | F3 | Commercial | Lodging | Existing | Food Preparation | Natural Gas | Broiler | E9 | PACT BC Ratio | 0 | 0 | 0 | 0 | 0 | 0 | 0 | 0 | 0 | 0 | 0 | 0 | 0 | 0 | 0 | 0 | 0 | 0 | 0 | 0 | 0 | 0 | 0 | 0 | 0 | 0 | 0
F3_Commercial_Lodging_Existing_Food Preparation_Natural Gas_Broiler_E10 | F3 | Commercial | Lodging | Existing | Food Preparation | Natural Gas | Broiler | E10 | PACT BC Ratio | 0 | 0 | 0 | 0 | 0 | 0 | 0 | 0 | 0 | 0 | 0 | 0 | 0 | 0 | 0 | 0 | 0 | 0 | 0 | 0 | 0 | 0 | 0 | 0 | 0 | 0 | 0
F4_Commercial_Lodging_Existing_Food Preparation_Natural Gas_Broiler_E1 | F4 | Commercial | Lodging | Existing | Food Preparation | Natural Gas | Broiler | E1 | RVT BC Ratio | bar: 2021 to 2047
F4_Commercial_Lodging_Existing_Food Preparation_Natural Gas_Broiler_E2 | F4 | Commercial | Lodging | Existing | Food Preparation | Natural Gas | Broiler | E2 | RVT BC Ratio | 0.7 | 0.7 | 0.7 | 0.7 | 0.7 | 0.7 | 0.7 | 0.7 | 0.7 | 0.7 | 0.7 | 0.7 | 0.7 | 0.7 | 0.7 | 0.7 | 0.7 | 0.7 | 0.7 | 0.7 | 0.7 | 0.7 | 0.7 | 0.7 | 0.7 | 0.7 | 0.7
F4_Commercial_Lodging_Existing_Food Preparation_Natural Gas_Broiler_E3 | F4 | Commercial | Lodging | Existing | Food Preparation | Natural Gas | Broiler | E3 | RVT BC Ratio | 0 | 0 | 0 | 0 | 0 | 0 | 0 | 0 | 0 | 0 | 0 | 0 | 0 | 0 | 0 | 0 | 0 | 0 | 0 | 0 | 0 | 0 | 0 | 0 | 0 | 0 | 0
F4_Commercial_Lodging_Existing_Food Preparation_Natural Gas_Broiler_E4 | F4 | Commercial | Lodging | Existing | Food Preparation | Natural Gas | Broiler | E4 | RVT BC Ratio | 0 | 0 | 0 | 0 | 0 | 0 | 0 | 0 | 0 | 0 | 0 | 0 | 0 | 0 | 0 | 0 | 0 | 0 | 0 | 0 | 0 | 0 | 0 | 0 | 0 | 0 | 0
F4_Commercial_Lodging_Existing_Food Preparation_Natural Gas_Broiler_E5 | F4 | Commercial | Lodging | Existing | Food Preparation | Natural Gas | Broiler | E5 | RVT BC Ratio | 0 | 0 | 0 | 0 | 0 | 0 | 0 | 0 | 0 | 0 | 0 | 0 | 0 | 0 | 0 | 0 | 0 | 0 | 0 | 0 | 0 | 0 | 0 | 0 | 0 | 0 | 0
F4_Commercial_Lodging_Existing_Food Preparation_Natural Gas_Broiler_E6 | F4 | Commercial | Lodging | Existing | Food Preparation | Natural Gas | Broiler | E6 | RVT BC Ratio | 0 | 0 | 0 | 0 | 0 | 0 | 0 | 0 | 0 | 0 | 0 | 0 | 0 | 0 | 0 | 0 | 0 | 0 | 0 | 0 | 0 | 0 | 0 | 0 | 0 | 0 | 0
F4_Commercial_Lodging_Existing_Food Preparation_Natural Gas_Broiler_E7 | F4 | Commercial | Lodging | Existing | Food Preparation | Natural Gas | Broiler | E7 | RVT BC Ratio | 0 | 0 | 0 | 0 | 0 | 0 | 0 | 0 | 0 | 0 | 0 | 0 | 0 | 0 | 0 | 0 | 0 | 0 | 0 | 0 | 0 | 0 | 0 | 0 | 0 | 0 | 0
F4_Commercial_Lodging_Existing_Food Preparation_Natural Gas_Broiler_E8 | F4 | Commercial | Lodging | Existing | Food Preparation | Natural Gas | Broiler | E8 | RVT BC Ratio | 0 | 0 | 0 | 0 | 0 | 0 | 0 | 0 | 0 | 0 | 0 | 0 | 0 | 0 | 0 | 0 | 0 | 0 | 0 | 0 | 0 | 0 | 0 | 0 | 0 | 0 | 0
F4_Commercial_Lodging_Existing_Food Preparation_Natural Gas_Broiler_E9 | F4 | Commercial | Lodging | Existing | Food Preparation | Natural Gas | Broiler | E9 | RVT BC Ratio | 0 | 0 | 0 | 0 | 0 | 0 | 0 | 0 | 0 | 0 | 0 | 0 | 0 | 0 | 0 | 0 | 0 | 0 | 0 | 0 | 0 | 0 | 0 | 0 | 0 | 0 | 0
F4_Commercial_Lodging_Existing_Food Preparation_Natural Gas_Broiler_E10 | F4 | Commercial | Lodging | Existing | Food Preparation | Natural Gas | Broiler | E10 | RVT BC Ratio | 0 | 0 | 0 | 0 | 0 | 0 | 0 | 0 | 0 | 0 | 0 | 0 | 0 | 0 | 0 | 0 | 0 | 0 | 0 | 0 | 0 | 0 | 0 | 0 | 0 | 0 | 0
F5_Commercial_Lodging_Existing_Food Preparation_Natural Gas_Broiler_E1 | F5 | Commercial | Lodging | Existing | Food Preparation | Natural Gas | Broiler | E1 | RIM BC Ratio | bar: 2021 to 2047
F5_Commercial_Lodging_Existing_Food Preparation_Natural Gas_Broiler_E2 | F5 | Commercial | Lodging | Existing | Food Preparation | Natural Gas | Broiler | E2 | RIM BC Ratio | 1.9504 | 1.9296 | 1.9094 | 1.8902 | 1.8949 | 1.9154 | 1.9451 | 1.9782 | 2.0101 | 2.0373 | 2.0595 | 2.0753 | 2.0843 | 2.0833 | 2.072 | 2.0503 | 2.0186 | 1.9785 | 1.9307 | 1.8739 | 1.8073 | 1.7304 | 1.6624 | 1.6186 | 1.6002 | 1.608 | 1.6159
F5_Commercial_Lodging_Existing_Food Preparation_Natural Gas_Broiler_E3 | F5 | Commercial | Lodging | Existing | Food Preparation | Natural Gas | Broiler | E3 | RIM BC Ratio | 0 | 0 | 0 | 0 | 0 | 0 | 0 | 0 | 0 | 0 | 0 | 0 | 0 | 0 | 0 | 0 | 0 | 0 | 0 | 0 | 0 | 0 | 0 | 0 | 0 | 0 | 0
F5_Commercial_Lodging_Existing_Food Preparation_Natural Gas_Broiler_E4 | F5 | Commercial | Lodging | Existing | Food Preparation | Natural Gas | Broiler | E4 | RIM BC Ratio | 0 | 0 | 0 | 0 | 0 | 0 | 0 | 0 | 0 | 0 | 0 | 0 | 0 | 0 | 0 | 0 | 0 | 0 | 0 | 0 | 0 | 0 | 0 | 0 | 0 | 0 | 0
F5_Commercial_Lodging_Existing_Food Preparation_Natural Gas_Broiler_E5 | F5 | Commercial | Lodging | Existing | Food Preparation | Natural Gas | Broiler | E5 | RIM BC Ratio | 0 | 0 | 0 | 0 | 0 | 0 | 0 | 0 | 0 | 0 | 0 | 0 | 0 | 0 | 0 | 0 | 0 | 0 | 0 | 0 | 0 | 0 | 0 | 0 | 0 | 0 | 0
F5_Commercial_Lodging_Existing_Food Preparation_Natural Gas_Broiler_E6 | F5 | Commercial | Lodging | Existing | Food Preparation | Natural Gas | Broiler | E6 | RIM BC Ratio | 0 | 0 | 0 | 0 | 0 | 0 | 0 | 0 | 0 | 0 | 0 | 0 | 0 | 0 | 0 | 0 | 0 | 0 | 0 | 0 | 0 | 0 | 0 | 0 | 0 | 0 | 0
F5_Commercial_Lodging_Existing_Food Preparation_Natural Gas_Broiler_E7 | F5 | Commercial | Lodging | Existing | Food Preparation | Natural Gas | Broiler | E7 | RIM BC Ratio | 0 | 0 | 0 | 0 | 0 | 0 | 0 | 0 | 0 | 0 | 0 | 0 | 0 | 0 | 0 | 0 | 0 | 0 | 0 | 0 | 0 | 0 | 0 | 0 | 0 | 0 | 0
F5_Commercial_Lodging_Existing_Food Preparation_Natural Gas_Broiler_E8 | F5 | Commercial | Lodging | Existing | Food Preparation | Natural Gas | Broiler | E8 | RIM BC Ratio | 0 | 0 | 0 | 0 | 0 | 0 | 0 | 0 | 0 | 0 | 0 | 0 | 0 | 0 | 0 | 0 | 0 | 0 | 0 | 0 | 0 | 0 | 0 | 0 | 0 | 0 | 0
F5_Commercial_Lodging_Existing_Food Preparation_Natural Gas_Broiler_E9 | F5 | Commercial | Lodging | Existing | Food Preparation | Natural Gas | Broiler | E9 | RIM BC Ratio | 0 | 0 | 0 | 0 | 0 | 0 | 0 | 0 | 0 | 0 | 0 | 0 | 0 | 0 | 0 | 0 | 0 | 0 | 0 | 0 | 0 | 0 | 0 | 0 | 0 | 0 | 0
F5_Commercial_Lodging_Existing_Food Preparation_Natural Gas_Broiler_E10 | F5 | Commercial | Lodging | Existing | Food Preparation | Natural Gas | Broiler | E10 | RIM BC Ratio | 0 | 0 | 0 | 0 | 0 | 0 | 0 | 0 | 0 | 0 | 0 | 0 | 0 | 0 | 0 | 0 | 0 | 0 | 0 | 0 | 0 | 0 | 0 | 0 | 0 | 0 | 0
F0_Commercial_Lodging_Existing_Food Preparation_Natural Gas_Griddle_E0 | F0 | Commercial | Lodging | Existing | Food Preparation | Natural Gas | Griddle | E0 | Economic Unit | ENERGY STAR | ENERGY STAR | ENERGY STAR | ENERGY STAR | ENERGY STAR | ENERGY STAR | ENERGY STAR | ENERGY STAR | ENERGY STAR | ENERGY STAR | ENERGY STAR | ENERGY STAR | ENERGY STAR | ENERGY STAR | ENERGY STAR | ENERGY STAR | ENERGY STAR | ENERGY STAR | ENERGY STAR | ENERGY STAR | Standard | Standard | Standard | Standard | Standard | Standard | Standard
F1_Commercial_Lodging_Existing_Food Preparation_Natural Gas_Griddle_E1 | F1 | Commercial | Lodging | Existing | Food Preparation | Natural Gas | Griddle | E1 | CCE | 0 | 0 | 0 | 0 | 0 | 0 | 0 | 0 | 0 | 0 | 0 | 0 | 0 | 0 | 0 | 0 | 0 | 0 | 0 | 0 | 0 | 0 | 0 | 0 | 0 | 0 | 0
F1_Commercial_Lodging_Existing_Food Preparation_Natural Gas_Griddle_E2 | F1 | Commercial | Lodging | Existing | Food Preparation | Natural Gas | Griddle | E2 | CCE | 0.01311 | 0.01311 | 0.01311 | 0.01311 | 0.01311 | 0.01311 | 0.01311 | 0.01311 | 0.01311 | 0.01311 | 0.01311 | 0.01311 | 0.01311 | 0.01311 | 0.01311 | 0.01311 | 0.01311 | 0.01311 | 0.01311 | 0.01311 | 0.01311 | 0.01311 | 0.01311 | 0.01311 | 0.01311 | 0.01311 | 0.01311
F1_Commercial_Lodging_Existing_Food Preparation_Natural Gas_Griddle_E3 | F1 | Commercial | Lodging | Existing | Food Preparation | Natural Gas | Griddle | E3 | CCE | 0 | 0 | 0 | 0 | 0 | 0 | 0 | 0 | 0 | 0 | 0 | 0 | 0 | 0 | 0 | 0 | 0 | 0 | 0 | 0 | 0 | 0 | 0 | 0 | 0 | 0 | 0
F1_Commercial_Lodging_Existing_Food Preparation_Natural Gas_Griddle_E4 | F1 | Commercial | Lodging | Existing | Food Preparation | Natural Gas | Griddle | E4 | CCE | 0 | 0 | 0 | 0 | 0 | 0 | 0 | 0 | 0 | 0 | 0 | 0 | 0 | 0 | 0 | 0 | 0 | 0 | 0 | 0 | 0 | 0 | 0 | 0 | 0 | 0 | 0
F1_Commercial_Lodging_Existing_Food Preparation_Natural Gas_Griddle_E5 | F1 | Commercial | Lodging | Existing | Food Preparation | Natural Gas | Griddle | E5 | CCE | 0 | 0 | 0 | 0 | 0 | 0 | 0 | 0 | 0 | 0 | 0 | 0 | 0 | 0 | 0 | 0 | 0 | 0 | 0 | 0 | 0 | 0 | 0 | 0 | 0 | 0 | 0
F1_Commercial_Lodging_Existing_Food Preparation_Natural Gas_Griddle_E6 | F1 | Commercial | Lodging | Existing | Food Preparation | Natural Gas | Griddle | E6 | CCE | 0 | 0 | 0 | 0 | 0 | 0 | 0 | 0 | 0 | 0 | 0 | 0 | 0 | 0 | 0 | 0 | 0 | 0 | 0 | 0 | 0 | 0 | 0 | 0 | 0 | 0 | 0
F1_Commercial_Lodging_Existing_Food Preparation_Natural Gas_Griddle_E7 | F1 | Commercial | Lodging | Existing | Food Preparation | Natural Gas | Griddle | E7 | CCE | 0 | 0 | 0 | 0 | 0 | 0 | 0 | 0 | 0 | 0 | 0 | 0 | 0 | 0 | 0 | 0 | 0 | 0 | 0 | 0 | 0 | 0 | 0 | 0 | 0 | 0 | 0
F1_Commercial_Lodging_Existing_Food Preparation_Natural Gas_Griddle_E8 | F1 | Commercial | Lodging | Existing | Food Preparation | Natural Gas | Griddle | E8 | CCE | 0 | 0 | 0 | 0 | 0 | 0 | 0 | 0 | 0 | 0 | 0 | 0 | 0 | 0 | 0 | 0 | 0 | 0 | 0 | 0 | 0 | 0 | 0 | 0 | 0 | 0 | 0
F1_Commercial_Lodging_Existing_Food Preparation_Natural Gas_Griddle_E9 | F1 | Commercial | Lodging | Existing | Food Preparation | Natural Gas | Griddle | E9 | CCE | 0 | 0 | 0 | 0 | 0 | 0 | 0 | 0 | 0 | 0 | 0 | 0 | 0 | 0 | 0 | 0 | 0 | 0 | 0 | 0 | 0 | 0 | 0 | 0 | 0 | 0 | 0
F1_Commercial_Lodging_Existing_Food Preparation_Natural Gas_Griddle_E10 | F1 | Commercial | Lodging | Existing | Food Preparation | Natural Gas | Griddle | E10 | CCE | 0 | 0 | 0 | 0 | 0 | 0 | 0 | 0 | 0 | 0 | 0 | 0 | 0 | 0 | 0 | 0 | 0 | 0 | 0 | 0 | 0 | 0 | 0 | 0 | 0 | 0 | 0
F2_Commercial_Lodging_Existing_Food Preparation_Natural Gas_Griddle_E1 | F2 | Commercial | Lodging | Existing | Food Preparation | Natural Gas | Griddle | E1 | TRC BC Ratio | bar: 2021 to 2047
F2_Commercial_Lodging_Existing_Food Preparation_Natural Gas_Griddle_E2 | F2 | Commercial | Lodging | Existing | Food Preparation | Natural Gas | Griddle | E2 | TRC BC Ratio | 1.0411 | 1.0299 | 1.0192 | 1.0089 | 1.0114 | 1.0224 | 1.0382 | 1.0559 | 1.0729 | 1.0874 | 1.0993 | 1.1077 | 1.1125 | 1.112 | 1.106 | 1.0944 | 1.0774 | 1.0561 | 1.0305 | 1.0002 | 0.96464 | 0.92365 | 0.8873 | 0.86394 | 0.85412 | 0.85831 | 0.86251
F2_Commercial_Lodging_Existing_Food Preparation_Natural Gas_Griddle_E3 | F2 | Commercial | Lodging | Existing | Food Preparation | Natural Gas | Griddle | E3 | TRC BC Ratio | 0 | 0 | 0 | 0 | 0 | 0 | 0 | 0 | 0 | 0 | 0 | 0 | 0 | 0 | 0 | 0 | 0 | 0 | 0 | 0 | 0 | 0 | 0 | 0 | 0 | 0 | 0
F2_Commercial_Lodging_Existing_Food Preparation_Natural Gas_Griddle_E4 | F2 | Commercial | Lodging | Existing | Food Preparation | Natural Gas | Griddle | E4 | TRC BC Ratio | 0 | 0 | 0 | 0 | 0 | 0 | 0 | 0 | 0 | 0 | 0 | 0 | 0 | 0 | 0 | 0 | 0 | 0 | 0 | 0 | 0 | 0 | 0 | 0 | 0 | 0 | 0
F2_Commercial_Lodging_Existing_Food Preparation_Natural Gas_Griddle_E5 | F2 | Commercial | Lodging | Existing | Food Preparation | Natural Gas | Griddle | E5 | TRC BC Ratio | 0 | 0 | 0 | 0 | 0 | 0 | 0 | 0 | 0 | 0 | 0 | 0 | 0 | 0 | 0 | 0 | 0 | 0 | 0 | 0 | 0 | 0 | 0 | 0 | 0 | 0 | 0
F2_Commercial_Lodging_Existing_Food Preparation_Natural Gas_Griddle_E6 | F2 | Commercial | Lodging | Existing | Food Preparation | Natural Gas | Griddle | E6 | TRC BC Ratio | 0 | 0 | 0 | 0 | 0 | 0 | 0 | 0 | 0 | 0 | 0 | 0 | 0 | 0 | 0 | 0 | 0 | 0 | 0 | 0 | 0 | 0 | 0 | 0 | 0 | 0 | 0
F2_Commercial_Lodging_Existing_Food Preparation_Natural Gas_Griddle_E7 | F2 | Commercial | Lodging | Existing | Food Preparation | Natural Gas | Griddle | E7 | TRC BC Ratio | 0 | 0 | 0 | 0 | 0 | 0 | 0 | 0 | 0 | 0 | 0 | 0 | 0 | 0 | 0 | 0 | 0 | 0 | 0 | 0 | 0 | 0 | 0 | 0 | 0 | 0 | 0
F2_Commercial_Lodging_Existing_Food Preparation_Natural Gas_Griddle_E8 | F2 | Commercial | Lodging | Existing | Food Preparation | Natural Gas | Griddle | E8 | TRC BC Ratio | 0 | 0 | 0 | 0 | 0 | 0 | 0 | 0 | 0 | 0 | 0 | 0 | 0 | 0 | 0 | 0 | 0 | 0 | 0 | 0 | 0 | 0 | 0 | 0 | 0 | 0 | 0
F2_Commercial_Lodging_Existing_Food Preparation_Natural Gas_Griddle_E9 | F2 | Commercial | Lodging | Existing | Food Preparation | Natural Gas | Griddle | E9 | TRC BC Ratio | 0 | 0 | 0 | 0 | 0 | 0 | 0 | 0 | 0 | 0 | 0 | 0 | 0 | 0 | 0 | 0 | 0 | 0 | 0 | 0 | 0 | 0 | 0 | 0 | 0 | 0 | 0
F2_Commercial_Lodging_Existing_Food Preparation_Natural Gas_Griddle_E10 | F2 | Commercial | Lodging | Existing | Food Preparation | Natural Gas | Griddle | E10 | TRC BC Ratio | 0 | 0 | 0 | 0 | 0 | 0 | 0 | 0 | 0 | 0 | 0 | 0 | 0 | 0 | 0 | 0 | 0 | 0 | 0 | 0 | 0 | 0 | 0 | 0 | 0 | 0 | 0
F3_Commercial_Lodging_Existing_Food Preparation_Natural Gas_Griddle_E1 | F3 | Commercial | Lodging | Existing | Food Preparation | Natural Gas | Griddle | E1 | PACT BC Ratio | bar: 2021 to 2047
F3_Commercial_Lodging_Existing_Food Preparation_Natural Gas_Griddle_E2 | F3 | Commercial | Lodging | Existing | Food Preparation | Natural Gas | Griddle | E2 | PACT BC Ratio | 1.3698 | 1.3552 | 1.341 | 1.3275 | 1.3308 | 1.3452 | 1.3661 | 1.3893 | 1.4117 | 1.4308 | 1.4464 | 1.4575 | 1.4639 | 1.4631 | 1.4552 | 1.44 | 1.4177 | 1.3896 | 1.356 | 1.3161 | 1.2693 | 1.2153 | 1.1675 | 1.1368 | 1.1238 | 1.1294 | 1.1349
F3_Commercial_Lodging_Existing_Food Preparation_Natural Gas_Griddle_E3 | F3 | Commercial | Lodging | Existing | Food Preparation | Natural Gas | Griddle | E3 | PACT BC Ratio | 0 | 0 | 0 | 0 | 0 | 0 | 0 | 0 | 0 | 0 | 0 | 0 | 0 | 0 | 0 | 0 | 0 | 0 | 0 | 0 | 0 | 0 | 0 | 0 | 0 | 0 | 0
F3_Commercial_Lodging_Existing_Food Preparation_Natural Gas_Griddle_E4 | F3 | Commercial | Lodging | Existing | Food Preparation | Natural Gas | Griddle | E4 | PACT BC Ratio | 0 | 0 | 0 | 0 | 0 | 0 | 0 | 0 | 0 | 0 | 0 | 0 | 0 | 0 | 0 | 0 | 0 | 0 | 0 | 0 | 0 | 0 | 0 | 0 | 0 | 0 | 0
F3_Commercial_Lodging_Existing_Food Preparation_Natural Gas_Griddle_E5 | F3 | Commercial | Lodging | Existing | Food Preparation | Natural Gas | Griddle | E5 | PACT BC Ratio | 0 | 0 | 0 | 0 | 0 | 0 | 0 | 0 | 0 | 0 | 0 | 0 | 0 | 0 | 0 | 0 | 0 | 0 | 0 | 0 | 0 | 0 | 0 | 0 | 0 | 0 | 0
F3_Commercial_Lodging_Existing_Food Preparation_Natural Gas_Griddle_E6 | F3 | Commercial | Lodging | Existing | Food Preparation | Natural Gas | Griddle | E6 | PACT BC Ratio | 0 | 0 | 0 | 0 | 0 | 0 | 0 | 0 | 0 | 0 | 0 | 0 | 0 | 0 | 0 | 0 | 0 | 0 | 0 | 0 | 0 | 0 | 0 | 0 | 0 | 0 | 0
F3_Commercial_Lodging_Existing_Food Preparation_Natural Gas_Griddle_E7 | F3 | Commercial | Lodging | Existing | Food Preparation | Natural Gas | Griddle | E7 | PACT BC Ratio | 0 | 0 | 0 | 0 | 0 | 0 | 0 | 0 | 0 | 0 | 0 | 0 | 0 | 0 | 0 | 0 | 0 | 0 | 0 | 0 | 0 | 0 | 0 | 0 | 0 | 0 | 0
F3_Commercial_Lodging_Existing_Food Preparation_Natural Gas_Griddle_E8 | F3 | Commercial | Lodging | Existing | Food Preparation | Natural Gas | Griddle | E8 | PACT BC Ratio | 0 | 0 | 0 | 0 | 0 | 0 | 0 | 0 | 0 | 0 | 0 | 0 | 0 | 0 | 0 | 0 | 0 | 0 | 0 | 0 | 0 | 0 | 0 | 0 | 0 | 0 | 0
F3_Commercial_Lodging_Existing_Food Preparation_Natural Gas_Griddle_E9 | F3 | Commercial | Lodging | Existing | Food Preparation | Natural Gas | Griddle | E9 | PACT BC Ratio | 0 | 0 | 0 | 0 | 0 | 0 | 0 | 0 | 0 | 0 | 0 | 0 | 0 | 0 | 0 | 0 | 0 | 0 | 0 | 0 | 0 | 0 | 0 | 0 | 0 | 0 | 0
F3_Commercial_Lodging_Existing_Food Preparation_Natural Gas_Griddle_E10 | F3 | Commercial | Lodging | Existing | Food Preparation | Natural Gas | Griddle | E10 | PACT BC Ratio | 0 | 0 | 0 | 0 | 0 | 0 | 0 | 0 | 0 | 0 | 0 | 0 | 0 | 0 | 0 | 0 | 0 | 0 | 0 | 0 | 0 | 0 | 0 | 0 | 0 | 0 | 0
F4_Commercial_Lodging_Existing_Food Preparation_Natural Gas_Griddle_E1 | F4 | Commercial | Lodging | Existing | Food Preparation | Natural Gas | Griddle | E1 | RVT BC Ratio | bar: 2021 to 2047
F4_Commercial_Lodging_Existing_Food Preparation_Natural Gas_Griddle_E2 | F4 | Commercial | Lodging | Existing | Food Preparation | Natural Gas | Griddle | E2 | RVT BC Ratio | 0.7 | 0.7 | 0.7 | 0.7 | 0.7 | 0.7 | 0.7 | 0.7 | 0.7 | 0.7 | 0.7 | 0.7 | 0.7 | 0.7 | 0.7 | 0.7 | 0.7 | 0.7 | 0.7 | 0.7 | 0.7 | 0.7 | 0.7 | 0.7 | 0.7 | 0.7 | 0.7
F4_Commercial_Lodging_Existing_Food Preparation_Natural Gas_Griddle_E3 | F4 | Commercial | Lodging | Existing | Food Preparation | Natural Gas | Griddle | E3 | RVT BC Ratio | 0 | 0 | 0 | 0 | 0 | 0 | 0 | 0 | 0 | 0 | 0 | 0 | 0 | 0 | 0 | 0 | 0 | 0 | 0 | 0 | 0 | 0 | 0 | 0 | 0 | 0 | 0
F4_Commercial_Lodging_Existing_Food Preparation_Natural Gas_Griddle_E4 | F4 | Commercial | Lodging | Existing | Food Preparation | Natural Gas | Griddle | E4 | RVT BC Ratio | 0 | 0 | 0 | 0 | 0 | 0 | 0 | 0 | 0 | 0 | 0 | 0 | 0 | 0 | 0 | 0 | 0 | 0 | 0 | 0 | 0 | 0 | 0 | 0 | 0 | 0 | 0
F4_Commercial_Lodging_Existing_Food Preparation_Natural Gas_Griddle_E5 | F4 | Commercial | Lodging | Existing | Food Preparation | Natural Gas | Griddle | E5 | RVT BC Ratio | 0 | 0 | 0 | 0 | 0 | 0 | 0 | 0 | 0 | 0 | 0 | 0 | 0 | 0 | 0 | 0 | 0 | 0 | 0 | 0 | 0 | 0 | 0 | 0 | 0 | 0 | 0
F4_Commercial_Lodging_Existing_Food Preparation_Natural Gas_Griddle_E6 | F4 | Commercial | Lodging | Existing | Food Preparation | Natural Gas | Griddle | E6 | RVT BC Ratio | 0 | 0 | 0 | 0 | 0 | 0 | 0 | 0 | 0 | 0 | 0 | 0 | 0 | 0 | 0 | 0 | 0 | 0 | 0 | 0 | 0 | 0 | 0 | 0 | 0 | 0 | 0
F4_Commercial_Lodging_Existing_Food Preparation_Natural Gas_Griddle_E7 | F4 | Commercial | Lodging | Existing | Food Preparation | Natural Gas | Griddle | E7 | RVT BC Ratio | 0 | 0 | 0 | 0 | 0 | 0 | 0 | 0 | 0 | 0 | 0 | 0 | 0 | 0 | 0 | 0 | 0 | 0 | 0 | 0 | 0 | 0 | 0 | 0 | 0 | 0 | 0
F4_Commercial_Lodging_Existing_Food Preparation_Natural Gas_Griddle_E8 | F4 | Commercial | Lodging | Existing | Food Preparation | Natural Gas | Griddle | E8 | RVT BC Ratio | 0 | 0 | 0 | 0 | 0 | 0 | 0 | 0 | 0 | 0 | 0 | 0 | 0 | 0 | 0 | 0 | 0 | 0 | 0 | 0 | 0 | 0 | 0 | 0 | 0 | 0 | 0
F4_Commercial_Lodging_Existing_Food Preparation_Natural Gas_Griddle_E9 | F4 | Commercial | Lodging | Existing | Food Preparation | Natural Gas | Griddle | E9 | RVT BC Ratio | 0 | 0 | 0 | 0 | 0 | 0 | 0 | 0 | 0 | 0 | 0 | 0 | 0 | 0 | 0 | 0 | 0 | 0 | 0 | 0 | 0 | 0 | 0 | 0 | 0 | 0 | 0
F4_Commercial_Lodging_Existing_Food Preparation_Natural Gas_Griddle_E10 | F4 | Commercial | Lodging | Existing | Food Preparation | Natural Gas | Griddle | E10 | RVT BC Ratio | 0 | 0 | 0 | 0 | 0 | 0 | 0 | 0 | 0 | 0 | 0 | 0 | 0 | 0 | 0 | 0 | 0 | 0 | 0 | 0 | 0 | 0 | 0 | 0 | 0 | 0 | 0
F5_Commercial_Lodging_Existing_Food Preparation_Natural Gas_Griddle_E1 | F5 | Commercial | Lodging | Existing | Food Preparation | Natural Gas | Griddle | E1 | RIM BC Ratio | bar: 2021 to 2047
F5_Commercial_Lodging_Existing_Food Preparation_Natural Gas_Griddle_E2 | F5 | Commercial | Lodging | Existing | Food Preparation | Natural Gas | Griddle | E2 | RIM BC Ratio | 1.3698 | 1.3552 | 1.341 | 1.3275 | 1.3308 | 1.3452 | 1.3661 | 1.3893 | 1.4117 | 1.4308 | 1.4464 | 1.4575 | 1.4639 | 1.4631 | 1.4552 | 1.44 | 1.4177 | 1.3896 | 1.356 | 1.3161 | 1.2693 | 1.2153 | 1.1675 | 1.1368 | 1.1238 | 1.1294 | 1.1349
F5_Commercial_Lodging_Existing_Food Preparation_Natural Gas_Griddle_E3 | F5 | Commercial | Lodging | Existing | Food Preparation | Natural Gas | Griddle | E3 | RIM BC Ratio | 0 | 0 | 0 | 0 | 0 | 0 | 0 | 0 | 0 | 0 | 0 | 0 | 0 | 0 | 0 | 0 | 0 | 0 | 0 | 0 | 0 | 0 | 0 | 0 | 0 | 0 | 0
F5_Commercial_Lodging_Existing_Food Preparation_Natural Gas_Griddle_E4 | F5 | Commercial | Lodging | Existing | Food Preparation | Natural Gas | Griddle | E4 | RIM BC Ratio | 0 | 0 | 0 | 0 | 0 | 0 | 0 | 0 | 0 | 0 | 0 | 0 | 0 | 0 | 0 | 0 | 0 | 0 | 0 | 0 | 0 | 0 | 0 | 0 | 0 | 0 | 0
F5_Commercial_Lodging_Existing_Food Preparation_Natural Gas_Griddle_E5 | F5 | Commercial | Lodging | Existing | Food Preparation | Natural Gas | Griddle | E5 | RIM BC Ratio | 0 | 0 | 0 | 0 | 0 | 0 | 0 | 0 | 0 | 0 | 0 | 0 | 0 | 0 | 0 | 0 | 0 | 0 | 0 | 0 | 0 | 0 | 0 | 0 | 0 | 0 | 0
F5_Commercial_Lodging_Existing_Food Preparation_Natural Gas_Griddle_E6 | F5 | Commercial | Lodging | Existing | Food Preparation | Natural Gas | Griddle | E6 | RIM BC Ratio | 0 | 0 | 0 | 0 | 0 | 0 | 0 | 0 | 0 | 0 | 0 | 0 | 0 | 0 | 0 | 0 | 0 | 0 | 0 | 0 | 0 | 0 | 0 | 0 | 0 | 0 | 0
F5_Commercial_Lodging_Existing_Food Preparation_Natural Gas_Griddle_E7 | F5 | Commercial | Lodging | Existing | Food Preparation | Natural Gas | Griddle | E7 | RIM BC Ratio | 0 | 0 | 0 | 0 | 0 | 0 | 0 | 0 | 0 | 0 | 0 | 0 | 0 | 0 | 0 | 0 | 0 | 0 | 0 | 0 | 0 | 0 | 0 | 0 | 0 | 0 | 0
F5_Commercial_Lodging_Existing_Food Preparation_Natural Gas_Griddle_E8 | F5 | Commercial | Lodging | Existing | Food Preparation | Natural Gas | Griddle | E8 | RIM BC Ratio | 0 | 0 | 0 | 0 | 0 | 0 | 0 | 0 | 0 | 0 | 0 | 0 | 0 | 0 | 0 | 0 | 0 | 0 | 0 | 0 | 0 | 0 | 0 | 0 | 0 | 0 | 0
F5_Commercial_Lodging_Existing_Food Preparation_Natural Gas_Griddle_E9 | F5 | Commercial | Lodging | Existing | Food Preparation | Natural Gas | Griddle | E9 | RIM BC Ratio | 0 | 0 | 0 | 0 | 0 | 0 | 0 | 0 | 0 | 0 | 0 | 0 | 0 | 0 | 0 | 0 | 0 | 0 | 0 | 0 | 0 | 0 | 0 | 0 | 0 | 0 | 0
F5_Commercial_Lodging_Existing_Food Preparation_Natural Gas_Griddle_E10 | F5 | Commercial | Lodging | Existing | Food Preparation | Natural Gas | Griddle | E10 | RIM BC Ratio | 0 | 0 | 0 | 0 | 0 | 0 | 0 | 0 | 0 | 0 | 0 | 0 | 0 | 0 | 0 | 0 | 0 | 0 | 0 | 0 | 0 | 0 | 0 | 0 | 0 | 0 | 0
F0_Commercial_Lodging_Existing_Food Preparation_Natural Gas_Range_E0 | F0 | Commercial | Lodging | Existing | Food Preparation | Natural Gas | Range | E0 | Economic Unit | High Efficiency | High Efficiency | High Efficiency | High Efficiency | High Efficiency | High Efficiency | High Efficiency | High Efficiency | High Efficiency | High Efficiency | High Efficiency | High Efficiency | High Efficiency | High Efficiency | High Efficiency | High Efficiency | High Efficiency | High Efficiency | High Efficiency | High Efficiency | High Efficiency | High Efficiency | High Efficiency | High Efficiency | High Efficiency | High Efficiency | High Efficiency
F1_Commercial_Lodging_Existing_Food Preparation_Natural Gas_Range_E1 | F1 | Commercial | Lodging | Existing | Food Preparation | Natural Gas | Range | E1 | CCE | 0 | 0 | 0 | 0 | 0 | 0 | 0 | 0 | 0 | 0 | 0 | 0 | 0 | 0 | 0 | 0 | 0 | 0 | 0 | 0 | 0 | 0 | 0 | 0 | 0 | 0 | 0
F1_Commercial_Lodging_Existing_Food Preparation_Natural Gas_Range_E2 | F1 | Commercial | Lodging | Existing | Food Preparation | Natural Gas | Range | E2 | CCE | 1.2749e-07 | 1.2749e-07 | 1.2749e-07 | 1.2749e-07 | 1.2749e-07 | 1.2749e-07 | 1.2749e-07 | 1.2749e-07 | 1.2749e-07 | 1.2749e-07 | 1.2749e-07 | 1.2749e-07 | 1.2749e-07 | 1.2749e-07 | 1.2749e-07 | 1.2749e-07 | 1.2749e-07 | 1.2749e-07 | 1.2749e-07 | 1.2749e-07 | 1.2749e-07 | 1.2749e-07 | 1.2749e-07 | 1.2749e-07 | 1.2749e-07 | 1.2749e-07 | 1.2749e-07
F1_Commercial_Lodging_Existing_Food Preparation_Natural Gas_Range_E3 | F1 | Commercial | Lodging | Existing | Food Preparation | Natural Gas | Range | E3 | CCE | 0 | 0 | 0 | 0 | 0 | 0 | 0 | 0 | 0 | 0 | 0 | 0 | 0 | 0 | 0 | 0 | 0 | 0 | 0 | 0 | 0 | 0 | 0 | 0 | 0 | 0 | 0
F1_Commercial_Lodging_Existing_Food Preparation_Natural Gas_Range_E4 | F1 | Commercial | Lodging | Existing | Food Preparation | Natural Gas | Range | E4 | CCE | 0 | 0 | 0 | 0 | 0 | 0 | 0 | 0 | 0 | 0 | 0 | 0 | 0 | 0 | 0 | 0 | 0 | 0 | 0 | 0 | 0 | 0 | 0 | 0 | 0 | 0 | 0
F1_Commercial_Lodging_Existing_Food Preparation_Natural Gas_Range_E5 | F1 | Commercial | Lodging | Existing | Food Preparation | Natural Gas | Range | E5 | CCE | 0 | 0 | 0 | 0 | 0 | 0 | 0 | 0 | 0 | 0 | 0 | 0 | 0 | 0 | 0 | 0 | 0 | 0 | 0 | 0 | 0 | 0 | 0 | 0 | 0 | 0 | 0
F1_Commercial_Lodging_Existing_Food Preparation_Natural Gas_Range_E6 | F1 | Commercial | Lodging | Existing | Food Preparation | Natural Gas | Range | E6 | CCE | 0 | 0 | 0 | 0 | 0 | 0 | 0 | 0 | 0 | 0 | 0 | 0 | 0 | 0 | 0 | 0 | 0 | 0 | 0 | 0 | 0 | 0 | 0 | 0 | 0 | 0 | 0
F1_Commercial_Lodging_Existing_Food Preparation_Natural Gas_Range_E7 | F1 | Commercial | Lodging | Existing | Food Preparation | Natural Gas | Range | E7 | CCE | 0 | 0 | 0 | 0 | 0 | 0 | 0 | 0 | 0 | 0 | 0 | 0 | 0 | 0 | 0 | 0 | 0 | 0 | 0 | 0 | 0 | 0 | 0 | 0 | 0 | 0 | 0
F1_Commercial_Lodging_Existing_Food Preparation_Natural Gas_Range_E8 | F1 | Commercial | Lodging | Existing | Food Preparation | Natural Gas | Range | E8 | CCE | 0 | 0 | 0 | 0 | 0 | 0 | 0 | 0 | 0 | 0 | 0 | 0 | 0 | 0 | 0 | 0 | 0 | 0 | 0 | 0 | 0 | 0 | 0 | 0 | 0 | 0 | 0
F1_Commercial_Lodging_Existing_Food Preparation_Natural Gas_Range_E9 | F1 | Commercial | Lodging | Existing | Food Preparation | Natural Gas | Range | E9 | CCE | 0 | 0 | 0 | 0 | 0 | 0 | 0 | 0 | 0 | 0 | 0 | 0 | 0 | 0 | 0 | 0 | 0 | 0 | 0 | 0 | 0 | 0 | 0 | 0 | 0 | 0 | 0
F1_Commercial_Lodging_Existing_Food Preparation_Natural Gas_Range_E10 | F1 | Commercial | Lodging | Existing | Food Preparation | Natural Gas | Range | E10 | CCE | 0 | 0 | 0 | 0 | 0 | 0 | 0 | 0 | 0 | 0 | 0 | 0 | 0 | 0 | 0 | 0 | 0 | 0 | 0 | 0 | 0 | 0 | 0 | 0 | 0 | 0 | 0
F2_Commercial_Lodging_Existing_Food Preparation_Natural Gas_Range_E1 | F2 | Commercial | Lodging | Existing | Food Preparation | Natural Gas | Range | E1 | TRC BC Ratio | bar: 2021 to 2047
F2_Commercial_Lodging_Existing_Food Preparation_Natural Gas_Range_E2 | F2 | Commercial | Lodging | Existing | Food Preparation | Natural Gas | Range | E2 | TRC BC Ratio | 107783.7748 | 106228.1866 | 104711.2525 | 103240.7276 | 103254.6448 | 104233.7467 | 105821.2112 | 107744.3581 | 109820.4161 | 111943.5488 | 114043.9247 | 115902.5227 | 117321.4185 | 117924.3994 | 117645.627 | 116492.5653 | 114552.5979 | 112013.3613 | 108990.1291 | 105406.5736 | 101214.1852 | 96389.3927 | 92105.7121 | 89333.183 | 88135.3968 | 88567.4331 | 89001.5872
F2_Commercial_Lodging_Existing_Food Preparation_Natural Gas_Range_E3 | F2 | Commercial | Lodging | Existing | Food Preparation | Natural Gas | Range | E3 | TRC BC Ratio | 0 | 0 | 0 | 0 | 0 | 0 | 0 | 0 | 0 | 0 | 0 | 0 | 0 | 0 | 0 | 0 | 0 | 0 | 0 | 0 | 0 | 0 | 0 | 0 | 0 | 0 | 0
F2_Commercial_Lodging_Existing_Food Preparation_Natural Gas_Range_E4 | F2 | Commercial | Lodging | Existing | Food Preparation | Natural Gas | Range | E4 | TRC BC Ratio | 0 | 0 | 0 | 0 | 0 | 0 | 0 | 0 | 0 | 0 | 0 | 0 | 0 | 0 | 0 | 0 | 0 | 0 | 0 | 0 | 0 | 0 | 0 | 0 | 0 | 0 | 0
F2_Commercial_Lodging_Existing_Food Preparation_Natural Gas_Range_E5 | F2 | Commercial | Lodging | Existing | Food Preparation | Natural Gas | Range | E5 | TRC BC Ratio | 0 | 0 | 0 | 0 | 0 | 0 | 0 | 0 | 0 | 0 | 0 | 0 | 0 | 0 | 0 | 0 | 0 | 0 | 0 | 0 | 0 | 0 | 0 | 0 | 0 | 0 | 0
F2_Commercial_Lodging_Existing_Food Preparation_Natural Gas_Range_E6 | F2 | Commercial | Lodging | Existing | Food Preparation | Natural Gas | Range | E6 | TRC BC Ratio | 0 | 0 | 0 | 0 | 0 | 0 | 0 | 0 | 0 | 0 | 0 | 0 | 0 | 0 | 0 | 0 | 0 | 0 | 0 | 0 | 0 | 0 | 0 | 0 | 0 | 0 | 0
F2_Commercial_Lodging_Existing_Food Preparation_Natural Gas_Range_E7 | F2 | Commercial | Lodging | Existing | Food Preparation | Natural Gas | Range | E7 | TRC BC Ratio | 0 | 0 | 0 | 0 | 0 | 0 | 0 | 0 | 0 | 0 | 0 | 0 | 0 | 0 | 0 | 0 | 0 | 0 | 0 | 0 | 0 | 0 | 0 | 0 | 0 | 0 | 0
F2_Commercial_Lodging_Existing_Food Preparation_Natural Gas_Range_E8 | F2 | Commercial | Lodging | Existing | Food Preparation | Natural Gas | Range | E8 | TRC BC Ratio | 0 | 0 | 0 | 0 | 0 | 0 | 0 | 0 | 0 | 0 | 0 | 0 | 0 | 0 | 0 | 0 | 0 | 0 | 0 | 0 | 0 | 0 | 0 | 0 | 0 | 0 | 0
F2_Commercial_Lodging_Existing_Food Preparation_Natural Gas_Range_E9 | F2 | Commercial | Lodging | Existing | Food Preparation | Natural Gas | Range | E9 | TRC BC Ratio | 0 | 0 | 0 | 0 | 0 | 0 | 0 | 0 | 0 | 0 | 0 | 0 | 0 | 0 | 0 | 0 | 0 | 0 | 0 | 0 | 0 | 0 | 0 | 0 | 0 | 0 | 0
F2_Commercial_Lodging_Existing_Food Preparation_Natural Gas_Range_E10 | F2 | Commercial | Lodging | Existing | Food Preparation | Natural Gas | Range | E10 | TRC BC Ratio | 0 | 0 | 0 | 0 | 0 | 0 | 0 | 0 | 0 | 0 | 0 | 0 | 0 | 0 | 0 | 0 | 0 | 0 | 0 | 0 | 0 | 0 | 0 | 0 | 0 | 0 | 0
F3_Commercial_Lodging_Existing_Food Preparation_Natural Gas_Range_E1 | F3 | Commercial | Lodging | Existing | Food Preparation | Natural Gas | Range | E1 | PACT BC Ratio | bar: 2021 to 2047
F3_Commercial_Lodging_Existing_Food Preparation_Natural Gas_Range_E2 | F3 | Commercial | Lodging | Existing | Food Preparation | Natural Gas | Range | E2 | PACT BC Ratio | 135901.2813 | 133939.8874 | 132027.2315 | 130173.0913 | 130190.6391 | 131425.1589 | 133426.7446 | 135851.5819 | 138469.2203 | 141146.2137 | 143794.5137 | 146137.9634 | 147927.0059 | 148687.2861 | 148335.7906 | 146881.9302 | 144435.8843 | 141234.2382 | 137422.3367 | 132903.9406 | 127617.8857 | 121534.4516 | 116133.2892 | 112637.4916 | 111127.2395 | 111671.9809 | 112219.3925
F3_Commercial_Lodging_Existing_Food Preparation_Natural Gas_Range_E3 | F3 | Commercial | Lodging | Existing | Food Preparation | Natural Gas | Range | E3 | PACT BC Ratio | 0 | 0 | 0 | 0 | 0 | 0 | 0 | 0 | 0 | 0 | 0 | 0 | 0 | 0 | 0 | 0 | 0 | 0 | 0 | 0 | 0 | 0 | 0 | 0 | 0 | 0 | 0
F3_Commercial_Lodging_Existing_Food Preparation_Natural Gas_Range_E4 | F3 | Commercial | Lodging | Existing | Food Preparation | Natural Gas | Range | E4 | PACT BC Ratio | 0 | 0 | 0 | 0 | 0 | 0 | 0 | 0 | 0 | 0 | 0 | 0 | 0 | 0 | 0 | 0 | 0 | 0 | 0 | 0 | 0 | 0 | 0 | 0 | 0 | 0 | 0
F3_Commercial_Lodging_Existing_Food Preparation_Natural Gas_Range_E5 | F3 | Commercial | Lodging | Existing | Food Preparation | Natural Gas | Range | E5 | PACT BC Ratio | 0 | 0 | 0 | 0 | 0 | 0 | 0 | 0 | 0 | 0 | 0 | 0 | 0 | 0 | 0 | 0 | 0 | 0 | 0 | 0 | 0 | 0 | 0 | 0 | 0 | 0 | 0
F3_Commercial_Lodging_Existing_Food Preparation_Natural Gas_Range_E6 | F3 | Commercial | Lodging | Existing | Food Preparation | Natural Gas | Range | E6 | PACT BC Ratio | 0 | 0 | 0 | 0 | 0 | 0 | 0 | 0 | 0 | 0 | 0 | 0 | 0 | 0 | 0 | 0 | 0 | 0 | 0 | 0 | 0 | 0 | 0 | 0 | 0 | 0 | 0
F3_Commercial_Lodging_Existing_Food Preparation_Natural Gas_Range_E7 | F3 | Commercial | Lodging | Existing | Food Preparation | Natural Gas | Range | E7 | PACT BC Ratio | 0 | 0 | 0 | 0 | 0 | 0 | 0 | 0 | 0 | 0 | 0 | 0 | 0 | 0 | 0 | 0 | 0 | 0 | 0 | 0 | 0 | 0 | 0 | 0 | 0 | 0 | 0
F3_Commercial_Lodging_Existing_Food Preparation_Natural Gas_Range_E8 | F3 | Commercial | Lodging | Existing | Food Preparation | Natural Gas | Range | E8 | PACT BC Ratio | 0 | 0 | 0 | 0 | 0 | 0 | 0 | 0 | 0 | 0 | 0 | 0 | 0 | 0 | 0 | 0 | 0 | 0 | 0 | 0 | 0 | 0 | 0 | 0 | 0 | 0 | 0
F3_Commercial_Lodging_Existing_Food Preparation_Natural Gas_Range_E9 | F3 | Commercial | Lodging | Existing | Food Preparation | Natural Gas | Range | E9 | PACT BC Ratio | 0 | 0 | 0 | 0 | 0 | 0 | 0 | 0 | 0 | 0 | 0 | 0 | 0 | 0 | 0 | 0 | 0 | 0 | 0 | 0 | 0 | 0 | 0 | 0 | 0 | 0 | 0
F3_Commercial_Lodging_Existing_Food Preparation_Natural Gas_Range_E10 | F3 | Commercial | Lodging | Existing | Food Preparation | Natural Gas | Range | E10 | PACT BC Ratio | 0 | 0 | 0 | 0 | 0 | 0 | 0 | 0 | 0 | 0 | 0 | 0 | 0 | 0 | 0 | 0 | 0 | 0 | 0 | 0 | 0 | 0 | 0 | 0 | 0 | 0 | 0
F4_Commercial_Lodging_Existing_Food Preparation_Natural Gas_Range_E1 | F4 | Commercial | Lodging | Existing | Food Preparation | Natural Gas | Range | E1 | RVT BC Ratio | bar: 2021 to 2047
F4_Commercial_Lodging_Existing_Food Preparation_Natural Gas_Range_E2 | F4 | Commercial | Lodging | Existing | Food Preparation | Natural Gas | Range | E2 | RVT BC Ratio | 0.7 | 0.7 | 0.7 | 0.7 | 0.7 | 0.7 | 0.7 | 0.7 | 0.7 | 0.7 | 0.7 | 0.7 | 0.7 | 0.7 | 0.7 | 0.7 | 0.7 | 0.7 | 0.7 | 0.7 | 0.7 | 0.7 | 0.7 | 0.7 | 0.7 | 0.7 | 0.7
F4_Commercial_Lodging_Existing_Food Preparation_Natural Gas_Range_E3 | F4 | Commercial | Lodging | Existing | Food Preparation | Natural Gas | Range | E3 | RVT BC Ratio | 0 | 0 | 0 | 0 | 0 | 0 | 0 | 0 | 0 | 0 | 0 | 0 | 0 | 0 | 0 | 0 | 0 | 0 | 0 | 0 | 0 | 0 | 0 | 0 | 0 | 0 | 0
F4_Commercial_Lodging_Existing_Food Preparation_Natural Gas_Range_E4 | F4 | Commercial | Lodging | Existing | Food Preparation | Natural Gas | Range | E4 | RVT BC Ratio | 0 | 0 | 0 | 0 | 0 | 0 | 0 | 0 | 0 | 0 | 0 | 0 | 0 | 0 | 0 | 0 | 0 | 0 | 0 | 0 | 0 | 0 | 0 | 0 | 0 | 0 | 0
F4_Commercial_Lodging_Existing_Food Preparation_Natural Gas_Range_E5 | F4 | Commercial | Lodging | Existing | Food Preparation | Natural Gas | Range | E5 | RVT BC Ratio | 0 | 0 | 0 | 0 | 0 | 0 | 0 | 0 | 0 | 0 | 0 | 0 | 0 | 0 | 0 | 0 | 0 | 0 | 0 | 0 | 0 | 0 | 0 | 0 | 0 | 0 | 0
F4_Commercial_Lodging_Existing_Food Preparation_Natural Gas_Range_E6 | F4 | Commercial | Lodging | Existing | Food Preparation | Natural Gas | Range | E6 | RVT BC Ratio | 0 | 0 | 0 | 0 | 0 | 0 | 0 | 0 | 0 | 0 | 0 | 0 | 0 | 0 | 0 | 0 | 0 | 0 | 0 | 0 | 0 | 0 | 0 | 0 | 0 | 0 | 0
F4_Commercial_Lodging_Existing_Food Preparation_Natural Gas_Range_E7 | F4 | Commercial | Lodging | Existing | Food Preparation | Natural Gas | Range | E7 | RVT BC Ratio | 0 | 0 | 0 | 0 | 0 | 0 | 0 | 0 | 0 | 0 | 0 | 0 | 0 | 0 | 0 | 0 | 0 | 0 | 0 | 0 | 0 | 0 | 0 | 0 | 0 | 0 | 0
F4_Commercial_Lodging_Existing_Food Preparation_Natural Gas_Range_E8 | F4 | Commercial | Lodging | Existing | Food Preparation | Natural Gas | Range | E8 | RVT BC Ratio | 0 | 0 | 0 | 0 | 0 | 0 | 0 | 0 | 0 | 0 | 0 | 0 | 0 | 0 | 0 | 0 | 0 | 0 | 0 | 0 | 0 | 0 | 0 | 0 | 0 | 0 | 0
F4_Commercial_Lodging_Existing_Food Preparation_Natural Gas_Range_E9 | F4 | Commercial | Lodging | Existing | Food Preparation | Natural Gas | Range | E9 | RVT BC Ratio | 0 | 0 | 0 | 0 | 0 | 0 | 0 | 0 | 0 | 0 | 0 | 0 | 0 | 0 | 0 | 0 | 0 | 0 | 0 | 0 | 0 | 0 | 0 | 0 | 0 | 0 | 0
F4_Commercial_Lodging_Existing_Food Preparation_Natural Gas_Range_E10 | F4 | Commercial | Lodging | Existing | Food Preparation | Natural Gas | Range | E10 | RVT BC Ratio | 0 | 0 | 0 | 0 | 0 | 0 | 0 | 0 | 0 | 0 | 0 | 0 | 0 | 0 | 0 | 0 | 0 | 0 | 0 | 0 | 0 | 0 | 0 | 0 | 0 | 0 | 0
F5_Commercial_Lodging_Existing_Food Preparation_Natural Gas_Range_E1 | F5 | Commercial | Lodging | Existing | Food Preparation | Natural Gas | Range | E1 | RIM BC Ratio | bar: 2021 to 2047
F5_Commercial_Lodging_Existing_Food Preparation_Natural Gas_Range_E2 | F5 | Commercial | Lodging | Existing | Food Preparation | Natural Gas | Range | E2 | RIM BC Ratio | 135901.2813 | 133939.8874 | 132027.2315 | 130173.0913 | 130190.6391 | 131425.1589 | 133426.7446 | 135851.5819 | 138469.2203 | 141146.2137 | 143794.5137 | 146137.9634 | 147927.0059 | 148687.2861 | 148335.7906 | 146881.9302 | 144435.8843 | 141234.2382 | 137422.3367 | 132903.9406 | 127617.8857 | 121534.4516 | 116133.2892 | 112637.4916 | 111127.2395 | 111671.9809 | 112219.3925
F5_Commercial_Lodging_Existing_Food Preparation_Natural Gas_Range_E3 | F5 | Commercial | Lodging | Existing | Food Preparation | Natural Gas | Range | E3 | RIM BC Ratio | 0 | 0 | 0 | 0 | 0 | 0 | 0 | 0 | 0 | 0 | 0 | 0 | 0 | 0 | 0 | 0 | 0 | 0 | 0 | 0 | 0 | 0 | 0 | 0 | 0 | 0 | 0
F5_Commercial_Lodging_Existing_Food Preparation_Natural Gas_Range_E4 | F5 | Commercial | Lodging | Existing | Food Preparation | Natural Gas | Range | E4 | RIM BC Ratio | 0 | 0 | 0 | 0 | 0 | 0 | 0 | 0 | 0 | 0 | 0 | 0 | 0 | 0 | 0 | 0 | 0 | 0 | 0 | 0 | 0 | 0 | 0 | 0 | 0 | 0 | 0
F5_Commercial_Lodging_Existing_Food Preparation_Natural Gas_Range_E5 | F5 | Commercial | Lodging | Existing | Food Preparation | Natural Gas | Range | E5 | RIM BC Ratio | 0 | 0 | 0 | 0 | 0 | 0 | 0 | 0 | 0 | 0 | 0 | 0 | 0 | 0 | 0 | 0 | 0 | 0 | 0 | 0 | 0 | 0 | 0 | 0 | 0 | 0 | 0
F5_Commercial_Lodging_Existing_Food Preparation_Natural Gas_Range_E6 | F5 | Commercial | Lodging | Existing | Food Preparation | Natural Gas | Range | E6 | RIM BC Ratio | 0 | 0 | 0 | 0 | 0 | 0 | 0 | 0 | 0 | 0 | 0 | 0 | 0 | 0 | 0 | 0 | 0 | 0 | 0 | 0 | 0 | 0 | 0 | 0 | 0 | 0 | 0
F5_Commercial_Lodging_Existing_Food Preparation_Natural Gas_Range_E7 | F5 | Commercial | Lodging | Existing | Food Preparation | Natural Gas | Range | E7 | RIM BC Ratio | 0 | 0 | 0 | 0 | 0 | 0 | 0 | 0 | 0 | 0 | 0 | 0 | 0 | 0 | 0 | 0 | 0 | 0 | 0 | 0 | 0 | 0 | 0 | 0 | 0 | 0 | 0
F5_Commercial_Lodging_Existing_Food Preparation_Natural Gas_Range_E8 | F5 | Commercial | Lodging | Existing | Food Preparation | Natural Gas | Range | E8 | RIM BC Ratio | 0 | 0 | 0 | 0 | 0 | 0 | 0 | 0 | 0 | 0 | 0 | 0 | 0 | 0 | 0 | 0 | 0 | 0 | 0 | 0 | 0 | 0 | 0 | 0 | 0 | 0 | 0
F5_Commercial_Lodging_Existing_Food Preparation_Natural Gas_Range_E9 | F5 | Commercial | Lodging | Existing | Food Preparation | Natural Gas | Range | E9 | RIM BC Ratio | 0 | 0 | 0 | 0 | 0 | 0 | 0 | 0 | 0 | 0 | 0 | 0 | 0 | 0 | 0 | 0 | 0 | 0 | 0 | 0 | 0 | 0 | 0 | 0 | 0 | 0 | 0
F5_Commercial_Lodging_Existing_Food Preparation_Natural Gas_Range_E10 | F5 | Commercial | Lodging | Existing | Food Preparation | Natural Gas | Range | E10 | RIM BC Ratio | 0 | 0 | 0 | 0 | 0 | 0 | 0 | 0 | 0 | 0 | 0 | 0 | 0 | 0 | 0 | 0 | 0 | 0 | 0 | 0 | 0 | 0 | 0 | 0 | 0 | 0 | 0
F0_Commercial_Lodging_Existing_Food Preparation_Natural Gas_Steamer_E0 | F0 | Commercial | Lodging | Existing | Food Preparation | Natural Gas | Steamer | E0 | Economic Unit | ENERGY STAR | ENERGY STAR | ENERGY STAR | ENERGY STAR | ENERGY STAR | ENERGY STAR | ENERGY STAR | ENERGY STAR | ENERGY STAR | ENERGY STAR | ENERGY STAR | ENERGY STAR | ENERGY STAR | ENERGY STAR | ENERGY STAR | ENERGY STAR | ENERGY STAR | ENERGY STAR | ENERGY STAR | ENERGY STAR | ENERGY STAR | ENERGY STAR | ENERGY STAR | ENERGY STAR | ENERGY STAR | ENERGY STAR | ENERGY STAR
F1_Commercial_Lodging_Existing_Food Preparation_Natural Gas_Steamer_E1 | F1 | Commercial | Lodging | Existing | Food Preparation | Natural Gas | Steamer | E1 | CCE | 0 | 0 | 0 | 0 | 0 | 0 | 0 | 0 | 0 | 0 | 0 | 0 | 0 | 0 | 0 | 0 | 0 | 0 | 0 | 0 | 0 | 0 | 0 | 0 | 0 | 0 | 0
F1_Commercial_Lodging_Existing_Food Preparation_Natural Gas_Steamer_E2 | F1 | Commercial | Lodging | Existing | Food Preparation | Natural Gas | Steamer | E2 | CCE | -0.0080635 | 0 | 0 | 0 | 0 | 0 | 0 | 0 | 0 | 0 | 0 | 0 | 0 | 0 | 0 | 0 | 0 | 0 | 0 | 0 | 0 | 0 | 0 | 0 | 0 | 0 | 0
F1_Commercial_Lodging_Existing_Food Preparation_Natural Gas_Steamer_E3 | F1 | Commercial | Lodging | Existing | Food Preparation | Natural Gas | Steamer | E3 | CCE | 0 | 0 | 0 | 0 | 0 | 0 | 0 | 0 | 0 | 0 | 0 | 0 | 0 | 0 | 0 | 0 | 0 | 0 | 0 | 0 | 0 | 0 | 0 | 0 | 0 | 0 | 0
F1_Commercial_Lodging_Existing_Food Preparation_Natural Gas_Steamer_E4 | F1 | Commercial | Lodging | Existing | Food Preparation | Natural Gas | Steamer | E4 | CCE | 0 | 0 | 0 | 0 | 0 | 0 | 0 | 0 | 0 | 0 | 0 | 0 | 0 | 0 | 0 | 0 | 0 | 0 | 0 | 0 | 0 | 0 | 0 | 0 | 0 | 0 | 0
F1_Commercial_Lodging_Existing_Food Preparation_Natural Gas_Steamer_E5 | F1 | Commercial | Lodging | Existing | Food Preparation | Natural Gas | Steamer | E5 | CCE | 0 | 0 | 0 | 0 | 0 | 0 | 0 | 0 | 0 | 0 | 0 | 0 | 0 | 0 | 0 | 0 | 0 | 0 | 0 | 0 | 0 | 0 | 0 | 0 | 0 | 0 | 0
F1_Commercial_Lodging_Existing_Food Preparation_Natural Gas_Steamer_E6 | F1 | Commercial | Lodging | Existing | Food Preparation | Natural Gas | Steamer | E6 | CCE | 0 | 0 | 0 | 0 | 0 | 0 | 0 | 0 | 0 | 0 | 0 | 0 | 0 | 0 | 0 | 0 | 0 | 0 | 0 | 0 | 0 | 0 | 0 | 0 | 0 | 0 | 0
F1_Commercial_Lodging_Existing_Food Preparation_Natural Gas_Steamer_E7 | F1 | Commercial | Lodging | Existing | Food Preparation | Natural Gas | Steamer | E7 | CCE | 0 | 0 | 0 | 0 | 0 | 0 | 0 | 0 | 0 | 0 | 0 | 0 | 0 | 0 | 0 | 0 | 0 | 0 | 0 | 0 | 0 | 0 | 0 | 0 | 0 | 0 | 0
F1_Commercial_Lodging_Existing_Food Preparation_Natural Gas_Steamer_E8 | F1 | Commercial | Lodging | Existing | Food Preparation | Natural Gas | Steamer | E8 | CCE | 0 | 0 | 0 | 0 | 0 | 0 | 0 | 0 | 0 | 0 | 0 | 0 | 0 | 0 | 0 | 0 | 0 | 0 | 0 | 0 | 0 | 0 | 0 | 0 | 0 | 0 | 0
F1_Commercial_Lodging_Existing_Food Preparation_Natural Gas_Steamer_E9 | F1 | Commercial | Lodging | Existing | Food Preparation | Natural Gas | Steamer | E9 | CCE | 0 | 0 | 0 | 0 | 0 | 0 | 0 | 0 | 0 | 0 | 0 | 0 | 0 | 0 | 0 | 0 | 0 | 0 | 0 | 0 | 0 | 0 | 0 | 0 | 0 | 0 | 0
F1_Commercial_Lodging_Existing_Food Preparation_Natural Gas_Steamer_E10 | F1 | Commercial | Lodging | Existing | Food Preparation | Natural Gas | Steamer | E10 | CCE | 0 | 0 | 0 | 0 | 0 | 0 | 0 | 0 | 0 | 0 | 0 | 0 | 0 | 0 | 0 | 0 | 0 | 0 | 0 | 0 | 0 | 0 | 0 | 0 | 0 | 0 | 0
F2_Commercial_Lodging_Existing_Food Preparation_Natural Gas_Steamer_E1 | F2 | Commercial | Lodging | Existing | Food Preparation | Natural Gas | Steamer | E1 | TRC BC Ratio | 1 | 0 | 0 | 0 | 0 | 0 | 0 | 0 | 0 | 0 | 0 | 0 | 0 | 0 | 0 | 0 | 0 | 0 | 0 | 0 | 0 | 0 | 0 | 0 | 0 | 0 | 0
F2_Commercial_Lodging_Existing_Food Preparation_Natural Gas_Steamer_E2 | F2 | Commercial | Lodging | Existing | Food Preparation | Natural Gas | Steamer | E2 | TRC BC Ratio | bar: 2021 to 2047
F2_Commercial_Lodging_Existing_Food Preparation_Natural Gas_Steamer_E3 | F2 | Commercial | Lodging | Existing | Food Preparation | Natural Gas | Steamer | E3 | TRC BC Ratio | 0 | 0 | 0 | 0 | 0 | 0 | 0 | 0 | 0 | 0 | 0 | 0 | 0 | 0 | 0 | 0 | 0 | 0 | 0 | 0 | 0 | 0 | 0 | 0 | 0 | 0 | 0
F2_Commercial_Lodging_Existing_Food Preparation_Natural Gas_Steamer_E4 | F2 | Commercial | Lodging | Existing | Food Preparation | Natural Gas | Steamer | E4 | TRC BC Ratio | 0 | 0 | 0 | 0 | 0 | 0 | 0 | 0 | 0 | 0 | 0 | 0 | 0 | 0 | 0 | 0 | 0 | 0 | 0 | 0 | 0 | 0 | 0 | 0 | 0 | 0 | 0
F2_Commercial_Lodging_Existing_Food Preparation_Natural Gas_Steamer_E5 | F2 | Commercial | Lodging | Existing | Food Preparation | Natural Gas | Steamer | E5 | TRC BC Ratio | 0 | 0 | 0 | 0 | 0 | 0 | 0 | 0 | 0 | 0 | 0 | 0 | 0 | 0 | 0 | 0 | 0 | 0 | 0 | 0 | 0 | 0 | 0 | 0 | 0 | 0 | 0
F2_Commercial_Lodging_Existing_Food Preparation_Natural Gas_Steamer_E6 | F2 | Commercial | Lodging | Existing | Food Preparation | Natural Gas | Steamer | E6 | TRC BC Ratio | 0 | 0 | 0 | 0 | 0 | 0 | 0 | 0 | 0 | 0 | 0 | 0 | 0 | 0 | 0 | 0 | 0 | 0 | 0 | 0 | 0 | 0 | 0 | 0 | 0 | 0 | 0
F2_Commercial_Lodging_Existing_Food Preparation_Natural Gas_Steamer_E7 | F2 | Commercial | Lodging | Existing | Food Preparation | Natural Gas | Steamer | E7 | TRC BC Ratio | 0 | 0 | 0 | 0 | 0 | 0 | 0 | 0 | 0 | 0 | 0 | 0 | 0 | 0 | 0 | 0 | 0 | 0 | 0 | 0 | 0 | 0 | 0 | 0 | 0 | 0 | 0
F2_Commercial_Lodging_Existing_Food Preparation_Natural Gas_Steamer_E8 | F2 | Commercial | Lodging | Existing | Food Preparation | Natural Gas | Steamer | E8 | TRC BC Ratio | 0 | 0 | 0 | 0 | 0 | 0 | 0 | 0 | 0 | 0 | 0 | 0 | 0 | 0 | 0 | 0 | 0 | 0 | 0 | 0 | 0 | 0 | 0 | 0 | 0 | 0 | 0
F2_Commercial_Lodging_Existing_Food Preparation_Natural Gas_Steamer_E9 | F2 | Commercial | Lodging | Existing | Food Preparation | Natural Gas | Steamer | E9 | TRC BC Ratio | 0 | 0 | 0 | 0 | 0 | 0 | 0 | 0 | 0 | 0 | 0 | 0 | 0 | 0 | 0 | 0 | 0 | 0 | 0 | 0 | 0 | 0 | 0 | 0 | 0 | 0 | 0
F2_Commercial_Lodging_Existing_Food Preparation_Natural Gas_Steamer_E10 | F2 | Commercial | Lodging | Existing | Food Preparation | Natural Gas | Steamer | E10 | TRC BC Ratio | 0 | 0 | 0 | 0 | 0 | 0 | 0 | 0 | 0 | 0 | 0 | 0 | 0 | 0 | 0 | 0 | 0 | 0 | 0 | 0 | 0 | 0 | 0 | 0 | 0 | 0 | 0
F3_Commercial_Lodging_Existing_Food Preparation_Natural Gas_Steamer_E1 | F3 | Commercial | Lodging | Existing | Food Preparation | Natural Gas | Steamer | E1 | PACT BC Ratio | 1 | 0 | 0 | 0 | 0 | 0 | 0 | 0 | 0 | 0 | 0 | 0 | 0 | 0 | 0 | 0 | 0 | 0 | 0 | 0 | 0 | 0 | 0 | 0 | 0 | 0 | 0
F3_Commercial_Lodging_Existing_Food Preparation_Natural Gas_Steamer_E2 | F3 | Commercial | Lodging | Existing | Food Preparation | Natural Gas | Steamer | E2 | PACT BC Ratio | bar: 2021 to 2047
F3_Commercial_Lodging_Existing_Food Preparation_Natural Gas_Steamer_E3 | F3 | Commercial | Lodging | Existing | Food Preparation | Natural Gas | Steamer | E3 | PACT BC Ratio | 0 | 0 | 0 | 0 | 0 | 0 | 0 | 0 | 0 | 0 | 0 | 0 | 0 | 0 | 0 | 0 | 0 | 0 | 0 | 0 | 0 | 0 | 0 | 0 | 0 | 0 | 0
F3_Commercial_Lodging_Existing_Food Preparation_Natural Gas_Steamer_E4 | F3 | Commercial | Lodging | Existing | Food Preparation | Natural Gas | Steamer | E4 | PACT BC Ratio | 0 | 0 | 0 | 0 | 0 | 0 | 0 | 0 | 0 | 0 | 0 | 0 | 0 | 0 | 0 | 0 | 0 | 0 | 0 | 0 | 0 | 0 | 0 | 0 | 0 | 0 | 0
F3_Commercial_Lodging_Existing_Food Preparation_Natural Gas_Steamer_E5 | F3 | Commercial | Lodging | Existing | Food Preparation | Natural Gas | Steamer | E5 | PACT BC Ratio | 0 | 0 | 0 | 0 | 0 | 0 | 0 | 0 | 0 | 0 | 0 | 0 | 0 | 0 | 0 | 0 | 0 | 0 | 0 | 0 | 0 | 0 | 0 | 0 | 0 | 0 | 0
F3_Commercial_Lodging_Existing_Food Preparation_Natural Gas_Steamer_E6 | F3 | Commercial | Lodging | Existing | Food Preparation | Natural Gas | Steamer | E6 | PACT BC Ratio | 0 | 0 | 0 | 0 | 0 | 0 | 0 | 0 | 0 | 0 | 0 | 0 | 0 | 0 | 0 | 0 | 0 | 0 | 0 | 0 | 0 | 0 | 0 | 0 | 0 | 0 | 0
F3_Commercial_Lodging_Existing_Food Preparation_Natural Gas_Steamer_E7 | F3 | Commercial | Lodging | Existing | Food Preparation | Natural Gas | Steamer | E7 | PACT BC Ratio | 0 | 0 | 0 | 0 | 0 | 0 | 0 | 0 | 0 | 0 | 0 | 0 | 0 | 0 | 0 | 0 | 0 | 0 | 0 | 0 | 0 | 0 | 0 | 0 | 0 | 0 | 0
F3_Commercial_Lodging_Existing_Food Preparation_Natural Gas_Steamer_E8 | F3 | Commercial | Lodging | Existing | Food Preparation | Natural Gas | Steamer | E8 | PACT BC Ratio | 0 | 0 | 0 | 0 | 0 | 0 | 0 | 0 | 0 | 0 | 0 | 0 | 0 | 0 | 0 | 0 | 0 | 0 | 0 | 0 | 0 | 0 | 0 | 0 | 0 | 0 | 0
F3_Commercial_Lodging_Existing_Food Preparation_Natural Gas_Steamer_E9 | F3 | Commercial | Lodging | Existing | Food Preparation | Natural Gas | Steamer | E9 | PACT BC Ratio | 0 | 0 | 0 | 0 | 0 | 0 | 0 | 0 | 0 | 0 | 0 | 0 | 0 | 0 | 0 | 0 | 0 | 0 | 0 | 0 | 0 | 0 | 0 | 0 | 0 | 0 | 0
F3_Commercial_Lodging_Existing_Food Preparation_Natural Gas_Steamer_E10 | F3 | Commercial | Lodging | Existing | Food Preparation | Natural Gas | Steamer | E10 | PACT BC Ratio | 0 | 0 | 0 | 0 | 0 | 0 | 0 | 0 | 0 | 0 | 0 | 0 | 0 | 0 | 0 | 0 | 0 | 0 | 0 | 0 | 0 | 0 | 0 | 0 | 0 | 0 | 0
F4_Commercial_Lodging_Existing_Food Preparation_Natural Gas_Steamer_E1 | F4 | Commercial | Lodging | Existing | Food Preparation | Natural Gas | Steamer | E1 | RVT BC Ratio | 1 | 0 | 0 | 0 | 0 | 0 | 0 | 0 | 0 | 0 | 0 | 0 | 0 | 0 | 0 | 0 | 0 | 0 | 0 | 0 | 0 | 0 | 0 | 0 | 0 | 0 | 0
F4_Commercial_Lodging_Existing_Food Preparation_Natural Gas_Steamer_E2 | F4 | Commercial | Lodging | Existing | Food Preparation | Natural Gas | Steamer | E2 | RVT BC Ratio | bar: 2021 to 2047
F4_Commercial_Lodging_Existing_Food Preparation_Natural Gas_Steamer_E3 | F4 | Commercial | Lodging | Existing | Food Preparation | Natural Gas | Steamer | E3 | RVT BC Ratio | 0 | 0 | 0 | 0 | 0 | 0 | 0 | 0 | 0 | 0 | 0 | 0 | 0 | 0 | 0 | 0 | 0 | 0 | 0 | 0 | 0 | 0 | 0 | 0 | 0 | 0 | 0
F4_Commercial_Lodging_Existing_Food Preparation_Natural Gas_Steamer_E4 | F4 | Commercial | Lodging | Existing | Food Preparation | Natural Gas | Steamer | E4 | RVT BC Ratio | 0 | 0 | 0 | 0 | 0 | 0 | 0 | 0 | 0 | 0 | 0 | 0 | 0 | 0 | 0 | 0 | 0 | 0 | 0 | 0 | 0 | 0 | 0 | 0 | 0 | 0 | 0
F4_Commercial_Lodging_Existing_Food Preparation_Natural Gas_Steamer_E5 | F4 | Commercial | Lodging | Existing | Food Preparation | Natural Gas | Steamer | E5 | RVT BC Ratio | 0 | 0 | 0 | 0 | 0 | 0 | 0 | 0 | 0 | 0 | 0 | 0 | 0 | 0 | 0 | 0 | 0 | 0 | 0 | 0 | 0 | 0 | 0 | 0 | 0 | 0 | 0
F4_Commercial_Lodging_Existing_Food Preparation_Natural Gas_Steamer_E6 | F4 | Commercial | Lodging | Existing | Food Preparation | Natural Gas | Steamer | E6 | RVT BC Ratio | 0 | 0 | 0 | 0 | 0 | 0 | 0 | 0 | 0 | 0 | 0 | 0 | 0 | 0 | 0 | 0 | 0 | 0 | 0 | 0 | 0 | 0 | 0 | 0 | 0 | 0 | 0
F4_Commercial_Lodging_Existing_Food Preparation_Natural Gas_Steamer_E7 | F4 | Commercial | Lodging | Existing | Food Preparation | Natural Gas | Steamer | E7 | RVT BC Ratio | 0 | 0 | 0 | 0 | 0 | 0 | 0 | 0 | 0 | 0 | 0 | 0 | 0 | 0 | 0 | 0 | 0 | 0 | 0 | 0 | 0 | 0 | 0 | 0 | 0 | 0 | 0
F4_Commercial_Lodging_Existing_Food Preparation_Natural Gas_Steamer_E8 | F4 | Commercial | Lodging | Existing | Food Preparation | Natural Gas | Steamer | E8 | RVT BC Ratio | 0 | 0 | 0 | 0 | 0 | 0 | 0 | 0 | 0 | 0 | 0 | 0 | 0 | 0 | 0 | 0 | 0 | 0 | 0 | 0 | 0 | 0 | 0 | 0 | 0 | 0 | 0
F4_Commercial_Lodging_Existing_Food Preparation_Natural Gas_Steamer_E9 | F4 | Commercial | Lodging | Existing | Food Preparation | Natural Gas | Steamer | E9 | RVT BC Ratio | 0 | 0 | 0 | 0 | 0 | 0 | 0 | 0 | 0 | 0 | 0 | 0 | 0 | 0 | 0 | 0 | 0 | 0 | 0 | 0 | 0 | 0 | 0 | 0 | 0 | 0 | 0
F4_Commercial_Lodging_Existing_Food Preparation_Natural Gas_Steamer_E10 | F4 | Commercial | Lodging | Existing | Food Preparation | Natural Gas | Steamer | E10 | RVT BC Ratio | 0 | 0 | 0 | 0 | 0 | 0 | 0 | 0 | 0 | 0 | 0 | 0 | 0 | 0 | 0 | 0 | 0 | 0 | 0 | 0 | 0 | 0 | 0 | 0 | 0 | 0 | 0
F5_Commercial_Lodging_Existing_Food Preparation_Natural Gas_Steamer_E1 | F5 | Commercial | Lodging | Existing | Food Preparation | Natural Gas | Steamer | E1 | RIM BC Ratio | 1 | 0 | 0 | 0 | 0 | 0 | 0 | 0 | 0 | 0 | 0 | 0 | 0 | 0 | 0 | 0 | 0 | 0 | 0 | 0 | 0 | 0 | 0 | 0 | 0 | 0 | 0
F5_Commercial_Lodging_Existing_Food Preparation_Natural Gas_Steamer_E2 | F5 | Commercial | Lodging | Existing | Food Preparation | Natural Gas | Steamer | E2 | RIM BC Ratio | bar: 2021 to 2047
F5_Commercial_Lodging_Existing_Food Preparation_Natural Gas_Steamer_E3 | F5 | Commercial | Lodging | Existing | Food Preparation | Natural Gas | Steamer | E3 | RIM BC Ratio | 0 | 0 | 0 | 0 | 0 | 0 | 0 | 0 | 0 | 0 | 0 | 0 | 0 | 0 | 0 | 0 | 0 | 0 | 0 | 0 | 0 | 0 | 0 | 0 | 0 | 0 | 0
F5_Commercial_Lodging_Existing_Food Preparation_Natural Gas_Steamer_E4 | F5 | Commercial | Lodging | Existing | Food Preparation | Natural Gas | Steamer | E4 | RIM BC Ratio | 0 | 0 | 0 | 0 | 0 | 0 | 0 | 0 | 0 | 0 | 0 | 0 | 0 | 0 | 0 | 0 | 0 | 0 | 0 | 0 | 0 | 0 | 0 | 0 | 0 | 0 | 0
F5_Commercial_Lodging_Existing_Food Preparation_Natural Gas_Steamer_E5 | F5 | Commercial | Lodging | Existing | Food Preparation | Natural Gas | Steamer | E5 | RIM BC Ratio | 0 | 0 | 0 | 0 | 0 | 0 | 0 | 0 | 0 | 0 | 0 | 0 | 0 | 0 | 0 | 0 | 0 | 0 | 0 | 0 | 0 | 0 | 0 | 0 | 0 | 0 | 0
F5_Commercial_Lodging_Existing_Food Preparation_Natural Gas_Steamer_E6 | F5 | Commercial | Lodging | Existing | Food Preparation | Natural Gas | Steamer | E6 | RIM BC Ratio | 0 | 0 | 0 | 0 | 0 | 0 | 0 | 0 | 0 | 0 | 0 | 0 | 0 | 0 | 0 | 0 | 0 | 0 | 0 | 0 | 0 | 0 | 0 | 0 | 0 | 0 | 0
F5_Commercial_Lodging_Existing_Food Preparation_Natural Gas_Steamer_E7 | F5 | Commercial | Lodging | Existing | Food Preparation | Natural Gas | Steamer | E7 | RIM BC Ratio | 0 | 0 | 0 | 0 | 0 | 0 | 0 | 0 | 0 | 0 | 0 | 0 | 0 | 0 | 0 | 0 | 0 | 0 | 0 | 0 | 0 | 0 | 0 | 0 | 0 | 0 | 0
F5_Commercial_Lodging_Existing_Food Preparation_Natural Gas_Steamer_E8 | F5 | Commercial | Lodging | Existing | Food Preparation | Natural Gas | Steamer | E8 | RIM BC Ratio | 0 | 0 | 0 | 0 | 0 | 0 | 0 | 0 | 0 | 0 | 0 | 0 | 0 | 0 | 0 | 0 | 0 | 0 | 0 | 0 | 0 | 0 | 0 | 0 | 0 | 0 | 0
F5_Commercial_Lodging_Existing_Food Preparation_Natural Gas_Steamer_E9 | F5 | Commercial | Lodging | Existing | Food Preparation | Natural Gas | Steamer | E9 | RIM BC Ratio | 0 | 0 | 0 | 0 | 0 | 0 | 0 | 0 | 0 | 0 | 0 | 0 | 0 | 0 | 0 | 0 | 0 | 0 | 0 | 0 | 0 | 0 | 0 | 0 | 0 | 0 | 0
F5_Commercial_Lodging_Existing_Food Preparation_Natural Gas_Steamer_E10 | F5 | Commercial | Lodging | Existing | Food Preparation | Natural Gas | Steamer | E10 | RIM BC Ratio | 0 | 0 | 0 | 0 | 0 | 0 | 0 | 0 | 0 | 0 | 0 | 0 | 0 | 0 | 0 | 0 | 0 | 0 | 0 | 0 | 0 | 0 | 0 | 0 | 0 | 0 | 0
F0_Commercial_Lodging_Existing_Food Preparation_Natural Gas_Commercial Food Prep Other_E0 | F0 | Commercial | Lodging | Existing | Food Preparation | Natural Gas | Commercial Food Prep Other | E0 | Economic Unit | ENERGY STAR | ENERGY STAR | ENERGY STAR | ENERGY STAR | ENERGY STAR | ENERGY STAR | ENERGY STAR | ENERGY STAR | ENERGY STAR | ENERGY STAR | ENERGY STAR | ENERGY STAR | ENERGY STAR | ENERGY STAR | ENERGY STAR | ENERGY STAR | ENERGY STAR | ENERGY STAR | ENERGY STAR | ENERGY STAR | ENERGY STAR | ENERGY STAR | ENERGY STAR | ENERGY STAR | ENERGY STAR | ENERGY STAR | ENERGY STAR
F1_Commercial_Lodging_Existing_Food Preparation_Natural Gas_Commercial Food Prep Other_E1 | F1 | Commercial | Lodging | Existing | Food Preparation | Natural Gas | Commercial Food Prep Other | E1 | CCE | 0 | 0 | 0 | 0 | 0 | 0 | 0 | 0 | 0 | 0 | 0 | 0 | 0 | 0 | 0 | 0 | 0 | 0 | 0 | 0 | 0 | 0 | 0 | 0 | 0 | 0 | 0
F1_Commercial_Lodging_Existing_Food Preparation_Natural Gas_Commercial Food Prep Other_E2 | F1 | Commercial | Lodging | Existing | Food Preparation | Natural Gas | Commercial Food Prep Other | E2 | CCE | 0.0014297 | 0.0014297 | 0.0014297 | 0.0014297 | 0.0014297 | 0.0014297 | 0.0014297 | 0.0014297 | 0.0014297 | 0.0014297 | 0.0014297 | 0.0014297 | 0.0014297 | 0.0014297 | 0.0014297 | 0.0014297 | 0.0014297 | 0.0014297 | 0.0014297 | 0.0014297 | 0.0014297 | 0.0014297 | 0.0014297 | 0.0014297 | 0.0014297 | 0.0014297 | 0.0014297
F1_Commercial_Lodging_Existing_Food Preparation_Natural Gas_Commercial Food Prep Other_E3 | F1 | Commercial | Lodging | Existing | Food Preparation | Natural Gas | Commercial Food Prep Other | E3 | CCE | 0 | 0 | 0 | 0 | 0 | 0 | 0 | 0 | 0 | 0 | 0 | 0 | 0 | 0 | 0 | 0 | 0 | 0 | 0 | 0 | 0 | 0 | 0 | 0 | 0 | 0 | 0
F1_Commercial_Lodging_Existing_Food Preparation_Natural Gas_Commercial Food Prep Other_E4 | F1 | Commercial | Lodging | Existing | Food Preparation | Natural Gas | Commercial Food Prep Other | E4 | CCE | 0 | 0 | 0 | 0 | 0 | 0 | 0 | 0 | 0 | 0 | 0 | 0 | 0 | 0 | 0 | 0 | 0 | 0 | 0 | 0 | 0 | 0 | 0 | 0 | 0 | 0 | 0
F1_Commercial_Lodging_Existing_Food Preparation_Natural Gas_Commercial Food Prep Other_E5 | F1 | Commercial | Lodging | Existing | Food Preparation | Natural Gas | Commercial Food Prep Other | E5 | CCE | 0 | 0 | 0 | 0 | 0 | 0 | 0 | 0 | 0 | 0 | 0 | 0 | 0 | 0 | 0 | 0 | 0 | 0 | 0 | 0 | 0 | 0 | 0 | 0 | 0 | 0 | 0
F1_Commercial_Lodging_Existing_Food Preparation_Natural Gas_Commercial Food Prep Other_E6 | F1 | Commercial | Lodging | Existing | Food Preparation | Natural Gas | Commercial Food Prep Other | E6 | CCE | 0 | 0 | 0 | 0 | 0 | 0 | 0 | 0 | 0 | 0 | 0 | 0 | 0 | 0 | 0 | 0 | 0 | 0 | 0 | 0 | 0 | 0 | 0 | 0 | 0 | 0 | 0
F1_Commercial_Lodging_Existing_Food Preparation_Natural Gas_Commercial Food Prep Other_E7 | F1 | Commercial | Lodging | Existing | Food Preparation | Natural Gas | Commercial Food Prep Other | E7 | CCE | 0 | 0 | 0 | 0 | 0 | 0 | 0 | 0 | 0 | 0 | 0 | 0 | 0 | 0 | 0 | 0 | 0 | 0 | 0 | 0 | 0 | 0 | 0 | 0 | 0 | 0 | 0
F1_Commercial_Lodging_Existing_Food Preparation_Natural Gas_Commercial Food Prep Other_E8 | F1 | Commercial | Lodging | Existing | Food Preparation | Natural Gas | Commercial Food Prep Other | E8 | CCE | 0 | 0 | 0 | 0 | 0 | 0 | 0 | 0 | 0 | 0 | 0 | 0 | 0 | 0 | 0 | 0 | 0 | 0 | 0 | 0 | 0 | 0 | 0 | 0 | 0 | 0 | 0
F1_Commercial_Lodging_Existing_Food Preparation_Natural Gas_Commercial Food Prep Other_E9 | F1 | Commercial | Lodging | Existing | Food Preparation | Natural Gas | Commercial Food Prep Other | E9 | CCE | 0 | 0 | 0 | 0 | 0 | 0 | 0 | 0 | 0 | 0 | 0 | 0 | 0 | 0 | 0 | 0 | 0 | 0 | 0 | 0 | 0 | 0 | 0 | 0 | 0 | 0 | 0
F1_Commercial_Lodging_Existing_Food Preparation_Natural Gas_Commercial Food Prep Other_E10 | F1 | Commercial | Lodging | Existing | Food Preparation | Natural Gas | Commercial Food Prep Other | E10 | CCE | 0 | 0 | 0 | 0 | 0 | 0 | 0 | 0 | 0 | 0 | 0 | 0 | 0 | 0 | 0 | 0 | 0 | 0 | 0 | 0 | 0 | 0 | 0 | 0 | 0 | 0 | 0
F2_Commercial_Lodging_Existing_Food Preparation_Natural Gas_Commercial Food Prep Other_E1 | F2 | Commercial | Lodging | Existing | Food Preparation | Natural Gas | Commercial Food Prep Other | E1 | TRC BC Ratio | bar: 2021 to 2047
F2_Commercial_Lodging_Existing_Food Preparation_Natural Gas_Commercial Food Prep Other_E2 | F2 | Commercial | Lodging | Existing | Food Preparation | Natural Gas | Commercial Food Prep Other | E2 | TRC BC Ratio | 9.6116 | 9.4729 | 9.3376 | 9.2065 | 9.2077 | 9.295 | 9.4366 | 9.6081 | 9.7932 | 9.9825 | 10.1698 | 10.3356 | 10.4621 | 10.5159 | 10.491 | 10.3882 | 10.2152 | 9.9888 | 9.7192 | 9.3996 | 9.0257 | 8.5955 | 8.2135 | 7.9663 | 7.8594 | 7.898 | 7.9367
F2_Commercial_Lodging_Existing_Food Preparation_Natural Gas_Commercial Food Prep Other_E3 | F2 | Commercial | Lodging | Existing | Food Preparation | Natural Gas | Commercial Food Prep Other | E3 | TRC BC Ratio | 0 | 0 | 0 | 0 | 0 | 0 | 0 | 0 | 0 | 0 | 0 | 0 | 0 | 0 | 0 | 0 | 0 | 0 | 0 | 0 | 0 | 0 | 0 | 0 | 0 | 0 | 0
F2_Commercial_Lodging_Existing_Food Preparation_Natural Gas_Commercial Food Prep Other_E4 | F2 | Commercial | Lodging | Existing | Food Preparation | Natural Gas | Commercial Food Prep Other | E4 | TRC BC Ratio | 0 | 0 | 0 | 0 | 0 | 0 | 0 | 0 | 0 | 0 | 0 | 0 | 0 | 0 | 0 | 0 | 0 | 0 | 0 | 0 | 0 | 0 | 0 | 0 | 0 | 0 | 0
F2_Commercial_Lodging_Existing_Food Preparation_Natural Gas_Commercial Food Prep Other_E5 | F2 | Commercial | Lodging | Existing | Food Preparation | Natural Gas | Commercial Food Prep Other | E5 | TRC BC Ratio | 0 | 0 | 0 | 0 | 0 | 0 | 0 | 0 | 0 | 0 | 0 | 0 | 0 | 0 | 0 | 0 | 0 | 0 | 0 | 0 | 0 | 0 | 0 | 0 | 0 | 0 | 0
F2_Commercial_Lodging_Existing_Food Preparation_Natural Gas_Commercial Food Prep Other_E6 | F2 | Commercial | Lodging | Existing | Food Preparation | Natural Gas | Commercial Food Prep Other | E6 | TRC BC Ratio | 0 | 0 | 0 | 0 | 0 | 0 | 0 | 0 | 0 | 0 | 0 | 0 | 0 | 0 | 0 | 0 | 0 | 0 | 0 | 0 | 0 | 0 | 0 | 0 | 0 | 0 | 0
F2_Commercial_Lodging_Existing_Food Preparation_Natural Gas_Commercial Food Prep Other_E7 | F2 | Commercial | Lodging | Existing | Food Preparation | Natural Gas | Commercial Food Prep Other | E7 | TRC BC Ratio | 0 | 0 | 0 | 0 | 0 | 0 | 0 | 0 | 0 | 0 | 0 | 0 | 0 | 0 | 0 | 0 | 0 | 0 | 0 | 0 | 0 | 0 | 0 | 0 | 0 | 0 | 0
F2_Commercial_Lodging_Existing_Food Preparation_Natural Gas_Commercial Food Prep Other_E8 | F2 | Commercial | Lodging | Existing | Food Preparation | Natural Gas | Commercial Food Prep Other | E8 | TRC BC Ratio | 0 | 0 | 0 | 0 | 0 | 0 | 0 | 0 | 0 | 0 | 0 | 0 | 0 | 0 | 0 | 0 | 0 | 0 | 0 | 0 | 0 | 0 | 0 | 0 | 0 | 0 | 0
F2_Commercial_Lodging_Existing_Food Preparation_Natural Gas_Commercial Food Prep Other_E9 | F2 | Commercial | Lodging | Existing | Food Preparation | Natural Gas | Commercial Food Prep Other | E9 | TRC BC Ratio | 0 | 0 | 0 | 0 | 0 | 0 | 0 | 0 | 0 | 0 | 0 | 0 | 0 | 0 | 0 | 0 | 0 | 0 | 0 | 0 | 0 | 0 | 0 | 0 | 0 | 0 | 0
F2_Commercial_Lodging_Existing_Food Preparation_Natural Gas_Commercial Food Prep Other_E10 | F2 | Commercial | Lodging | Existing | Food Preparation | Natural Gas | Commercial Food Prep Other | E10 | TRC BC Ratio | 0 | 0 | 0 | 0 | 0 | 0 | 0 | 0 | 0 | 0 | 0 | 0 | 0 | 0 | 0 | 0 | 0 | 0 | 0 | 0 | 0 | 0 | 0 | 0 | 0 | 0 | 0
F3_Commercial_Lodging_Existing_Food Preparation_Natural Gas_Commercial Food Prep Other_E1 | F3 | Commercial | Lodging | Existing | Food Preparation | Natural Gas | Commercial Food Prep Other | E1 | PACT BC Ratio | bar: 2021 to 2047
F3_Commercial_Lodging_Existing_Food Preparation_Natural Gas_Commercial Food Prep Other_E2 | F3 | Commercial | Lodging | Existing | Food Preparation | Natural Gas | Commercial Food Prep Other | E2 | PACT BC Ratio | 12.119 | 11.9441 | 11.7735 | 11.6081 | 11.6097 | 11.7198 | 11.8983 | 12.1145 | 12.348 | 12.5867 | 12.8228 | 13.0318 | 13.1913 | 13.2591 | 13.2278 | 13.0982 | 12.88 | 12.5945 | 12.2546 | 11.8517 | 11.3803 | 10.8378 | 10.3562 | 10.0444 | 9.9097 | 9.9583 | 10.0071
F3_Commercial_Lodging_Existing_Food Preparation_Natural Gas_Commercial Food Prep Other_E3 | F3 | Commercial | Lodging | Existing | Food Preparation | Natural Gas | Commercial Food Prep Other | E3 | PACT BC Ratio | 0 | 0 | 0 | 0 | 0 | 0 | 0 | 0 | 0 | 0 | 0 | 0 | 0 | 0 | 0 | 0 | 0 | 0 | 0 | 0 | 0 | 0 | 0 | 0 | 0 | 0 | 0
F3_Commercial_Lodging_Existing_Food Preparation_Natural Gas_Commercial Food Prep Other_E4 | F3 | Commercial | Lodging | Existing | Food Preparation | Natural Gas | Commercial Food Prep Other | E4 | PACT BC Ratio | 0 | 0 | 0 | 0 | 0 | 0 | 0 | 0 | 0 | 0 | 0 | 0 | 0 | 0 | 0 | 0 | 0 | 0 | 0 | 0 | 0 | 0 | 0 | 0 | 0 | 0 | 0
F3_Commercial_Lodging_Existing_Food Preparation_Natural Gas_Commercial Food Prep Other_E5 | F3 | Commercial | Lodging | Existing | Food Preparation | Natural Gas | Commercial Food Prep Other | E5 | PACT BC Ratio | 0 | 0 | 0 | 0 | 0 | 0 | 0 | 0 | 0 | 0 | 0 | 0 | 0 | 0 | 0 | 0 | 0 | 0 | 0 | 0 | 0 | 0 | 0 | 0 | 0 | 0 | 0
F3_Commercial_Lodging_Existing_Food Preparation_Natural Gas_Commercial Food Prep Other_E6 | F3 | Commercial | Lodging | Existing | Food Preparation | Natural Gas | Commercial Food Prep Other | E6 | PACT BC Ratio | 0 | 0 | 0 | 0 | 0 | 0 | 0 | 0 | 0 | 0 | 0 | 0 | 0 | 0 | 0 | 0 | 0 | 0 | 0 | 0 | 0 | 0 | 0 | 0 | 0 | 0 | 0
F3_Commercial_Lodging_Existing_Food Preparation_Natural Gas_Commercial Food Prep Other_E7 | F3 | Commercial | Lodging | Existing | Food Preparation | Natural Gas | Commercial Food Prep Other | E7 | PACT BC Ratio | 0 | 0 | 0 | 0 | 0 | 0 | 0 | 0 | 0 | 0 | 0 | 0 | 0 | 0 | 0 | 0 | 0 | 0 | 0 | 0 | 0 | 0 | 0 | 0 | 0 | 0 | 0
F3_Commercial_Lodging_Existing_Food Preparation_Natural Gas_Commercial Food Prep Other_E8 | F3 | Commercial | Lodging | Existing | Food Preparation | Natural Gas | Commercial Food Prep Other | E8 | PACT BC Ratio | 0 | 0 | 0 | 0 | 0 | 0 | 0 | 0 | 0 | 0 | 0 | 0 | 0 | 0 | 0 | 0 | 0 | 0 | 0 | 0 | 0 | 0 | 0 | 0 | 0 | 0 | 0
F3_Commercial_Lodging_Existing_Food Preparation_Natural Gas_Commercial Food Prep Other_E9 | F3 | Commercial | Lodging | Existing | Food Preparation | Natural Gas | Commercial Food Prep Other | E9 | PACT BC Ratio | 0 | 0 | 0 | 0 | 0 | 0 | 0 | 0 | 0 | 0 | 0 | 0 | 0 | 0 | 0 | 0 | 0 | 0 | 0 | 0 | 0 | 0 | 0 | 0 | 0 | 0 | 0
F3_Commercial_Lodging_Existing_Food Preparation_Natural Gas_Commercial Food Prep Other_E10 | F3 | Commercial | Lodging | Existing | Food Preparation | Natural Gas | Commercial Food Prep Other | E10 | PACT BC Ratio | 0 | 0 | 0 | 0 | 0 | 0 | 0 | 0 | 0 | 0 | 0 | 0 | 0 | 0 | 0 | 0 | 0 | 0 | 0 | 0 | 0 | 0 | 0 | 0 | 0 | 0 | 0
F4_Commercial_Lodging_Existing_Food Preparation_Natural Gas_Commercial Food Prep Other_E1 | F4 | Commercial | Lodging | Existing | Food Preparation | Natural Gas | Commercial Food Prep Other | E1 | RVT BC Ratio | bar: 2021 to 2047
F4_Commercial_Lodging_Existing_Food Preparation_Natural Gas_Commercial Food Prep Other_E2 | F4 | Commercial | Lodging | Existing | Food Preparation | Natural Gas | Commercial Food Prep Other | E2 | RVT BC Ratio | 0.7 | 0.7 | 0.7 | 0.7 | 0.7 | 0.7 | 0.7 | 0.7 | 0.7 | 0.7 | 0.7 | 0.7 | 0.7 | 0.7 | 0.7 | 0.7 | 0.7 | 0.7 | 0.7 | 0.7 | 0.7 | 0.7 | 0.7 | 0.7 | 0.7 | 0.7 | 0.7
F4_Commercial_Lodging_Existing_Food Preparation_Natural Gas_Commercial Food Prep Other_E3 | F4 | Commercial | Lodging | Existing | Food Preparation | Natural Gas | Commercial Food Prep Other | E3 | RVT BC Ratio | 0 | 0 | 0 | 0 | 0 | 0 | 0 | 0 | 0 | 0 | 0 | 0 | 0 | 0 | 0 | 0 | 0 | 0 | 0 | 0 | 0 | 0 | 0 | 0 | 0 | 0 | 0
F4_Commercial_Lodging_Existing_Food Preparation_Natural Gas_Commercial Food Prep Other_E4 | F4 | Commercial | Lodging | Existing | Food Preparation | Natural Gas | Commercial Food Prep Other | E4 | RVT BC Ratio | 0 | 0 | 0 | 0 | 0 | 0 | 0 | 0 | 0 | 0 | 0 | 0 | 0 | 0 | 0 | 0 | 0 | 0 | 0 | 0 | 0 | 0 | 0 | 0 | 0 | 0 | 0
F4_Commercial_Lodging_Existing_Food Preparation_Natural Gas_Commercial Food Prep Other_E5 | F4 | Commercial | Lodging | Existing | Food Preparation | Natural Gas | Commercial Food Prep Other | E5 | RVT BC Ratio | 0 | 0 | 0 | 0 | 0 | 0 | 0 | 0 | 0 | 0 | 0 | 0 | 0 | 0 | 0 | 0 | 0 | 0 | 0 | 0 | 0 | 0 | 0 | 0 | 0 | 0 | 0
F4_Commercial_Lodging_Existing_Food Preparation_Natural Gas_Commercial Food Prep Other_E6 | F4 | Commercial | Lodging | Existing | Food Preparation | Natural Gas | Commercial Food Prep Other | E6 | RVT BC Ratio | 0 | 0 | 0 | 0 | 0 | 0 | 0 | 0 | 0 | 0 | 0 | 0 | 0 | 0 | 0 | 0 | 0 | 0 | 0 | 0 | 0 | 0 | 0 | 0 | 0 | 0 | 0
F4_Commercial_Lodging_Existing_Food Preparation_Natural Gas_Commercial Food Prep Other_E7 | F4 | Commercial | Lodging | Existing | Food Preparation | Natural Gas | Commercial Food Prep Other | E7 | RVT BC Ratio | 0 | 0 | 0 | 0 | 0 | 0 | 0 | 0 | 0 | 0 | 0 | 0 | 0 | 0 | 0 | 0 | 0 | 0 | 0 | 0 | 0 | 0 | 0 | 0 | 0 | 0 | 0
F4_Commercial_Lodging_Existing_Food Preparation_Natural Gas_Commercial Food Prep Other_E8 | F4 | Commercial | Lodging | Existing | Food Preparation | Natural Gas | Commercial Food Prep Other | E8 | RVT BC Ratio | 0 | 0 | 0 | 0 | 0 | 0 | 0 | 0 | 0 | 0 | 0 | 0 | 0 | 0 | 0 | 0 | 0 | 0 | 0 | 0 | 0 | 0 | 0 | 0 | 0 | 0 | 0
F4_Commercial_Lodging_Existing_Food Preparation_Natural Gas_Commercial Food Prep Other_E9 | F4 | Commercial | Lodging | Existing | Food Preparation | Natural Gas | Commercial Food Prep Other | E9 | RVT BC Ratio | 0 | 0 | 0 | 0 | 0 | 0 | 0 | 0 | 0 | 0 | 0 | 0 | 0 | 0 | 0 | 0 | 0 | 0 | 0 | 0 | 0 | 0 | 0 | 0 | 0 | 0 | 0
F4_Commercial_Lodging_Existing_Food Preparation_Natural Gas_Commercial Food Prep Other_E10 | F4 | Commercial | Lodging | Existing | Food Preparation | Natural Gas | Commercial Food Prep Other | E10 | RVT BC Ratio | 0 | 0 | 0 | 0 | 0 | 0 | 0 | 0 | 0 | 0 | 0 | 0 | 0 | 0 | 0 | 0 | 0 | 0 | 0 | 0 | 0 | 0 | 0 | 0 | 0 | 0 | 0
F5_Commercial_Lodging_Existing_Food Preparation_Natural Gas_Commercial Food Prep Other_E1 | F5 | Commercial | Lodging | Existing | Food Preparation | Natural Gas | Commercial Food Prep Other | E1 | RIM BC Ratio | bar: 2021 to 2047
F5_Commercial_Lodging_Existing_Food Preparation_Natural Gas_Commercial Food Prep Other_E2 | F5 | Commercial | Lodging | Existing | Food Preparation | Natural Gas | Commercial Food Prep Other | E2 | RIM BC Ratio | 12.119 | 11.9441 | 11.7735 | 11.6081 | 11.6097 | 11.7198 | 11.8983 | 12.1145 | 12.348 | 12.5867 | 12.8228 | 13.0318 | 13.1913 | 13.2591 | 13.2278 | 13.0982 | 12.88 | 12.5945 | 12.2546 | 11.8517 | 11.3803 | 10.8378 | 10.3562 | 10.0444 | 9.9097 | 9.9583 | 10.0071
F5_Commercial_Lodging_Existing_Food Preparation_Natural Gas_Commercial Food Prep Other_E3 | F5 | Commercial | Lodging | Existing | Food Preparation | Natural Gas | Commercial Food Prep Other | E3 | RIM BC Ratio | 0 | 0 | 0 | 0 | 0 | 0 | 0 | 0 | 0 | 0 | 0 | 0 | 0 | 0 | 0 | 0 | 0 | 0 | 0 | 0 | 0 | 0 | 0 | 0 | 0 | 0 | 0
F5_Commercial_Lodging_Existing_Food Preparation_Natural Gas_Commercial Food Prep Other_E4 | F5 | Commercial | Lodging | Existing | Food Preparation | Natural Gas | Commercial Food Prep Other | E4 | RIM BC Ratio | 0 | 0 | 0 | 0 | 0 | 0 | 0 | 0 | 0 | 0 | 0 | 0 | 0 | 0 | 0 | 0 | 0 | 0 | 0 | 0 | 0 | 0 | 0 | 0 | 0 | 0 | 0
F5_Commercial_Lodging_Existing_Food Preparation_Natural Gas_Commercial Food Prep Other_E5 | F5 | Commercial | Lodging | Existing | Food Preparation | Natural Gas | Commercial Food Prep Other | E5 | RIM BC Ratio | 0 | 0 | 0 | 0 | 0 | 0 | 0 | 0 | 0 | 0 | 0 | 0 | 0 | 0 | 0 | 0 | 0 | 0 | 0 | 0 | 0 | 0 | 0 | 0 | 0 | 0 | 0
F5_Commercial_Lodging_Existing_Food Preparation_Natural Gas_Commercial Food Prep Other_E6 | F5 | Commercial | Lodging | Existing | Food Preparation | Natural Gas | Commercial Food Prep Other | E6 | RIM BC Ratio | 0 | 0 | 0 | 0 | 0 | 0 | 0 | 0 | 0 | 0 | 0 | 0 | 0 | 0 | 0 | 0 | 0 | 0 | 0 | 0 | 0 | 0 | 0 | 0 | 0 | 0 | 0
F5_Commercial_Lodging_Existing_Food Preparation_Natural Gas_Commercial Food Prep Other_E7 | F5 | Commercial | Lodging | Existing | Food Preparation | Natural Gas | Commercial Food Prep Other | E7 | RIM BC Ratio | 0 | 0 | 0 | 0 | 0 | 0 | 0 | 0 | 0 | 0 | 0 | 0 | 0 | 0 | 0 | 0 | 0 | 0 | 0 | 0 | 0 | 0 | 0 | 0 | 0 | 0 | 0
F5_Commercial_Lodging_Existing_Food Preparation_Natural Gas_Commercial Food Prep Other_E8 | F5 | Commercial | Lodging | Existing | Food Preparation | Natural Gas | Commercial Food Prep Other | E8 | RIM BC Ratio | 0 | 0 | 0 | 0 | 0 | 0 | 0 | 0 | 0 | 0 | 0 | 0 | 0 | 0 | 0 | 0 | 0 | 0 | 0 | 0 | 0 | 0 | 0 | 0 | 0 | 0 | 0
F5_Commercial_Lodging_Existing_Food Preparation_Natural Gas_Commercial Food Prep Other_E9 | F5 | Commercial | Lodging | Existing | Food Preparation | Natural Gas | Commercial Food Prep Other | E9 | RIM BC Ratio | 0 | 0 | 0 | 0 | 0 | 0 | 0 | 0 | 0 | 0 | 0 | 0 | 0 | 0 | 0 | 0 | 0 | 0 | 0 | 0 | 0 | 0 | 0 | 0 | 0 | 0 | 0
F5_Commercial_Lodging_Existing_Food Preparation_Natural Gas_Commercial Food Prep Other_E10 | F5 | Commercial | Lodging | Existing | Food Preparation | Natural Gas | Commercial Food Prep Other | E10 | RIM BC Ratio | 0 | 0 | 0 | 0 | 0 | 0 | 0 | 0 | 0 | 0 | 0 | 0 | 0 | 0 | 0 | 0 | 0 | 0 | 0 | 0 | 0 | 0 | 0 | 0 | 0 | 0 | 0
F0_Commercial_Lodging_Existing_Miscellaneous_Natural Gas_Pool Heater_E0 | F0 | Commercial | Lodging | Existing | Miscellaneous | Natural Gas | Pool Heater | E0 | Economic Unit | Standard (EF .78) | Standard (EF .78) | Standard (EF .78) | Standard (EF .78) | Standard (EF .78) | Standard (EF .78) | Standard (EF .78) | Standard (EF .78) | Standard (EF .78) | Standard (EF .78) | Standard (EF .78) | Standard (EF .78) | Standard (EF .78) | Standard (EF .78) | Standard (EF .78) | Standard (EF .78) | Standard (EF .78) | Standard (EF .78) | Standard (EF .78) | Standard (EF .78) | Standard (EF .78) | Standard (EF .78) | Standard (EF .78) | Standard (EF .78) | Standard (EF .78) | Standard (EF .78) | Standard (EF .78)
F1_Commercial_Lodging_Existing_Miscellaneous_Natural Gas_Pool Heater_E1 | F1 | Commercial | Lodging | Existing | Miscellaneous | Natural Gas | Pool Heater | E1 | CCE | 0 | 0 | 0 | 0 | 0 | 0 | 0 | 0 | 0 | 0 | 0 | 0 | 0 | 0 | 0 | 0 | 0 | 0 | 0 | 0 | 0 | 0 | 0 | 0 | 0 | 0 | 0
F1_Commercial_Lodging_Existing_Miscellaneous_Natural Gas_Pool Heater_E2 | F1 | Commercial | Lodging | Existing | Miscellaneous | Natural Gas | Pool Heater | E2 | CCE | 0.01727 | 0.01727 | 0.01727 | 0.01727 | 0.01727 | 0.01727 | 0.01727 | 0.01727 | 0.01727 | 0.01727 | 0.01727 | 0.01727 | 0.01727 | 0.01727 | 0.01727 | 0.01727 | 0.01727 | 0.01727 | 0.01727 | 0.01727 | 0.01727 | 0.01727 | 0.01727 | 0.01727 | 0.01727 | 0.01727 | 0.01727
F1_Commercial_Lodging_Existing_Miscellaneous_Natural Gas_Pool Heater_E3 | F1 | Commercial | Lodging | Existing | Miscellaneous | Natural Gas | Pool Heater | E3 | CCE | 0 | 0 | 0 | 0 | 0 | 0 | 0 | 0 | 0 | 0 | 0 | 0 | 0 | 0 | 0 | 0 | 0 | 0 | 0 | 0 | 0 | 0 | 0 | 0 | 0 | 0 | 0
F1_Commercial_Lodging_Existing_Miscellaneous_Natural Gas_Pool Heater_E4 | F1 | Commercial | Lodging | Existing | Miscellaneous | Natural Gas | Pool Heater | E4 | CCE | 0 | 0 | 0 | 0 | 0 | 0 | 0 | 0 | 0 | 0 | 0 | 0 | 0 | 0 | 0 | 0 | 0 | 0 | 0 | 0 | 0 | 0 | 0 | 0 | 0 | 0 | 0
F1_Commercial_Lodging_Existing_Miscellaneous_Natural Gas_Pool Heater_E5 | F1 | Commercial | Lodging | Existing | Miscellaneous | Natural Gas | Pool Heater | E5 | CCE | 0 | 0 | 0 | 0 | 0 | 0 | 0 | 0 | 0 | 0 | 0 | 0 | 0 | 0 | 0 | 0 | 0 | 0 | 0 | 0 | 0 | 0 | 0 | 0 | 0 | 0 | 0
F1_Commercial_Lodging_Existing_Miscellaneous_Natural Gas_Pool Heater_E6 | F1 | Commercial | Lodging | Existing | Miscellaneous | Natural Gas | Pool Heater | E6 | CCE | 0 | 0 | 0 | 0 | 0 | 0 | 0 | 0 | 0 | 0 | 0 | 0 | 0 | 0 | 0 | 0 | 0 | 0 | 0 | 0 | 0 | 0 | 0 | 0 | 0 | 0 | 0
F1_Commercial_Lodging_Existing_Miscellaneous_Natural Gas_Pool Heater_E7 | F1 | Commercial | Lodging | Existing | Miscellaneous | Natural Gas | Pool Heater | E7 | CCE | 0 | 0 | 0 | 0 | 0 | 0 | 0 | 0 | 0 | 0 | 0 | 0 | 0 | 0 | 0 | 0 | 0 | 0 | 0 | 0 | 0 | 0 | 0 | 0 | 0 | 0 | 0
F1_Commercial_Lodging_Existing_Miscellaneous_Natural Gas_Pool Heater_E8 | F1 | Commercial | Lodging | Existing | Miscellaneous | Natural Gas | Pool Heater | E8 | CCE | 0 | 0 | 0 | 0 | 0 | 0 | 0 | 0 | 0 | 0 | 0 | 0 | 0 | 0 | 0 | 0 | 0 | 0 | 0 | 0 | 0 | 0 | 0 | 0 | 0 | 0 | 0
F1_Commercial_Lodging_Existing_Miscellaneous_Natural Gas_Pool Heater_E9 | F1 | Commercial | Lodging | Existing | Miscellaneous | Natural Gas | Pool Heater | E9 | CCE | 0 | 0 | 0 | 0 | 0 | 0 | 0 | 0 | 0 | 0 | 0 | 0 | 0 | 0 | 0 | 0 | 0 | 0 | 0 | 0 | 0 | 0 | 0 | 0 | 0 | 0 | 0
F1_Commercial_Lodging_Existing_Miscellaneous_Natural Gas_Pool Heater_E10 | F1 | Commercial | Lodging | Existing | Miscellaneous | Natural Gas | Pool Heater | E10 | CCE | 0 | 0 | 0 | 0 | 0 | 0 | 0 | 0 | 0 | 0 | 0 | 0 | 0 | 0 | 0 | 0 | 0 | 0 | 0 | 0 | 0 | 0 | 0 | 0 | 0 | 0 | 0
F2_Commercial_Lodging_Existing_Miscellaneous_Natural Gas_Pool Heater_E1 | F2 | Commercial | Lodging | Existing | Miscellaneous | Natural Gas | Pool Heater | E1 | TRC BC Ratio | bar: 2021 to 2047
F2_Commercial_Lodging_Existing_Miscellaneous_Natural Gas_Pool Heater_E2 | F2 | Commercial | Lodging | Existing | Miscellaneous | Natural Gas | Pool Heater | E2 | TRC BC Ratio | 0.81519 | 0.79395 | 0.77145 | 0.74865 | 0.74158 | 0.74479 | 0.75444 | 0.76754 | 0.78207 | 0.7969 | 0.8123 | 0.82818 | 0.84505 | 0.86169 | 0.87741 | 0.88939 | 0.89388 | 0.88772 | 0.8685 | 0.83583 | 0.79136 | 0.73728 | 0.68909 | 0.65735 | 0.64275 | 0.6459 | 0.64907
F2_Commercial_Lodging_Existing_Miscellaneous_Natural Gas_Pool Heater_E3 | F2 | Commercial | Lodging | Existing | Miscellaneous | Natural Gas | Pool Heater | E3 | TRC BC Ratio | 0 | 0 | 0 | 0 | 0 | 0 | 0 | 0 | 0 | 0 | 0 | 0 | 0 | 0 | 0 | 0 | 0 | 0 | 0 | 0 | 0 | 0 | 0 | 0 | 0 | 0 | 0
F2_Commercial_Lodging_Existing_Miscellaneous_Natural Gas_Pool Heater_E4 | F2 | Commercial | Lodging | Existing | Miscellaneous | Natural Gas | Pool Heater | E4 | TRC BC Ratio | 0 | 0 | 0 | 0 | 0 | 0 | 0 | 0 | 0 | 0 | 0 | 0 | 0 | 0 | 0 | 0 | 0 | 0 | 0 | 0 | 0 | 0 | 0 | 0 | 0 | 0 | 0
F2_Commercial_Lodging_Existing_Miscellaneous_Natural Gas_Pool Heater_E5 | F2 | Commercial | Lodging | Existing | Miscellaneous | Natural Gas | Pool Heater | E5 | TRC BC Ratio | 0 | 0 | 0 | 0 | 0 | 0 | 0 | 0 | 0 | 0 | 0 | 0 | 0 | 0 | 0 | 0 | 0 | 0 | 0 | 0 | 0 | 0 | 0 | 0 | 0 | 0 | 0
F2_Commercial_Lodging_Existing_Miscellaneous_Natural Gas_Pool Heater_E6 | F2 | Commercial | Lodging | Existing | Miscellaneous | Natural Gas | Pool Heater | E6 | TRC BC Ratio | 0 | 0 | 0 | 0 | 0 | 0 | 0 | 0 | 0 | 0 | 0 | 0 | 0 | 0 | 0 | 0 | 0 | 0 | 0 | 0 | 0 | 0 | 0 | 0 | 0 | 0 | 0
F2_Commercial_Lodging_Existing_Miscellaneous_Natural Gas_Pool Heater_E7 | F2 | Commercial | Lodging | Existing | Miscellaneous | Natural Gas | Pool Heater | E7 | TRC BC Ratio | 0 | 0 | 0 | 0 | 0 | 0 | 0 | 0 | 0 | 0 | 0 | 0 | 0 | 0 | 0 | 0 | 0 | 0 | 0 | 0 | 0 | 0 | 0 | 0 | 0 | 0 | 0
F2_Commercial_Lodging_Existing_Miscellaneous_Natural Gas_Pool Heater_E8 | F2 | Commercial | Lodging | Existing | Miscellaneous | Natural Gas | Pool Heater | E8 | TRC BC Ratio | 0 | 0 | 0 | 0 | 0 | 0 | 0 | 0 | 0 | 0 | 0 | 0 | 0 | 0 | 0 | 0 | 0 | 0 | 0 | 0 | 0 | 0 | 0 | 0 | 0 | 0 | 0
F2_Commercial_Lodging_Existing_Miscellaneous_Natural Gas_Pool Heater_E9 | F2 | Commercial | Lodging | Existing | Miscellaneous | Natural Gas | Pool Heater | E9 | TRC BC Ratio | 0 | 0 | 0 | 0 | 0 | 0 | 0 | 0 | 0 | 0 | 0 | 0 | 0 | 0 | 0 | 0 | 0 | 0 | 0 | 0 | 0 | 0 | 0 | 0 | 0 | 0 | 0
F2_Commercial_Lodging_Existing_Miscellaneous_Natural Gas_Pool Heater_E10 | F2 | Commercial | Lodging | Existing | Miscellaneous | Natural Gas | Pool Heater | E10 | TRC BC Ratio | 0 | 0 | 0 | 0 | 0 | 0 | 0 | 0 | 0 | 0 | 0 | 0 | 0 | 0 | 0 | 0 | 0 | 0 | 0 | 0 | 0 | 0 | 0 | 0 | 0 | 0 | 0
F3_Commercial_Lodging_Existing_Miscellaneous_Natural Gas_Pool Heater_E1 | F3 | Commercial | Lodging | Existing | Miscellaneous | Natural Gas | Pool Heater | E1 | PACT BC Ratio | bar: 2021 to 2047
F3_Commercial_Lodging_Existing_Miscellaneous_Natural Gas_Pool Heater_E2 | F3 | Commercial | Lodging | Existing | Miscellaneous | Natural Gas | Pool Heater | E2 | PACT BC Ratio | 1.0278 | 1.0011 | 0.9727 | 0.94395 | 0.93503 | 0.93908 | 0.95126 | 0.96777 | 0.98608 | 1.0048 | 1.0242 | 1.0442 | 1.0655 | 1.0865 | 1.1063 | 1.1214 | 1.1271 | 1.1193 | 1.0951 | 1.0539 | 0.99781 | 0.92962 | 0.86885 | 0.82883 | 0.81042 | 0.8144 | 0.81839
F3_Commercial_Lodging_Existing_Miscellaneous_Natural Gas_Pool Heater_E3 | F3 | Commercial | Lodging | Existing | Miscellaneous | Natural Gas | Pool Heater | E3 | PACT BC Ratio | 0 | 0 | 0 | 0 | 0 | 0 | 0 | 0 | 0 | 0 | 0 | 0 | 0 | 0 | 0 | 0 | 0 | 0 | 0 | 0 | 0 | 0 | 0 | 0 | 0 | 0 | 0
F3_Commercial_Lodging_Existing_Miscellaneous_Natural Gas_Pool Heater_E4 | F3 | Commercial | Lodging | Existing | Miscellaneous | Natural Gas | Pool Heater | E4 | PACT BC Ratio | 0 | 0 | 0 | 0 | 0 | 0 | 0 | 0 | 0 | 0 | 0 | 0 | 0 | 0 | 0 | 0 | 0 | 0 | 0 | 0 | 0 | 0 | 0 | 0 | 0 | 0 | 0
F3_Commercial_Lodging_Existing_Miscellaneous_Natural Gas_Pool Heater_E5 | F3 | Commercial | Lodging | Existing | Miscellaneous | Natural Gas | Pool Heater | E5 | PACT BC Ratio | 0 | 0 | 0 | 0 | 0 | 0 | 0 | 0 | 0 | 0 | 0 | 0 | 0 | 0 | 0 | 0 | 0 | 0 | 0 | 0 | 0 | 0 | 0 | 0 | 0 | 0 | 0
F3_Commercial_Lodging_Existing_Miscellaneous_Natural Gas_Pool Heater_E6 | F3 | Commercial | Lodging | Existing | Miscellaneous | Natural Gas | Pool Heater | E6 | PACT BC Ratio | 0 | 0 | 0 | 0 | 0 | 0 | 0 | 0 | 0 | 0 | 0 | 0 | 0 | 0 | 0 | 0 | 0 | 0 | 0 | 0 | 0 | 0 | 0 | 0 | 0 | 0 | 0
F3_Commercial_Lodging_Existing_Miscellaneous_Natural Gas_Pool Heater_E7 | F3 | Commercial | Lodging | Existing | Miscellaneous | Natural Gas | Pool Heater | E7 | PACT BC Ratio | 0 | 0 | 0 | 0 | 0 | 0 | 0 | 0 | 0 | 0 | 0 | 0 | 0 | 0 | 0 | 0 | 0 | 0 | 0 | 0 | 0 | 0 | 0 | 0 | 0 | 0 | 0
F3_Commercial_Lodging_Existing_Miscellaneous_Natural Gas_Pool Heater_E8 | F3 | Commercial | Lodging | Existing | Miscellaneous | Natural Gas | Pool Heater | E8 | PACT BC Ratio | 0 | 0 | 0 | 0 | 0 | 0 | 0 | 0 | 0 | 0 | 0 | 0 | 0 | 0 | 0 | 0 | 0 | 0 | 0 | 0 | 0 | 0 | 0 | 0 | 0 | 0 | 0
F3_Commercial_Lodging_Existing_Miscellaneous_Natural Gas_Pool Heater_E9 | F3 | Commercial | Lodging | Existing | Miscellaneous | Natural Gas | Pool Heater | E9 | PACT BC Ratio | 0 | 0 | 0 | 0 | 0 | 0 | 0 | 0 | 0 | 0 | 0 | 0 | 0 | 0 | 0 | 0 | 0 | 0 | 0 | 0 | 0 | 0 | 0 | 0 | 0 | 0 | 0
F3_Commercial_Lodging_Existing_Miscellaneous_Natural Gas_Pool Heater_E10 | F3 | Commercial | Lodging | Existing | Miscellaneous | Natural Gas | Pool Heater | E10 | PACT BC Ratio | 0 | 0 | 0 | 0 | 0 | 0 | 0 | 0 | 0 | 0 | 0 | 0 | 0 | 0 | 0 | 0 | 0 | 0 | 0 | 0 | 0 | 0 | 0 | 0 | 0 | 0 | 0
F4_Commercial_Lodging_Existing_Miscellaneous_Natural Gas_Pool Heater_E1 | F4 | Commercial | Lodging | Existing | Miscellaneous | Natural Gas | Pool Heater | E1 | RVT BC Ratio | bar: 2021 to 2047
F4_Commercial_Lodging_Existing_Miscellaneous_Natural Gas_Pool Heater_E2 | F4 | Commercial | Lodging | Existing | Miscellaneous | Natural Gas | Pool Heater | E2 | RVT BC Ratio | 0.7 | 0.7 | 0.7 | 0.7 | 0.7 | 0.7 | 0.7 | 0.7 | 0.7 | 0.7 | 0.7 | 0.7 | 0.7 | 0.7 | 0.7 | 0.7 | 0.7 | 0.7 | 0.7 | 0.7 | 0.7 | 0.7 | 0.7 | 0.7 | 0.7 | 0.7 | 0.7
F4_Commercial_Lodging_Existing_Miscellaneous_Natural Gas_Pool Heater_E3 | F4 | Commercial | Lodging | Existing | Miscellaneous | Natural Gas | Pool Heater | E3 | RVT BC Ratio | 0 | 0 | 0 | 0 | 0 | 0 | 0 | 0 | 0 | 0 | 0 | 0 | 0 | 0 | 0 | 0 | 0 | 0 | 0 | 0 | 0 | 0 | 0 | 0 | 0 | 0 | 0
F4_Commercial_Lodging_Existing_Miscellaneous_Natural Gas_Pool Heater_E4 | F4 | Commercial | Lodging | Existing | Miscellaneous | Natural Gas | Pool Heater | E4 | RVT BC Ratio | 0 | 0 | 0 | 0 | 0 | 0 | 0 | 0 | 0 | 0 | 0 | 0 | 0 | 0 | 0 | 0 | 0 | 0 | 0 | 0 | 0 | 0 | 0 | 0 | 0 | 0 | 0
F4_Commercial_Lodging_Existing_Miscellaneous_Natural Gas_Pool Heater_E5 | F4 | Commercial | Lodging | Existing | Miscellaneous | Natural Gas | Pool Heater | E5 | RVT BC Ratio | 0 | 0 | 0 | 0 | 0 | 0 | 0 | 0 | 0 | 0 | 0 | 0 | 0 | 0 | 0 | 0 | 0 | 0 | 0 | 0 | 0 | 0 | 0 | 0 | 0 | 0 | 0
F4_Commercial_Lodging_Existing_Miscellaneous_Natural Gas_Pool Heater_E6 | F4 | Commercial | Lodging | Existing | Miscellaneous | Natural Gas | Pool Heater | E6 | RVT BC Ratio | 0 | 0 | 0 | 0 | 0 | 0 | 0 | 0 | 0 | 0 | 0 | 0 | 0 | 0 | 0 | 0 | 0 | 0 | 0 | 0 | 0 | 0 | 0 | 0 | 0 | 0 | 0
F4_Commercial_Lodging_Existing_Miscellaneous_Natural Gas_Pool Heater_E7 | F4 | Commercial | Lodging | Existing | Miscellaneous | Natural Gas | Pool Heater | E7 | RVT BC Ratio | 0 | 0 | 0 | 0 | 0 | 0 | 0 | 0 | 0 | 0 | 0 | 0 | 0 | 0 | 0 | 0 | 0 | 0 | 0 | 0 | 0 | 0 | 0 | 0 | 0 | 0 | 0
F4_Commercial_Lodging_Existing_Miscellaneous_Natural Gas_Pool Heater_E8 | F4 | Commercial | Lodging | Existing | Miscellaneous | Natural Gas | Pool Heater | E8 | RVT BC Ratio | 0 | 0 | 0 | 0 | 0 | 0 | 0 | 0 | 0 | 0 | 0 | 0 | 0 | 0 | 0 | 0 | 0 | 0 | 0 | 0 | 0 | 0 | 0 | 0 | 0 | 0 | 0
F4_Commercial_Lodging_Existing_Miscellaneous_Natural Gas_Pool Heater_E9 | F4 | Commercial | Lodging | Existing | Miscellaneous | Natural Gas | Pool Heater | E9 | RVT BC Ratio | 0 | 0 | 0 | 0 | 0 | 0 | 0 | 0 | 0 | 0 | 0 | 0 | 0 | 0 | 0 | 0 | 0 | 0 | 0 | 0 | 0 | 0 | 0 | 0 | 0 | 0 | 0
F4_Commercial_Lodging_Existing_Miscellaneous_Natural Gas_Pool Heater_E10 | F4 | Commercial | Lodging | Existing | Miscellaneous | Natural Gas | Pool Heater | E10 | RVT BC Ratio | 0 | 0 | 0 | 0 | 0 | 0 | 0 | 0 | 0 | 0 | 0 | 0 | 0 | 0 | 0 | 0 | 0 | 0 | 0 | 0 | 0 | 0 | 0 | 0 | 0 | 0 | 0
F5_Commercial_Lodging_Existing_Miscellaneous_Natural Gas_Pool Heater_E1 | F5 | Commercial | Lodging | Existing | Miscellaneous | Natural Gas | Pool Heater | E1 | RIM BC Ratio | bar: 2021 to 2047
F5_Commercial_Lodging_Existing_Miscellaneous_Natural Gas_Pool Heater_E2 | F5 | Commercial | Lodging | Existing | Miscellaneous | Natural Gas | Pool Heater | E2 | RIM BC Ratio | 1.0278 | 1.0011 | 0.9727 | 0.94395 | 0.93503 | 0.93908 | 0.95126 | 0.96777 | 0.98608 | 1.0048 | 1.0242 | 1.0442 | 1.0655 | 1.0865 | 1.1063 | 1.1214 | 1.1271 | 1.1193 | 1.0951 | 1.0539 | 0.99781 | 0.92962 | 0.86885 | 0.82883 | 0.81042 | 0.8144 | 0.81839
F5_Commercial_Lodging_Existing_Miscellaneous_Natural Gas_Pool Heater_E3 | F5 | Commercial | Lodging | Existing | Miscellaneous | Natural Gas | Pool Heater | E3 | RIM BC Ratio | 0 | 0 | 0 | 0 | 0 | 0 | 0 | 0 | 0 | 0 | 0 | 0 | 0 | 0 | 0 | 0 | 0 | 0 | 0 | 0 | 0 | 0 | 0 | 0 | 0 | 0 | 0
F5_Commercial_Lodging_Existing_Miscellaneous_Natural Gas_Pool Heater_E4 | F5 | Commercial | Lodging | Existing | Miscellaneous | Natural Gas | Pool Heater | E4 | RIM BC Ratio | 0 | 0 | 0 | 0 | 0 | 0 | 0 | 0 | 0 | 0 | 0 | 0 | 0 | 0 | 0 | 0 | 0 | 0 | 0 | 0 | 0 | 0 | 0 | 0 | 0 | 0 | 0
F5_Commercial_Lodging_Existing_Miscellaneous_Natural Gas_Pool Heater_E5 | F5 | Commercial | Lodging | Existing | Miscellaneous | Natural Gas | Pool Heater | E5 | RIM BC Ratio | 0 | 0 | 0 | 0 | 0 | 0 | 0 | 0 | 0 | 0 | 0 | 0 | 0 | 0 | 0 | 0 | 0 | 0 | 0 | 0 | 0 | 0 | 0 | 0 | 0 | 0 | 0
F5_Commercial_Lodging_Existing_Miscellaneous_Natural Gas_Pool Heater_E6 | F5 | Commercial | Lodging | Existing | Miscellaneous | Natural Gas | Pool Heater | E6 | RIM BC Ratio | 0 | 0 | 0 | 0 | 0 | 0 | 0 | 0 | 0 | 0 | 0 | 0 | 0 | 0 | 0 | 0 | 0 | 0 | 0 | 0 | 0 | 0 | 0 | 0 | 0 | 0 | 0
F5_Commercial_Lodging_Existing_Miscellaneous_Natural Gas_Pool Heater_E7 | F5 | Commercial | Lodging | Existing | Miscellaneous | Natural Gas | Pool Heater | E7 | RIM BC Ratio | 0 | 0 | 0 | 0 | 0 | 0 | 0 | 0 | 0 | 0 | 0 | 0 | 0 | 0 | 0 | 0 | 0 | 0 | 0 | 0 | 0 | 0 | 0 | 0 | 0 | 0 | 0
F5_Commercial_Lodging_Existing_Miscellaneous_Natural Gas_Pool Heater_E8 | F5 | Commercial | Lodging | Existing | Miscellaneous | Natural Gas | Pool Heater | E8 | RIM BC Ratio | 0 | 0 | 0 | 0 | 0 | 0 | 0 | 0 | 0 | 0 | 0 | 0 | 0 | 0 | 0 | 0 | 0 | 0 | 0 | 0 | 0 | 0 | 0 | 0 | 0 | 0 | 0
F5_Commercial_Lodging_Existing_Miscellaneous_Natural Gas_Pool Heater_E9 | F5 | Commercial | Lodging | Existing | Miscellaneous | Natural Gas | Pool Heater | E9 | RIM BC Ratio | 0 | 0 | 0 | 0 | 0 | 0 | 0 | 0 | 0 | 0 | 0 | 0 | 0 | 0 | 0 | 0 | 0 | 0 | 0 | 0 | 0 | 0 | 0 | 0 | 0 | 0 | 0
F5_Commercial_Lodging_Existing_Miscellaneous_Natural Gas_Pool Heater_E10 | F5 | Commercial | Lodging | Existing | Miscellaneous | Natural Gas | Pool Heater | E10 | RIM BC Ratio | 0 | 0 | 0 | 0 | 0 | 0 | 0 | 0 | 0 | 0 | 0 | 0 | 0 | 0 | 0 | 0 | 0 | 0 | 0 | 0 | 0 | 0 | 0 | 0 | 0 | 0 | 0
F0_Commercial_Lodging_Existing_Miscellaneous_Natural Gas_Miscellaneous_E0 | F0 | Commercial | Lodging | Existing | Miscellaneous | Natural Gas | Miscellaneous | E0 | Economic Unit | Miscellaneous | Miscellaneous | Miscellaneous | Miscellaneous | Miscellaneous | Miscellaneous | Miscellaneous | Miscellaneous | Miscellaneous | Miscellaneous | Miscellaneous | Miscellaneous | Miscellaneous | Miscellaneous | Miscellaneous | Miscellaneous | Miscellaneous | Miscellaneous | Miscellaneous | Miscellaneous | Miscellaneous | Miscellaneous | Miscellaneous | Miscellaneous | Miscellaneous | Miscellaneous | Miscellaneous
F1_Commercial_Lodging_Existing_Miscellaneous_Natural Gas_Miscellaneous_E1 | F1 | Commercial | Lodging | Existing | Miscellaneous | Natural Gas | Miscellaneous | E1 | CCE | 0 | 0 | 0 | 0 | 0 | 0 | 0 | 0 | 0 | 0 | 0 | 0 | 0 | 0 | 0 | 0 | 0 | 0 | 0 | 0 | 0 | 0 | 0 | 0 | 0 | 0 | 0
F1_Commercial_Lodging_Existing_Miscellaneous_Natural Gas_Miscellaneous_E2 | F1 | Commercial | Lodging | Existing | Miscellaneous | Natural Gas | Miscellaneous | E2 | CCE | 0 | 0 | 0 | 0 | 0 | 0 | 0 | 0 | 0 | 0 | 0 | 0 | 0 | 0 | 0 | 0 | 0 | 0 | 0 | 0 | 0 | 0 | 0 | 0 | 0 | 0 | 0
F1_Commercial_Lodging_Existing_Miscellaneous_Natural Gas_Miscellaneous_E3 | F1 | Commercial | Lodging | Existing | Miscellaneous | Natural Gas | Miscellaneous | E3 | CCE | 0 | 0 | 0 | 0 | 0 | 0 | 0 | 0 | 0 | 0 | 0 | 0 | 0 | 0 | 0 | 0 | 0 | 0 | 0 | 0 | 0 | 0 | 0 | 0 | 0 | 0 | 0
F1_Commercial_Lodging_Existing_Miscellaneous_Natural Gas_Miscellaneous_E4 | F1 | Commercial | Lodging | Existing | Miscellaneous | Natural Gas | Miscellaneous | E4 | CCE | 0 | 0 | 0 | 0 | 0 | 0 | 0 | 0 | 0 | 0 | 0 | 0 | 0 | 0 | 0 | 0 | 0 | 0 | 0 | 0 | 0 | 0 | 0 | 0 | 0 | 0 | 0
F1_Commercial_Lodging_Existing_Miscellaneous_Natural Gas_Miscellaneous_E5 | F1 | Commercial | Lodging | Existing | Miscellaneous | Natural Gas | Miscellaneous | E5 | CCE | 0 | 0 | 0 | 0 | 0 | 0 | 0 | 0 | 0 | 0 | 0 | 0 | 0 | 0 | 0 | 0 | 0 | 0 | 0 | 0 | 0 | 0 | 0 | 0 | 0 | 0 | 0
F1_Commercial_Lodging_Existing_Miscellaneous_Natural Gas_Miscellaneous_E6 | F1 | Commercial | Lodging | Existing | Miscellaneous | Natural Gas | Miscellaneous | E6 | CCE | 0 | 0 | 0 | 0 | 0 | 0 | 0 | 0 | 0 | 0 | 0 | 0 | 0 | 0 | 0 | 0 | 0 | 0 | 0 | 0 | 0 | 0 | 0 | 0 | 0 | 0 | 0
F1_Commercial_Lodging_Existing_Miscellaneous_Natural Gas_Miscellaneous_E7 | F1 | Commercial | Lodging | Existing | Miscellaneous | Natural Gas | Miscellaneous | E7 | CCE | 0 | 0 | 0 | 0 | 0 | 0 | 0 | 0 | 0 | 0 | 0 | 0 | 0 | 0 | 0 | 0 | 0 | 0 | 0 | 0 | 0 | 0 | 0 | 0 | 0 | 0 | 0
F1_Commercial_Lodging_Existing_Miscellaneous_Natural Gas_Miscellaneous_E8 | F1 | Commercial | Lodging | Existing | Miscellaneous | Natural Gas | Miscellaneous | E8 | CCE | 0 | 0 | 0 | 0 | 0 | 0 | 0 | 0 | 0 | 0 | 0 | 0 | 0 | 0 | 0 | 0 | 0 | 0 | 0 | 0 | 0 | 0 | 0 | 0 | 0 | 0 | 0
F1_Commercial_Lodging_Existing_Miscellaneous_Natural Gas_Miscellaneous_E9 | F1 | Commercial | Lodging | Existing | Miscellaneous | Natural Gas | Miscellaneous | E9 | CCE | 0 | 0 | 0 | 0 | 0 | 0 | 0 | 0 | 0 | 0 | 0 | 0 | 0 | 0 | 0 | 0 | 0 | 0 | 0 | 0 | 0 | 0 | 0 | 0 | 0 | 0 | 0
F1_Commercial_Lodging_Existing_Miscellaneous_Natural Gas_Miscellaneous_E10 | F1 | Commercial | Lodging | Existing | Miscellaneous | Natural Gas | Miscellaneous | E10 | CCE | 0 | 0 | 0 | 0 | 0 | 0 | 0 | 0 | 0 | 0 | 0 | 0 | 0 | 0 | 0 | 0 | 0 | 0 | 0 | 0 | 0 | 0 | 0 | 0 | 0 | 0 | 0
F2_Commercial_Lodging_Existing_Miscellaneous_Natural Gas_Miscellaneous_E1 | F2 | Commercial | Lodging | Existing | Miscellaneous | Natural Gas | Miscellaneous | E1 | TRC BC Ratio | bar: 2021 to 2047
F2_Commercial_Lodging_Existing_Miscellaneous_Natural Gas_Miscellaneous_E2 | F2 | Commercial | Lodging | Existing | Miscellaneous | Natural Gas | Miscellaneous | E2 | TRC BC Ratio | 0 | 0 | 0 | 0 | 0 | 0 | 0 | 0 | 0 | 0 | 0 | 0 | 0 | 0 | 0 | 0 | 0 | 0 | 0 | 0 | 0 | 0 | 0 | 0 | 0 | 0 | 0
F2_Commercial_Lodging_Existing_Miscellaneous_Natural Gas_Miscellaneous_E3 | F2 | Commercial | Lodging | Existing | Miscellaneous | Natural Gas | Miscellaneous | E3 | TRC BC Ratio | 0 | 0 | 0 | 0 | 0 | 0 | 0 | 0 | 0 | 0 | 0 | 0 | 0 | 0 | 0 | 0 | 0 | 0 | 0 | 0 | 0 | 0 | 0 | 0 | 0 | 0 | 0
F2_Commercial_Lodging_Existing_Miscellaneous_Natural Gas_Miscellaneous_E4 | F2 | Commercial | Lodging | Existing | Miscellaneous | Natural Gas | Miscellaneous | E4 | TRC BC Ratio | 0 | 0 | 0 | 0 | 0 | 0 | 0 | 0 | 0 | 0 | 0 | 0 | 0 | 0 | 0 | 0 | 0 | 0 | 0 | 0 | 0 | 0 | 0 | 0 | 0 | 0 | 0
F2_Commercial_Lodging_Existing_Miscellaneous_Natural Gas_Miscellaneous_E5 | F2 | Commercial | Lodging | Existing | Miscellaneous | Natural Gas | Miscellaneous | E5 | TRC BC Ratio | 0 | 0 | 0 | 0 | 0 | 0 | 0 | 0 | 0 | 0 | 0 | 0 | 0 | 0 | 0 | 0 | 0 | 0 | 0 | 0 | 0 | 0 | 0 | 0 | 0 | 0 | 0
F2_Commercial_Lodging_Existing_Miscellaneous_Natural Gas_Miscellaneous_E6 | F2 | Commercial | Lodging | Existing | Miscellaneous | Natural Gas | Miscellaneous | E6 | TRC BC Ratio | 0 | 0 | 0 | 0 | 0 | 0 | 0 | 0 | 0 | 0 | 0 | 0 | 0 | 0 | 0 | 0 | 0 | 0 | 0 | 0 | 0 | 0 | 0 | 0 | 0 | 0 | 0
F2_Commercial_Lodging_Existing_Miscellaneous_Natural Gas_Miscellaneous_E7 | F2 | Commercial | Lodging | Existing | Miscellaneous | Natural Gas | Miscellaneous | E7 | TRC BC Ratio | 0 | 0 | 0 | 0 | 0 | 0 | 0 | 0 | 0 | 0 | 0 | 0 | 0 | 0 | 0 | 0 | 0 | 0 | 0 | 0 | 0 | 0 | 0 | 0 | 0 | 0 | 0
F2_Commercial_Lodging_Existing_Miscellaneous_Natural Gas_Miscellaneous_E8 | F2 | Commercial | Lodging | Existing | Miscellaneous | Natural Gas | Miscellaneous | E8 | TRC BC Ratio | 0 | 0 | 0 | 0 | 0 | 0 | 0 | 0 | 0 | 0 | 0 | 0 | 0 | 0 | 0 | 0 | 0 | 0 | 0 | 0 | 0 | 0 | 0 | 0 | 0 | 0 | 0
F2_Commercial_Lodging_Existing_Miscellaneous_Natural Gas_Miscellaneous_E9 | F2 | Commercial | Lodging | Existing | Miscellaneous | Natural Gas | Miscellaneous | E9 | TRC BC Ratio | 0 | 0 | 0 | 0 | 0 | 0 | 0 | 0 | 0 | 0 | 0 | 0 | 0 | 0 | 0 | 0 | 0 | 0 | 0 | 0 | 0 | 0 | 0 | 0 | 0 | 0 | 0
F2_Commercial_Lodging_Existing_Miscellaneous_Natural Gas_Miscellaneous_E10 | F2 | Commercial | Lodging | Existing | Miscellaneous | Natural Gas | Miscellaneous | E10 | TRC BC Ratio | 0 | 0 | 0 | 0 | 0 | 0 | 0 | 0 | 0 | 0 | 0 | 0 | 0 | 0 | 0 | 0 | 0 | 0 | 0 | 0 | 0 | 0 | 0 | 0 | 0 | 0 | 0
F3_Commercial_Lodging_Existing_Miscellaneous_Natural Gas_Miscellaneous_E1 | F3 | Commercial | Lodging | Existing | Miscellaneous | Natural Gas | Miscellaneous | E1 | PACT BC Ratio | bar: 2021 to 2047
F3_Commercial_Lodging_Existing_Miscellaneous_Natural Gas_Miscellaneous_E2 | F3 | Commercial | Lodging | Existing | Miscellaneous | Natural Gas | Miscellaneous | E2 | PACT BC Ratio | 0 | 0 | 0 | 0 | 0 | 0 | 0 | 0 | 0 | 0 | 0 | 0 | 0 | 0 | 0 | 0 | 0 | 0 | 0 | 0 | 0 | 0 | 0 | 0 | 0 | 0 | 0
F3_Commercial_Lodging_Existing_Miscellaneous_Natural Gas_Miscellaneous_E3 | F3 | Commercial | Lodging | Existing | Miscellaneous | Natural Gas | Miscellaneous | E3 | PACT BC Ratio | 0 | 0 | 0 | 0 | 0 | 0 | 0 | 0 | 0 | 0 | 0 | 0 | 0 | 0 | 0 | 0 | 0 | 0 | 0 | 0 | 0 | 0 | 0 | 0 | 0 | 0 | 0
F3_Commercial_Lodging_Existing_Miscellaneous_Natural Gas_Miscellaneous_E4 | F3 | Commercial | Lodging | Existing | Miscellaneous | Natural Gas | Miscellaneous | E4 | PACT BC Ratio | 0 | 0 | 0 | 0 | 0 | 0 | 0 | 0 | 0 | 0 | 0 | 0 | 0 | 0 | 0 | 0 | 0 | 0 | 0 | 0 | 0 | 0 | 0 | 0 | 0 | 0 | 0
F3_Commercial_Lodging_Existing_Miscellaneous_Natural Gas_Miscellaneous_E5 | F3 | Commercial | Lodging | Existing | Miscellaneous | Natural Gas | Miscellaneous | E5 | PACT BC Ratio | 0 | 0 | 0 | 0 | 0 | 0 | 0 | 0 | 0 | 0 | 0 | 0 | 0 | 0 | 0 | 0 | 0 | 0 | 0 | 0 | 0 | 0 | 0 | 0 | 0 | 0 | 0
F3_Commercial_Lodging_Existing_Miscellaneous_Natural Gas_Miscellaneous_E6 | F3 | Commercial | Lodging | Existing | Miscellaneous | Natural Gas | Miscellaneous | E6 | PACT BC Ratio | 0 | 0 | 0 | 0 | 0 | 0 | 0 | 0 | 0 | 0 | 0 | 0 | 0 | 0 | 0 | 0 | 0 | 0 | 0 | 0 | 0 | 0 | 0 | 0 | 0 | 0 | 0
F3_Commercial_Lodging_Existing_Miscellaneous_Natural Gas_Miscellaneous_E7 | F3 | Commercial | Lodging | Existing | Miscellaneous | Natural Gas | Miscellaneous | E7 | PACT BC Ratio | 0 | 0 | 0 | 0 | 0 | 0 | 0 | 0 | 0 | 0 | 0 | 0 | 0 | 0 | 0 | 0 | 0 | 0 | 0 | 0 | 0 | 0 | 0 | 0 | 0 | 0 | 0
F3_Commercial_Lodging_Existing_Miscellaneous_Natural Gas_Miscellaneous_E8 | F3 | Commercial | Lodging | Existing | Miscellaneous | Natural Gas | Miscellaneous | E8 | PACT BC Ratio | 0 | 0 | 0 | 0 | 0 | 0 | 0 | 0 | 0 | 0 | 0 | 0 | 0 | 0 | 0 | 0 | 0 | 0 | 0 | 0 | 0 | 0 | 0 | 0 | 0 | 0 | 0
F3_Commercial_Lodging_Existing_Miscellaneous_Natural Gas_Miscellaneous_E9 | F3 | Commercial | Lodging | Existing | Miscellaneous | Natural Gas | Miscellaneous | E9 | PACT BC Ratio | 0 | 0 | 0 | 0 | 0 | 0 | 0 | 0 | 0 | 0 | 0 | 0 | 0 | 0 | 0 | 0 | 0 | 0 | 0 | 0 | 0 | 0 | 0 | 0 | 0 | 0 | 0
F3_Commercial_Lodging_Existing_Miscellaneous_Natural Gas_Miscellaneous_E10 | F3 | Commercial | Lodging | Existing | Miscellaneous | Natural Gas | Miscellaneous | E10 | PACT BC Ratio | 0 | 0 | 0 | 0 | 0 | 0 | 0 | 0 | 0 | 0 | 0 | 0 | 0 | 0 | 0 | 0 | 0 | 0 | 0 | 0 | 0 | 0 | 0 | 0 | 0 | 0 | 0
F4_Commercial_Lodging_Existing_Miscellaneous_Natural Gas_Miscellaneous_E1 | F4 | Commercial | Lodging | Existing | Miscellaneous | Natural Gas | Miscellaneous | E1 | RVT BC Ratio | bar: 2021 to 2047
F4_Commercial_Lodging_Existing_Miscellaneous_Natural Gas_Miscellaneous_E2 | F4 | Commercial | Lodging | Existing | Miscellaneous | Natural Gas | Miscellaneous | E2 | RVT BC Ratio | 0 | 0 | 0 | 0 | 0 | 0 | 0 | 0 | 0 | 0 | 0 | 0 | 0 | 0 | 0 | 0 | 0 | 0 | 0 | 0 | 0 | 0 | 0 | 0 | 0 | 0 | 0
F4_Commercial_Lodging_Existing_Miscellaneous_Natural Gas_Miscellaneous_E3 | F4 | Commercial | Lodging | Existing | Miscellaneous | Natural Gas | Miscellaneous | E3 | RVT BC Ratio | 0 | 0 | 0 | 0 | 0 | 0 | 0 | 0 | 0 | 0 | 0 | 0 | 0 | 0 | 0 | 0 | 0 | 0 | 0 | 0 | 0 | 0 | 0 | 0 | 0 | 0 | 0
F4_Commercial_Lodging_Existing_Miscellaneous_Natural Gas_Miscellaneous_E4 | F4 | Commercial | Lodging | Existing | Miscellaneous | Natural Gas | Miscellaneous | E4 | RVT BC Ratio | 0 | 0 | 0 | 0 | 0 | 0 | 0 | 0 | 0 | 0 | 0 | 0 | 0 | 0 | 0 | 0 | 0 | 0 | 0 | 0 | 0 | 0 | 0 | 0 | 0 | 0 | 0
F4_Commercial_Lodging_Existing_Miscellaneous_Natural Gas_Miscellaneous_E5 | F4 | Commercial | Lodging | Existing | Miscellaneous | Natural Gas | Miscellaneous | E5 | RVT BC Ratio | 0 | 0 | 0 | 0 | 0 | 0 | 0 | 0 | 0 | 0 | 0 | 0 | 0 | 0 | 0 | 0 | 0 | 0 | 0 | 0 | 0 | 0 | 0 | 0 | 0 | 0 | 0
F4_Commercial_Lodging_Existing_Miscellaneous_Natural Gas_Miscellaneous_E6 | F4 | Commercial | Lodging | Existing | Miscellaneous | Natural Gas | Miscellaneous | E6 | RVT BC Ratio | 0 | 0 | 0 | 0 | 0 | 0 | 0 | 0 | 0 | 0 | 0 | 0 | 0 | 0 | 0 | 0 | 0 | 0 | 0 | 0 | 0 | 0 | 0 | 0 | 0 | 0 | 0
F4_Commercial_Lodging_Existing_Miscellaneous_Natural Gas_Miscellaneous_E7 | F4 | Commercial | Lodging | Existing | Miscellaneous | Natural Gas | Miscellaneous | E7 | RVT BC Ratio | 0 | 0 | 0 | 0 | 0 | 0 | 0 | 0 | 0 | 0 | 0 | 0 | 0 | 0 | 0 | 0 | 0 | 0 | 0 | 0 | 0 | 0 | 0 | 0 | 0 | 0 | 0
F4_Commercial_Lodging_Existing_Miscellaneous_Natural Gas_Miscellaneous_E8 | F4 | Commercial | Lodging | Existing | Miscellaneous | Natural Gas | Miscellaneous | E8 | RVT BC Ratio | 0 | 0 | 0 | 0 | 0 | 0 | 0 | 0 | 0 | 0 | 0 | 0 | 0 | 0 | 0 | 0 | 0 | 0 | 0 | 0 | 0 | 0 | 0 | 0 | 0 | 0 | 0
F4_Commercial_Lodging_Existing_Miscellaneous_Natural Gas_Miscellaneous_E9 | F4 | Commercial | Lodging | Existing | Miscellaneous | Natural Gas | Miscellaneous | E9 | RVT BC Ratio | 0 | 0 | 0 | 0 | 0 | 0 | 0 | 0 | 0 | 0 | 0 | 0 | 0 | 0 | 0 | 0 | 0 | 0 | 0 | 0 | 0 | 0 | 0 | 0 | 0 | 0 | 0
F4_Commercial_Lodging_Existing_Miscellaneous_Natural Gas_Miscellaneous_E10 | F4 | Commercial | Lodging | Existing | Miscellaneous | Natural Gas | Miscellaneous | E10 | RVT BC Ratio | 0 | 0 | 0 | 0 | 0 | 0 | 0 | 0 | 0 | 0 | 0 | 0 | 0 | 0 | 0 | 0 | 0 | 0 | 0 | 0 | 0 | 0 | 0 | 0 | 0 | 0 | 0
F5_Commercial_Lodging_Existing_Miscellaneous_Natural Gas_Miscellaneous_E1 | F5 | Commercial | Lodging | Existing | Miscellaneous | Natural Gas | Miscellaneous | E1 | RIM BC Ratio | bar: 2021 to 2047
F5_Commercial_Lodging_Existing_Miscellaneous_Natural Gas_Miscellaneous_E2 | F5 | Commercial | Lodging | Existing | Miscellaneous | Natural Gas | Miscellaneous | E2 | RIM BC Ratio | 0 | 0 | 0 | 0 | 0 | 0 | 0 | 0 | 0 | 0 | 0 | 0 | 0 | 0 | 0 | 0 | 0 | 0 | 0 | 0 | 0 | 0 | 0 | 0 | 0 | 0 | 0
F5_Commercial_Lodging_Existing_Miscellaneous_Natural Gas_Miscellaneous_E3 | F5 | Commercial | Lodging | Existing | Miscellaneous | Natural Gas | Miscellaneous | E3 | RIM BC Ratio | 0 | 0 | 0 | 0 | 0 | 0 | 0 | 0 | 0 | 0 | 0 | 0 | 0 | 0 | 0 | 0 | 0 | 0 | 0 | 0 | 0 | 0 | 0 | 0 | 0 | 0 | 0
F5_Commercial_Lodging_Existing_Miscellaneous_Natural Gas_Miscellaneous_E4 | F5 | Commercial | Lodging | Existing | Miscellaneous | Natural Gas | Miscellaneous | E4 | RIM BC Ratio | 0 | 0 | 0 | 0 | 0 | 0 | 0 | 0 | 0 | 0 | 0 | 0 | 0 | 0 | 0 | 0 | 0 | 0 | 0 | 0 | 0 | 0 | 0 | 0 | 0 | 0 | 0
F5_Commercial_Lodging_Existing_Miscellaneous_Natural Gas_Miscellaneous_E5 | F5 | Commercial | Lodging | Existing | Miscellaneous | Natural Gas | Miscellaneous | E5 | RIM BC Ratio | 0 | 0 | 0 | 0 | 0 | 0 | 0 | 0 | 0 | 0 | 0 | 0 | 0 | 0 | 0 | 0 | 0 | 0 | 0 | 0 | 0 | 0 | 0 | 0 | 0 | 0 | 0
F5_Commercial_Lodging_Existing_Miscellaneous_Natural Gas_Miscellaneous_E6 | F5 | Commercial | Lodging | Existing | Miscellaneous | Natural Gas | Miscellaneous | E6 | RIM BC Ratio | 0 | 0 | 0 | 0 | 0 | 0 | 0 | 0 | 0 | 0 | 0 | 0 | 0 | 0 | 0 | 0 | 0 | 0 | 0 | 0 | 0 | 0 | 0 | 0 | 0 | 0 | 0
F5_Commercial_Lodging_Existing_Miscellaneous_Natural Gas_Miscellaneous_E7 | F5 | Commercial | Lodging | Existing | Miscellaneous | Natural Gas | Miscellaneous | E7 | RIM BC Ratio | 0 | 0 | 0 | 0 | 0 | 0 | 0 | 0 | 0 | 0 | 0 | 0 | 0 | 0 | 0 | 0 | 0 | 0 | 0 | 0 | 0 | 0 | 0 | 0 | 0 | 0 | 0
F5_Commercial_Lodging_Existing_Miscellaneous_Natural Gas_Miscellaneous_E8 | F5 | Commercial | Lodging | Existing | Miscellaneous | Natural Gas | Miscellaneous | E8 | RIM BC Ratio | 0 | 0 | 0 | 0 | 0 | 0 | 0 | 0 | 0 | 0 | 0 | 0 | 0 | 0 | 0 | 0 | 0 | 0 | 0 | 0 | 0 | 0 | 0 | 0 | 0 | 0 | 0
F5_Commercial_Lodging_Existing_Miscellaneous_Natural Gas_Miscellaneous_E9 | F5 | Commercial | Lodging | Existing | Miscellaneous | Natural Gas | Miscellaneous | E9 | RIM BC Ratio | 0 | 0 | 0 | 0 | 0 | 0 | 0 | 0 | 0 | 0 | 0 | 0 | 0 | 0 | 0 | 0 | 0 | 0 | 0 | 0 | 0 | 0 | 0 | 0 | 0 | 0 | 0
F5_Commercial_Lodging_Existing_Miscellaneous_Natural Gas_Miscellaneous_E10 | F5 | Commercial | Lodging | Existing | Miscellaneous | Natural Gas | Miscellaneous | E10 | RIM BC Ratio | 0 | 0 | 0 | 0 | 0 | 0 | 0 | 0 | 0 | 0 | 0 | 0 | 0 | 0 | 0 | 0 | 0 | 0 | 0 | 0 | 0 | 0 | 0 | 0 | 0 | 0 | 0
F0_Commercial_Lodging_New_Space Heating_Natural Gas_Furnace_E0 | F0 | Commercial | Lodging | New | Space Heating | Natural Gas | Furnace | E0 | Economic Unit | AFUE 96% | AFUE 96% | AFUE 96% | AFUE 96% | AFUE 96% | AFUE 96% | AFUE 96% | AFUE 96% | AFUE 96% | AFUE 96% | AFUE 96% | AFUE 96% | AFUE 96% | AFUE 96% | AFUE 96% | AFUE 96% | AFUE 96% | AFUE 96% | AFUE 96% | AFUE 96% | AFUE 96% | AFUE 96% | AFUE 96% | AFUE 96% | AFUE 96% | AFUE 96% | AFUE 96%
F1_Commercial_Lodging_New_Space Heating_Natural Gas_Furnace_E1 | F1 | Commercial | Lodging | New | Space Heating | Natural Gas | Furnace | E1 | CCE | 0 | 0 | 0 | 0 | 0 | 0 | 0 | 0 | 0 | 0 | 0 | 0 | 0 | 0 | 0 | 0 | 0 | 0 | 0 | 0 | 0 | 0 | 0 | 0 | 0 | 0 | 0
F1_Commercial_Lodging_New_Space Heating_Natural Gas_Furnace_E2 | F1 | Commercial | Lodging | New | Space Heating | Natural Gas | Furnace | E2 | CCE | 0.002265 | 0.0021054 | 0.0021136 | 0 | 0 | 0 | 0 | 0 | 0 | 0 | 0 | 0 | 0 | 0 | 0 | 0 | 0 | 0 | 0 | 0 | 0 | 0 | 0 | 0 | 0 | 0 | 0
F1_Commercial_Lodging_New_Space Heating_Natural Gas_Furnace_E3 | F1 | Commercial | Lodging | New | Space Heating | Natural Gas | Furnace | E3 | CCE | 0.00302 | 0.0028072 | 0.0028181 | 0.0042271 | 0.0042271 | 0.0042271 | 0.0042271 | 0.0042271 | 0.0042271 | 0.0042271 | 0.0042271 | 0.0042271 | 0.0042271 | 0.0042271 | 0.0042271 | 0.0042271 | 0.0042271 | 0.0042271 | 0.0042271 | 0.0042271 | 0.0042271 | 0.0042271 | 0.0042271 | 0.0042271 | 0.0042271 | 0.0042271 | 0.0042271
F1_Commercial_Lodging_New_Space Heating_Natural Gas_Furnace_E4 | F1 | Commercial | Lodging | New | Space Heating | Natural Gas | Furnace | E4 | CCE | 0 | 0 | 0 | 0 | 0 | 0 | 0 | 0 | 0 | 0 | 0 | 0 | 0 | 0 | 0 | 0 | 0 | 0 | 0 | 0 | 0 | 0 | 0 | 0 | 0 | 0 | 0
F1_Commercial_Lodging_New_Space Heating_Natural Gas_Furnace_E5 | F1 | Commercial | Lodging | New | Space Heating | Natural Gas | Furnace | E5 | CCE | 0 | 0 | 0 | 0 | 0 | 0 | 0 | 0 | 0 | 0 | 0 | 0 | 0 | 0 | 0 | 0 | 0 | 0 | 0 | 0 | 0 | 0 | 0 | 0 | 0 | 0 | 0
F1_Commercial_Lodging_New_Space Heating_Natural Gas_Furnace_E6 | F1 | Commercial | Lodging | New | Space Heating | Natural Gas | Furnace | E6 | CCE | 0 | 0 | 0 | 0 | 0 | 0 | 0 | 0 | 0 | 0 | 0 | 0 | 0 | 0 | 0 | 0 | 0 | 0 | 0 | 0 | 0 | 0 | 0 | 0 | 0 | 0 | 0
F1_Commercial_Lodging_New_Space Heating_Natural Gas_Furnace_E7 | F1 | Commercial | Lodging | New | Space Heating | Natural Gas | Furnace | E7 | CCE | 0 | 0 | 0 | 0 | 0 | 0 | 0 | 0 | 0 | 0 | 0 | 0 | 0 | 0 | 0 | 0 | 0 | 0 | 0 | 0 | 0 | 0 | 0 | 0 | 0 | 0 | 0
F1_Commercial_Lodging_New_Space Heating_Natural Gas_Furnace_E8 | F1 | Commercial | Lodging | New | Space Heating | Natural Gas | Furnace | E8 | CCE | 0 | 0 | 0 | 0 | 0 | 0 | 0 | 0 | 0 | 0 | 0 | 0 | 0 | 0 | 0 | 0 | 0 | 0 | 0 | 0 | 0 | 0 | 0 | 0 | 0 | 0 | 0
F1_Commercial_Lodging_New_Space Heating_Natural Gas_Furnace_E9 | F1 | Commercial | Lodging | New | Space Heating | Natural Gas | Furnace | E9 | CCE | 0 | 0 | 0 | 0 | 0 | 0 | 0 | 0 | 0 | 0 | 0 | 0 | 0 | 0 | 0 | 0 | 0 | 0 | 0 | 0 | 0 | 0 | 0 | 0 | 0 | 0 | 0
F1_Commercial_Lodging_New_Space Heating_Natural Gas_Furnace_E10 | F1 | Commercial | Lodging | New | Space Heating | Natural Gas | Furnace | E10 | CCE | 0 | 0 | 0 | 0 | 0 | 0 | 0 | 0 | 0 | 0 | 0 | 0 | 0 | 0 | 0 | 0 | 0 | 0 | 0 | 0 | 0 | 0 | 0 | 0 | 0 | 0 | 0
F2_Commercial_Lodging_New_Space Heating_Natural Gas_Furnace_E1 | F2 | Commercial | Lodging | New | Space Heating | Natural Gas | Furnace | E1 | TRC BC Ratio | 1 | 1 | 1 | 0 | 0 | 0 | 0 | 0 | 0 | 0 | 0 | 0 | 0 | 0 | 0 | 0 | 0 | 0 | 0 | 0 | 0 | 0 | 0 | 0 | 0 | 0 | 0
F2_Commercial_Lodging_New_Space Heating_Natural Gas_Furnace_E2 | F2 | Commercial | Lodging | New | Space Heating | Natural Gas | Furnace | E2 | TRC BC Ratio | 6.8569 | 6.8166 | 6.7215 | 1 | 1 | 1 | 1 | 1 | 1 | 1 | 1 | 1 | 1 | 1 | 1 | 1 | 1 | 1 | 1 | 1 | 1 | 1 | 1 | 1 | 1 | 1 | 1
F2_Commercial_Lodging_New_Space Heating_Natural Gas_Furnace_E3 | F2 | Commercial | Lodging | New | Space Heating | Natural Gas | Furnace | E3 | TRC BC Ratio | 5.1427 | 5.1124 | 5.0411 | 3.3094 | 3.2952 | 3.2931 | 3.2996 | 3.3085 | 3.3153 | 3.3187 | 3.3184 | 3.314 | 3.3044 | 3.287 | 3.262 | 3.2306 | 3.1901 | 3.1424 | 3.0855 | 3.0176 | 2.9367 | 2.8449 | 2.769 | 2.7214 | 2.7035 | 2.7167 | 2.73
F2_Commercial_Lodging_New_Space Heating_Natural Gas_Furnace_E4 | F2 | Commercial | Lodging | New | Space Heating | Natural Gas | Furnace | E4 | TRC BC Ratio | 0 | 0 | 0 | 0 | 0 | 0 | 0 | 0 | 0 | 0 | 0 | 0 | 0 | 0 | 0 | 0 | 0 | 0 | 0 | 0 | 0 | 0 | 0 | 0 | 0 | 0 | 0
F2_Commercial_Lodging_New_Space Heating_Natural Gas_Furnace_E5 | F2 | Commercial | Lodging | New | Space Heating | Natural Gas | Furnace | E5 | TRC BC Ratio | 0 | 0 | 0 | 0 | 0 | 0 | 0 | 0 | 0 | 0 | 0 | 0 | 0 | 0 | 0 | 0 | 0 | 0 | 0 | 0 | 0 | 0 | 0 | 0 | 0 | 0 | 0
F2_Commercial_Lodging_New_Space Heating_Natural Gas_Furnace_E6 | F2 | Commercial | Lodging | New | Space Heating | Natural Gas | Furnace | E6 | TRC BC Ratio | 0 | 0 | 0 | 0 | 0 | 0 | 0 | 0 | 0 | 0 | 0 | 0 | 0 | 0 | 0 | 0 | 0 | 0 | 0 | 0 | 0 | 0 | 0 | 0 | 0 | 0 | 0
F2_Commercial_Lodging_New_Space Heating_Natural Gas_Furnace_E7 | F2 | Commercial | Lodging | New | Space Heating | Natural Gas | Furnace | E7 | TRC BC Ratio | 0 | 0 | 0 | 0 | 0 | 0 | 0 | 0 | 0 | 0 | 0 | 0 | 0 | 0 | 0 | 0 | 0 | 0 | 0 | 0 | 0 | 0 | 0 | 0 | 0 | 0 | 0
F2_Commercial_Lodging_New_Space Heating_Natural Gas_Furnace_E8 | F2 | Commercial | Lodging | New | Space Heating | Natural Gas | Furnace | E8 | TRC BC Ratio | 0 | 0 | 0 | 0 | 0 | 0 | 0 | 0 | 0 | 0 | 0 | 0 | 0 | 0 | 0 | 0 | 0 | 0 | 0 | 0 | 0 | 0 | 0 | 0 | 0 | 0 | 0
F2_Commercial_Lodging_New_Space Heating_Natural Gas_Furnace_E9 | F2 | Commercial | Lodging | New | Space Heating | Natural Gas | Furnace | E9 | TRC BC Ratio | 0 | 0 | 0 | 0 | 0 | 0 | 0 | 0 | 0 | 0 | 0 | 0 | 0 | 0 | 0 | 0 | 0 | 0 | 0 | 0 | 0 | 0 | 0 | 0 | 0 | 0 | 0
F2_Commercial_Lodging_New_Space Heating_Natural Gas_Furnace_E10 | F2 | Commercial | Lodging | New | Space Heating | Natural Gas | Furnace | E10 | TRC BC Ratio | 0 | 0 | 0 | 0 | 0 | 0 | 0 | 0 | 0 | 0 | 0 | 0 | 0 | 0 | 0 | 0 | 0 | 0 | 0 | 0 | 0 | 0 | 0 | 0 | 0 | 0 | 0
F3_Commercial_Lodging_New_Space Heating_Natural Gas_Furnace_E1 | F3 | Commercial | Lodging | New | Space Heating | Natural Gas | Furnace | E1 | PACT BC Ratio | 1 | 1 | 1 | 0 | 0 | 0 | 0 | 0 | 0 | 0 | 0 | 0 | 0 | 0 | 0 | 0 | 0 | 0 | 0 | 0 | 0 | 0 | 0 | 0 | 0 | 0 | 0
F3_Commercial_Lodging_New_Space Heating_Natural Gas_Furnace_E2 | F3 | Commercial | Lodging | New | Space Heating | Natural Gas | Furnace | E2 | PACT BC Ratio | 9.0222 | 8.9692 | 8.8441 | 1 | 1 | 1 | 1 | 1 | 1 | 1 | 1 | 1 | 1 | 1 | 1 | 1 | 1 | 1 | 1 | 1 | 1 | 1 | 1 | 1 | 1 | 1 | 1
F3_Commercial_Lodging_New_Space Heating_Natural Gas_Furnace_E3 | F3 | Commercial | Lodging | New | Space Heating | Natural Gas | Furnace | E3 | PACT BC Ratio | 6.7667 | 6.7269 | 6.6331 | 4.3545 | 4.3358 | 4.3331 | 4.3416 | 4.3532 | 4.3623 | 4.3667 | 4.3663 | 4.3605 | 4.3479 | 4.325 | 4.2921 | 4.2508 | 4.1975 | 4.1347 | 4.0598 | 3.9705 | 3.8641 | 3.7433 | 3.6435 | 3.5808 | 3.5572 | 3.5746 | 3.5921
F3_Commercial_Lodging_New_Space Heating_Natural Gas_Furnace_E4 | F3 | Commercial | Lodging | New | Space Heating | Natural Gas | Furnace | E4 | PACT BC Ratio | 0 | 0 | 0 | 0 | 0 | 0 | 0 | 0 | 0 | 0 | 0 | 0 | 0 | 0 | 0 | 0 | 0 | 0 | 0 | 0 | 0 | 0 | 0 | 0 | 0 | 0 | 0
F3_Commercial_Lodging_New_Space Heating_Natural Gas_Furnace_E5 | F3 | Commercial | Lodging | New | Space Heating | Natural Gas | Furnace | E5 | PACT BC Ratio | 0 | 0 | 0 | 0 | 0 | 0 | 0 | 0 | 0 | 0 | 0 | 0 | 0 | 0 | 0 | 0 | 0 | 0 | 0 | 0 | 0 | 0 | 0 | 0 | 0 | 0 | 0
F3_Commercial_Lodging_New_Space Heating_Natural Gas_Furnace_E6 | F3 | Commercial | Lodging | New | Space Heating | Natural Gas | Furnace | E6 | PACT BC Ratio | 0 | 0 | 0 | 0 | 0 | 0 | 0 | 0 | 0 | 0 | 0 | 0 | 0 | 0 | 0 | 0 | 0 | 0 | 0 | 0 | 0 | 0 | 0 | 0 | 0 | 0 | 0
F3_Commercial_Lodging_New_Space Heating_Natural Gas_Furnace_E7 | F3 | Commercial | Lodging | New | Space Heating | Natural Gas | Furnace | E7 | PACT BC Ratio | 0 | 0 | 0 | 0 | 0 | 0 | 0 | 0 | 0 | 0 | 0 | 0 | 0 | 0 | 0 | 0 | 0 | 0 | 0 | 0 | 0 | 0 | 0 | 0 | 0 | 0 | 0
F3_Commercial_Lodging_New_Space Heating_Natural Gas_Furnace_E8 | F3 | Commercial | Lodging | New | Space Heating | Natural Gas | Furnace | E8 | PACT BC Ratio | 0 | 0 | 0 | 0 | 0 | 0 | 0 | 0 | 0 | 0 | 0 | 0 | 0 | 0 | 0 | 0 | 0 | 0 | 0 | 0 | 0 | 0 | 0 | 0 | 0 | 0 | 0
F3_Commercial_Lodging_New_Space Heating_Natural Gas_Furnace_E9 | F3 | Commercial | Lodging | New | Space Heating | Natural Gas | Furnace | E9 | PACT BC Ratio | 0 | 0 | 0 | 0 | 0 | 0 | 0 | 0 | 0 | 0 | 0 | 0 | 0 | 0 | 0 | 0 | 0 | 0 | 0 | 0 | 0 | 0 | 0 | 0 | 0 | 0 | 0
F3_Commercial_Lodging_New_Space Heating_Natural Gas_Furnace_E10 | F3 | Commercial | Lodging | New | Space Heating | Natural Gas | Furnace | E10 | PACT BC Ratio | 0 | 0 | 0 | 0 | 0 | 0 | 0 | 0 | 0 | 0 | 0 | 0 | 0 | 0 | 0 | 0 | 0 | 0 | 0 | 0 | 0 | 0 | 0 | 0 | 0 | 0 | 0
F4_Commercial_Lodging_New_Space Heating_Natural Gas_Furnace_E1 | F4 | Commercial | Lodging | New | Space Heating | Natural Gas | Furnace | E1 | RVT BC Ratio | 1 | 1 | 1 | 0 | 0 | 0 | 0 | 0 | 0 | 0 | 0 | 0 | 0 | 0 | 0 | 0 | 0 | 0 | 0 | 0 | 0 | 0 | 0 | 0 | 0 | 0 | 0
F4_Commercial_Lodging_New_Space Heating_Natural Gas_Furnace_E2 | F4 | Commercial | Lodging | New | Space Heating | Natural Gas | Furnace | E2 | RVT BC Ratio | 0.7 | 0.7 | 0.7 | 1 | 1 | 1 | 1 | 1 | 1 | 1 | 1 | 1 | 1 | 1 | 1 | 1 | 1 | 1 | 1 | 1 | 1 | 1 | 1 | 1 | 1 | 1 | 1
F4_Commercial_Lodging_New_Space Heating_Natural Gas_Furnace_E3 | F4 | Commercial | Lodging | New | Space Heating | Natural Gas | Furnace | E3 | RVT BC Ratio | 0.7 | 0.7 | 0.7 | 0.7 | 0.7 | 0.7 | 0.7 | 0.7 | 0.7 | 0.7 | 0.7 | 0.7 | 0.7 | 0.7 | 0.7 | 0.7 | 0.7 | 0.7 | 0.7 | 0.7 | 0.7 | 0.7 | 0.7 | 0.7 | 0.7 | 0.7 | 0.7
F4_Commercial_Lodging_New_Space Heating_Natural Gas_Furnace_E4 | F4 | Commercial | Lodging | New | Space Heating | Natural Gas | Furnace | E4 | RVT BC Ratio | 0 | 0 | 0 | 0 | 0 | 0 | 0 | 0 | 0 | 0 | 0 | 0 | 0 | 0 | 0 | 0 | 0 | 0 | 0 | 0 | 0 | 0 | 0 | 0 | 0 | 0 | 0
F4_Commercial_Lodging_New_Space Heating_Natural Gas_Furnace_E5 | F4 | Commercial | Lodging | New | Space Heating | Natural Gas | Furnace | E5 | RVT BC Ratio | 0 | 0 | 0 | 0 | 0 | 0 | 0 | 0 | 0 | 0 | 0 | 0 | 0 | 0 | 0 | 0 | 0 | 0 | 0 | 0 | 0 | 0 | 0 | 0 | 0 | 0 | 0
F4_Commercial_Lodging_New_Space Heating_Natural Gas_Furnace_E6 | F4 | Commercial | Lodging | New | Space Heating | Natural Gas | Furnace | E6 | RVT BC Ratio | 0 | 0 | 0 | 0 | 0 | 0 | 0 | 0 | 0 | 0 | 0 | 0 | 0 | 0 | 0 | 0 | 0 | 0 | 0 | 0 | 0 | 0 | 0 | 0 | 0 | 0 | 0
F4_Commercial_Lodging_New_Space Heating_Natural Gas_Furnace_E7 | F4 | Commercial | Lodging | New | Space Heating | Natural Gas | Furnace | E7 | RVT BC Ratio | 0 | 0 | 0 | 0 | 0 | 0 | 0 | 0 | 0 | 0 | 0 | 0 | 0 | 0 | 0 | 0 | 0 | 0 | 0 | 0 | 0 | 0 | 0 | 0 | 0 | 0 | 0
F4_Commercial_Lodging_New_Space Heating_Natural Gas_Furnace_E8 | F4 | Commercial | Lodging | New | Space Heating | Natural Gas | Furnace | E8 | RVT BC Ratio | 0 | 0 | 0 | 0 | 0 | 0 | 0 | 0 | 0 | 0 | 0 | 0 | 0 | 0 | 0 | 0 | 0 | 0 | 0 | 0 | 0 | 0 | 0 | 0 | 0 | 0 | 0
F4_Commercial_Lodging_New_Space Heating_Natural Gas_Furnace_E9 | F4 | Commercial | Lodging | New | Space Heating | Natural Gas | Furnace | E9 | RVT BC Ratio | 0 | 0 | 0 | 0 | 0 | 0 | 0 | 0 | 0 | 0 | 0 | 0 | 0 | 0 | 0 | 0 | 0 | 0 | 0 | 0 | 0 | 0 | 0 | 0 | 0 | 0 | 0
F4_Commercial_Lodging_New_Space Heating_Natural Gas_Furnace_E10 | F4 | Commercial | Lodging | New | Space Heating | Natural Gas | Furnace | E10 | RVT BC Ratio | 0 | 0 | 0 | 0 | 0 | 0 | 0 | 0 | 0 | 0 | 0 | 0 | 0 | 0 | 0 | 0 | 0 | 0 | 0 | 0 | 0 | 0 | 0 | 0 | 0 | 0 | 0
F5_Commercial_Lodging_New_Space Heating_Natural Gas_Furnace_E1 | F5 | Commercial | Lodging | New | Space Heating | Natural Gas | Furnace | E1 | RIM BC Ratio | 1 | 1 | 1 | 0 | 0 | 0 | 0 | 0 | 0 | 0 | 0 | 0 | 0 | 0 | 0 | 0 | 0 | 0 | 0 | 0 | 0 | 0 | 0 | 0 | 0 | 0 | 0
F5_Commercial_Lodging_New_Space Heating_Natural Gas_Furnace_E2 | F5 | Commercial | Lodging | New | Space Heating | Natural Gas | Furnace | E2 | RIM BC Ratio | 9.0222 | 8.9692 | 8.8441 | 1 | 1 | 1 | 1 | 1 | 1 | 1 | 1 | 1 | 1 | 1 | 1 | 1 | 1 | 1 | 1 | 1 | 1 | 1 | 1 | 1 | 1 | 1 | 1
F5_Commercial_Lodging_New_Space Heating_Natural Gas_Furnace_E3 | F5 | Commercial | Lodging | New | Space Heating | Natural Gas | Furnace | E3 | RIM BC Ratio | 6.7667 | 6.7269 | 6.6331 | 4.3545 | 4.3358 | 4.3331 | 4.3416 | 4.3532 | 4.3623 | 4.3667 | 4.3663 | 4.3605 | 4.3479 | 4.325 | 4.2921 | 4.2508 | 4.1975 | 4.1347 | 4.0598 | 3.9705 | 3.8641 | 3.7433 | 3.6435 | 3.5808 | 3.5572 | 3.5746 | 3.5921
F5_Commercial_Lodging_New_Space Heating_Natural Gas_Furnace_E4 | F5 | Commercial | Lodging | New | Space Heating | Natural Gas | Furnace | E4 | RIM BC Ratio | 0 | 0 | 0 | 0 | 0 | 0 | 0 | 0 | 0 | 0 | 0 | 0 | 0 | 0 | 0 | 0 | 0 | 0 | 0 | 0 | 0 | 0 | 0 | 0 | 0 | 0 | 0
F5_Commercial_Lodging_New_Space Heating_Natural Gas_Furnace_E5 | F5 | Commercial | Lodging | New | Space Heating | Natural Gas | Furnace | E5 | RIM BC Ratio | 0 | 0 | 0 | 0 | 0 | 0 | 0 | 0 | 0 | 0 | 0 | 0 | 0 | 0 | 0 | 0 | 0 | 0 | 0 | 0 | 0 | 0 | 0 | 0 | 0 | 0 | 0
F5_Commercial_Lodging_New_Space Heating_Natural Gas_Furnace_E6 | F5 | Commercial | Lodging | New | Space Heating | Natural Gas | Furnace | E6 | RIM BC Ratio | 0 | 0 | 0 | 0 | 0 | 0 | 0 | 0 | 0 | 0 | 0 | 0 | 0 | 0 | 0 | 0 | 0 | 0 | 0 | 0 | 0 | 0 | 0 | 0 | 0 | 0 | 0
F5_Commercial_Lodging_New_Space Heating_Natural Gas_Furnace_E7 | F5 | Commercial | Lodging | New | Space Heating | Natural Gas | Furnace | E7 | RIM BC Ratio | 0 | 0 | 0 | 0 | 0 | 0 | 0 | 0 | 0 | 0 | 0 | 0 | 0 | 0 | 0 | 0 | 0 | 0 | 0 | 0 | 0 | 0 | 0 | 0 | 0 | 0 | 0
F5_Commercial_Lodging_New_Space Heating_Natural Gas_Furnace_E8 | F5 | Commercial | Lodging | New | Space Heating | Natural Gas | Furnace | E8 | RIM BC Ratio | 0 | 0 | 0 | 0 | 0 | 0 | 0 | 0 | 0 | 0 | 0 | 0 | 0 | 0 | 0 | 0 | 0 | 0 | 0 | 0 | 0 | 0 | 0 | 0 | 0 | 0 | 0
F5_Commercial_Lodging_New_Space Heating_Natural Gas_Furnace_E9 | F5 | Commercial | Lodging | New | Space Heating | Natural Gas | Furnace | E9 | RIM BC Ratio | 0 | 0 | 0 | 0 | 0 | 0 | 0 | 0 | 0 | 0 | 0 | 0 | 0 | 0 | 0 | 0 | 0 | 0 | 0 | 0 | 0 | 0 | 0 | 0 | 0 | 0 | 0
F5_Commercial_Lodging_New_Space Heating_Natural Gas_Furnace_E10 | F5 | Commercial | Lodging | New | Space Heating | Natural Gas | Furnace | E10 | RIM BC Ratio | 0 | 0 | 0 | 0 | 0 | 0 | 0 | 0 | 0 | 0 | 0 | 0 | 0 | 0 | 0 | 0 | 0 | 0 | 0 | 0 | 0 | 0 | 0 | 0 | 0 | 0 | 0
F0_Commercial_Lodging_New_Space Heating_Natural Gas_Boiler_E0 | F0 | Commercial | Lodging | New | Space Heating | Natural Gas | Boiler | E0 | Economic Unit | AFUE 97% | AFUE 97% | AFUE 97% | AFUE 97% | AFUE 97% | AFUE 97% | AFUE 97% | AFUE 97% | AFUE 97% | AFUE 97% | AFUE 97% | AFUE 97% | AFUE 97% | AFUE 97% | AFUE 97% | AFUE 97% | AFUE 97% | AFUE 97% | AFUE 97% | AFUE 97% | AFUE 97% | AFUE 97% | AFUE 97% | AFUE 97% | AFUE 97% | AFUE 97% | AFUE 97%
F1_Commercial_Lodging_New_Space Heating_Natural Gas_Boiler_E1 | F1 | Commercial | Lodging | New | Space Heating | Natural Gas | Boiler | E1 | CCE | 0 | 0 | 0 | 0 | 0 | 0 | 0 | 0 | 0 | 0 | 0 | 0 | 0 | 0 | 0 | 0 | 0 | 0 | 0 | 0 | 0 | 0 | 0 | 0 | 0 | 0 | 0
F1_Commercial_Lodging_New_Space Heating_Natural Gas_Boiler_E2 | F1 | Commercial | Lodging | New | Space Heating | Natural Gas | Boiler | E2 | CCE | 0.010599 | 0.0098525 | 0.0098908 | 0.0098908 | 0.0098908 | 0.0098908 | 0.0098908 | 0.0098908 | 0.0098908 | 0.0098908 | 0.0098908 | 0.0098908 | 0.0098908 | 0.0098908 | 0.0098908 | 0.0098908 | 0.0098908 | 0.0098908 | 0.0098908 | 0.0098908 | 0.0098908 | 0.0098908 | 0.0098908 | 0.0098908 | 0.0098908 | 0.0098908 | 0.0098908
F1_Commercial_Lodging_New_Space Heating_Natural Gas_Boiler_E3 | F1 | Commercial | Lodging | New | Space Heating | Natural Gas | Boiler | E3 | CCE | 0.010702 | 0.0099483 | 0.009987 | 0.009987 | 0.009987 | 0.009987 | 0.009987 | 0.009987 | 0.009987 | 0.009987 | 0.009987 | 0.009987 | 0.009987 | 0.009987 | 0.009987 | 0.009987 | 0.009987 | 0.009987 | 0.009987 | 0.009987 | 0.009987 | 0.009987 | 0.009987 | 0.009987 | 0.009987 | 0.009987 | 0.009987
F1_Commercial_Lodging_New_Space Heating_Natural Gas_Boiler_E4 | F1 | Commercial | Lodging | New | Space Heating | Natural Gas | Boiler | E4 | CCE | 0.04516 | 0.041978 | 0.042141 | 0.042141 | 0.042141 | 0.042141 | 0.042141 | 0.042141 | 0.042141 | 0.042141 | 0.042141 | 0.042141 | 0.042141 | 0.042141 | 0.042141 | 0.042141 | 0.042141 | 0.042141 | 0.042141 | 0.042141 | 0.042141 | 0.042141 | 0.042141 | 0.042141 | 0.042141 | 0.042141 | 0.042141
F1_Commercial_Lodging_New_Space Heating_Natural Gas_Boiler_E5 | F1 | Commercial | Lodging | New | Space Heating | Natural Gas | Boiler | E5 | CCE | 0 | 0 | 0 | 0 | 0 | 0 | 0 | 0 | 0 | 0 | 0 | 0 | 0 | 0 | 0 | 0 | 0 | 0 | 0 | 0 | 0 | 0 | 0 | 0 | 0 | 0 | 0
F1_Commercial_Lodging_New_Space Heating_Natural Gas_Boiler_E6 | F1 | Commercial | Lodging | New | Space Heating | Natural Gas | Boiler | E6 | CCE | 0 | 0 | 0 | 0 | 0 | 0 | 0 | 0 | 0 | 0 | 0 | 0 | 0 | 0 | 0 | 0 | 0 | 0 | 0 | 0 | 0 | 0 | 0 | 0 | 0 | 0 | 0
F1_Commercial_Lodging_New_Space Heating_Natural Gas_Boiler_E7 | F1 | Commercial | Lodging | New | Space Heating | Natural Gas | Boiler | E7 | CCE | 0 | 0 | 0 | 0 | 0 | 0 | 0 | 0 | 0 | 0 | 0 | 0 | 0 | 0 | 0 | 0 | 0 | 0 | 0 | 0 | 0 | 0 | 0 | 0 | 0 | 0 | 0
F1_Commercial_Lodging_New_Space Heating_Natural Gas_Boiler_E8 | F1 | Commercial | Lodging | New | Space Heating | Natural Gas | Boiler | E8 | CCE | 0 | 0 | 0 | 0 | 0 | 0 | 0 | 0 | 0 | 0 | 0 | 0 | 0 | 0 | 0 | 0 | 0 | 0 | 0 | 0 | 0 | 0 | 0 | 0 | 0 | 0 | 0
F1_Commercial_Lodging_New_Space Heating_Natural Gas_Boiler_E9 | F1 | Commercial | Lodging | New | Space Heating | Natural Gas | Boiler | E9 | CCE | 0 | 0 | 0 | 0 | 0 | 0 | 0 | 0 | 0 | 0 | 0 | 0 | 0 | 0 | 0 | 0 | 0 | 0 | 0 | 0 | 0 | 0 | 0 | 0 | 0 | 0 | 0
F1_Commercial_Lodging_New_Space Heating_Natural Gas_Boiler_E10 | F1 | Commercial | Lodging | New | Space Heating | Natural Gas | Boiler | E10 | CCE | 0 | 0 | 0 | 0 | 0 | 0 | 0 | 0 | 0 | 0 | 0 | 0 | 0 | 0 | 0 | 0 | 0 | 0 | 0 | 0 | 0 | 0 | 0 | 0 | 0 | 0 | 0
F2_Commercial_Lodging_New_Space Heating_Natural Gas_Boiler_E1 | F2 | Commercial | Lodging | New | Space Heating | Natural Gas | Boiler | E1 | TRC BC Ratio | bar: 2021 to 2047
F2_Commercial_Lodging_New_Space Heating_Natural Gas_Boiler_E2 | F2 | Commercial | Lodging | New | Space Heating | Natural Gas | Boiler | E2 | TRC BC Ratio | 1.4692 | 1.4592 | 1.4373 | 1.4137 | 1.4056 | 1.4032 | 1.4052 | 1.4087 | 1.4117 | 1.4133 | 1.4134 | 1.4118 | 1.408 | 1.4011 | 1.3909 | 1.3782 | 1.3617 | 1.3421 | 1.3188 | 1.291 | 1.2578 | 1.2201 | 1.189 | 1.1695 | 1.1623 | 1.168 | 1.1737
F2_Commercial_Lodging_New_Space Heating_Natural Gas_Boiler_E3 | F2 | Commercial | Lodging | New | Space Heating | Natural Gas | Boiler | E3 | TRC BC Ratio | 1.4551 | 1.4451 | 1.4235 | 1.4001 | 1.3921 | 1.3897 | 1.3916 | 1.3951 | 1.3981 | 1.3997 | 1.3998 | 1.3982 | 1.3945 | 1.3876 | 1.3775 | 1.3649 | 1.3485 | 1.3292 | 1.3061 | 1.2786 | 1.2457 | 1.2083 | 1.1775 | 1.1582 | 1.1511 | 1.1567 | 1.1624
F2_Commercial_Lodging_New_Space Heating_Natural Gas_Boiler_E4 | F2 | Commercial | Lodging | New | Space Heating | Natural Gas | Boiler | E4 | TRC BC Ratio | 0.35064 | 0.3476 | 0.34203 | 0.33557 | 0.33102 | 0.3272 | 0.32413 | 0.32145 | 0.31895 | 0.31658 | 0.31444 | 0.31266 | 0.31128 | 0.31008 | 0.30887 | 0.30752 | 0.30562 | 0.30329 | 0.3004 | 0.29686 | 0.29254 | 0.28755 | 0.28353 | 0.28122 | 0.28071 | 0.28209 | 0.28347
F2_Commercial_Lodging_New_Space Heating_Natural Gas_Boiler_E5 | F2 | Commercial | Lodging | New | Space Heating | Natural Gas | Boiler | E5 | TRC BC Ratio | 0 | 0 | 0 | 0 | 0 | 0 | 0 | 0 | 0 | 0 | 0 | 0 | 0 | 0 | 0 | 0 | 0 | 0 | 0 | 0 | 0 | 0 | 0 | 0 | 0 | 0 | 0
F2_Commercial_Lodging_New_Space Heating_Natural Gas_Boiler_E6 | F2 | Commercial | Lodging | New | Space Heating | Natural Gas | Boiler | E6 | TRC BC Ratio | 0 | 0 | 0 | 0 | 0 | 0 | 0 | 0 | 0 | 0 | 0 | 0 | 0 | 0 | 0 | 0 | 0 | 0 | 0 | 0 | 0 | 0 | 0 | 0 | 0 | 0 | 0
F2_Commercial_Lodging_New_Space Heating_Natural Gas_Boiler_E7 | F2 | Commercial | Lodging | New | Space Heating | Natural Gas | Boiler | E7 | TRC BC Ratio | 0 | 0 | 0 | 0 | 0 | 0 | 0 | 0 | 0 | 0 | 0 | 0 | 0 | 0 | 0 | 0 | 0 | 0 | 0 | 0 | 0 | 0 | 0 | 0 | 0 | 0 | 0
F2_Commercial_Lodging_New_Space Heating_Natural Gas_Boiler_E8 | F2 | Commercial | Lodging | New | Space Heating | Natural Gas | Boiler | E8 | TRC BC Ratio | 0 | 0 | 0 | 0 | 0 | 0 | 0 | 0 | 0 | 0 | 0 | 0 | 0 | 0 | 0 | 0 | 0 | 0 | 0 | 0 | 0 | 0 | 0 | 0 | 0 | 0 | 0
F2_Commercial_Lodging_New_Space Heating_Natural Gas_Boiler_E9 | F2 | Commercial | Lodging | New | Space Heating | Natural Gas | Boiler | E9 | TRC BC Ratio | 0 | 0 | 0 | 0 | 0 | 0 | 0 | 0 | 0 | 0 | 0 | 0 | 0 | 0 | 0 | 0 | 0 | 0 | 0 | 0 | 0 | 0 | 0 | 0 | 0 | 0 | 0
F2_Commercial_Lodging_New_Space Heating_Natural Gas_Boiler_E10 | F2 | Commercial | Lodging | New | Space Heating | Natural Gas | Boiler | E10 | TRC BC Ratio | 0 | 0 | 0 | 0 | 0 | 0 | 0 | 0 | 0 | 0 | 0 | 0 | 0 | 0 | 0 | 0 | 0 | 0 | 0 | 0 | 0 | 0 | 0 | 0 | 0 | 0 | 0
F3_Commercial_Lodging_New_Space Heating_Natural Gas_Boiler_E1 | F3 | Commercial | Lodging | New | Space Heating | Natural Gas | Boiler | E1 | PACT BC Ratio | bar: 2021 to 2047
F3_Commercial_Lodging_New_Space Heating_Natural Gas_Boiler_E2 | F3 | Commercial | Lodging | New | Space Heating | Natural Gas | Boiler | E2 | PACT BC Ratio | 1.9332 | 1.92 | 1.8912 | 1.8601 | 1.8495 | 1.8463 | 1.8489 | 1.8535 | 1.8575 | 1.8596 | 1.8597 | 1.8576 | 1.8527 | 1.8435 | 1.8302 | 1.8134 | 1.7917 | 1.766 | 1.7353 | 1.6987 | 1.655 | 1.6054 | 1.5644 | 1.5388 | 1.5293 | 1.5368 | 1.5444
F3_Commercial_Lodging_New_Space Heating_Natural Gas_Boiler_E3 | F3 | Commercial | Lodging | New | Space Heating | Natural Gas | Boiler | E3 | PACT BC Ratio | 1.9146 | 1.9015 | 1.873 | 1.8422 | 1.8317 | 1.8285 | 1.8311 | 1.8357 | 1.8397 | 1.8417 | 1.8418 | 1.8397 | 1.8348 | 1.8258 | 1.8125 | 1.7959 | 1.7744 | 1.749 | 1.7186 | 1.6823 | 1.6391 | 1.5899 | 1.5494 | 1.524 | 1.5146 | 1.522 | 1.5295
F3_Commercial_Lodging_New_Space Heating_Natural Gas_Boiler_E4 | F3 | Commercial | Lodging | New | Space Heating | Natural Gas | Boiler | E4 | PACT BC Ratio | 0.46137 | 0.45737 | 0.45004 | 0.44154 | 0.43555 | 0.43053 | 0.42648 | 0.42296 | 0.41967 | 0.41655 | 0.41374 | 0.41139 | 0.40958 | 0.40799 | 0.4064 | 0.40463 | 0.40213 | 0.39906 | 0.39527 | 0.3906 | 0.38491 | 0.37835 | 0.37307 | 0.37003 | 0.36935 | 0.37116 | 0.37298
F3_Commercial_Lodging_New_Space Heating_Natural Gas_Boiler_E5 | F3 | Commercial | Lodging | New | Space Heating | Natural Gas | Boiler | E5 | PACT BC Ratio | 0 | 0 | 0 | 0 | 0 | 0 | 0 | 0 | 0 | 0 | 0 | 0 | 0 | 0 | 0 | 0 | 0 | 0 | 0 | 0 | 0 | 0 | 0 | 0 | 0 | 0 | 0
F3_Commercial_Lodging_New_Space Heating_Natural Gas_Boiler_E6 | F3 | Commercial | Lodging | New | Space Heating | Natural Gas | Boiler | E6 | PACT BC Ratio | 0 | 0 | 0 | 0 | 0 | 0 | 0 | 0 | 0 | 0 | 0 | 0 | 0 | 0 | 0 | 0 | 0 | 0 | 0 | 0 | 0 | 0 | 0 | 0 | 0 | 0 | 0
F3_Commercial_Lodging_New_Space Heating_Natural Gas_Boiler_E7 | F3 | Commercial | Lodging | New | Space Heating | Natural Gas | Boiler | E7 | PACT BC Ratio | 0 | 0 | 0 | 0 | 0 | 0 | 0 | 0 | 0 | 0 | 0 | 0 | 0 | 0 | 0 | 0 | 0 | 0 | 0 | 0 | 0 | 0 | 0 | 0 | 0 | 0 | 0
F3_Commercial_Lodging_New_Space Heating_Natural Gas_Boiler_E8 | F3 | Commercial | Lodging | New | Space Heating | Natural Gas | Boiler | E8 | PACT BC Ratio | 0 | 0 | 0 | 0 | 0 | 0 | 0 | 0 | 0 | 0 | 0 | 0 | 0 | 0 | 0 | 0 | 0 | 0 | 0 | 0 | 0 | 0 | 0 | 0 | 0 | 0 | 0
F3_Commercial_Lodging_New_Space Heating_Natural Gas_Boiler_E9 | F3 | Commercial | Lodging | New | Space Heating | Natural Gas | Boiler | E9 | PACT BC Ratio | 0 | 0 | 0 | 0 | 0 | 0 | 0 | 0 | 0 | 0 | 0 | 0 | 0 | 0 | 0 | 0 | 0 | 0 | 0 | 0 | 0 | 0 | 0 | 0 | 0 | 0 | 0
F3_Commercial_Lodging_New_Space Heating_Natural Gas_Boiler_E10 | F3 | Commercial | Lodging | New | Space Heating | Natural Gas | Boiler | E10 | PACT BC Ratio | 0 | 0 | 0 | 0 | 0 | 0 | 0 | 0 | 0 | 0 | 0 | 0 | 0 | 0 | 0 | 0 | 0 | 0 | 0 | 0 | 0 | 0 | 0 | 0 | 0 | 0 | 0
F4_Commercial_Lodging_New_Space Heating_Natural Gas_Boiler_E1 | F4 | Commercial | Lodging | New | Space Heating | Natural Gas | Boiler | E1 | RVT BC Ratio | bar: 2021 to 2047
F4_Commercial_Lodging_New_Space Heating_Natural Gas_Boiler_E2 | F4 | Commercial | Lodging | New | Space Heating | Natural Gas | Boiler | E2 | RVT BC Ratio | 0.7 | 0.7 | 0.7 | 0.7 | 0.7 | 0.7 | 0.7 | 0.7 | 0.7 | 0.7 | 0.7 | 0.7 | 0.7 | 0.7 | 0.7 | 0.7 | 0.7 | 0.7 | 0.7 | 0.7 | 0.7 | 0.7 | 0.7 | 0.7 | 0.7 | 0.7 | 0.7
F4_Commercial_Lodging_New_Space Heating_Natural Gas_Boiler_E3 | F4 | Commercial | Lodging | New | Space Heating | Natural Gas | Boiler | E3 | RVT BC Ratio | 0.7 | 0.7 | 0.7 | 0.7 | 0.7 | 0.7 | 0.7 | 0.7 | 0.7 | 0.7 | 0.7 | 0.7 | 0.7 | 0.7 | 0.7 | 0.7 | 0.7 | 0.7 | 0.7 | 0.7 | 0.7 | 0.7 | 0.7 | 0.7 | 0.7 | 0.7 | 0.7
F4_Commercial_Lodging_New_Space Heating_Natural Gas_Boiler_E4 | F4 | Commercial | Lodging | New | Space Heating | Natural Gas | Boiler | E4 | RVT BC Ratio | 0.7 | 0.7 | 0.7 | 0.7 | 0.7 | 0.7 | 0.7 | 0.7 | 0.7 | 0.7 | 0.7 | 0.7 | 0.7 | 0.7 | 0.7 | 0.7 | 0.7 | 0.7 | 0.7 | 0.7 | 0.7 | 0.7 | 0.7 | 0.7 | 0.7 | 0.7 | 0.7
F4_Commercial_Lodging_New_Space Heating_Natural Gas_Boiler_E5 | F4 | Commercial | Lodging | New | Space Heating | Natural Gas | Boiler | E5 | RVT BC Ratio | 0 | 0 | 0 | 0 | 0 | 0 | 0 | 0 | 0 | 0 | 0 | 0 | 0 | 0 | 0 | 0 | 0 | 0 | 0 | 0 | 0 | 0 | 0 | 0 | 0 | 0 | 0
F4_Commercial_Lodging_New_Space Heating_Natural Gas_Boiler_E6 | F4 | Commercial | Lodging | New | Space Heating | Natural Gas | Boiler | E6 | RVT BC Ratio | 0 | 0 | 0 | 0 | 0 | 0 | 0 | 0 | 0 | 0 | 0 | 0 | 0 | 0 | 0 | 0 | 0 | 0 | 0 | 0 | 0 | 0 | 0 | 0 | 0 | 0 | 0
F4_Commercial_Lodging_New_Space Heating_Natural Gas_Boiler_E7 | F4 | Commercial | Lodging | New | Space Heating | Natural Gas | Boiler | E7 | RVT BC Ratio | 0 | 0 | 0 | 0 | 0 | 0 | 0 | 0 | 0 | 0 | 0 | 0 | 0 | 0 | 0 | 0 | 0 | 0 | 0 | 0 | 0 | 0 | 0 | 0 | 0 | 0 | 0
F4_Commercial_Lodging_New_Space Heating_Natural Gas_Boiler_E8 | F4 | Commercial | Lodging | New | Space Heating | Natural Gas | Boiler | E8 | RVT BC Ratio | 0 | 0 | 0 | 0 | 0 | 0 | 0 | 0 | 0 | 0 | 0 | 0 | 0 | 0 | 0 | 0 | 0 | 0 | 0 | 0 | 0 | 0 | 0 | 0 | 0 | 0 | 0
F4_Commercial_Lodging_New_Space Heating_Natural Gas_Boiler_E9 | F4 | Commercial | Lodging | New | Space Heating | Natural Gas | Boiler | E9 | RVT BC Ratio | 0 | 0 | 0 | 0 | 0 | 0 | 0 | 0 | 0 | 0 | 0 | 0 | 0 | 0 | 0 | 0 | 0 | 0 | 0 | 0 | 0 | 0 | 0 | 0 | 0 | 0 | 0
F4_Commercial_Lodging_New_Space Heating_Natural Gas_Boiler_E10 | F4 | Commercial | Lodging | New | Space Heating | Natural Gas | Boiler | E10 | RVT BC Ratio | 0 | 0 | 0 | 0 | 0 | 0 | 0 | 0 | 0 | 0 | 0 | 0 | 0 | 0 | 0 | 0 | 0 | 0 | 0 | 0 | 0 | 0 | 0 | 0 | 0 | 0 | 0
F5_Commercial_Lodging_New_Space Heating_Natural Gas_Boiler_E1 | F5 | Commercial | Lodging | New | Space Heating | Natural Gas | Boiler | E1 | RIM BC Ratio | bar: 2021 to 2047
F5_Commercial_Lodging_New_Space Heating_Natural Gas_Boiler_E2 | F5 | Commercial | Lodging | New | Space Heating | Natural Gas | Boiler | E2 | RIM BC Ratio | 1.9332 | 1.92 | 1.8912 | 1.8601 | 1.8495 | 1.8463 | 1.8489 | 1.8535 | 1.8575 | 1.8596 | 1.8597 | 1.8576 | 1.8527 | 1.8435 | 1.8302 | 1.8134 | 1.7917 | 1.766 | 1.7353 | 1.6987 | 1.655 | 1.6054 | 1.5644 | 1.5388 | 1.5293 | 1.5368 | 1.5444
F5_Commercial_Lodging_New_Space Heating_Natural Gas_Boiler_E3 | F5 | Commercial | Lodging | New | Space Heating | Natural Gas | Boiler | E3 | RIM BC Ratio | 1.9146 | 1.9015 | 1.873 | 1.8422 | 1.8317 | 1.8285 | 1.8311 | 1.8357 | 1.8397 | 1.8417 | 1.8418 | 1.8397 | 1.8348 | 1.8258 | 1.8125 | 1.7959 | 1.7744 | 1.749 | 1.7186 | 1.6823 | 1.6391 | 1.5899 | 1.5494 | 1.524 | 1.5146 | 1.522 | 1.5295
F5_Commercial_Lodging_New_Space Heating_Natural Gas_Boiler_E4 | F5 | Commercial | Lodging | New | Space Heating | Natural Gas | Boiler | E4 | RIM BC Ratio | 0.46137 | 0.45737 | 0.45004 | 0.44154 | 0.43555 | 0.43053 | 0.42648 | 0.42296 | 0.41967 | 0.41655 | 0.41374 | 0.41139 | 0.40958 | 0.40799 | 0.4064 | 0.40463 | 0.40213 | 0.39906 | 0.39527 | 0.3906 | 0.38491 | 0.37835 | 0.37307 | 0.37003 | 0.36935 | 0.37116 | 0.37298
F5_Commercial_Lodging_New_Space Heating_Natural Gas_Boiler_E5 | F5 | Commercial | Lodging | New | Space Heating | Natural Gas | Boiler | E5 | RIM BC Ratio | 0 | 0 | 0 | 0 | 0 | 0 | 0 | 0 | 0 | 0 | 0 | 0 | 0 | 0 | 0 | 0 | 0 | 0 | 0 | 0 | 0 | 0 | 0 | 0 | 0 | 0 | 0
F5_Commercial_Lodging_New_Space Heating_Natural Gas_Boiler_E6 | F5 | Commercial | Lodging | New | Space Heating | Natural Gas | Boiler | E6 | RIM BC Ratio | 0 | 0 | 0 | 0 | 0 | 0 | 0 | 0 | 0 | 0 | 0 | 0 | 0 | 0 | 0 | 0 | 0 | 0 | 0 | 0 | 0 | 0 | 0 | 0 | 0 | 0 | 0
F5_Commercial_Lodging_New_Space Heating_Natural Gas_Boiler_E7 | F5 | Commercial | Lodging | New | Space Heating | Natural Gas | Boiler | E7 | RIM BC Ratio | 0 | 0 | 0 | 0 | 0 | 0 | 0 | 0 | 0 | 0 | 0 | 0 | 0 | 0 | 0 | 0 | 0 | 0 | 0 | 0 | 0 | 0 | 0 | 0 | 0 | 0 | 0
F5_Commercial_Lodging_New_Space Heating_Natural Gas_Boiler_E8 | F5 | Commercial | Lodging | New | Space Heating | Natural Gas | Boiler | E8 | RIM BC Ratio | 0 | 0 | 0 | 0 | 0 | 0 | 0 | 0 | 0 | 0 | 0 | 0 | 0 | 0 | 0 | 0 | 0 | 0 | 0 | 0 | 0 | 0 | 0 | 0 | 0 | 0 | 0
F5_Commercial_Lodging_New_Space Heating_Natural Gas_Boiler_E9 | F5 | Commercial | Lodging | New | Space Heating | Natural Gas | Boiler | E9 | RIM BC Ratio | 0 | 0 | 0 | 0 | 0 | 0 | 0 | 0 | 0 | 0 | 0 | 0 | 0 | 0 | 0 | 0 | 0 | 0 | 0 | 0 | 0 | 0 | 0 | 0 | 0 | 0 | 0
F5_Commercial_Lodging_New_Space Heating_Natural Gas_Boiler_E10 | F5 | Commercial | Lodging | New | Space Heating | Natural Gas | Boiler | E10 | RIM BC Ratio | 0 | 0 | 0 | 0 | 0 | 0 | 0 | 0 | 0 | 0 | 0 | 0 | 0 | 0 | 0 | 0 | 0 | 0 | 0 | 0 | 0 | 0 | 0 | 0 | 0 | 0 | 0
F0_Commercial_Lodging_New_Space Heating_Natural Gas_Unit Heater_E0 | F0 | Commercial | Lodging | New | Space Heating | Natural Gas | Unit Heater | E0 | Economic Unit | Infrared Radiant | Infrared Radiant | Infrared Radiant | Infrared Radiant | Infrared Radiant | Infrared Radiant | Infrared Radiant | Infrared Radiant | Infrared Radiant | Infrared Radiant | Infrared Radiant | Infrared Radiant | Infrared Radiant | Infrared Radiant | Infrared Radiant | Infrared Radiant | Infrared Radiant | Infrared Radiant | Infrared Radiant | Infrared Radiant | Infrared Radiant | Infrared Radiant | Infrared Radiant | Infrared Radiant | Infrared Radiant | Infrared Radiant | Infrared Radiant
F1_Commercial_Lodging_New_Space Heating_Natural Gas_Unit Heater_E1 | F1 | Commercial | Lodging | New | Space Heating | Natural Gas | Unit Heater | E1 | CCE | 0 | 0 | 0 | 0 | 0 | 0 | 0 | 0 | 0 | 0 | 0 | 0 | 0 | 0 | 0 | 0 | 0 | 0 | 0 | 0 | 0 | 0 | 0 | 0 | 0 | 0 | 0
F1_Commercial_Lodging_New_Space Heating_Natural Gas_Unit Heater_E2 | F1 | Commercial | Lodging | New | Space Heating | Natural Gas | Unit Heater | E2 | CCE | 0.0010768 | 0.0010009 | 0.0010048 | 0.0010048 | 0.0010048 | 0.0010048 | 0.0010048 | 0.0010048 | 0.0010048 | 0.0010048 | 0.0010048 | 0.0010048 | 0.0010048 | 0.0010048 | 0.0010048 | 0.0010048 | 0.0010048 | 0.0010048 | 0.0010048 | 0.0010048 | 0.0010048 | 0.0010048 | 0.0010048 | 0.0010048 | 0.0010048 | 0.0010048 | 0.0010048
F1_Commercial_Lodging_New_Space Heating_Natural Gas_Unit Heater_E3 | F1 | Commercial | Lodging | New | Space Heating | Natural Gas | Unit Heater | E3 | CCE | 0.0016475 | 0.0015314 | 0.0015374 | 0.0015374 | 0.0015374 | 0.0015374 | 0.0015374 | 0.0015374 | 0.0015374 | 0.0015374 | 0.0015374 | 0.0015374 | 0.0015374 | 0.0015374 | 0.0015374 | 0.0015374 | 0.0015374 | 0.0015374 | 0.0015374 | 0.0015374 | 0.0015374 | 0.0015374 | 0.0015374 | 0.0015374 | 0.0015374 | 0.0015374 | 0.0015374
F1_Commercial_Lodging_New_Space Heating_Natural Gas_Unit Heater_E4 | F1 | Commercial | Lodging | New | Space Heating | Natural Gas | Unit Heater | E4 | CCE | 0 | 0 | 0 | 0 | 0 | 0 | 0 | 0 | 0 | 0 | 0 | 0 | 0 | 0 | 0 | 0 | 0 | 0 | 0 | 0 | 0 | 0 | 0 | 0 | 0 | 0 | 0
F1_Commercial_Lodging_New_Space Heating_Natural Gas_Unit Heater_E5 | F1 | Commercial | Lodging | New | Space Heating | Natural Gas | Unit Heater | E5 | CCE | 0 | 0 | 0 | 0 | 0 | 0 | 0 | 0 | 0 | 0 | 0 | 0 | 0 | 0 | 0 | 0 | 0 | 0 | 0 | 0 | 0 | 0 | 0 | 0 | 0 | 0 | 0
F1_Commercial_Lodging_New_Space Heating_Natural Gas_Unit Heater_E6 | F1 | Commercial | Lodging | New | Space Heating | Natural Gas | Unit Heater | E6 | CCE | 0 | 0 | 0 | 0 | 0 | 0 | 0 | 0 | 0 | 0 | 0 | 0 | 0 | 0 | 0 | 0 | 0 | 0 | 0 | 0 | 0 | 0 | 0 | 0 | 0 | 0 | 0
F1_Commercial_Lodging_New_Space Heating_Natural Gas_Unit Heater_E7 | F1 | Commercial | Lodging | New | Space Heating | Natural Gas | Unit Heater | E7 | CCE | 0 | 0 | 0 | 0 | 0 | 0 | 0 | 0 | 0 | 0 | 0 | 0 | 0 | 0 | 0 | 0 | 0 | 0 | 0 | 0 | 0 | 0 | 0 | 0 | 0 | 0 | 0
F1_Commercial_Lodging_New_Space Heating_Natural Gas_Unit Heater_E8 | F1 | Commercial | Lodging | New | Space Heating | Natural Gas | Unit Heater | E8 | CCE | 0 | 0 | 0 | 0 | 0 | 0 | 0 | 0 | 0 | 0 | 0 | 0 | 0 | 0 | 0 | 0 | 0 | 0 | 0 | 0 | 0 | 0 | 0 | 0 | 0 | 0 | 0
F1_Commercial_Lodging_New_Space Heating_Natural Gas_Unit Heater_E9 | F1 | Commercial | Lodging | New | Space Heating | Natural Gas | Unit Heater | E9 | CCE | 0 | 0 | 0 | 0 | 0 | 0 | 0 | 0 | 0 | 0 | 0 | 0 | 0 | 0 | 0 | 0 | 0 | 0 | 0 | 0 | 0 | 0 | 0 | 0 | 0 | 0 | 0
F1_Commercial_Lodging_New_Space Heating_Natural Gas_Unit Heater_E10 | F1 | Commercial | Lodging | New | Space Heating | Natural Gas | Unit Heater | E10 | CCE | 0 | 0 | 0 | 0 | 0 | 0 | 0 | 0 | 0 | 0 | 0 | 0 | 0 | 0 | 0 | 0 | 0 | 0 | 0 | 0 | 0 | 0 | 0 | 0 | 0 | 0 | 0
F2_Commercial_Lodging_New_Space Heating_Natural Gas_Unit Heater_E1 | F2 | Commercial | Lodging | New | Space Heating | Natural Gas | Unit Heater | E1 | TRC BC Ratio | bar: 2021 to 2047
F2_Commercial_Lodging_New_Space Heating_Natural Gas_Unit Heater_E2 | F2 | Commercial | Lodging | New | Space Heating | Natural Gas | Unit Heater | E2 | TRC BC Ratio | 14.4533 | 14.385 | 14.1956 | 13.9907 | 13.9542 | 13.9737 | 14.0292 | 14.0877 | 14.1283 | 14.1445 | 14.1396 | 14.1165 | 14.0699 | 13.9885 | 13.8726 | 13.7285 | 13.5436 | 13.326 | 13.0674 | 12.7596 | 12.3938 | 11.9788 | 11.6353 | 11.4182 | 11.334 | 11.3895 | 11.4454
F2_Commercial_Lodging_New_Space Heating_Natural Gas_Unit Heater_E3 | F2 | Commercial | Lodging | New | Space Heating | Natural Gas | Unit Heater | E3 | TRC BC Ratio | 10.3182 | 10.3189 | 10.2536 | 10.1157 | 9.8886 | 9.6065 | 9.2659 | 8.8706 | 8.4447 | 8.0252 | 7.6539 | 7.3791 | 7.2226 | 7.1736 | 7.2023 | 7.2741 | 7.353 | 7.4378 | 7.5299 | 7.6306 | 7.7416 | 7.8612 | 7.9688 | 8.0549 | 8.1185 | 8.1583 | 8.1983
F2_Commercial_Lodging_New_Space Heating_Natural Gas_Unit Heater_E4 | F2 | Commercial | Lodging | New | Space Heating | Natural Gas | Unit Heater | E4 | TRC BC Ratio | 0 | 0 | 0 | 0 | 0 | 0 | 0 | 0 | 0 | 0 | 0 | 0 | 0 | 0 | 0 | 0 | 0 | 0 | 0 | 0 | 0 | 0 | 0 | 0 | 0 | 0 | 0
F2_Commercial_Lodging_New_Space Heating_Natural Gas_Unit Heater_E5 | F2 | Commercial | Lodging | New | Space Heating | Natural Gas | Unit Heater | E5 | TRC BC Ratio | 0 | 0 | 0 | 0 | 0 | 0 | 0 | 0 | 0 | 0 | 0 | 0 | 0 | 0 | 0 | 0 | 0 | 0 | 0 | 0 | 0 | 0 | 0 | 0 | 0 | 0 | 0
F2_Commercial_Lodging_New_Space Heating_Natural Gas_Unit Heater_E6 | F2 | Commercial | Lodging | New | Space Heating | Natural Gas | Unit Heater | E6 | TRC BC Ratio | 0 | 0 | 0 | 0 | 0 | 0 | 0 | 0 | 0 | 0 | 0 | 0 | 0 | 0 | 0 | 0 | 0 | 0 | 0 | 0 | 0 | 0 | 0 | 0 | 0 | 0 | 0
F2_Commercial_Lodging_New_Space Heating_Natural Gas_Unit Heater_E7 | F2 | Commercial | Lodging | New | Space Heating | Natural Gas | Unit Heater | E7 | TRC BC Ratio | 0 | 0 | 0 | 0 | 0 | 0 | 0 | 0 | 0 | 0 | 0 | 0 | 0 | 0 | 0 | 0 | 0 | 0 | 0 | 0 | 0 | 0 | 0 | 0 | 0 | 0 | 0
F2_Commercial_Lodging_New_Space Heating_Natural Gas_Unit Heater_E8 | F2 | Commercial | Lodging | New | Space Heating | Natural Gas | Unit Heater | E8 | TRC BC Ratio | 0 | 0 | 0 | 0 | 0 | 0 | 0 | 0 | 0 | 0 | 0 | 0 | 0 | 0 | 0 | 0 | 0 | 0 | 0 | 0 | 0 | 0 | 0 | 0 | 0 | 0 | 0
F2_Commercial_Lodging_New_Space Heating_Natural Gas_Unit Heater_E9 | F2 | Commercial | Lodging | New | Space Heating | Natural Gas | Unit Heater | E9 | TRC BC Ratio | 0 | 0 | 0 | 0 | 0 | 0 | 0 | 0 | 0 | 0 | 0 | 0 | 0 | 0 | 0 | 0 | 0 | 0 | 0 | 0 | 0 | 0 | 0 | 0 | 0 | 0 | 0
F2_Commercial_Lodging_New_Space Heating_Natural Gas_Unit Heater_E10 | F2 | Commercial | Lodging | New | Space Heating | Natural Gas | Unit Heater | E10 | TRC BC Ratio | 0 | 0 | 0 | 0 | 0 | 0 | 0 | 0 | 0 | 0 | 0 | 0 | 0 | 0 | 0 | 0 | 0 | 0 | 0 | 0 | 0 | 0 | 0 | 0 | 0 | 0 | 0
F3_Commercial_Lodging_New_Space Heating_Natural Gas_Unit Heater_E1 | F3 | Commercial | Lodging | New | Space Heating | Natural Gas | Unit Heater | E1 | PACT BC Ratio | bar: 2021 to 2047
F3_Commercial_Lodging_New_Space Heating_Natural Gas_Unit Heater_E2 | F3 | Commercial | Lodging | New | Space Heating | Natural Gas | Unit Heater | E2 | PACT BC Ratio | 19.0175 | 18.9276 | 18.6784 | 18.4089 | 18.3609 | 18.3864 | 18.4595 | 18.5364 | 18.5899 | 18.6112 | 18.6047 | 18.5743 | 18.5131 | 18.4059 | 18.2534 | 18.0638 | 17.8205 | 17.5342 | 17.194 | 16.7889 | 16.3077 | 15.7615 | 15.3096 | 15.0239 | 14.9131 | 14.9862 | 15.0597
F3_Commercial_Lodging_New_Space Heating_Natural Gas_Unit Heater_E3 | F3 | Commercial | Lodging | New | Space Heating | Natural Gas | Unit Heater | E3 | PACT BC Ratio | 13.5765 | 13.5775 | 13.4916 | 13.3101 | 13.0113 | 12.6401 | 12.192 | 11.6718 | 11.1114 | 10.5595 | 10.0709 | 9.7093 | 9.5034 | 9.439 | 9.4768 | 9.5711 | 9.675 | 9.7866 | 9.9077 | 10.0403 | 10.1863 | 10.3437 | 10.4853 | 10.5986 | 10.6822 | 10.7346 | 10.7872
F3_Commercial_Lodging_New_Space Heating_Natural Gas_Unit Heater_E4 | F3 | Commercial | Lodging | New | Space Heating | Natural Gas | Unit Heater | E4 | PACT BC Ratio | 0 | 0 | 0 | 0 | 0 | 0 | 0 | 0 | 0 | 0 | 0 | 0 | 0 | 0 | 0 | 0 | 0 | 0 | 0 | 0 | 0 | 0 | 0 | 0 | 0 | 0 | 0
F3_Commercial_Lodging_New_Space Heating_Natural Gas_Unit Heater_E5 | F3 | Commercial | Lodging | New | Space Heating | Natural Gas | Unit Heater | E5 | PACT BC Ratio | 0 | 0 | 0 | 0 | 0 | 0 | 0 | 0 | 0 | 0 | 0 | 0 | 0 | 0 | 0 | 0 | 0 | 0 | 0 | 0 | 0 | 0 | 0 | 0 | 0 | 0 | 0
F3_Commercial_Lodging_New_Space Heating_Natural Gas_Unit Heater_E6 | F3 | Commercial | Lodging | New | Space Heating | Natural Gas | Unit Heater | E6 | PACT BC Ratio | 0 | 0 | 0 | 0 | 0 | 0 | 0 | 0 | 0 | 0 | 0 | 0 | 0 | 0 | 0 | 0 | 0 | 0 | 0 | 0 | 0 | 0 | 0 | 0 | 0 | 0 | 0
F3_Commercial_Lodging_New_Space Heating_Natural Gas_Unit Heater_E7 | F3 | Commercial | Lodging | New | Space Heating | Natural Gas | Unit Heater | E7 | PACT BC Ratio | 0 | 0 | 0 | 0 | 0 | 0 | 0 | 0 | 0 | 0 | 0 | 0 | 0 | 0 | 0 | 0 | 0 | 0 | 0 | 0 | 0 | 0 | 0 | 0 | 0 | 0 | 0
F3_Commercial_Lodging_New_Space Heating_Natural Gas_Unit Heater_E8 | F3 | Commercial | Lodging | New | Space Heating | Natural Gas | Unit Heater | E8 | PACT BC Ratio | 0 | 0 | 0 | 0 | 0 | 0 | 0 | 0 | 0 | 0 | 0 | 0 | 0 | 0 | 0 | 0 | 0 | 0 | 0 | 0 | 0 | 0 | 0 | 0 | 0 | 0 | 0
F3_Commercial_Lodging_New_Space Heating_Natural Gas_Unit Heater_E9 | F3 | Commercial | Lodging | New | Space Heating | Natural Gas | Unit Heater | E9 | PACT BC Ratio | 0 | 0 | 0 | 0 | 0 | 0 | 0 | 0 | 0 | 0 | 0 | 0 | 0 | 0 | 0 | 0 | 0 | 0 | 0 | 0 | 0 | 0 | 0 | 0 | 0 | 0 | 0
F3_Commercial_Lodging_New_Space Heating_Natural Gas_Unit Heater_E10 | F3 | Commercial | Lodging | New | Space Heating | Natural Gas | Unit Heater | E10 | PACT BC Ratio | 0 | 0 | 0 | 0 | 0 | 0 | 0 | 0 | 0 | 0 | 0 | 0 | 0 | 0 | 0 | 0 | 0 | 0 | 0 | 0 | 0 | 0 | 0 | 0 | 0 | 0 | 0
F4_Commercial_Lodging_New_Space Heating_Natural Gas_Unit Heater_E1 | F4 | Commercial | Lodging | New | Space Heating | Natural Gas | Unit Heater | E1 | RVT BC Ratio | bar: 2021 to 2047
F4_Commercial_Lodging_New_Space Heating_Natural Gas_Unit Heater_E2 | F4 | Commercial | Lodging | New | Space Heating | Natural Gas | Unit Heater | E2 | RVT BC Ratio | 0.7 | 0.7 | 0.7 | 0.7 | 0.7 | 0.7 | 0.7 | 0.7 | 0.7 | 0.7 | 0.7 | 0.7 | 0.7 | 0.7 | 0.7 | 0.7 | 0.7 | 0.7 | 0.7 | 0.7 | 0.7 | 0.7 | 0.7 | 0.7 | 0.7 | 0.7 | 0.7
F4_Commercial_Lodging_New_Space Heating_Natural Gas_Unit Heater_E3 | F4 | Commercial | Lodging | New | Space Heating | Natural Gas | Unit Heater | E3 | RVT BC Ratio | 0.7 | 0.7 | 0.7 | 0.7 | 0.7 | 0.7 | 0.7 | 0.7 | 0.7 | 0.7 | 0.7 | 0.7 | 0.7 | 0.7 | 0.7 | 0.7 | 0.7 | 0.7 | 0.7 | 0.7 | 0.7 | 0.7 | 0.7 | 0.7 | 0.7 | 0.7 | 0.7
F4_Commercial_Lodging_New_Space Heating_Natural Gas_Unit Heater_E4 | F4 | Commercial | Lodging | New | Space Heating | Natural Gas | Unit Heater | E4 | RVT BC Ratio | 0 | 0 | 0 | 0 | 0 | 0 | 0 | 0 | 0 | 0 | 0 | 0 | 0 | 0 | 0 | 0 | 0 | 0 | 0 | 0 | 0 | 0 | 0 | 0 | 0 | 0 | 0
F4_Commercial_Lodging_New_Space Heating_Natural Gas_Unit Heater_E5 | F4 | Commercial | Lodging | New | Space Heating | Natural Gas | Unit Heater | E5 | RVT BC Ratio | 0 | 0 | 0 | 0 | 0 | 0 | 0 | 0 | 0 | 0 | 0 | 0 | 0 | 0 | 0 | 0 | 0 | 0 | 0 | 0 | 0 | 0 | 0 | 0 | 0 | 0 | 0
F4_Commercial_Lodging_New_Space Heating_Natural Gas_Unit Heater_E6 | F4 | Commercial | Lodging | New | Space Heating | Natural Gas | Unit Heater | E6 | RVT BC Ratio | 0 | 0 | 0 | 0 | 0 | 0 | 0 | 0 | 0 | 0 | 0 | 0 | 0 | 0 | 0 | 0 | 0 | 0 | 0 | 0 | 0 | 0 | 0 | 0 | 0 | 0 | 0
F4_Commercial_Lodging_New_Space Heating_Natural Gas_Unit Heater_E7 | F4 | Commercial | Lodging | New | Space Heating | Natural Gas | Unit Heater | E7 | RVT BC Ratio | 0 | 0 | 0 | 0 | 0 | 0 | 0 | 0 | 0 | 0 | 0 | 0 | 0 | 0 | 0 | 0 | 0 | 0 | 0 | 0 | 0 | 0 | 0 | 0 | 0 | 0 | 0
F4_Commercial_Lodging_New_Space Heating_Natural Gas_Unit Heater_E8 | F4 | Commercial | Lodging | New | Space Heating | Natural Gas | Unit Heater | E8 | RVT BC Ratio | 0 | 0 | 0 | 0 | 0 | 0 | 0 | 0 | 0 | 0 | 0 | 0 | 0 | 0 | 0 | 0 | 0 | 0 | 0 | 0 | 0 | 0 | 0 | 0 | 0 | 0 | 0
F4_Commercial_Lodging_New_Space Heating_Natural Gas_Unit Heater_E9 | F4 | Commercial | Lodging | New | Space Heating | Natural Gas | Unit Heater | E9 | RVT BC Ratio | 0 | 0 | 0 | 0 | 0 | 0 | 0 | 0 | 0 | 0 | 0 | 0 | 0 | 0 | 0 | 0 | 0 | 0 | 0 | 0 | 0 | 0 | 0 | 0 | 0 | 0 | 0
F4_Commercial_Lodging_New_Space Heating_Natural Gas_Unit Heater_E10 | F4 | Commercial | Lodging | New | Space Heating | Natural Gas | Unit Heater | E10 | RVT BC Ratio | 0 | 0 | 0 | 0 | 0 | 0 | 0 | 0 | 0 | 0 | 0 | 0 | 0 | 0 | 0 | 0 | 0 | 0 | 0 | 0 | 0 | 0 | 0 | 0 | 0 | 0 | 0
F5_Commercial_Lodging_New_Space Heating_Natural Gas_Unit Heater_E1 | F5 | Commercial | Lodging | New | Space Heating | Natural Gas | Unit Heater | E1 | RIM BC Ratio | bar: 2021 to 2047
F5_Commercial_Lodging_New_Space Heating_Natural Gas_Unit Heater_E2 | F5 | Commercial | Lodging | New | Space Heating | Natural Gas | Unit Heater | E2 | RIM BC Ratio | 19.0175 | 18.9276 | 18.6784 | 18.4089 | 18.3609 | 18.3864 | 18.4595 | 18.5364 | 18.5899 | 18.6112 | 18.6047 | 18.5743 | 18.5131 | 18.4059 | 18.2534 | 18.0638 | 17.8205 | 17.5342 | 17.194 | 16.7889 | 16.3077 | 15.7615 | 15.3096 | 15.0239 | 14.9131 | 14.9862 | 15.0597
F5_Commercial_Lodging_New_Space Heating_Natural Gas_Unit Heater_E3 | F5 | Commercial | Lodging | New | Space Heating | Natural Gas | Unit Heater | E3 | RIM BC Ratio | 13.5765 | 13.5775 | 13.4916 | 13.3101 | 13.0113 | 12.6401 | 12.192 | 11.6718 | 11.1114 | 10.5595 | 10.0709 | 9.7093 | 9.5034 | 9.439 | 9.4768 | 9.5711 | 9.675 | 9.7866 | 9.9077 | 10.0403 | 10.1863 | 10.3437 | 10.4853 | 10.5986 | 10.6822 | 10.7346 | 10.7872
F5_Commercial_Lodging_New_Space Heating_Natural Gas_Unit Heater_E4 | F5 | Commercial | Lodging | New | Space Heating | Natural Gas | Unit Heater | E4 | RIM BC Ratio | 0 | 0 | 0 | 0 | 0 | 0 | 0 | 0 | 0 | 0 | 0 | 0 | 0 | 0 | 0 | 0 | 0 | 0 | 0 | 0 | 0 | 0 | 0 | 0 | 0 | 0 | 0
F5_Commercial_Lodging_New_Space Heating_Natural Gas_Unit Heater_E5 | F5 | Commercial | Lodging | New | Space Heating | Natural Gas | Unit Heater | E5 | RIM BC Ratio | 0 | 0 | 0 | 0 | 0 | 0 | 0 | 0 | 0 | 0 | 0 | 0 | 0 | 0 | 0 | 0 | 0 | 0 | 0 | 0 | 0 | 0 | 0 | 0 | 0 | 0 | 0
F5_Commercial_Lodging_New_Space Heating_Natural Gas_Unit Heater_E6 | F5 | Commercial | Lodging | New | Space Heating | Natural Gas | Unit Heater | E6 | RIM BC Ratio | 0 | 0 | 0 | 0 | 0 | 0 | 0 | 0 | 0 | 0 | 0 | 0 | 0 | 0 | 0 | 0 | 0 | 0 | 0 | 0 | 0 | 0 | 0 | 0 | 0 | 0 | 0
F5_Commercial_Lodging_New_Space Heating_Natural Gas_Unit Heater_E7 | F5 | Commercial | Lodging | New | Space Heating | Natural Gas | Unit Heater | E7 | RIM BC Ratio | 0 | 0 | 0 | 0 | 0 | 0 | 0 | 0 | 0 | 0 | 0 | 0 | 0 | 0 | 0 | 0 | 0 | 0 | 0 | 0 | 0 | 0 | 0 | 0 | 0 | 0 | 0
F5_Commercial_Lodging_New_Space Heating_Natural Gas_Unit Heater_E8 | F5 | Commercial | Lodging | New | Space Heating | Natural Gas | Unit Heater | E8 | RIM BC Ratio | 0 | 0 | 0 | 0 | 0 | 0 | 0 | 0 | 0 | 0 | 0 | 0 | 0 | 0 | 0 | 0 | 0 | 0 | 0 | 0 | 0 | 0 | 0 | 0 | 0 | 0 | 0
F5_Commercial_Lodging_New_Space Heating_Natural Gas_Unit Heater_E9 | F5 | Commercial | Lodging | New | Space Heating | Natural Gas | Unit Heater | E9 | RIM BC Ratio | 0 | 0 | 0 | 0 | 0 | 0 | 0 | 0 | 0 | 0 | 0 | 0 | 0 | 0 | 0 | 0 | 0 | 0 | 0 | 0 | 0 | 0 | 0 | 0 | 0 | 0 | 0
F5_Commercial_Lodging_New_Space Heating_Natural Gas_Unit Heater_E10 | F5 | Commercial | Lodging | New | Space Heating | Natural Gas | Unit Heater | E10 | RIM BC Ratio | 0 | 0 | 0 | 0 | 0 | 0 | 0 | 0 | 0 | 0 | 0 | 0 | 0 | 0 | 0 | 0 | 0 | 0 | 0 | 0 | 0 | 0 | 0 | 0 | 0 | 0 | 0
F0_Commercial_Lodging_New_Water Heating_Natural Gas_Water Heater_E0 | F0 | Commercial | Lodging | New | Water Heating | Natural Gas | Water Heater | E0 | Economic Unit | Tankless | Tankless | Tankless | Tankless | Tankless | Tankless | Tankless | Tankless | Tankless | Tankless | Tankless | Tankless | Tankless | Tankless | Tankless | Tankless | Tankless | Tankless | Tankless | Tankless | Tankless | Tankless | Tankless | Tankless | Tankless | Tankless | Tankless
F1_Commercial_Lodging_New_Water Heating_Natural Gas_Water Heater_E1 | F1 | Commercial | Lodging | New | Water Heating | Natural Gas | Water Heater | E1 | CCE | 0 | 0 | 0 | 0 | 0 | 0 | 0 | 0 | 0 | 0 | 0 | 0 | 0 | 0 | 0 | 0 | 0 | 0 | 0 | 0 | 0 | 0 | 0 | 0 | 0 | 0 | 0
F1_Commercial_Lodging_New_Water Heating_Natural Gas_Water Heater_E2 | F1 | Commercial | Lodging | New | Water Heating | Natural Gas | Water Heater | E2 | CCE | 0.0026027 | 0.0026027 | 0.0026027 | 0.0026027 | 0.0026027 | 0.0026027 | 0.0026027 | 0.0026027 | 0.0026027 | 0.0026027 | 0.0026027 | 0.0026027 | 0.0026027 | 0.0026027 | 0.0026027 | 0.0026027 | 0.0026027 | 0.0026027 | 0.0026027 | 0.0026027 | 0.0026027 | 0.0026027 | 0.0026027 | 0.0026027 | 0.0026027 | 0.0026027 | 0.0026027
F1_Commercial_Lodging_New_Water Heating_Natural Gas_Water Heater_E3 | F1 | Commercial | Lodging | New | Water Heating | Natural Gas | Water Heater | E3 | CCE | -0.0020548 | -0.0020548 | -0.0020548 | -0.0020548 | -0.0020548 | -0.0020548 | -0.0020548 | -0.0020548 | -0.0020548 | -0.0020548 | -0.0020548 | -0.0020548 | -0.0020548 | -0.0020548 | -0.0020548 | -0.0020548 | -0.0020548 | -0.0020548 | -0.0020548 | -0.0020548 | -0.0020548 | -0.0020548 | -0.0020548 | -0.0020548 | -0.0020548 | -0.0020548 | -0.0020548
F1_Commercial_Lodging_New_Water Heating_Natural Gas_Water Heater_E4 | F1 | Commercial | Lodging | New | Water Heating | Natural Gas | Water Heater | E4 | CCE | 0 | 0 | 0.027312 | 0.027312 | 0.027312 | 0.027312 | 0.027312 | 0.027312 | 0.027312 | 0.027312 | 0.027312 | 0.027312 | 0.027312 | 0.027312 | 0.027312 | 0.027312 | 0.027312 | 0.027312 | 0.027312 | 0.027312 | 0.027312 | 0.027312 | 0.027312 | 0.027312 | 0.027312 | 0.027312 | 0.027312
F1_Commercial_Lodging_New_Water Heating_Natural Gas_Water Heater_E5 | F1 | Commercial | Lodging | New | Water Heating | Natural Gas | Water Heater | E5 | CCE | 0 | 0 | 0 | 0 | 0 | 0 | 0 | 0 | 0 | 0 | 0 | 0 | 0 | 0 | 0 | 0 | 0 | 0 | 0 | 0 | 0 | 0 | 0 | 0 | 0 | 0 | 0
F1_Commercial_Lodging_New_Water Heating_Natural Gas_Water Heater_E6 | F1 | Commercial | Lodging | New | Water Heating | Natural Gas | Water Heater | E6 | CCE | 0 | 0 | 0 | 0 | 0 | 0 | 0 | 0 | 0 | 0 | 0 | 0 | 0 | 0 | 0 | 0 | 0 | 0 | 0 | 0 | 0 | 0 | 0 | 0 | 0 | 0 | 0
F1_Commercial_Lodging_New_Water Heating_Natural Gas_Water Heater_E7 | F1 | Commercial | Lodging | New | Water Heating | Natural Gas | Water Heater | E7 | CCE | 0 | 0 | 0 | 0 | 0 | 0 | 0 | 0 | 0 | 0 | 0 | 0 | 0 | 0 | 0 | 0 | 0 | 0 | 0 | 0 | 0 | 0 | 0 | 0 | 0 | 0 | 0
F1_Commercial_Lodging_New_Water Heating_Natural Gas_Water Heater_E8 | F1 | Commercial | Lodging | New | Water Heating | Natural Gas | Water Heater | E8 | CCE | 0 | 0 | 0 | 0 | 0 | 0 | 0 | 0 | 0 | 0 | 0 | 0 | 0 | 0 | 0 | 0 | 0 | 0 | 0 | 0 | 0 | 0 | 0 | 0 | 0 | 0 | 0
F1_Commercial_Lodging_New_Water Heating_Natural Gas_Water Heater_E9 | F1 | Commercial | Lodging | New | Water Heating | Natural Gas | Water Heater | E9 | CCE | 0 | 0 | 0 | 0 | 0 | 0 | 0 | 0 | 0 | 0 | 0 | 0 | 0 | 0 | 0 | 0 | 0 | 0 | 0 | 0 | 0 | 0 | 0 | 0 | 0 | 0 | 0
F1_Commercial_Lodging_New_Water Heating_Natural Gas_Water Heater_E10 | F1 | Commercial | Lodging | New | Water Heating | Natural Gas | Water Heater | E10 | CCE | 0 | 0 | 0 | 0 | 0 | 0 | 0 | 0 | 0 | 0 | 0 | 0 | 0 | 0 | 0 | 0 | 0 | 0 | 0 | 0 | 0 | 0 | 0 | 0 | 0 | 0 | 0
F2_Commercial_Lodging_New_Water Heating_Natural Gas_Water Heater_E1 | F2 | Commercial | Lodging | New | Water Heating | Natural Gas | Water Heater | E1 | TRC BC Ratio | bar: 2021 to 2047
F2_Commercial_Lodging_New_Water Heating_Natural Gas_Water Heater_E2 | F2 | Commercial | Lodging | New | Water Heating | Natural Gas | Water Heater | E2 | TRC BC Ratio | 5.2799 | 5.2037 | 5.1294 | 5.0573 | 5.058 | 5.106 | 5.1837 | 5.278 | 5.3797 | 5.4837 | 5.5865 | 5.6776 | 5.7471 | 5.7766 | 5.763 | 5.7065 | 5.6115 | 5.4871 | 5.339 | 5.1634 | 4.9581 | 4.7217 | 4.5119 | 4.3761 | 4.3174 | 4.3386 | 4.3598
F2_Commercial_Lodging_New_Water Heating_Natural Gas_Water Heater_E3 | F2 | Commercial | Lodging | New | Water Heating | Natural Gas | Water Heater | E3 | TRC BC Ratio | bar: 2021 to 2047
F2_Commercial_Lodging_New_Water Heating_Natural Gas_Water Heater_E4 | F2 | Commercial | Lodging | New | Water Heating | Natural Gas | Water Heater | E4 | TRC BC Ratio | 0 | 0 | 0.46668 | 0.44639 | 0.43826 | 0.43799 | 0.44354 | 0.45493 | 0.47312 | 0.49993 | 0.53429 | 0.57206 | 0.60887 | 0.63669 | 0.65104 | 0.6505 | 0.63645 | 0.61374 | 0.587 | 0.55558 | 0.51908 | 0.4773 | 0.44003 | 0.41533 | 0.40374 | 0.40572 | 0.40771
F2_Commercial_Lodging_New_Water Heating_Natural Gas_Water Heater_E5 | F2 | Commercial | Lodging | New | Water Heating | Natural Gas | Water Heater | E5 | TRC BC Ratio | 0 | 0 | 0 | 0 | 0 | 0 | 0 | 0 | 0 | 0 | 0 | 0 | 0 | 0 | 0 | 0 | 0 | 0 | 0 | 0 | 0 | 0 | 0 | 0 | 0 | 0 | 0
F2_Commercial_Lodging_New_Water Heating_Natural Gas_Water Heater_E6 | F2 | Commercial | Lodging | New | Water Heating | Natural Gas | Water Heater | E6 | TRC BC Ratio | 0 | 0 | 0 | 0 | 0 | 0 | 0 | 0 | 0 | 0 | 0 | 0 | 0 | 0 | 0 | 0 | 0 | 0 | 0 | 0 | 0 | 0 | 0 | 0 | 0 | 0 | 0
F2_Commercial_Lodging_New_Water Heating_Natural Gas_Water Heater_E7 | F2 | Commercial | Lodging | New | Water Heating | Natural Gas | Water Heater | E7 | TRC BC Ratio | 0 | 0 | 0 | 0 | 0 | 0 | 0 | 0 | 0 | 0 | 0 | 0 | 0 | 0 | 0 | 0 | 0 | 0 | 0 | 0 | 0 | 0 | 0 | 0 | 0 | 0 | 0
F2_Commercial_Lodging_New_Water Heating_Natural Gas_Water Heater_E8 | F2 | Commercial | Lodging | New | Water Heating | Natural Gas | Water Heater | E8 | TRC BC Ratio | 0 | 0 | 0 | 0 | 0 | 0 | 0 | 0 | 0 | 0 | 0 | 0 | 0 | 0 | 0 | 0 | 0 | 0 | 0 | 0 | 0 | 0 | 0 | 0 | 0 | 0 | 0
F2_Commercial_Lodging_New_Water Heating_Natural Gas_Water Heater_E9 | F2 | Commercial | Lodging | New | Water Heating | Natural Gas | Water Heater | E9 | TRC BC Ratio | 0 | 0 | 0 | 0 | 0 | 0 | 0 | 0 | 0 | 0 | 0 | 0 | 0 | 0 | 0 | 0 | 0 | 0 | 0 | 0 | 0 | 0 | 0 | 0 | 0 | 0 | 0
F2_Commercial_Lodging_New_Water Heating_Natural Gas_Water Heater_E10 | F2 | Commercial | Lodging | New | Water Heating | Natural Gas | Water Heater | E10 | TRC BC Ratio | 0 | 0 | 0 | 0 | 0 | 0 | 0 | 0 | 0 | 0 | 0 | 0 | 0 | 0 | 0 | 0 | 0 | 0 | 0 | 0 | 0 | 0 | 0 | 0 | 0 | 0 | 0
F3_Commercial_Lodging_New_Water Heating_Natural Gas_Water Heater_E1 | F3 | Commercial | Lodging | New | Water Heating | Natural Gas | Water Heater | E1 | PACT BC Ratio | bar: 2021 to 2047
F3_Commercial_Lodging_New_Water Heating_Natural Gas_Water Heater_E2 | F3 | Commercial | Lodging | New | Water Heating | Natural Gas | Water Heater | E2 | PACT BC Ratio | 6.6572 | 6.5612 | 6.4675 | 6.3766 | 6.3775 | 6.438 | 6.536 | 6.6548 | 6.783 | 6.9142 | 7.0439 | 7.1587 | 7.2463 | 7.2836 | 7.2664 | 7.1951 | 7.0753 | 6.9185 | 6.7318 | 6.5104 | 6.2515 | 5.9535 | 5.6889 | 5.5176 | 5.4437 | 5.4704 | 5.4972
F3_Commercial_Lodging_New_Water Heating_Natural Gas_Water Heater_E3 | F3 | Commercial | Lodging | New | Water Heating | Natural Gas | Water Heater | E3 | PACT BC Ratio | bar: 2021 to 2047
F3_Commercial_Lodging_New_Water Heating_Natural Gas_Water Heater_E4 | F3 | Commercial | Lodging | New | Water Heating | Natural Gas | Water Heater | E4 | PACT BC Ratio | 0 | 0 | 0.58842 | 0.56284 | 0.55259 | 0.55224 | 0.55925 | 0.57361 | 0.59654 | 0.63035 | 0.67367 | 0.72129 | 0.7677 | 0.80278 | 0.82088 | 0.8202 | 0.80248 | 0.77385 | 0.74012 | 0.70051 | 0.65449 | 0.60182 | 0.55482 | 0.52368 | 0.50907 | 0.51156 | 0.51407
F3_Commercial_Lodging_New_Water Heating_Natural Gas_Water Heater_E5 | F3 | Commercial | Lodging | New | Water Heating | Natural Gas | Water Heater | E5 | PACT BC Ratio | 0 | 0 | 0 | 0 | 0 | 0 | 0 | 0 | 0 | 0 | 0 | 0 | 0 | 0 | 0 | 0 | 0 | 0 | 0 | 0 | 0 | 0 | 0 | 0 | 0 | 0 | 0
F3_Commercial_Lodging_New_Water Heating_Natural Gas_Water Heater_E6 | F3 | Commercial | Lodging | New | Water Heating | Natural Gas | Water Heater | E6 | PACT BC Ratio | 0 | 0 | 0 | 0 | 0 | 0 | 0 | 0 | 0 | 0 | 0 | 0 | 0 | 0 | 0 | 0 | 0 | 0 | 0 | 0 | 0 | 0 | 0 | 0 | 0 | 0 | 0
F3_Commercial_Lodging_New_Water Heating_Natural Gas_Water Heater_E7 | F3 | Commercial | Lodging | New | Water Heating | Natural Gas | Water Heater | E7 | PACT BC Ratio | 0 | 0 | 0 | 0 | 0 | 0 | 0 | 0 | 0 | 0 | 0 | 0 | 0 | 0 | 0 | 0 | 0 | 0 | 0 | 0 | 0 | 0 | 0 | 0 | 0 | 0 | 0
F3_Commercial_Lodging_New_Water Heating_Natural Gas_Water Heater_E8 | F3 | Commercial | Lodging | New | Water Heating | Natural Gas | Water Heater | E8 | PACT BC Ratio | 0 | 0 | 0 | 0 | 0 | 0 | 0 | 0 | 0 | 0 | 0 | 0 | 0 | 0 | 0 | 0 | 0 | 0 | 0 | 0 | 0 | 0 | 0 | 0 | 0 | 0 | 0
F3_Commercial_Lodging_New_Water Heating_Natural Gas_Water Heater_E9 | F3 | Commercial | Lodging | New | Water Heating | Natural Gas | Water Heater | E9 | PACT BC Ratio | 0 | 0 | 0 | 0 | 0 | 0 | 0 | 0 | 0 | 0 | 0 | 0 | 0 | 0 | 0 | 0 | 0 | 0 | 0 | 0 | 0 | 0 | 0 | 0 | 0 | 0 | 0
F3_Commercial_Lodging_New_Water Heating_Natural Gas_Water Heater_E10 | F3 | Commercial | Lodging | New | Water Heating | Natural Gas | Water Heater | E10 | PACT BC Ratio | 0 | 0 | 0 | 0 | 0 | 0 | 0 | 0 | 0 | 0 | 0 | 0 | 0 | 0 | 0 | 0 | 0 | 0 | 0 | 0 | 0 | 0 | 0 | 0 | 0 | 0 | 0
F4_Commercial_Lodging_New_Water Heating_Natural Gas_Water Heater_E1 | F4 | Commercial | Lodging | New | Water Heating | Natural Gas | Water Heater | E1 | RVT BC Ratio | bar: 2021 to 2047
F4_Commercial_Lodging_New_Water Heating_Natural Gas_Water Heater_E2 | F4 | Commercial | Lodging | New | Water Heating | Natural Gas | Water Heater | E2 | RVT BC Ratio | 0.7 | 0.7 | 0.7 | 0.7 | 0.7 | 0.7 | 0.7 | 0.7 | 0.7 | 0.7 | 0.7 | 0.7 | 0.7 | 0.7 | 0.7 | 0.7 | 0.7 | 0.7 | 0.7 | 0.7 | 0.7 | 0.7 | 0.7 | 0.7 | 0.7 | 0.7 | 0.7
F4_Commercial_Lodging_New_Water Heating_Natural Gas_Water Heater_E3 | F4 | Commercial | Lodging | New | Water Heating | Natural Gas | Water Heater | E3 | RVT BC Ratio | bar: 2021 to 2047
F4_Commercial_Lodging_New_Water Heating_Natural Gas_Water Heater_E4 | F4 | Commercial | Lodging | New | Water Heating | Natural Gas | Water Heater | E4 | RVT BC Ratio | 0 | 0 | 0.7 | 0.7 | 0.7 | 0.7 | 0.7 | 0.7 | 0.7 | 0.7 | 0.7 | 0.7 | 0.7 | 0.7 | 0.7 | 0.7 | 0.7 | 0.7 | 0.7 | 0.7 | 0.7 | 0.7 | 0.7 | 0.7 | 0.7 | 0.7 | 0.7
F4_Commercial_Lodging_New_Water Heating_Natural Gas_Water Heater_E5 | F4 | Commercial | Lodging | New | Water Heating | Natural Gas | Water Heater | E5 | RVT BC Ratio | 0 | 0 | 0 | 0 | 0 | 0 | 0 | 0 | 0 | 0 | 0 | 0 | 0 | 0 | 0 | 0 | 0 | 0 | 0 | 0 | 0 | 0 | 0 | 0 | 0 | 0 | 0
F4_Commercial_Lodging_New_Water Heating_Natural Gas_Water Heater_E6 | F4 | Commercial | Lodging | New | Water Heating | Natural Gas | Water Heater | E6 | RVT BC Ratio | 0 | 0 | 0 | 0 | 0 | 0 | 0 | 0 | 0 | 0 | 0 | 0 | 0 | 0 | 0 | 0 | 0 | 0 | 0 | 0 | 0 | 0 | 0 | 0 | 0 | 0 | 0
F4_Commercial_Lodging_New_Water Heating_Natural Gas_Water Heater_E7 | F4 | Commercial | Lodging | New | Water Heating | Natural Gas | Water Heater | E7 | RVT BC Ratio | 0 | 0 | 0 | 0 | 0 | 0 | 0 | 0 | 0 | 0 | 0 | 0 | 0 | 0 | 0 | 0 | 0 | 0 | 0 | 0 | 0 | 0 | 0 | 0 | 0 | 0 | 0
F4_Commercial_Lodging_New_Water Heating_Natural Gas_Water Heater_E8 | F4 | Commercial | Lodging | New | Water Heating | Natural Gas | Water Heater | E8 | RVT BC Ratio | 0 | 0 | 0 | 0 | 0 | 0 | 0 | 0 | 0 | 0 | 0 | 0 | 0 | 0 | 0 | 0 | 0 | 0 | 0 | 0 | 0 | 0 | 0 | 0 | 0 | 0 | 0
F4_Commercial_Lodging_New_Water Heating_Natural Gas_Water Heater_E9 | F4 | Commercial | Lodging | New | Water Heating | Natural Gas | Water Heater | E9 | RVT BC Ratio | 0 | 0 | 0 | 0 | 0 | 0 | 0 | 0 | 0 | 0 | 0 | 0 | 0 | 0 | 0 | 0 | 0 | 0 | 0 | 0 | 0 | 0 | 0 | 0 | 0 | 0 | 0
F4_Commercial_Lodging_New_Water Heating_Natural Gas_Water Heater_E10 | F4 | Commercial | Lodging | New | Water Heating | Natural Gas | Water Heater | E10 | RVT BC Ratio | 0 | 0 | 0 | 0 | 0 | 0 | 0 | 0 | 0 | 0 | 0 | 0 | 0 | 0 | 0 | 0 | 0 | 0 | 0 | 0 | 0 | 0 | 0 | 0 | 0 | 0 | 0
F5_Commercial_Lodging_New_Water Heating_Natural Gas_Water Heater_E1 | F5 | Commercial | Lodging | New | Water Heating | Natural Gas | Water Heater | E1 | RIM BC Ratio | bar: 2021 to 2047
F5_Commercial_Lodging_New_Water Heating_Natural Gas_Water Heater_E2 | F5 | Commercial | Lodging | New | Water Heating | Natural Gas | Water Heater | E2 | RIM BC Ratio | 6.6572 | 6.5612 | 6.4675 | 6.3766 | 6.3775 | 6.438 | 6.536 | 6.6548 | 6.783 | 6.9142 | 7.0439 | 7.1587 | 7.2463 | 7.2836 | 7.2664 | 7.1951 | 7.0753 | 6.9185 | 6.7318 | 6.5104 | 6.2515 | 5.9535 | 5.6889 | 5.5176 | 5.4437 | 5.4704 | 5.4972
F5_Commercial_Lodging_New_Water Heating_Natural Gas_Water Heater_E3 | F5 | Commercial | Lodging | New | Water Heating | Natural Gas | Water Heater | E3 | RIM BC Ratio | bar: 2021 to 2047
F5_Commercial_Lodging_New_Water Heating_Natural Gas_Water Heater_E4 | F5 | Commercial | Lodging | New | Water Heating | Natural Gas | Water Heater | E4 | RIM BC Ratio | 0 | 0 | 0.58842 | 0.56284 | 0.55259 | 0.55224 | 0.55925 | 0.57361 | 0.59654 | 0.63035 | 0.67367 | 0.72129 | 0.7677 | 0.80278 | 0.82088 | 0.8202 | 0.80248 | 0.77385 | 0.74012 | 0.70051 | 0.65449 | 0.60182 | 0.55482 | 0.52368 | 0.50907 | 0.51156 | 0.51407
F5_Commercial_Lodging_New_Water Heating_Natural Gas_Water Heater_E5 | F5 | Commercial | Lodging | New | Water Heating | Natural Gas | Water Heater | E5 | RIM BC Ratio | 0 | 0 | 0 | 0 | 0 | 0 | 0 | 0 | 0 | 0 | 0 | 0 | 0 | 0 | 0 | 0 | 0 | 0 | 0 | 0 | 0 | 0 | 0 | 0 | 0 | 0 | 0
F5_Commercial_Lodging_New_Water Heating_Natural Gas_Water Heater_E6 | F5 | Commercial | Lodging | New | Water Heating | Natural Gas | Water Heater | E6 | RIM BC Ratio | 0 | 0 | 0 | 0 | 0 | 0 | 0 | 0 | 0 | 0 | 0 | 0 | 0 | 0 | 0 | 0 | 0 | 0 | 0 | 0 | 0 | 0 | 0 | 0 | 0 | 0 | 0
F5_Commercial_Lodging_New_Water Heating_Natural Gas_Water Heater_E7 | F5 | Commercial | Lodging | New | Water Heating | Natural Gas | Water Heater | E7 | RIM BC Ratio | 0 | 0 | 0 | 0 | 0 | 0 | 0 | 0 | 0 | 0 | 0 | 0 | 0 | 0 | 0 | 0 | 0 | 0 | 0 | 0 | 0 | 0 | 0 | 0 | 0 | 0 | 0
F5_Commercial_Lodging_New_Water Heating_Natural Gas_Water Heater_E8 | F5 | Commercial | Lodging | New | Water Heating | Natural Gas | Water Heater | E8 | RIM BC Ratio | 0 | 0 | 0 | 0 | 0 | 0 | 0 | 0 | 0 | 0 | 0 | 0 | 0 | 0 | 0 | 0 | 0 | 0 | 0 | 0 | 0 | 0 | 0 | 0 | 0 | 0 | 0
F5_Commercial_Lodging_New_Water Heating_Natural Gas_Water Heater_E9 | F5 | Commercial | Lodging | New | Water Heating | Natural Gas | Water Heater | E9 | RIM BC Ratio | 0 | 0 | 0 | 0 | 0 | 0 | 0 | 0 | 0 | 0 | 0 | 0 | 0 | 0 | 0 | 0 | 0 | 0 | 0 | 0 | 0 | 0 | 0 | 0 | 0 | 0 | 0
F5_Commercial_Lodging_New_Water Heating_Natural Gas_Water Heater_E10 | F5 | Commercial | Lodging | New | Water Heating | Natural Gas | Water Heater | E10 | RIM BC Ratio | 0 | 0 | 0 | 0 | 0 | 0 | 0 | 0 | 0 | 0 | 0 | 0 | 0 | 0 | 0 | 0 | 0 | 0 | 0 | 0 | 0 | 0 | 0 | 0 | 0 | 0 | 0
F0_Commercial_Lodging_New_Food Preparation_Natural Gas_Oven_E0 | F0 | Commercial | Lodging | New | Food Preparation | Natural Gas | Oven | E0 | Economic Unit | ENERGY STAR (>42% Baking Efficiency) | ENERGY STAR (>42% Baking Efficiency) | ENERGY STAR (>42% Baking Efficiency) | ENERGY STAR (>42% Baking Efficiency) | ENERGY STAR (>42% Baking Efficiency) | ENERGY STAR (>42% Baking Efficiency) | ENERGY STAR (>42% Baking Efficiency) | ENERGY STAR (>42% Baking Efficiency) | ENERGY STAR (>42% Baking Efficiency) | ENERGY STAR (>42% Baking Efficiency) | ENERGY STAR (>42% Baking Efficiency) | ENERGY STAR (>42% Baking Efficiency) | ENERGY STAR (>42% Baking Efficiency) | ENERGY STAR (>42% Baking Efficiency) | ENERGY STAR (>42% Baking Efficiency) | ENERGY STAR (>42% Baking Efficiency) | ENERGY STAR (>42% Baking Efficiency) | ENERGY STAR (>42% Baking Efficiency) | ENERGY STAR (>42% Baking Efficiency) | ENERGY STAR (>42% Baking Efficiency) | ENERGY STAR (>42% Baking Efficiency) | ENERGY STAR (>42% Baking Efficiency) | ENERGY STAR (>42% Baking Efficiency) | ENERGY STAR (>42% Baking Efficiency) | ENERGY STAR (>42% Baking Efficiency) | ENERGY STAR (>42% Baking Efficiency) | ENERGY STAR (>42% Baking Efficiency)
F1_Commercial_Lodging_New_Food Preparation_Natural Gas_Oven_E1 | F1 | Commercial | Lodging | New | Food Preparation | Natural Gas | Oven | E1 | CCE | 0 | 0 | 0 | 0 | 0 | 0 | 0 | 0 | 0 | 0 | 0 | 0 | 0 | 0 | 0 | 0 | 0 | 0 | 0 | 0 | 0 | 0 | 0 | 0 | 0 | 0 | 0
F1_Commercial_Lodging_New_Food Preparation_Natural Gas_Oven_E2 | F1 | Commercial | Lodging | New | Food Preparation | Natural Gas | Oven | E2 | CCE | 0.0064069 | 0.0064069 | 0.0064069 | 0.0064069 | 0.0064069 | 0.0064069 | 0.0064069 | 0.0064069 | 0.0064069 | 0.0064069 | 0.0064069 | 0.0064069 | 0.0064069 | 0.0064069 | 0.0064069 | 0.0064069 | 0.0064069 | 0.0064069 | 0.0064069 | 0.0064069 | 0.0064069 | 0.0064069 | 0.0064069 | 0.0064069 | 0.0064069 | 0.0064069 | 0.0064069
F1_Commercial_Lodging_New_Food Preparation_Natural Gas_Oven_E3 | F1 | Commercial | Lodging | New | Food Preparation | Natural Gas | Oven | E3 | CCE | 0 | 0 | 0 | 0 | 0 | 0 | 0 | 0 | 0 | 0 | 0 | 0 | 0 | 0 | 0 | 0 | 0 | 0 | 0 | 0 | 0 | 0 | 0 | 0 | 0 | 0 | 0
F1_Commercial_Lodging_New_Food Preparation_Natural Gas_Oven_E4 | F1 | Commercial | Lodging | New | Food Preparation | Natural Gas | Oven | E4 | CCE | 0 | 0 | 0 | 0 | 0 | 0 | 0 | 0 | 0 | 0 | 0 | 0 | 0 | 0 | 0 | 0 | 0 | 0 | 0 | 0 | 0 | 0 | 0 | 0 | 0 | 0 | 0
F1_Commercial_Lodging_New_Food Preparation_Natural Gas_Oven_E5 | F1 | Commercial | Lodging | New | Food Preparation | Natural Gas | Oven | E5 | CCE | 0 | 0 | 0 | 0 | 0 | 0 | 0 | 0 | 0 | 0 | 0 | 0 | 0 | 0 | 0 | 0 | 0 | 0 | 0 | 0 | 0 | 0 | 0 | 0 | 0 | 0 | 0
F1_Commercial_Lodging_New_Food Preparation_Natural Gas_Oven_E6 | F1 | Commercial | Lodging | New | Food Preparation | Natural Gas | Oven | E6 | CCE | 0 | 0 | 0 | 0 | 0 | 0 | 0 | 0 | 0 | 0 | 0 | 0 | 0 | 0 | 0 | 0 | 0 | 0 | 0 | 0 | 0 | 0 | 0 | 0 | 0 | 0 | 0
F1_Commercial_Lodging_New_Food Preparation_Natural Gas_Oven_E7 | F1 | Commercial | Lodging | New | Food Preparation | Natural Gas | Oven | E7 | CCE | 0 | 0 | 0 | 0 | 0 | 0 | 0 | 0 | 0 | 0 | 0 | 0 | 0 | 0 | 0 | 0 | 0 | 0 | 0 | 0 | 0 | 0 | 0 | 0 | 0 | 0 | 0
F1_Commercial_Lodging_New_Food Preparation_Natural Gas_Oven_E8 | F1 | Commercial | Lodging | New | Food Preparation | Natural Gas | Oven | E8 | CCE | 0 | 0 | 0 | 0 | 0 | 0 | 0 | 0 | 0 | 0 | 0 | 0 | 0 | 0 | 0 | 0 | 0 | 0 | 0 | 0 | 0 | 0 | 0 | 0 | 0 | 0 | 0
F1_Commercial_Lodging_New_Food Preparation_Natural Gas_Oven_E9 | F1 | Commercial | Lodging | New | Food Preparation | Natural Gas | Oven | E9 | CCE | 0 | 0 | 0 | 0 | 0 | 0 | 0 | 0 | 0 | 0 | 0 | 0 | 0 | 0 | 0 | 0 | 0 | 0 | 0 | 0 | 0 | 0 | 0 | 0 | 0 | 0 | 0
F1_Commercial_Lodging_New_Food Preparation_Natural Gas_Oven_E10 | F1 | Commercial | Lodging | New | Food Preparation | Natural Gas | Oven | E10 | CCE | 0 | 0 | 0 | 0 | 0 | 0 | 0 | 0 | 0 | 0 | 0 | 0 | 0 | 0 | 0 | 0 | 0 | 0 | 0 | 0 | 0 | 0 | 0 | 0 | 0 | 0 | 0
F2_Commercial_Lodging_New_Food Preparation_Natural Gas_Oven_E1 | F2 | Commercial | Lodging | New | Food Preparation | Natural Gas | Oven | E1 | TRC BC Ratio | bar: 2021 to 2047
F2_Commercial_Lodging_New_Food Preparation_Natural Gas_Oven_E2 | F2 | Commercial | Lodging | New | Food Preparation | Natural Gas | Oven | E2 | TRC BC Ratio | 2.1435 | 2.1209 | 2.0991 | 2.0784 | 2.0838 | 2.1062 | 2.1397 | 2.1792 | 2.22 | 2.2569 | 2.287 | 2.3059 | 2.3122 | 2.3039 | 2.2841 | 2.2551 | 2.2186 | 2.175 | 2.1228 | 2.0608 | 1.9881 | 1.9043 | 1.83 | 1.7822 | 1.7622 | 1.7709 | 1.7795
F2_Commercial_Lodging_New_Food Preparation_Natural Gas_Oven_E3 | F2 | Commercial | Lodging | New | Food Preparation | Natural Gas | Oven | E3 | TRC BC Ratio | 0 | 0 | 0 | 0 | 0 | 0 | 0 | 0 | 0 | 0 | 0 | 0 | 0 | 0 | 0 | 0 | 0 | 0 | 0 | 0 | 0 | 0 | 0 | 0 | 0 | 0 | 0
F2_Commercial_Lodging_New_Food Preparation_Natural Gas_Oven_E4 | F2 | Commercial | Lodging | New | Food Preparation | Natural Gas | Oven | E4 | TRC BC Ratio | 0 | 0 | 0 | 0 | 0 | 0 | 0 | 0 | 0 | 0 | 0 | 0 | 0 | 0 | 0 | 0 | 0 | 0 | 0 | 0 | 0 | 0 | 0 | 0 | 0 | 0 | 0
F2_Commercial_Lodging_New_Food Preparation_Natural Gas_Oven_E5 | F2 | Commercial | Lodging | New | Food Preparation | Natural Gas | Oven | E5 | TRC BC Ratio | 0 | 0 | 0 | 0 | 0 | 0 | 0 | 0 | 0 | 0 | 0 | 0 | 0 | 0 | 0 | 0 | 0 | 0 | 0 | 0 | 0 | 0 | 0 | 0 | 0 | 0 | 0
F2_Commercial_Lodging_New_Food Preparation_Natural Gas_Oven_E6 | F2 | Commercial | Lodging | New | Food Preparation | Natural Gas | Oven | E6 | TRC BC Ratio | 0 | 0 | 0 | 0 | 0 | 0 | 0 | 0 | 0 | 0 | 0 | 0 | 0 | 0 | 0 | 0 | 0 | 0 | 0 | 0 | 0 | 0 | 0 | 0 | 0 | 0 | 0
F2_Commercial_Lodging_New_Food Preparation_Natural Gas_Oven_E7 | F2 | Commercial | Lodging | New | Food Preparation | Natural Gas | Oven | E7 | TRC BC Ratio | 0 | 0 | 0 | 0 | 0 | 0 | 0 | 0 | 0 | 0 | 0 | 0 | 0 | 0 | 0 | 0 | 0 | 0 | 0 | 0 | 0 | 0 | 0 | 0 | 0 | 0 | 0
F2_Commercial_Lodging_New_Food Preparation_Natural Gas_Oven_E8 | F2 | Commercial | Lodging | New | Food Preparation | Natural Gas | Oven | E8 | TRC BC Ratio | 0 | 0 | 0 | 0 | 0 | 0 | 0 | 0 | 0 | 0 | 0 | 0 | 0 | 0 | 0 | 0 | 0 | 0 | 0 | 0 | 0 | 0 | 0 | 0 | 0 | 0 | 0
F2_Commercial_Lodging_New_Food Preparation_Natural Gas_Oven_E9 | F2 | Commercial | Lodging | New | Food Preparation | Natural Gas | Oven | E9 | TRC BC Ratio | 0 | 0 | 0 | 0 | 0 | 0 | 0 | 0 | 0 | 0 | 0 | 0 | 0 | 0 | 0 | 0 | 0 | 0 | 0 | 0 | 0 | 0 | 0 | 0 | 0 | 0 | 0
F2_Commercial_Lodging_New_Food Preparation_Natural Gas_Oven_E10 | F2 | Commercial | Lodging | New | Food Preparation | Natural Gas | Oven | E10 | TRC BC Ratio | 0 | 0 | 0 | 0 | 0 | 0 | 0 | 0 | 0 | 0 | 0 | 0 | 0 | 0 | 0 | 0 | 0 | 0 | 0 | 0 | 0 | 0 | 0 | 0 | 0 | 0 | 0
F3_Commercial_Lodging_New_Food Preparation_Natural Gas_Oven_E1 | F3 | Commercial | Lodging | New | Food Preparation | Natural Gas | Oven | E1 | PACT BC Ratio | bar: 2021 to 2047
F3_Commercial_Lodging_New_Food Preparation_Natural Gas_Oven_E2 | F3 | Commercial | Lodging | New | Food Preparation | Natural Gas | Oven | E2 | PACT BC Ratio | 2.8204 | 2.7906 | 2.762 | 2.7347 | 2.7418 | 2.7714 | 2.8154 | 2.8674 | 2.9211 | 2.9697 | 3.0092 | 3.0341 | 3.0424 | 3.0315 | 3.0054 | 2.9673 | 2.9193 | 2.8618 | 2.7932 | 2.7116 | 2.6159 | 2.5056 | 2.4079 | 2.3451 | 2.3187 | 2.3301 | 2.3415
F3_Commercial_Lodging_New_Food Preparation_Natural Gas_Oven_E3 | F3 | Commercial | Lodging | New | Food Preparation | Natural Gas | Oven | E3 | PACT BC Ratio | 0 | 0 | 0 | 0 | 0 | 0 | 0 | 0 | 0 | 0 | 0 | 0 | 0 | 0 | 0 | 0 | 0 | 0 | 0 | 0 | 0 | 0 | 0 | 0 | 0 | 0 | 0
F3_Commercial_Lodging_New_Food Preparation_Natural Gas_Oven_E4 | F3 | Commercial | Lodging | New | Food Preparation | Natural Gas | Oven | E4 | PACT BC Ratio | 0 | 0 | 0 | 0 | 0 | 0 | 0 | 0 | 0 | 0 | 0 | 0 | 0 | 0 | 0 | 0 | 0 | 0 | 0 | 0 | 0 | 0 | 0 | 0 | 0 | 0 | 0
F3_Commercial_Lodging_New_Food Preparation_Natural Gas_Oven_E5 | F3 | Commercial | Lodging | New | Food Preparation | Natural Gas | Oven | E5 | PACT BC Ratio | 0 | 0 | 0 | 0 | 0 | 0 | 0 | 0 | 0 | 0 | 0 | 0 | 0 | 0 | 0 | 0 | 0 | 0 | 0 | 0 | 0 | 0 | 0 | 0 | 0 | 0 | 0
F3_Commercial_Lodging_New_Food Preparation_Natural Gas_Oven_E6 | F3 | Commercial | Lodging | New | Food Preparation | Natural Gas | Oven | E6 | PACT BC Ratio | 0 | 0 | 0 | 0 | 0 | 0 | 0 | 0 | 0 | 0 | 0 | 0 | 0 | 0 | 0 | 0 | 0 | 0 | 0 | 0 | 0 | 0 | 0 | 0 | 0 | 0 | 0
F3_Commercial_Lodging_New_Food Preparation_Natural Gas_Oven_E7 | F3 | Commercial | Lodging | New | Food Preparation | Natural Gas | Oven | E7 | PACT BC Ratio | 0 | 0 | 0 | 0 | 0 | 0 | 0 | 0 | 0 | 0 | 0 | 0 | 0 | 0 | 0 | 0 | 0 | 0 | 0 | 0 | 0 | 0 | 0 | 0 | 0 | 0 | 0
F3_Commercial_Lodging_New_Food Preparation_Natural Gas_Oven_E8 | F3 | Commercial | Lodging | New | Food Preparation | Natural Gas | Oven | E8 | PACT BC Ratio | 0 | 0 | 0 | 0 | 0 | 0 | 0 | 0 | 0 | 0 | 0 | 0 | 0 | 0 | 0 | 0 | 0 | 0 | 0 | 0 | 0 | 0 | 0 | 0 | 0 | 0 | 0
F3_Commercial_Lodging_New_Food Preparation_Natural Gas_Oven_E9 | F3 | Commercial | Lodging | New | Food Preparation | Natural Gas | Oven | E9 | PACT BC Ratio | 0 | 0 | 0 | 0 | 0 | 0 | 0 | 0 | 0 | 0 | 0 | 0 | 0 | 0 | 0 | 0 | 0 | 0 | 0 | 0 | 0 | 0 | 0 | 0 | 0 | 0 | 0
F3_Commercial_Lodging_New_Food Preparation_Natural Gas_Oven_E10 | F3 | Commercial | Lodging | New | Food Preparation | Natural Gas | Oven | E10 | PACT BC Ratio | 0 | 0 | 0 | 0 | 0 | 0 | 0 | 0 | 0 | 0 | 0 | 0 | 0 | 0 | 0 | 0 | 0 | 0 | 0 | 0 | 0 | 0 | 0 | 0 | 0 | 0 | 0
F4_Commercial_Lodging_New_Food Preparation_Natural Gas_Oven_E1 | F4 | Commercial | Lodging | New | Food Preparation | Natural Gas | Oven | E1 | RVT BC Ratio | bar: 2021 to 2047
F4_Commercial_Lodging_New_Food Preparation_Natural Gas_Oven_E2 | F4 | Commercial | Lodging | New | Food Preparation | Natural Gas | Oven | E2 | RVT BC Ratio | 0.7 | 0.7 | 0.7 | 0.7 | 0.7 | 0.7 | 0.7 | 0.7 | 0.7 | 0.7 | 0.7 | 0.7 | 0.7 | 0.7 | 0.7 | 0.7 | 0.7 | 0.7 | 0.7 | 0.7 | 0.7 | 0.7 | 0.7 | 0.7 | 0.7 | 0.7 | 0.7
F4_Commercial_Lodging_New_Food Preparation_Natural Gas_Oven_E3 | F4 | Commercial | Lodging | New | Food Preparation | Natural Gas | Oven | E3 | RVT BC Ratio | 0 | 0 | 0 | 0 | 0 | 0 | 0 | 0 | 0 | 0 | 0 | 0 | 0 | 0 | 0 | 0 | 0 | 0 | 0 | 0 | 0 | 0 | 0 | 0 | 0 | 0 | 0
F4_Commercial_Lodging_New_Food Preparation_Natural Gas_Oven_E4 | F4 | Commercial | Lodging | New | Food Preparation | Natural Gas | Oven | E4 | RVT BC Ratio | 0 | 0 | 0 | 0 | 0 | 0 | 0 | 0 | 0 | 0 | 0 | 0 | 0 | 0 | 0 | 0 | 0 | 0 | 0 | 0 | 0 | 0 | 0 | 0 | 0 | 0 | 0
F4_Commercial_Lodging_New_Food Preparation_Natural Gas_Oven_E5 | F4 | Commercial | Lodging | New | Food Preparation | Natural Gas | Oven | E5 | RVT BC Ratio | 0 | 0 | 0 | 0 | 0 | 0 | 0 | 0 | 0 | 0 | 0 | 0 | 0 | 0 | 0 | 0 | 0 | 0 | 0 | 0 | 0 | 0 | 0 | 0 | 0 | 0 | 0
F4_Commercial_Lodging_New_Food Preparation_Natural Gas_Oven_E6 | F4 | Commercial | Lodging | New | Food Preparation | Natural Gas | Oven | E6 | RVT BC Ratio | 0 | 0 | 0 | 0 | 0 | 0 | 0 | 0 | 0 | 0 | 0 | 0 | 0 | 0 | 0 | 0 | 0 | 0 | 0 | 0 | 0 | 0 | 0 | 0 | 0 | 0 | 0
F4_Commercial_Lodging_New_Food Preparation_Natural Gas_Oven_E7 | F4 | Commercial | Lodging | New | Food Preparation | Natural Gas | Oven | E7 | RVT BC Ratio | 0 | 0 | 0 | 0 | 0 | 0 | 0 | 0 | 0 | 0 | 0 | 0 | 0 | 0 | 0 | 0 | 0 | 0 | 0 | 0 | 0 | 0 | 0 | 0 | 0 | 0 | 0
F4_Commercial_Lodging_New_Food Preparation_Natural Gas_Oven_E8 | F4 | Commercial | Lodging | New | Food Preparation | Natural Gas | Oven | E8 | RVT BC Ratio | 0 | 0 | 0 | 0 | 0 | 0 | 0 | 0 | 0 | 0 | 0 | 0 | 0 | 0 | 0 | 0 | 0 | 0 | 0 | 0 | 0 | 0 | 0 | 0 | 0 | 0 | 0
F4_Commercial_Lodging_New_Food Preparation_Natural Gas_Oven_E9 | F4 | Commercial | Lodging | New | Food Preparation | Natural Gas | Oven | E9 | RVT BC Ratio | 0 | 0 | 0 | 0 | 0 | 0 | 0 | 0 | 0 | 0 | 0 | 0 | 0 | 0 | 0 | 0 | 0 | 0 | 0 | 0 | 0 | 0 | 0 | 0 | 0 | 0 | 0
F4_Commercial_Lodging_New_Food Preparation_Natural Gas_Oven_E10 | F4 | Commercial | Lodging | New | Food Preparation | Natural Gas | Oven | E10 | RVT BC Ratio | 0 | 0 | 0 | 0 | 0 | 0 | 0 | 0 | 0 | 0 | 0 | 0 | 0 | 0 | 0 | 0 | 0 | 0 | 0 | 0 | 0 | 0 | 0 | 0 | 0 | 0 | 0
F5_Commercial_Lodging_New_Food Preparation_Natural Gas_Oven_E1 | F5 | Commercial | Lodging | New | Food Preparation | Natural Gas | Oven | E1 | RIM BC Ratio | bar: 2021 to 2047
F5_Commercial_Lodging_New_Food Preparation_Natural Gas_Oven_E2 | F5 | Commercial | Lodging | New | Food Preparation | Natural Gas | Oven | E2 | RIM BC Ratio | 2.8204 | 2.7906 | 2.762 | 2.7347 | 2.7418 | 2.7714 | 2.8154 | 2.8674 | 2.9211 | 2.9697 | 3.0092 | 3.0341 | 3.0424 | 3.0315 | 3.0054 | 2.9673 | 2.9193 | 2.8618 | 2.7932 | 2.7116 | 2.6159 | 2.5056 | 2.4079 | 2.3451 | 2.3187 | 2.3301 | 2.3415
F5_Commercial_Lodging_New_Food Preparation_Natural Gas_Oven_E3 | F5 | Commercial | Lodging | New | Food Preparation | Natural Gas | Oven | E3 | RIM BC Ratio | 0 | 0 | 0 | 0 | 0 | 0 | 0 | 0 | 0 | 0 | 0 | 0 | 0 | 0 | 0 | 0 | 0 | 0 | 0 | 0 | 0 | 0 | 0 | 0 | 0 | 0 | 0
F5_Commercial_Lodging_New_Food Preparation_Natural Gas_Oven_E4 | F5 | Commercial | Lodging | New | Food Preparation | Natural Gas | Oven | E4 | RIM BC Ratio | 0 | 0 | 0 | 0 | 0 | 0 | 0 | 0 | 0 | 0 | 0 | 0 | 0 | 0 | 0 | 0 | 0 | 0 | 0 | 0 | 0 | 0 | 0 | 0 | 0 | 0 | 0
F5_Commercial_Lodging_New_Food Preparation_Natural Gas_Oven_E5 | F5 | Commercial | Lodging | New | Food Preparation | Natural Gas | Oven | E5 | RIM BC Ratio | 0 | 0 | 0 | 0 | 0 | 0 | 0 | 0 | 0 | 0 | 0 | 0 | 0 | 0 | 0 | 0 | 0 | 0 | 0 | 0 | 0 | 0 | 0 | 0 | 0 | 0 | 0
F5_Commercial_Lodging_New_Food Preparation_Natural Gas_Oven_E6 | F5 | Commercial | Lodging | New | Food Preparation | Natural Gas | Oven | E6 | RIM BC Ratio | 0 | 0 | 0 | 0 | 0 | 0 | 0 | 0 | 0 | 0 | 0 | 0 | 0 | 0 | 0 | 0 | 0 | 0 | 0 | 0 | 0 | 0 | 0 | 0 | 0 | 0 | 0
F5_Commercial_Lodging_New_Food Preparation_Natural Gas_Oven_E7 | F5 | Commercial | Lodging | New | Food Preparation | Natural Gas | Oven | E7 | RIM BC Ratio | 0 | 0 | 0 | 0 | 0 | 0 | 0 | 0 | 0 | 0 | 0 | 0 | 0 | 0 | 0 | 0 | 0 | 0 | 0 | 0 | 0 | 0 | 0 | 0 | 0 | 0 | 0
F5_Commercial_Lodging_New_Food Preparation_Natural Gas_Oven_E8 | F5 | Commercial | Lodging | New | Food Preparation | Natural Gas | Oven | E8 | RIM BC Ratio | 0 | 0 | 0 | 0 | 0 | 0 | 0 | 0 | 0 | 0 | 0 | 0 | 0 | 0 | 0 | 0 | 0 | 0 | 0 | 0 | 0 | 0 | 0 | 0 | 0 | 0 | 0
F5_Commercial_Lodging_New_Food Preparation_Natural Gas_Oven_E9 | F5 | Commercial | Lodging | New | Food Preparation | Natural Gas | Oven | E9 | RIM BC Ratio | 0 | 0 | 0 | 0 | 0 | 0 | 0 | 0 | 0 | 0 | 0 | 0 | 0 | 0 | 0 | 0 | 0 | 0 | 0 | 0 | 0 | 0 | 0 | 0 | 0 | 0 | 0
F5_Commercial_Lodging_New_Food Preparation_Natural Gas_Oven_E10 | F5 | Commercial | Lodging | New | Food Preparation | Natural Gas | Oven | E10 | RIM BC Ratio | 0 | 0 | 0 | 0 | 0 | 0 | 0 | 0 | 0 | 0 | 0 | 0 | 0 | 0 | 0 | 0 | 0 | 0 | 0 | 0 | 0 | 0 | 0 | 0 | 0 | 0 | 0
F0_Commercial_Lodging_New_Food Preparation_Natural Gas_Conveyor Oven_E0 | F0 | Commercial | Lodging | New | Food Preparation | Natural Gas | Conveyor Oven | E0 | Economic Unit | Efficient (>42% Baking Efficiency) | Efficient (>42% Baking Efficiency) | Efficient (>42% Baking Efficiency) | Efficient (>42% Baking Efficiency) | Efficient (>42% Baking Efficiency) | Efficient (>42% Baking Efficiency) | Efficient (>42% Baking Efficiency) | Efficient (>42% Baking Efficiency) | Efficient (>42% Baking Efficiency) | Efficient (>42% Baking Efficiency) | Efficient (>42% Baking Efficiency) | Efficient (>42% Baking Efficiency) | Efficient (>42% Baking Efficiency) | Efficient (>42% Baking Efficiency) | Efficient (>42% Baking Efficiency) | Efficient (>42% Baking Efficiency) | Efficient (>42% Baking Efficiency) | Efficient (>42% Baking Efficiency) | Efficient (>42% Baking Efficiency) | Efficient (>42% Baking Efficiency) | Efficient (>42% Baking Efficiency) | Efficient (>42% Baking Efficiency) | Efficient (>42% Baking Efficiency) | Efficient (>42% Baking Efficiency) | Efficient (>42% Baking Efficiency) | Efficient (>42% Baking Efficiency) | Efficient (>42% Baking Efficiency)
F1_Commercial_Lodging_New_Food Preparation_Natural Gas_Conveyor Oven_E1 | F1 | Commercial | Lodging | New | Food Preparation | Natural Gas | Conveyor Oven | E1 | CCE | 0 | 0 | 0 | 0 | 0 | 0 | 0 | 0 | 0 | 0 | 0 | 0 | 0 | 0 | 0 | 0 | 0 | 0 | 0 | 0 | 0 | 0 | 0 | 0 | 0 | 0 | 0
F1_Commercial_Lodging_New_Food Preparation_Natural Gas_Conveyor Oven_E2 | F1 | Commercial | Lodging | New | Food Preparation | Natural Gas | Conveyor Oven | E2 | CCE | 0.0044579 | 0.0044579 | 0.0044579 | 0.0044579 | 0.0044579 | 0.0044579 | 0.0044579 | 0.0044579 | 0.0044579 | 0.0044579 | 0.0044579 | 0.0044579 | 0.0044579 | 0.0044579 | 0.0044579 | 0.0044579 | 0.0044579 | 0.0044579 | 0.0044579 | 0.0044579 | 0.0044579 | 0.0044579 | 0.0044579 | 0.0044579 | 0.0044579 | 0.0044579 | 0.0044579
F1_Commercial_Lodging_New_Food Preparation_Natural Gas_Conveyor Oven_E3 | F1 | Commercial | Lodging | New | Food Preparation | Natural Gas | Conveyor Oven | E3 | CCE | 0 | 0 | 0 | 0 | 0 | 0 | 0 | 0 | 0 | 0 | 0 | 0 | 0 | 0 | 0 | 0 | 0 | 0 | 0 | 0 | 0 | 0 | 0 | 0 | 0 | 0 | 0
F1_Commercial_Lodging_New_Food Preparation_Natural Gas_Conveyor Oven_E4 | F1 | Commercial | Lodging | New | Food Preparation | Natural Gas | Conveyor Oven | E4 | CCE | 0 | 0 | 0 | 0 | 0 | 0 | 0 | 0 | 0 | 0 | 0 | 0 | 0 | 0 | 0 | 0 | 0 | 0 | 0 | 0 | 0 | 0 | 0 | 0 | 0 | 0 | 0
F1_Commercial_Lodging_New_Food Preparation_Natural Gas_Conveyor Oven_E5 | F1 | Commercial | Lodging | New | Food Preparation | Natural Gas | Conveyor Oven | E5 | CCE | 0 | 0 | 0 | 0 | 0 | 0 | 0 | 0 | 0 | 0 | 0 | 0 | 0 | 0 | 0 | 0 | 0 | 0 | 0 | 0 | 0 | 0 | 0 | 0 | 0 | 0 | 0
F1_Commercial_Lodging_New_Food Preparation_Natural Gas_Conveyor Oven_E6 | F1 | Commercial | Lodging | New | Food Preparation | Natural Gas | Conveyor Oven | E6 | CCE | 0 | 0 | 0 | 0 | 0 | 0 | 0 | 0 | 0 | 0 | 0 | 0 | 0 | 0 | 0 | 0 | 0 | 0 | 0 | 0 | 0 | 0 | 0 | 0 | 0 | 0 | 0
F1_Commercial_Lodging_New_Food Preparation_Natural Gas_Conveyor Oven_E7 | F1 | Commercial | Lodging | New | Food Preparation | Natural Gas | Conveyor Oven | E7 | CCE | 0 | 0 | 0 | 0 | 0 | 0 | 0 | 0 | 0 | 0 | 0 | 0 | 0 | 0 | 0 | 0 | 0 | 0 | 0 | 0 | 0 | 0 | 0 | 0 | 0 | 0 | 0
F1_Commercial_Lodging_New_Food Preparation_Natural Gas_Conveyor Oven_E8 | F1 | Commercial | Lodging | New | Food Preparation | Natural Gas | Conveyor Oven | E8 | CCE | 0 | 0 | 0 | 0 | 0 | 0 | 0 | 0 | 0 | 0 | 0 | 0 | 0 | 0 | 0 | 0 | 0 | 0 | 0 | 0 | 0 | 0 | 0 | 0 | 0 | 0 | 0
F1_Commercial_Lodging_New_Food Preparation_Natural Gas_Conveyor Oven_E9 | F1 | Commercial | Lodging | New | Food Preparation | Natural Gas | Conveyor Oven | E9 | CCE | 0 | 0 | 0 | 0 | 0 | 0 | 0 | 0 | 0 | 0 | 0 | 0 | 0 | 0 | 0 | 0 | 0 | 0 | 0 | 0 | 0 | 0 | 0 | 0 | 0 | 0 | 0
F1_Commercial_Lodging_New_Food Preparation_Natural Gas_Conveyor Oven_E10 | F1 | Commercial | Lodging | New | Food Preparation | Natural Gas | Conveyor Oven | E10 | CCE | 0 | 0 | 0 | 0 | 0 | 0 | 0 | 0 | 0 | 0 | 0 | 0 | 0 | 0 | 0 | 0 | 0 | 0 | 0 | 0 | 0 | 0 | 0 | 0 | 0 | 0 | 0
F2_Commercial_Lodging_New_Food Preparation_Natural Gas_Conveyor Oven_E1 | F2 | Commercial | Lodging | New | Food Preparation | Natural Gas | Conveyor Oven | E1 | TRC BC Ratio | bar: 2021 to 2047
F2_Commercial_Lodging_New_Food Preparation_Natural Gas_Conveyor Oven_E2 | F2 | Commercial | Lodging | New | Food Preparation | Natural Gas | Conveyor Oven | E2 | TRC BC Ratio | 3.1168 | 3.1026 | 3.0898 | 3.0771 | 3.0914 | 3.1189 | 3.1492 | 3.1746 | 3.1913 | 3.1987 | 3.1992 | 3.1946 | 3.185 | 3.1677 | 3.1435 | 3.1119 | 3.0717 | 3.0231 | 2.9646 | 2.8946 | 2.8121 | 2.7166 | 2.6323 | 2.579 | 2.558 | 2.5706 | 2.5832
F2_Commercial_Lodging_New_Food Preparation_Natural Gas_Conveyor Oven_E3 | F2 | Commercial | Lodging | New | Food Preparation | Natural Gas | Conveyor Oven | E3 | TRC BC Ratio | 0 | 0 | 0 | 0 | 0 | 0 | 0 | 0 | 0 | 0 | 0 | 0 | 0 | 0 | 0 | 0 | 0 | 0 | 0 | 0 | 0 | 0 | 0 | 0 | 0 | 0 | 0
F2_Commercial_Lodging_New_Food Preparation_Natural Gas_Conveyor Oven_E4 | F2 | Commercial | Lodging | New | Food Preparation | Natural Gas | Conveyor Oven | E4 | TRC BC Ratio | 0 | 0 | 0 | 0 | 0 | 0 | 0 | 0 | 0 | 0 | 0 | 0 | 0 | 0 | 0 | 0 | 0 | 0 | 0 | 0 | 0 | 0 | 0 | 0 | 0 | 0 | 0
F2_Commercial_Lodging_New_Food Preparation_Natural Gas_Conveyor Oven_E5 | F2 | Commercial | Lodging | New | Food Preparation | Natural Gas | Conveyor Oven | E5 | TRC BC Ratio | 0 | 0 | 0 | 0 | 0 | 0 | 0 | 0 | 0 | 0 | 0 | 0 | 0 | 0 | 0 | 0 | 0 | 0 | 0 | 0 | 0 | 0 | 0 | 0 | 0 | 0 | 0
F2_Commercial_Lodging_New_Food Preparation_Natural Gas_Conveyor Oven_E6 | F2 | Commercial | Lodging | New | Food Preparation | Natural Gas | Conveyor Oven | E6 | TRC BC Ratio | 0 | 0 | 0 | 0 | 0 | 0 | 0 | 0 | 0 | 0 | 0 | 0 | 0 | 0 | 0 | 0 | 0 | 0 | 0 | 0 | 0 | 0 | 0 | 0 | 0 | 0 | 0
F2_Commercial_Lodging_New_Food Preparation_Natural Gas_Conveyor Oven_E7 | F2 | Commercial | Lodging | New | Food Preparation | Natural Gas | Conveyor Oven | E7 | TRC BC Ratio | 0 | 0 | 0 | 0 | 0 | 0 | 0 | 0 | 0 | 0 | 0 | 0 | 0 | 0 | 0 | 0 | 0 | 0 | 0 | 0 | 0 | 0 | 0 | 0 | 0 | 0 | 0
F2_Commercial_Lodging_New_Food Preparation_Natural Gas_Conveyor Oven_E8 | F2 | Commercial | Lodging | New | Food Preparation | Natural Gas | Conveyor Oven | E8 | TRC BC Ratio | 0 | 0 | 0 | 0 | 0 | 0 | 0 | 0 | 0 | 0 | 0 | 0 | 0 | 0 | 0 | 0 | 0 | 0 | 0 | 0 | 0 | 0 | 0 | 0 | 0 | 0 | 0
F2_Commercial_Lodging_New_Food Preparation_Natural Gas_Conveyor Oven_E9 | F2 | Commercial | Lodging | New | Food Preparation | Natural Gas | Conveyor Oven | E9 | TRC BC Ratio | 0 | 0 | 0 | 0 | 0 | 0 | 0 | 0 | 0 | 0 | 0 | 0 | 0 | 0 | 0 | 0 | 0 | 0 | 0 | 0 | 0 | 0 | 0 | 0 | 0 | 0 | 0
F2_Commercial_Lodging_New_Food Preparation_Natural Gas_Conveyor Oven_E10 | F2 | Commercial | Lodging | New | Food Preparation | Natural Gas | Conveyor Oven | E10 | TRC BC Ratio | 0 | 0 | 0 | 0 | 0 | 0 | 0 | 0 | 0 | 0 | 0 | 0 | 0 | 0 | 0 | 0 | 0 | 0 | 0 | 0 | 0 | 0 | 0 | 0 | 0 | 0 | 0
F3_Commercial_Lodging_New_Food Preparation_Natural Gas_Conveyor Oven_E1 | F3 | Commercial | Lodging | New | Food Preparation | Natural Gas | Conveyor Oven | E1 | PACT BC Ratio | bar: 2021 to 2047
F3_Commercial_Lodging_New_Food Preparation_Natural Gas_Conveyor Oven_E2 | F3 | Commercial | Lodging | New | Food Preparation | Natural Gas | Conveyor Oven | E2 | PACT BC Ratio | 4.1011 | 4.0824 | 4.0655 | 4.0488 | 4.0676 | 4.1039 | 4.1436 | 4.1771 | 4.1991 | 4.2088 | 4.2095 | 4.2034 | 4.1908 | 4.168 | 4.1362 | 4.0947 | 4.0417 | 3.9778 | 3.9008 | 3.8086 | 3.7001 | 3.5745 | 3.4635 | 3.3934 | 3.3658 | 3.3823 | 3.3989
F3_Commercial_Lodging_New_Food Preparation_Natural Gas_Conveyor Oven_E3 | F3 | Commercial | Lodging | New | Food Preparation | Natural Gas | Conveyor Oven | E3 | PACT BC Ratio | 0 | 0 | 0 | 0 | 0 | 0 | 0 | 0 | 0 | 0 | 0 | 0 | 0 | 0 | 0 | 0 | 0 | 0 | 0 | 0 | 0 | 0 | 0 | 0 | 0 | 0 | 0
F3_Commercial_Lodging_New_Food Preparation_Natural Gas_Conveyor Oven_E4 | F3 | Commercial | Lodging | New | Food Preparation | Natural Gas | Conveyor Oven | E4 | PACT BC Ratio | 0 | 0 | 0 | 0 | 0 | 0 | 0 | 0 | 0 | 0 | 0 | 0 | 0 | 0 | 0 | 0 | 0 | 0 | 0 | 0 | 0 | 0 | 0 | 0 | 0 | 0 | 0
F3_Commercial_Lodging_New_Food Preparation_Natural Gas_Conveyor Oven_E5 | F3 | Commercial | Lodging | New | Food Preparation | Natural Gas | Conveyor Oven | E5 | PACT BC Ratio | 0 | 0 | 0 | 0 | 0 | 0 | 0 | 0 | 0 | 0 | 0 | 0 | 0 | 0 | 0 | 0 | 0 | 0 | 0 | 0 | 0 | 0 | 0 | 0 | 0 | 0 | 0
F3_Commercial_Lodging_New_Food Preparation_Natural Gas_Conveyor Oven_E6 | F3 | Commercial | Lodging | New | Food Preparation | Natural Gas | Conveyor Oven | E6 | PACT BC Ratio | 0 | 0 | 0 | 0 | 0 | 0 | 0 | 0 | 0 | 0 | 0 | 0 | 0 | 0 | 0 | 0 | 0 | 0 | 0 | 0 | 0 | 0 | 0 | 0 | 0 | 0 | 0
F3_Commercial_Lodging_New_Food Preparation_Natural Gas_Conveyor Oven_E7 | F3 | Commercial | Lodging | New | Food Preparation | Natural Gas | Conveyor Oven | E7 | PACT BC Ratio | 0 | 0 | 0 | 0 | 0 | 0 | 0 | 0 | 0 | 0 | 0 | 0 | 0 | 0 | 0 | 0 | 0 | 0 | 0 | 0 | 0 | 0 | 0 | 0 | 0 | 0 | 0
F3_Commercial_Lodging_New_Food Preparation_Natural Gas_Conveyor Oven_E8 | F3 | Commercial | Lodging | New | Food Preparation | Natural Gas | Conveyor Oven | E8 | PACT BC Ratio | 0 | 0 | 0 | 0 | 0 | 0 | 0 | 0 | 0 | 0 | 0 | 0 | 0 | 0 | 0 | 0 | 0 | 0 | 0 | 0 | 0 | 0 | 0 | 0 | 0 | 0 | 0
F3_Commercial_Lodging_New_Food Preparation_Natural Gas_Conveyor Oven_E9 | F3 | Commercial | Lodging | New | Food Preparation | Natural Gas | Conveyor Oven | E9 | PACT BC Ratio | 0 | 0 | 0 | 0 | 0 | 0 | 0 | 0 | 0 | 0 | 0 | 0 | 0 | 0 | 0 | 0 | 0 | 0 | 0 | 0 | 0 | 0 | 0 | 0 | 0 | 0 | 0
F3_Commercial_Lodging_New_Food Preparation_Natural Gas_Conveyor Oven_E10 | F3 | Commercial | Lodging | New | Food Preparation | Natural Gas | Conveyor Oven | E10 | PACT BC Ratio | 0 | 0 | 0 | 0 | 0 | 0 | 0 | 0 | 0 | 0 | 0 | 0 | 0 | 0 | 0 | 0 | 0 | 0 | 0 | 0 | 0 | 0 | 0 | 0 | 0 | 0 | 0
F4_Commercial_Lodging_New_Food Preparation_Natural Gas_Conveyor Oven_E1 | F4 | Commercial | Lodging | New | Food Preparation | Natural Gas | Conveyor Oven | E1 | RVT BC Ratio | bar: 2021 to 2047
F4_Commercial_Lodging_New_Food Preparation_Natural Gas_Conveyor Oven_E2 | F4 | Commercial | Lodging | New | Food Preparation | Natural Gas | Conveyor Oven | E2 | RVT BC Ratio | 0.7 | 0.7 | 0.7 | 0.7 | 0.7 | 0.7 | 0.7 | 0.7 | 0.7 | 0.7 | 0.7 | 0.7 | 0.7 | 0.7 | 0.7 | 0.7 | 0.7 | 0.7 | 0.7 | 0.7 | 0.7 | 0.7 | 0.7 | 0.7 | 0.7 | 0.7 | 0.7
F4_Commercial_Lodging_New_Food Preparation_Natural Gas_Conveyor Oven_E3 | F4 | Commercial | Lodging | New | Food Preparation | Natural Gas | Conveyor Oven | E3 | RVT BC Ratio | 0 | 0 | 0 | 0 | 0 | 0 | 0 | 0 | 0 | 0 | 0 | 0 | 0 | 0 | 0 | 0 | 0 | 0 | 0 | 0 | 0 | 0 | 0 | 0 | 0 | 0 | 0
F4_Commercial_Lodging_New_Food Preparation_Natural Gas_Conveyor Oven_E4 | F4 | Commercial | Lodging | New | Food Preparation | Natural Gas | Conveyor Oven | E4 | RVT BC Ratio | 0 | 0 | 0 | 0 | 0 | 0 | 0 | 0 | 0 | 0 | 0 | 0 | 0 | 0 | 0 | 0 | 0 | 0 | 0 | 0 | 0 | 0 | 0 | 0 | 0 | 0 | 0
F4_Commercial_Lodging_New_Food Preparation_Natural Gas_Conveyor Oven_E5 | F4 | Commercial | Lodging | New | Food Preparation | Natural Gas | Conveyor Oven | E5 | RVT BC Ratio | 0 | 0 | 0 | 0 | 0 | 0 | 0 | 0 | 0 | 0 | 0 | 0 | 0 | 0 | 0 | 0 | 0 | 0 | 0 | 0 | 0 | 0 | 0 | 0 | 0 | 0 | 0
F4_Commercial_Lodging_New_Food Preparation_Natural Gas_Conveyor Oven_E6 | F4 | Commercial | Lodging | New | Food Preparation | Natural Gas | Conveyor Oven | E6 | RVT BC Ratio | 0 | 0 | 0 | 0 | 0 | 0 | 0 | 0 | 0 | 0 | 0 | 0 | 0 | 0 | 0 | 0 | 0 | 0 | 0 | 0 | 0 | 0 | 0 | 0 | 0 | 0 | 0
F4_Commercial_Lodging_New_Food Preparation_Natural Gas_Conveyor Oven_E7 | F4 | Commercial | Lodging | New | Food Preparation | Natural Gas | Conveyor Oven | E7 | RVT BC Ratio | 0 | 0 | 0 | 0 | 0 | 0 | 0 | 0 | 0 | 0 | 0 | 0 | 0 | 0 | 0 | 0 | 0 | 0 | 0 | 0 | 0 | 0 | 0 | 0 | 0 | 0 | 0
F4_Commercial_Lodging_New_Food Preparation_Natural Gas_Conveyor Oven_E8 | F4 | Commercial | Lodging | New | Food Preparation | Natural Gas | Conveyor Oven | E8 | RVT BC Ratio | 0 | 0 | 0 | 0 | 0 | 0 | 0 | 0 | 0 | 0 | 0 | 0 | 0 | 0 | 0 | 0 | 0 | 0 | 0 | 0 | 0 | 0 | 0 | 0 | 0 | 0 | 0
F4_Commercial_Lodging_New_Food Preparation_Natural Gas_Conveyor Oven_E9 | F4 | Commercial | Lodging | New | Food Preparation | Natural Gas | Conveyor Oven | E9 | RVT BC Ratio | 0 | 0 | 0 | 0 | 0 | 0 | 0 | 0 | 0 | 0 | 0 | 0 | 0 | 0 | 0 | 0 | 0 | 0 | 0 | 0 | 0 | 0 | 0 | 0 | 0 | 0 | 0
F4_Commercial_Lodging_New_Food Preparation_Natural Gas_Conveyor Oven_E10 | F4 | Commercial | Lodging | New | Food Preparation | Natural Gas | Conveyor Oven | E10 | RVT BC Ratio | 0 | 0 | 0 | 0 | 0 | 0 | 0 | 0 | 0 | 0 | 0 | 0 | 0 | 0 | 0 | 0 | 0 | 0 | 0 | 0 | 0 | 0 | 0 | 0 | 0 | 0 | 0
F5_Commercial_Lodging_New_Food Preparation_Natural Gas_Conveyor Oven_E1 | F5 | Commercial | Lodging | New | Food Preparation | Natural Gas | Conveyor Oven | E1 | RIM BC Ratio | bar: 2021 to 2047
F5_Commercial_Lodging_New_Food Preparation_Natural Gas_Conveyor Oven_E2 | F5 | Commercial | Lodging | New | Food Preparation | Natural Gas | Conveyor Oven | E2 | RIM BC Ratio | 4.1011 | 4.0824 | 4.0655 | 4.0488 | 4.0676 | 4.1039 | 4.1436 | 4.1771 | 4.1991 | 4.2088 | 4.2095 | 4.2034 | 4.1908 | 4.168 | 4.1362 | 4.0947 | 4.0417 | 3.9778 | 3.9008 | 3.8086 | 3.7001 | 3.5745 | 3.4635 | 3.3934 | 3.3658 | 3.3823 | 3.3989
F5_Commercial_Lodging_New_Food Preparation_Natural Gas_Conveyor Oven_E3 | F5 | Commercial | Lodging | New | Food Preparation | Natural Gas | Conveyor Oven | E3 | RIM BC Ratio | 0 | 0 | 0 | 0 | 0 | 0 | 0 | 0 | 0 | 0 | 0 | 0 | 0 | 0 | 0 | 0 | 0 | 0 | 0 | 0 | 0 | 0 | 0 | 0 | 0 | 0 | 0
F5_Commercial_Lodging_New_Food Preparation_Natural Gas_Conveyor Oven_E4 | F5 | Commercial | Lodging | New | Food Preparation | Natural Gas | Conveyor Oven | E4 | RIM BC Ratio | 0 | 0 | 0 | 0 | 0 | 0 | 0 | 0 | 0 | 0 | 0 | 0 | 0 | 0 | 0 | 0 | 0 | 0 | 0 | 0 | 0 | 0 | 0 | 0 | 0 | 0 | 0
F5_Commercial_Lodging_New_Food Preparation_Natural Gas_Conveyor Oven_E5 | F5 | Commercial | Lodging | New | Food Preparation | Natural Gas | Conveyor Oven | E5 | RIM BC Ratio | 0 | 0 | 0 | 0 | 0 | 0 | 0 | 0 | 0 | 0 | 0 | 0 | 0 | 0 | 0 | 0 | 0 | 0 | 0 | 0 | 0 | 0 | 0 | 0 | 0 | 0 | 0
F5_Commercial_Lodging_New_Food Preparation_Natural Gas_Conveyor Oven_E6 | F5 | Commercial | Lodging | New | Food Preparation | Natural Gas | Conveyor Oven | E6 | RIM BC Ratio | 0 | 0 | 0 | 0 | 0 | 0 | 0 | 0 | 0 | 0 | 0 | 0 | 0 | 0 | 0 | 0 | 0 | 0 | 0 | 0 | 0 | 0 | 0 | 0 | 0 | 0 | 0
F5_Commercial_Lodging_New_Food Preparation_Natural Gas_Conveyor Oven_E7 | F5 | Commercial | Lodging | New | Food Preparation | Natural Gas | Conveyor Oven | E7 | RIM BC Ratio | 0 | 0 | 0 | 0 | 0 | 0 | 0 | 0 | 0 | 0 | 0 | 0 | 0 | 0 | 0 | 0 | 0 | 0 | 0 | 0 | 0 | 0 | 0 | 0 | 0 | 0 | 0
F5_Commercial_Lodging_New_Food Preparation_Natural Gas_Conveyor Oven_E8 | F5 | Commercial | Lodging | New | Food Preparation | Natural Gas | Conveyor Oven | E8 | RIM BC Ratio | 0 | 0 | 0 | 0 | 0 | 0 | 0 | 0 | 0 | 0 | 0 | 0 | 0 | 0 | 0 | 0 | 0 | 0 | 0 | 0 | 0 | 0 | 0 | 0 | 0 | 0 | 0
F5_Commercial_Lodging_New_Food Preparation_Natural Gas_Conveyor Oven_E9 | F5 | Commercial | Lodging | New | Food Preparation | Natural Gas | Conveyor Oven | E9 | RIM BC Ratio | 0 | 0 | 0 | 0 | 0 | 0 | 0 | 0 | 0 | 0 | 0 | 0 | 0 | 0 | 0 | 0 | 0 | 0 | 0 | 0 | 0 | 0 | 0 | 0 | 0 | 0 | 0
F5_Commercial_Lodging_New_Food Preparation_Natural Gas_Conveyor Oven_E10 | F5 | Commercial | Lodging | New | Food Preparation | Natural Gas | Conveyor Oven | E10 | RIM BC Ratio | 0 | 0 | 0 | 0 | 0 | 0 | 0 | 0 | 0 | 0 | 0 | 0 | 0 | 0 | 0 | 0 | 0 | 0 | 0 | 0 | 0 | 0 | 0 | 0 | 0 | 0 | 0
F0_Commercial_Lodging_New_Food Preparation_Natural Gas_Double Rack Oven_E0 | F0 | Commercial | Lodging | New | Food Preparation | Natural Gas | Double Rack Oven | E0 | Economic Unit | FTSC Qualified (>50% Cooking Efficiency) | FTSC Qualified (>50% Cooking Efficiency) | FTSC Qualified (>50% Cooking Efficiency) | FTSC Qualified (>50% Cooking Efficiency) | FTSC Qualified (>50% Cooking Efficiency) | FTSC Qualified (>50% Cooking Efficiency) | FTSC Qualified (>50% Cooking Efficiency) | FTSC Qualified (>50% Cooking Efficiency) | FTSC Qualified (>50% Cooking Efficiency) | FTSC Qualified (>50% Cooking Efficiency) | FTSC Qualified (>50% Cooking Efficiency) | FTSC Qualified (>50% Cooking Efficiency) | FTSC Qualified (>50% Cooking Efficiency) | FTSC Qualified (>50% Cooking Efficiency) | FTSC Qualified (>50% Cooking Efficiency) | FTSC Qualified (>50% Cooking Efficiency) | FTSC Qualified (>50% Cooking Efficiency) | FTSC Qualified (>50% Cooking Efficiency) | FTSC Qualified (>50% Cooking Efficiency) | FTSC Qualified (>50% Cooking Efficiency) | FTSC Qualified (>50% Cooking Efficiency) | FTSC Qualified (>50% Cooking Efficiency) | FTSC Qualified (>50% Cooking Efficiency) | FTSC Qualified (>50% Cooking Efficiency) | FTSC Qualified (>50% Cooking Efficiency) | FTSC Qualified (>50% Cooking Efficiency) | FTSC Qualified (>50% Cooking Efficiency)
F1_Commercial_Lodging_New_Food Preparation_Natural Gas_Double Rack Oven_E1 | F1 | Commercial | Lodging | New | Food Preparation | Natural Gas | Double Rack Oven | E1 | CCE | 0 | 0 | 0 | 0 | 0 | 0 | 0 | 0 | 0 | 0 | 0 | 0 | 0 | 0 | 0 | 0 | 0 | 0 | 0 | 0 | 0 | 0 | 0 | 0 | 0 | 0 | 0
F1_Commercial_Lodging_New_Food Preparation_Natural Gas_Double Rack Oven_E2 | F1 | Commercial | Lodging | New | Food Preparation | Natural Gas | Double Rack Oven | E2 | CCE | 0.00516 | 0.00516 | 0.00516 | 0.00516 | 0.00516 | 0.00516 | 0.00516 | 0.00516 | 0.00516 | 0.00516 | 0.00516 | 0.00516 | 0.00516 | 0.00516 | 0.00516 | 0.00516 | 0.00516 | 0.00516 | 0.00516 | 0.00516 | 0.00516 | 0.00516 | 0.00516 | 0.00516 | 0.00516 | 0.00516 | 0.00516
F1_Commercial_Lodging_New_Food Preparation_Natural Gas_Double Rack Oven_E3 | F1 | Commercial | Lodging | New | Food Preparation | Natural Gas | Double Rack Oven | E3 | CCE | 0 | 0 | 0 | 0 | 0 | 0 | 0 | 0 | 0 | 0 | 0 | 0 | 0 | 0 | 0 | 0 | 0 | 0 | 0 | 0 | 0 | 0 | 0 | 0 | 0 | 0 | 0
F1_Commercial_Lodging_New_Food Preparation_Natural Gas_Double Rack Oven_E4 | F1 | Commercial | Lodging | New | Food Preparation | Natural Gas | Double Rack Oven | E4 | CCE | 0 | 0 | 0 | 0 | 0 | 0 | 0 | 0 | 0 | 0 | 0 | 0 | 0 | 0 | 0 | 0 | 0 | 0 | 0 | 0 | 0 | 0 | 0 | 0 | 0 | 0 | 0
F1_Commercial_Lodging_New_Food Preparation_Natural Gas_Double Rack Oven_E5 | F1 | Commercial | Lodging | New | Food Preparation | Natural Gas | Double Rack Oven | E5 | CCE | 0 | 0 | 0 | 0 | 0 | 0 | 0 | 0 | 0 | 0 | 0 | 0 | 0 | 0 | 0 | 0 | 0 | 0 | 0 | 0 | 0 | 0 | 0 | 0 | 0 | 0 | 0
F1_Commercial_Lodging_New_Food Preparation_Natural Gas_Double Rack Oven_E6 | F1 | Commercial | Lodging | New | Food Preparation | Natural Gas | Double Rack Oven | E6 | CCE | 0 | 0 | 0 | 0 | 0 | 0 | 0 | 0 | 0 | 0 | 0 | 0 | 0 | 0 | 0 | 0 | 0 | 0 | 0 | 0 | 0 | 0 | 0 | 0 | 0 | 0 | 0
F1_Commercial_Lodging_New_Food Preparation_Natural Gas_Double Rack Oven_E7 | F1 | Commercial | Lodging | New | Food Preparation | Natural Gas | Double Rack Oven | E7 | CCE | 0 | 0 | 0 | 0 | 0 | 0 | 0 | 0 | 0 | 0 | 0 | 0 | 0 | 0 | 0 | 0 | 0 | 0 | 0 | 0 | 0 | 0 | 0 | 0 | 0 | 0 | 0
F1_Commercial_Lodging_New_Food Preparation_Natural Gas_Double Rack Oven_E8 | F1 | Commercial | Lodging | New | Food Preparation | Natural Gas | Double Rack Oven | E8 | CCE | 0 | 0 | 0 | 0 | 0 | 0 | 0 | 0 | 0 | 0 | 0 | 0 | 0 | 0 | 0 | 0 | 0 | 0 | 0 | 0 | 0 | 0 | 0 | 0 | 0 | 0 | 0
F1_Commercial_Lodging_New_Food Preparation_Natural Gas_Double Rack Oven_E9 | F1 | Commercial | Lodging | New | Food Preparation | Natural Gas | Double Rack Oven | E9 | CCE | 0 | 0 | 0 | 0 | 0 | 0 | 0 | 0 | 0 | 0 | 0 | 0 | 0 | 0 | 0 | 0 | 0 | 0 | 0 | 0 | 0 | 0 | 0 | 0 | 0 | 0 | 0
F1_Commercial_Lodging_New_Food Preparation_Natural Gas_Double Rack Oven_E10 | F1 | Commercial | Lodging | New | Food Preparation | Natural Gas | Double Rack Oven | E10 | CCE | 0 | 0 | 0 | 0 | 0 | 0 | 0 | 0 | 0 | 0 | 0 | 0 | 0 | 0 | 0 | 0 | 0 | 0 | 0 | 0 | 0 | 0 | 0 | 0 | 0 | 0 | 0
F2_Commercial_Lodging_New_Food Preparation_Natural Gas_Double Rack Oven_E1 | F2 | Commercial | Lodging | New | Food Preparation | Natural Gas | Double Rack Oven | E1 | TRC BC Ratio | bar: 2021 to 2047
F2_Commercial_Lodging_New_Food Preparation_Natural Gas_Double Rack Oven_E2 | F2 | Commercial | Lodging | New | Food Preparation | Natural Gas | Double Rack Oven | E2 | TRC BC Ratio | 2.6451 | 2.6168 | 2.5895 | 2.5634 | 2.5698 | 2.5976 | 2.6379 | 2.6828 | 2.726 | 2.7629 | 2.793 | 2.8145 | 2.8267 | 2.8253 | 2.81 | 2.7806 | 2.7375 | 2.6832 | 2.6184 | 2.5413 | 2.451 | 2.3468 | 2.2544 | 2.1951 | 2.1701 | 2.1808 | 2.1915
F2_Commercial_Lodging_New_Food Preparation_Natural Gas_Double Rack Oven_E3 | F2 | Commercial | Lodging | New | Food Preparation | Natural Gas | Double Rack Oven | E3 | TRC BC Ratio | 0 | 0 | 0 | 0 | 0 | 0 | 0 | 0 | 0 | 0 | 0 | 0 | 0 | 0 | 0 | 0 | 0 | 0 | 0 | 0 | 0 | 0 | 0 | 0 | 0 | 0 | 0
F2_Commercial_Lodging_New_Food Preparation_Natural Gas_Double Rack Oven_E4 | F2 | Commercial | Lodging | New | Food Preparation | Natural Gas | Double Rack Oven | E4 | TRC BC Ratio | 0 | 0 | 0 | 0 | 0 | 0 | 0 | 0 | 0 | 0 | 0 | 0 | 0 | 0 | 0 | 0 | 0 | 0 | 0 | 0 | 0 | 0 | 0 | 0 | 0 | 0 | 0
F2_Commercial_Lodging_New_Food Preparation_Natural Gas_Double Rack Oven_E5 | F2 | Commercial | Lodging | New | Food Preparation | Natural Gas | Double Rack Oven | E5 | TRC BC Ratio | 0 | 0 | 0 | 0 | 0 | 0 | 0 | 0 | 0 | 0 | 0 | 0 | 0 | 0 | 0 | 0 | 0 | 0 | 0 | 0 | 0 | 0 | 0 | 0 | 0 | 0 | 0
F2_Commercial_Lodging_New_Food Preparation_Natural Gas_Double Rack Oven_E6 | F2 | Commercial | Lodging | New | Food Preparation | Natural Gas | Double Rack Oven | E6 | TRC BC Ratio | 0 | 0 | 0 | 0 | 0 | 0 | 0 | 0 | 0 | 0 | 0 | 0 | 0 | 0 | 0 | 0 | 0 | 0 | 0 | 0 | 0 | 0 | 0 | 0 | 0 | 0 | 0
F2_Commercial_Lodging_New_Food Preparation_Natural Gas_Double Rack Oven_E7 | F2 | Commercial | Lodging | New | Food Preparation | Natural Gas | Double Rack Oven | E7 | TRC BC Ratio | 0 | 0 | 0 | 0 | 0 | 0 | 0 | 0 | 0 | 0 | 0 | 0 | 0 | 0 | 0 | 0 | 0 | 0 | 0 | 0 | 0 | 0 | 0 | 0 | 0 | 0 | 0
F2_Commercial_Lodging_New_Food Preparation_Natural Gas_Double Rack Oven_E8 | F2 | Commercial | Lodging | New | Food Preparation | Natural Gas | Double Rack Oven | E8 | TRC BC Ratio | 0 | 0 | 0 | 0 | 0 | 0 | 0 | 0 | 0 | 0 | 0 | 0 | 0 | 0 | 0 | 0 | 0 | 0 | 0 | 0 | 0 | 0 | 0 | 0 | 0 | 0 | 0
F2_Commercial_Lodging_New_Food Preparation_Natural Gas_Double Rack Oven_E9 | F2 | Commercial | Lodging | New | Food Preparation | Natural Gas | Double Rack Oven | E9 | TRC BC Ratio | 0 | 0 | 0 | 0 | 0 | 0 | 0 | 0 | 0 | 0 | 0 | 0 | 0 | 0 | 0 | 0 | 0 | 0 | 0 | 0 | 0 | 0 | 0 | 0 | 0 | 0 | 0
F2_Commercial_Lodging_New_Food Preparation_Natural Gas_Double Rack Oven_E10 | F2 | Commercial | Lodging | New | Food Preparation | Natural Gas | Double Rack Oven | E10 | TRC BC Ratio | 0 | 0 | 0 | 0 | 0 | 0 | 0 | 0 | 0 | 0 | 0 | 0 | 0 | 0 | 0 | 0 | 0 | 0 | 0 | 0 | 0 | 0 | 0 | 0 | 0 | 0 | 0
F3_Commercial_Lodging_New_Food Preparation_Natural Gas_Double Rack Oven_E1 | F3 | Commercial | Lodging | New | Food Preparation | Natural Gas | Double Rack Oven | E1 | PACT BC Ratio | bar: 2021 to 2047
F3_Commercial_Lodging_New_Food Preparation_Natural Gas_Double Rack Oven_E2 | F3 | Commercial | Lodging | New | Food Preparation | Natural Gas | Double Rack Oven | E2 | PACT BC Ratio | 3.4804 | 3.4432 | 3.4073 | 3.3729 | 3.3814 | 3.4179 | 3.4709 | 3.53 | 3.5869 | 3.6354 | 3.675 | 3.7033 | 3.7193 | 3.7175 | 3.6974 | 3.6587 | 3.602 | 3.5306 | 3.4453 | 3.3438 | 3.2249 | 3.0879 | 2.9664 | 2.8883 | 2.8554 | 2.8694 | 2.8835
F3_Commercial_Lodging_New_Food Preparation_Natural Gas_Double Rack Oven_E3 | F3 | Commercial | Lodging | New | Food Preparation | Natural Gas | Double Rack Oven | E3 | PACT BC Ratio | 0 | 0 | 0 | 0 | 0 | 0 | 0 | 0 | 0 | 0 | 0 | 0 | 0 | 0 | 0 | 0 | 0 | 0 | 0 | 0 | 0 | 0 | 0 | 0 | 0 | 0 | 0
F3_Commercial_Lodging_New_Food Preparation_Natural Gas_Double Rack Oven_E4 | F3 | Commercial | Lodging | New | Food Preparation | Natural Gas | Double Rack Oven | E4 | PACT BC Ratio | 0 | 0 | 0 | 0 | 0 | 0 | 0 | 0 | 0 | 0 | 0 | 0 | 0 | 0 | 0 | 0 | 0 | 0 | 0 | 0 | 0 | 0 | 0 | 0 | 0 | 0 | 0
F3_Commercial_Lodging_New_Food Preparation_Natural Gas_Double Rack Oven_E5 | F3 | Commercial | Lodging | New | Food Preparation | Natural Gas | Double Rack Oven | E5 | PACT BC Ratio | 0 | 0 | 0 | 0 | 0 | 0 | 0 | 0 | 0 | 0 | 0 | 0 | 0 | 0 | 0 | 0 | 0 | 0 | 0 | 0 | 0 | 0 | 0 | 0 | 0 | 0 | 0
F3_Commercial_Lodging_New_Food Preparation_Natural Gas_Double Rack Oven_E6 | F3 | Commercial | Lodging | New | Food Preparation | Natural Gas | Double Rack Oven | E6 | PACT BC Ratio | 0 | 0 | 0 | 0 | 0 | 0 | 0 | 0 | 0 | 0 | 0 | 0 | 0 | 0 | 0 | 0 | 0 | 0 | 0 | 0 | 0 | 0 | 0 | 0 | 0 | 0 | 0
F3_Commercial_Lodging_New_Food Preparation_Natural Gas_Double Rack Oven_E7 | F3 | Commercial | Lodging | New | Food Preparation | Natural Gas | Double Rack Oven | E7 | PACT BC Ratio | 0 | 0 | 0 | 0 | 0 | 0 | 0 | 0 | 0 | 0 | 0 | 0 | 0 | 0 | 0 | 0 | 0 | 0 | 0 | 0 | 0 | 0 | 0 | 0 | 0 | 0 | 0
F3_Commercial_Lodging_New_Food Preparation_Natural Gas_Double Rack Oven_E8 | F3 | Commercial | Lodging | New | Food Preparation | Natural Gas | Double Rack Oven | E8 | PACT BC Ratio | 0 | 0 | 0 | 0 | 0 | 0 | 0 | 0 | 0 | 0 | 0 | 0 | 0 | 0 | 0 | 0 | 0 | 0 | 0 | 0 | 0 | 0 | 0 | 0 | 0 | 0 | 0
F3_Commercial_Lodging_New_Food Preparation_Natural Gas_Double Rack Oven_E9 | F3 | Commercial | Lodging | New | Food Preparation | Natural Gas | Double Rack Oven | E9 | PACT BC Ratio | 0 | 0 | 0 | 0 | 0 | 0 | 0 | 0 | 0 | 0 | 0 | 0 | 0 | 0 | 0 | 0 | 0 | 0 | 0 | 0 | 0 | 0 | 0 | 0 | 0 | 0 | 0
F3_Commercial_Lodging_New_Food Preparation_Natural Gas_Double Rack Oven_E10 | F3 | Commercial | Lodging | New | Food Preparation | Natural Gas | Double Rack Oven | E10 | PACT BC Ratio | 0 | 0 | 0 | 0 | 0 | 0 | 0 | 0 | 0 | 0 | 0 | 0 | 0 | 0 | 0 | 0 | 0 | 0 | 0 | 0 | 0 | 0 | 0 | 0 | 0 | 0 | 0
F4_Commercial_Lodging_New_Food Preparation_Natural Gas_Double Rack Oven_E1 | F4 | Commercial | Lodging | New | Food Preparation | Natural Gas | Double Rack Oven | E1 | RVT BC Ratio | bar: 2021 to 2047
F4_Commercial_Lodging_New_Food Preparation_Natural Gas_Double Rack Oven_E2 | F4 | Commercial | Lodging | New | Food Preparation | Natural Gas | Double Rack Oven | E2 | RVT BC Ratio | 0.7 | 0.7 | 0.7 | 0.7 | 0.7 | 0.7 | 0.7 | 0.7 | 0.7 | 0.7 | 0.7 | 0.7 | 0.7 | 0.7 | 0.7 | 0.7 | 0.7 | 0.7 | 0.7 | 0.7 | 0.7 | 0.7 | 0.7 | 0.7 | 0.7 | 0.7 | 0.7
F4_Commercial_Lodging_New_Food Preparation_Natural Gas_Double Rack Oven_E3 | F4 | Commercial | Lodging | New | Food Preparation | Natural Gas | Double Rack Oven | E3 | RVT BC Ratio | 0 | 0 | 0 | 0 | 0 | 0 | 0 | 0 | 0 | 0 | 0 | 0 | 0 | 0 | 0 | 0 | 0 | 0 | 0 | 0 | 0 | 0 | 0 | 0 | 0 | 0 | 0
F4_Commercial_Lodging_New_Food Preparation_Natural Gas_Double Rack Oven_E4 | F4 | Commercial | Lodging | New | Food Preparation | Natural Gas | Double Rack Oven | E4 | RVT BC Ratio | 0 | 0 | 0 | 0 | 0 | 0 | 0 | 0 | 0 | 0 | 0 | 0 | 0 | 0 | 0 | 0 | 0 | 0 | 0 | 0 | 0 | 0 | 0 | 0 | 0 | 0 | 0
F4_Commercial_Lodging_New_Food Preparation_Natural Gas_Double Rack Oven_E5 | F4 | Commercial | Lodging | New | Food Preparation | Natural Gas | Double Rack Oven | E5 | RVT BC Ratio | 0 | 0 | 0 | 0 | 0 | 0 | 0 | 0 | 0 | 0 | 0 | 0 | 0 | 0 | 0 | 0 | 0 | 0 | 0 | 0 | 0 | 0 | 0 | 0 | 0 | 0 | 0
F4_Commercial_Lodging_New_Food Preparation_Natural Gas_Double Rack Oven_E6 | F4 | Commercial | Lodging | New | Food Preparation | Natural Gas | Double Rack Oven | E6 | RVT BC Ratio | 0 | 0 | 0 | 0 | 0 | 0 | 0 | 0 | 0 | 0 | 0 | 0 | 0 | 0 | 0 | 0 | 0 | 0 | 0 | 0 | 0 | 0 | 0 | 0 | 0 | 0 | 0
F4_Commercial_Lodging_New_Food Preparation_Natural Gas_Double Rack Oven_E7 | F4 | Commercial | Lodging | New | Food Preparation | Natural Gas | Double Rack Oven | E7 | RVT BC Ratio | 0 | 0 | 0 | 0 | 0 | 0 | 0 | 0 | 0 | 0 | 0 | 0 | 0 | 0 | 0 | 0 | 0 | 0 | 0 | 0 | 0 | 0 | 0 | 0 | 0 | 0 | 0
F4_Commercial_Lodging_New_Food Preparation_Natural Gas_Double Rack Oven_E8 | F4 | Commercial | Lodging | New | Food Preparation | Natural Gas | Double Rack Oven | E8 | RVT BC Ratio | 0 | 0 | 0 | 0 | 0 | 0 | 0 | 0 | 0 | 0 | 0 | 0 | 0 | 0 | 0 | 0 | 0 | 0 | 0 | 0 | 0 | 0 | 0 | 0 | 0 | 0 | 0
F4_Commercial_Lodging_New_Food Preparation_Natural Gas_Double Rack Oven_E9 | F4 | Commercial | Lodging | New | Food Preparation | Natural Gas | Double Rack Oven | E9 | RVT BC Ratio | 0 | 0 | 0 | 0 | 0 | 0 | 0 | 0 | 0 | 0 | 0 | 0 | 0 | 0 | 0 | 0 | 0 | 0 | 0 | 0 | 0 | 0 | 0 | 0 | 0 | 0 | 0
F4_Commercial_Lodging_New_Food Preparation_Natural Gas_Double Rack Oven_E10 | F4 | Commercial | Lodging | New | Food Preparation | Natural Gas | Double Rack Oven | E10 | RVT BC Ratio | 0 | 0 | 0 | 0 | 0 | 0 | 0 | 0 | 0 | 0 | 0 | 0 | 0 | 0 | 0 | 0 | 0 | 0 | 0 | 0 | 0 | 0 | 0 | 0 | 0 | 0 | 0
F5_Commercial_Lodging_New_Food Preparation_Natural Gas_Double Rack Oven_E1 | F5 | Commercial | Lodging | New | Food Preparation | Natural Gas | Double Rack Oven | E1 | RIM BC Ratio | bar: 2021 to 2047
F5_Commercial_Lodging_New_Food Preparation_Natural Gas_Double Rack Oven_E2 | F5 | Commercial | Lodging | New | Food Preparation | Natural Gas | Double Rack Oven | E2 | RIM BC Ratio | 3.4804 | 3.4432 | 3.4073 | 3.3729 | 3.3814 | 3.4179 | 3.4709 | 3.53 | 3.5869 | 3.6354 | 3.675 | 3.7033 | 3.7193 | 3.7175 | 3.6974 | 3.6587 | 3.602 | 3.5306 | 3.4453 | 3.3438 | 3.2249 | 3.0879 | 2.9664 | 2.8883 | 2.8554 | 2.8694 | 2.8835
F5_Commercial_Lodging_New_Food Preparation_Natural Gas_Double Rack Oven_E3 | F5 | Commercial | Lodging | New | Food Preparation | Natural Gas | Double Rack Oven | E3 | RIM BC Ratio | 0 | 0 | 0 | 0 | 0 | 0 | 0 | 0 | 0 | 0 | 0 | 0 | 0 | 0 | 0 | 0 | 0 | 0 | 0 | 0 | 0 | 0 | 0 | 0 | 0 | 0 | 0
F5_Commercial_Lodging_New_Food Preparation_Natural Gas_Double Rack Oven_E4 | F5 | Commercial | Lodging | New | Food Preparation | Natural Gas | Double Rack Oven | E4 | RIM BC Ratio | 0 | 0 | 0 | 0 | 0 | 0 | 0 | 0 | 0 | 0 | 0 | 0 | 0 | 0 | 0 | 0 | 0 | 0 | 0 | 0 | 0 | 0 | 0 | 0 | 0 | 0 | 0
F5_Commercial_Lodging_New_Food Preparation_Natural Gas_Double Rack Oven_E5 | F5 | Commercial | Lodging | New | Food Preparation | Natural Gas | Double Rack Oven | E5 | RIM BC Ratio | 0 | 0 | 0 | 0 | 0 | 0 | 0 | 0 | 0 | 0 | 0 | 0 | 0 | 0 | 0 | 0 | 0 | 0 | 0 | 0 | 0 | 0 | 0 | 0 | 0 | 0 | 0
F5_Commercial_Lodging_New_Food Preparation_Natural Gas_Double Rack Oven_E6 | F5 | Commercial | Lodging | New | Food Preparation | Natural Gas | Double Rack Oven | E6 | RIM BC Ratio | 0 | 0 | 0 | 0 | 0 | 0 | 0 | 0 | 0 | 0 | 0 | 0 | 0 | 0 | 0 | 0 | 0 | 0 | 0 | 0 | 0 | 0 | 0 | 0 | 0 | 0 | 0
F5_Commercial_Lodging_New_Food Preparation_Natural Gas_Double Rack Oven_E7 | F5 | Commercial | Lodging | New | Food Preparation | Natural Gas | Double Rack Oven | E7 | RIM BC Ratio | 0 | 0 | 0 | 0 | 0 | 0 | 0 | 0 | 0 | 0 | 0 | 0 | 0 | 0 | 0 | 0 | 0 | 0 | 0 | 0 | 0 | 0 | 0 | 0 | 0 | 0 | 0
F5_Commercial_Lodging_New_Food Preparation_Natural Gas_Double Rack Oven_E8 | F5 | Commercial | Lodging | New | Food Preparation | Natural Gas | Double Rack Oven | E8 | RIM BC Ratio | 0 | 0 | 0 | 0 | 0 | 0 | 0 | 0 | 0 | 0 | 0 | 0 | 0 | 0 | 0 | 0 | 0 | 0 | 0 | 0 | 0 | 0 | 0 | 0 | 0 | 0 | 0
F5_Commercial_Lodging_New_Food Preparation_Natural Gas_Double Rack Oven_E9 | F5 | Commercial | Lodging | New | Food Preparation | Natural Gas | Double Rack Oven | E9 | RIM BC Ratio | 0 | 0 | 0 | 0 | 0 | 0 | 0 | 0 | 0 | 0 | 0 | 0 | 0 | 0 | 0 | 0 | 0 | 0 | 0 | 0 | 0 | 0 | 0 | 0 | 0 | 0 | 0
F5_Commercial_Lodging_New_Food Preparation_Natural Gas_Double Rack Oven_E10 | F5 | Commercial | Lodging | New | Food Preparation | Natural Gas | Double Rack Oven | E10 | RIM BC Ratio | 0 | 0 | 0 | 0 | 0 | 0 | 0 | 0 | 0 | 0 | 0 | 0 | 0 | 0 | 0 | 0 | 0 | 0 | 0 | 0 | 0 | 0 | 0 | 0 | 0 | 0 | 0
F0_Commercial_Lodging_New_Food Preparation_Natural Gas_Fryer_E0 | F0 | Commercial | Lodging | New | Food Preparation | Natural Gas | Fryer | E0 | Economic Unit | ENERGY STAR | ENERGY STAR | ENERGY STAR | ENERGY STAR | ENERGY STAR | ENERGY STAR | ENERGY STAR | ENERGY STAR | ENERGY STAR | ENERGY STAR | ENERGY STAR | ENERGY STAR | ENERGY STAR | ENERGY STAR | ENERGY STAR | ENERGY STAR | ENERGY STAR | ENERGY STAR | ENERGY STAR | ENERGY STAR | ENERGY STAR | ENERGY STAR | ENERGY STAR | ENERGY STAR | ENERGY STAR | ENERGY STAR | ENERGY STAR
F1_Commercial_Lodging_New_Food Preparation_Natural Gas_Fryer_E1 | F1 | Commercial | Lodging | New | Food Preparation | Natural Gas | Fryer | E1 | CCE | 0 | 0 | 0 | 0 | 0 | 0 | 0 | 0 | 0 | 0 | 0 | 0 | 0 | 0 | 0 | 0 | 0 | 0 | 0 | 0 | 0 | 0 | 0 | 0 | 0 | 0 | 0
F1_Commercial_Lodging_New_Food Preparation_Natural Gas_Fryer_E2 | F1 | Commercial | Lodging | New | Food Preparation | Natural Gas | Fryer | E2 | CCE | 0.0045119 | 0 | 0 | 0 | 0 | 0 | 0 | 0 | 0 | 0 | 0 | 0 | 0 | 0 | 0 | 0 | 0 | 0 | 0 | 0 | 0 | 0 | 0 | 0 | 0 | 0 | 0
F1_Commercial_Lodging_New_Food Preparation_Natural Gas_Fryer_E3 | F1 | Commercial | Lodging | New | Food Preparation | Natural Gas | Fryer | E3 | CCE | 0 | 0 | 0 | 0 | 0 | 0 | 0 | 0 | 0 | 0 | 0 | 0 | 0 | 0 | 0 | 0 | 0 | 0 | 0 | 0 | 0 | 0 | 0 | 0 | 0 | 0 | 0
F1_Commercial_Lodging_New_Food Preparation_Natural Gas_Fryer_E4 | F1 | Commercial | Lodging | New | Food Preparation | Natural Gas | Fryer | E4 | CCE | 0 | 0 | 0 | 0 | 0 | 0 | 0 | 0 | 0 | 0 | 0 | 0 | 0 | 0 | 0 | 0 | 0 | 0 | 0 | 0 | 0 | 0 | 0 | 0 | 0 | 0 | 0
F1_Commercial_Lodging_New_Food Preparation_Natural Gas_Fryer_E5 | F1 | Commercial | Lodging | New | Food Preparation | Natural Gas | Fryer | E5 | CCE | 0 | 0 | 0 | 0 | 0 | 0 | 0 | 0 | 0 | 0 | 0 | 0 | 0 | 0 | 0 | 0 | 0 | 0 | 0 | 0 | 0 | 0 | 0 | 0 | 0 | 0 | 0
F1_Commercial_Lodging_New_Food Preparation_Natural Gas_Fryer_E6 | F1 | Commercial | Lodging | New | Food Preparation | Natural Gas | Fryer | E6 | CCE | 0 | 0 | 0 | 0 | 0 | 0 | 0 | 0 | 0 | 0 | 0 | 0 | 0 | 0 | 0 | 0 | 0 | 0 | 0 | 0 | 0 | 0 | 0 | 0 | 0 | 0 | 0
F1_Commercial_Lodging_New_Food Preparation_Natural Gas_Fryer_E7 | F1 | Commercial | Lodging | New | Food Preparation | Natural Gas | Fryer | E7 | CCE | 0 | 0 | 0 | 0 | 0 | 0 | 0 | 0 | 0 | 0 | 0 | 0 | 0 | 0 | 0 | 0 | 0 | 0 | 0 | 0 | 0 | 0 | 0 | 0 | 0 | 0 | 0
F1_Commercial_Lodging_New_Food Preparation_Natural Gas_Fryer_E8 | F1 | Commercial | Lodging | New | Food Preparation | Natural Gas | Fryer | E8 | CCE | 0 | 0 | 0 | 0 | 0 | 0 | 0 | 0 | 0 | 0 | 0 | 0 | 0 | 0 | 0 | 0 | 0 | 0 | 0 | 0 | 0 | 0 | 0 | 0 | 0 | 0 | 0
F1_Commercial_Lodging_New_Food Preparation_Natural Gas_Fryer_E9 | F1 | Commercial | Lodging | New | Food Preparation | Natural Gas | Fryer | E9 | CCE | 0 | 0 | 0 | 0 | 0 | 0 | 0 | 0 | 0 | 0 | 0 | 0 | 0 | 0 | 0 | 0 | 0 | 0 | 0 | 0 | 0 | 0 | 0 | 0 | 0 | 0 | 0
F1_Commercial_Lodging_New_Food Preparation_Natural Gas_Fryer_E10 | F1 | Commercial | Lodging | New | Food Preparation | Natural Gas | Fryer | E10 | CCE | 0 | 0 | 0 | 0 | 0 | 0 | 0 | 0 | 0 | 0 | 0 | 0 | 0 | 0 | 0 | 0 | 0 | 0 | 0 | 0 | 0 | 0 | 0 | 0 | 0 | 0 | 0
F2_Commercial_Lodging_New_Food Preparation_Natural Gas_Fryer_E1 | F2 | Commercial | Lodging | New | Food Preparation | Natural Gas | Fryer | E1 | TRC BC Ratio | 1 | 0 | 0 | 0 | 0 | 0 | 0 | 0 | 0 | 0 | 0 | 0 | 0 | 0 | 0 | 0 | 0 | 0 | 0 | 0 | 0 | 0 | 0 | 0 | 0 | 0 | 0
F2_Commercial_Lodging_New_Food Preparation_Natural Gas_Fryer_E2 | F2 | Commercial | Lodging | New | Food Preparation | Natural Gas | Fryer | E2 | TRC BC Ratio | 3.0535 | 1 | 1 | 1 | 1 | 1 | 1 | 1 | 1 | 1 | 1 | 1 | 1 | 1 | 1 | 1 | 1 | 1 | 1 | 1 | 1 | 1 | 1 | 1 | 1 | 1 | 1
F2_Commercial_Lodging_New_Food Preparation_Natural Gas_Fryer_E3 | F2 | Commercial | Lodging | New | Food Preparation | Natural Gas | Fryer | E3 | TRC BC Ratio | 0 | 0 | 0 | 0 | 0 | 0 | 0 | 0 | 0 | 0 | 0 | 0 | 0 | 0 | 0 | 0 | 0 | 0 | 0 | 0 | 0 | 0 | 0 | 0 | 0 | 0 | 0
F2_Commercial_Lodging_New_Food Preparation_Natural Gas_Fryer_E4 | F2 | Commercial | Lodging | New | Food Preparation | Natural Gas | Fryer | E4 | TRC BC Ratio | 0 | 0 | 0 | 0 | 0 | 0 | 0 | 0 | 0 | 0 | 0 | 0 | 0 | 0 | 0 | 0 | 0 | 0 | 0 | 0 | 0 | 0 | 0 | 0 | 0 | 0 | 0
F2_Commercial_Lodging_New_Food Preparation_Natural Gas_Fryer_E5 | F2 | Commercial | Lodging | New | Food Preparation | Natural Gas | Fryer | E5 | TRC BC Ratio | 0 | 0 | 0 | 0 | 0 | 0 | 0 | 0 | 0 | 0 | 0 | 0 | 0 | 0 | 0 | 0 | 0 | 0 | 0 | 0 | 0 | 0 | 0 | 0 | 0 | 0 | 0
F2_Commercial_Lodging_New_Food Preparation_Natural Gas_Fryer_E6 | F2 | Commercial | Lodging | New | Food Preparation | Natural Gas | Fryer | E6 | TRC BC Ratio | 0 | 0 | 0 | 0 | 0 | 0 | 0 | 0 | 0 | 0 | 0 | 0 | 0 | 0 | 0 | 0 | 0 | 0 | 0 | 0 | 0 | 0 | 0 | 0 | 0 | 0 | 0
F2_Commercial_Lodging_New_Food Preparation_Natural Gas_Fryer_E7 | F2 | Commercial | Lodging | New | Food Preparation | Natural Gas | Fryer | E7 | TRC BC Ratio | 0 | 0 | 0 | 0 | 0 | 0 | 0 | 0 | 0 | 0 | 0 | 0 | 0 | 0 | 0 | 0 | 0 | 0 | 0 | 0 | 0 | 0 | 0 | 0 | 0 | 0 | 0
F2_Commercial_Lodging_New_Food Preparation_Natural Gas_Fryer_E8 | F2 | Commercial | Lodging | New | Food Preparation | Natural Gas | Fryer | E8 | TRC BC Ratio | 0 | 0 | 0 | 0 | 0 | 0 | 0 | 0 | 0 | 0 | 0 | 0 | 0 | 0 | 0 | 0 | 0 | 0 | 0 | 0 | 0 | 0 | 0 | 0 | 0 | 0 | 0
F2_Commercial_Lodging_New_Food Preparation_Natural Gas_Fryer_E9 | F2 | Commercial | Lodging | New | Food Preparation | Natural Gas | Fryer | E9 | TRC BC Ratio | 0 | 0 | 0 | 0 | 0 | 0 | 0 | 0 | 0 | 0 | 0 | 0 | 0 | 0 | 0 | 0 | 0 | 0 | 0 | 0 | 0 | 0 | 0 | 0 | 0 | 0 | 0
F2_Commercial_Lodging_New_Food Preparation_Natural Gas_Fryer_E10 | F2 | Commercial | Lodging | New | Food Preparation | Natural Gas | Fryer | E10 | TRC BC Ratio | 0 | 0 | 0 | 0 | 0 | 0 | 0 | 0 | 0 | 0 | 0 | 0 | 0 | 0 | 0 | 0 | 0 | 0 | 0 | 0 | 0 | 0 | 0 | 0 | 0 | 0 | 0
F3_Commercial_Lodging_New_Food Preparation_Natural Gas_Fryer_E1 | F3 | Commercial | Lodging | New | Food Preparation | Natural Gas | Fryer | E1 | PACT BC Ratio | 1 | 0 | 0 | 0 | 0 | 0 | 0 | 0 | 0 | 0 | 0 | 0 | 0 | 0 | 0 | 0 | 0 | 0 | 0 | 0 | 0 | 0 | 0 | 0 | 0 | 0 | 0
F3_Commercial_Lodging_New_Food Preparation_Natural Gas_Fryer_E2 | F3 | Commercial | Lodging | New | Food Preparation | Natural Gas | Fryer | E2 | PACT BC Ratio | 4.0178 | 1 | 1 | 1 | 1 | 1 | 1 | 1 | 1 | 1 | 1 | 1 | 1 | 1 | 1 | 1 | 1 | 1 | 1 | 1 | 1 | 1 | 1 | 1 | 1 | 1 | 1
F3_Commercial_Lodging_New_Food Preparation_Natural Gas_Fryer_E3 | F3 | Commercial | Lodging | New | Food Preparation | Natural Gas | Fryer | E3 | PACT BC Ratio | 0 | 0 | 0 | 0 | 0 | 0 | 0 | 0 | 0 | 0 | 0 | 0 | 0 | 0 | 0 | 0 | 0 | 0 | 0 | 0 | 0 | 0 | 0 | 0 | 0 | 0 | 0
F3_Commercial_Lodging_New_Food Preparation_Natural Gas_Fryer_E4 | F3 | Commercial | Lodging | New | Food Preparation | Natural Gas | Fryer | E4 | PACT BC Ratio | 0 | 0 | 0 | 0 | 0 | 0 | 0 | 0 | 0 | 0 | 0 | 0 | 0 | 0 | 0 | 0 | 0 | 0 | 0 | 0 | 0 | 0 | 0 | 0 | 0 | 0 | 0
F3_Commercial_Lodging_New_Food Preparation_Natural Gas_Fryer_E5 | F3 | Commercial | Lodging | New | Food Preparation | Natural Gas | Fryer | E5 | PACT BC Ratio | 0 | 0 | 0 | 0 | 0 | 0 | 0 | 0 | 0 | 0 | 0 | 0 | 0 | 0 | 0 | 0 | 0 | 0 | 0 | 0 | 0 | 0 | 0 | 0 | 0 | 0 | 0
F3_Commercial_Lodging_New_Food Preparation_Natural Gas_Fryer_E6 | F3 | Commercial | Lodging | New | Food Preparation | Natural Gas | Fryer | E6 | PACT BC Ratio | 0 | 0 | 0 | 0 | 0 | 0 | 0 | 0 | 0 | 0 | 0 | 0 | 0 | 0 | 0 | 0 | 0 | 0 | 0 | 0 | 0 | 0 | 0 | 0 | 0 | 0 | 0
F3_Commercial_Lodging_New_Food Preparation_Natural Gas_Fryer_E7 | F3 | Commercial | Lodging | New | Food Preparation | Natural Gas | Fryer | E7 | PACT BC Ratio | 0 | 0 | 0 | 0 | 0 | 0 | 0 | 0 | 0 | 0 | 0 | 0 | 0 | 0 | 0 | 0 | 0 | 0 | 0 | 0 | 0 | 0 | 0 | 0 | 0 | 0 | 0
F3_Commercial_Lodging_New_Food Preparation_Natural Gas_Fryer_E8 | F3 | Commercial | Lodging | New | Food Preparation | Natural Gas | Fryer | E8 | PACT BC Ratio | 0 | 0 | 0 | 0 | 0 | 0 | 0 | 0 | 0 | 0 | 0 | 0 | 0 | 0 | 0 | 0 | 0 | 0 | 0 | 0 | 0 | 0 | 0 | 0 | 0 | 0 | 0
F3_Commercial_Lodging_New_Food Preparation_Natural Gas_Fryer_E9 | F3 | Commercial | Lodging | New | Food Preparation | Natural Gas | Fryer | E9 | PACT BC Ratio | 0 | 0 | 0 | 0 | 0 | 0 | 0 | 0 | 0 | 0 | 0 | 0 | 0 | 0 | 0 | 0 | 0 | 0 | 0 | 0 | 0 | 0 | 0 | 0 | 0 | 0 | 0
F3_Commercial_Lodging_New_Food Preparation_Natural Gas_Fryer_E10 | F3 | Commercial | Lodging | New | Food Preparation | Natural Gas | Fryer | E10 | PACT BC Ratio | 0 | 0 | 0 | 0 | 0 | 0 | 0 | 0 | 0 | 0 | 0 | 0 | 0 | 0 | 0 | 0 | 0 | 0 | 0 | 0 | 0 | 0 | 0 | 0 | 0 | 0 | 0
F4_Commercial_Lodging_New_Food Preparation_Natural Gas_Fryer_E1 | F4 | Commercial | Lodging | New | Food Preparation | Natural Gas | Fryer | E1 | RVT BC Ratio | 1 | 0 | 0 | 0 | 0 | 0 | 0 | 0 | 0 | 0 | 0 | 0 | 0 | 0 | 0 | 0 | 0 | 0 | 0 | 0 | 0 | 0 | 0 | 0 | 0 | 0 | 0
F4_Commercial_Lodging_New_Food Preparation_Natural Gas_Fryer_E2 | F4 | Commercial | Lodging | New | Food Preparation | Natural Gas | Fryer | E2 | RVT BC Ratio | 0.7 | 1 | 1 | 1 | 1 | 1 | 1 | 1 | 1 | 1 | 1 | 1 | 1 | 1 | 1 | 1 | 1 | 1 | 1 | 1 | 1 | 1 | 1 | 1 | 1 | 1 | 1
F4_Commercial_Lodging_New_Food Preparation_Natural Gas_Fryer_E3 | F4 | Commercial | Lodging | New | Food Preparation | Natural Gas | Fryer | E3 | RVT BC Ratio | 0 | 0 | 0 | 0 | 0 | 0 | 0 | 0 | 0 | 0 | 0 | 0 | 0 | 0 | 0 | 0 | 0 | 0 | 0 | 0 | 0 | 0 | 0 | 0 | 0 | 0 | 0
F4_Commercial_Lodging_New_Food Preparation_Natural Gas_Fryer_E4 | F4 | Commercial | Lodging | New | Food Preparation | Natural Gas | Fryer | E4 | RVT BC Ratio | 0 | 0 | 0 | 0 | 0 | 0 | 0 | 0 | 0 | 0 | 0 | 0 | 0 | 0 | 0 | 0 | 0 | 0 | 0 | 0 | 0 | 0 | 0 | 0 | 0 | 0 | 0
F4_Commercial_Lodging_New_Food Preparation_Natural Gas_Fryer_E5 | F4 | Commercial | Lodging | New | Food Preparation | Natural Gas | Fryer | E5 | RVT BC Ratio | 0 | 0 | 0 | 0 | 0 | 0 | 0 | 0 | 0 | 0 | 0 | 0 | 0 | 0 | 0 | 0 | 0 | 0 | 0 | 0 | 0 | 0 | 0 | 0 | 0 | 0 | 0
F4_Commercial_Lodging_New_Food Preparation_Natural Gas_Fryer_E6 | F4 | Commercial | Lodging | New | Food Preparation | Natural Gas | Fryer | E6 | RVT BC Ratio | 0 | 0 | 0 | 0 | 0 | 0 | 0 | 0 | 0 | 0 | 0 | 0 | 0 | 0 | 0 | 0 | 0 | 0 | 0 | 0 | 0 | 0 | 0 | 0 | 0 | 0 | 0
F4_Commercial_Lodging_New_Food Preparation_Natural Gas_Fryer_E7 | F4 | Commercial | Lodging | New | Food Preparation | Natural Gas | Fryer | E7 | RVT BC Ratio | 0 | 0 | 0 | 0 | 0 | 0 | 0 | 0 | 0 | 0 | 0 | 0 | 0 | 0 | 0 | 0 | 0 | 0 | 0 | 0 | 0 | 0 | 0 | 0 | 0 | 0 | 0
F4_Commercial_Lodging_New_Food Preparation_Natural Gas_Fryer_E8 | F4 | Commercial | Lodging | New | Food Preparation | Natural Gas | Fryer | E8 | RVT BC Ratio | 0 | 0 | 0 | 0 | 0 | 0 | 0 | 0 | 0 | 0 | 0 | 0 | 0 | 0 | 0 | 0 | 0 | 0 | 0 | 0 | 0 | 0 | 0 | 0 | 0 | 0 | 0
F4_Commercial_Lodging_New_Food Preparation_Natural Gas_Fryer_E9 | F4 | Commercial | Lodging | New | Food Preparation | Natural Gas | Fryer | E9 | RVT BC Ratio | 0 | 0 | 0 | 0 | 0 | 0 | 0 | 0 | 0 | 0 | 0 | 0 | 0 | 0 | 0 | 0 | 0 | 0 | 0 | 0 | 0 | 0 | 0 | 0 | 0 | 0 | 0
F4_Commercial_Lodging_New_Food Preparation_Natural Gas_Fryer_E10 | F4 | Commercial | Lodging | New | Food Preparation | Natural Gas | Fryer | E10 | RVT BC Ratio | 0 | 0 | 0 | 0 | 0 | 0 | 0 | 0 | 0 | 0 | 0 | 0 | 0 | 0 | 0 | 0 | 0 | 0 | 0 | 0 | 0 | 0 | 0 | 0 | 0 | 0 | 0
F5_Commercial_Lodging_New_Food Preparation_Natural Gas_Fryer_E1 | F5 | Commercial | Lodging | New | Food Preparation | Natural Gas | Fryer | E1 | RIM BC Ratio | 1 | 0 | 0 | 0 | 0 | 0 | 0 | 0 | 0 | 0 | 0 | 0 | 0 | 0 | 0 | 0 | 0 | 0 | 0 | 0 | 0 | 0 | 0 | 0 | 0 | 0 | 0
F5_Commercial_Lodging_New_Food Preparation_Natural Gas_Fryer_E2 | F5 | Commercial | Lodging | New | Food Preparation | Natural Gas | Fryer | E2 | RIM BC Ratio | 4.0178 | 1 | 1 | 1 | 1 | 1 | 1 | 1 | 1 | 1 | 1 | 1 | 1 | 1 | 1 | 1 | 1 | 1 | 1 | 1 | 1 | 1 | 1 | 1 | 1 | 1 | 1
F5_Commercial_Lodging_New_Food Preparation_Natural Gas_Fryer_E3 | F5 | Commercial | Lodging | New | Food Preparation | Natural Gas | Fryer | E3 | RIM BC Ratio | 0 | 0 | 0 | 0 | 0 | 0 | 0 | 0 | 0 | 0 | 0 | 0 | 0 | 0 | 0 | 0 | 0 | 0 | 0 | 0 | 0 | 0 | 0 | 0 | 0 | 0 | 0
F5_Commercial_Lodging_New_Food Preparation_Natural Gas_Fryer_E4 | F5 | Commercial | Lodging | New | Food Preparation | Natural Gas | Fryer | E4 | RIM BC Ratio | 0 | 0 | 0 | 0 | 0 | 0 | 0 | 0 | 0 | 0 | 0 | 0 | 0 | 0 | 0 | 0 | 0 | 0 | 0 | 0 | 0 | 0 | 0 | 0 | 0 | 0 | 0
F5_Commercial_Lodging_New_Food Preparation_Natural Gas_Fryer_E5 | F5 | Commercial | Lodging | New | Food Preparation | Natural Gas | Fryer | E5 | RIM BC Ratio | 0 | 0 | 0 | 0 | 0 | 0 | 0 | 0 | 0 | 0 | 0 | 0 | 0 | 0 | 0 | 0 | 0 | 0 | 0 | 0 | 0 | 0 | 0 | 0 | 0 | 0 | 0
F5_Commercial_Lodging_New_Food Preparation_Natural Gas_Fryer_E6 | F5 | Commercial | Lodging | New | Food Preparation | Natural Gas | Fryer | E6 | RIM BC Ratio | 0 | 0 | 0 | 0 | 0 | 0 | 0 | 0 | 0 | 0 | 0 | 0 | 0 | 0 | 0 | 0 | 0 | 0 | 0 | 0 | 0 | 0 | 0 | 0 | 0 | 0 | 0
F5_Commercial_Lodging_New_Food Preparation_Natural Gas_Fryer_E7 | F5 | Commercial | Lodging | New | Food Preparation | Natural Gas | Fryer | E7 | RIM BC Ratio | 0 | 0 | 0 | 0 | 0 | 0 | 0 | 0 | 0 | 0 | 0 | 0 | 0 | 0 | 0 | 0 | 0 | 0 | 0 | 0 | 0 | 0 | 0 | 0 | 0 | 0 | 0
F5_Commercial_Lodging_New_Food Preparation_Natural Gas_Fryer_E8 | F5 | Commercial | Lodging | New | Food Preparation | Natural Gas | Fryer | E8 | RIM BC Ratio | 0 | 0 | 0 | 0 | 0 | 0 | 0 | 0 | 0 | 0 | 0 | 0 | 0 | 0 | 0 | 0 | 0 | 0 | 0 | 0 | 0 | 0 | 0 | 0 | 0 | 0 | 0
F5_Commercial_Lodging_New_Food Preparation_Natural Gas_Fryer_E9 | F5 | Commercial | Lodging | New | Food Preparation | Natural Gas | Fryer | E9 | RIM BC Ratio | 0 | 0 | 0 | 0 | 0 | 0 | 0 | 0 | 0 | 0 | 0 | 0 | 0 | 0 | 0 | 0 | 0 | 0 | 0 | 0 | 0 | 0 | 0 | 0 | 0 | 0 | 0
F5_Commercial_Lodging_New_Food Preparation_Natural Gas_Fryer_E10 | F5 | Commercial | Lodging | New | Food Preparation | Natural Gas | Fryer | E10 | RIM BC Ratio | 0 | 0 | 0 | 0 | 0 | 0 | 0 | 0 | 0 | 0 | 0 | 0 | 0 | 0 | 0 | 0 | 0 | 0 | 0 | 0 | 0 | 0 | 0 | 0 | 0 | 0 | 0
F0_Commercial_Lodging_New_Food Preparation_Natural Gas_Broiler_E0 | F0 | Commercial | Lodging | New | Food Preparation | Natural Gas | Broiler | E0 | Economic Unit | Infrared Burners | Infrared Burners | Infrared Burners | Infrared Burners | Infrared Burners | Infrared Burners | Infrared Burners | Infrared Burners | Infrared Burners | Infrared Burners | Infrared Burners | Infrared Burners | Infrared Burners | Infrared Burners | Infrared Burners | Infrared Burners | Infrared Burners | Infrared Burners | Infrared Burners | Infrared Burners | Infrared Burners | Infrared Burners | Infrared Burners | Infrared Burners | Infrared Burners | Infrared Burners | Infrared Burners
F1_Commercial_Lodging_New_Food Preparation_Natural Gas_Broiler_E1 | F1 | Commercial | Lodging | New | Food Preparation | Natural Gas | Broiler | E1 | CCE | 0 | 0 | 0 | 0 | 0 | 0 | 0 | 0 | 0 | 0 | 0 | 0 | 0 | 0 | 0 | 0 | 0 | 0 | 0 | 0 | 0 | 0 | 0 | 0 | 0 | 0 | 0
F1_Commercial_Lodging_New_Food Preparation_Natural Gas_Broiler_E2 | F1 | Commercial | Lodging | New | Food Preparation | Natural Gas | Broiler | E2 | CCE | 0.0088234 | 0.0088234 | 0.0088234 | 0.0088234 | 0.0088234 | 0.0088234 | 0.0088234 | 0.0088234 | 0.0088234 | 0.0088234 | 0.0088234 | 0.0088234 | 0.0088234 | 0.0088234 | 0.0088234 | 0.0088234 | 0.0088234 | 0.0088234 | 0.0088234 | 0.0088234 | 0.0088234 | 0.0088234 | 0.0088234 | 0.0088234 | 0.0088234 | 0.0088234 | 0.0088234
F1_Commercial_Lodging_New_Food Preparation_Natural Gas_Broiler_E3 | F1 | Commercial | Lodging | New | Food Preparation | Natural Gas | Broiler | E3 | CCE | 0 | 0 | 0 | 0 | 0 | 0 | 0 | 0 | 0 | 0 | 0 | 0 | 0 | 0 | 0 | 0 | 0 | 0 | 0 | 0 | 0 | 0 | 0 | 0 | 0 | 0 | 0
F1_Commercial_Lodging_New_Food Preparation_Natural Gas_Broiler_E4 | F1 | Commercial | Lodging | New | Food Preparation | Natural Gas | Broiler | E4 | CCE | 0 | 0 | 0 | 0 | 0 | 0 | 0 | 0 | 0 | 0 | 0 | 0 | 0 | 0 | 0 | 0 | 0 | 0 | 0 | 0 | 0 | 0 | 0 | 0 | 0 | 0 | 0
F1_Commercial_Lodging_New_Food Preparation_Natural Gas_Broiler_E5 | F1 | Commercial | Lodging | New | Food Preparation | Natural Gas | Broiler | E5 | CCE | 0 | 0 | 0 | 0 | 0 | 0 | 0 | 0 | 0 | 0 | 0 | 0 | 0 | 0 | 0 | 0 | 0 | 0 | 0 | 0 | 0 | 0 | 0 | 0 | 0 | 0 | 0
F1_Commercial_Lodging_New_Food Preparation_Natural Gas_Broiler_E6 | F1 | Commercial | Lodging | New | Food Preparation | Natural Gas | Broiler | E6 | CCE | 0 | 0 | 0 | 0 | 0 | 0 | 0 | 0 | 0 | 0 | 0 | 0 | 0 | 0 | 0 | 0 | 0 | 0 | 0 | 0 | 0 | 0 | 0 | 0 | 0 | 0 | 0
F1_Commercial_Lodging_New_Food Preparation_Natural Gas_Broiler_E7 | F1 | Commercial | Lodging | New | Food Preparation | Natural Gas | Broiler | E7 | CCE | 0 | 0 | 0 | 0 | 0 | 0 | 0 | 0 | 0 | 0 | 0 | 0 | 0 | 0 | 0 | 0 | 0 | 0 | 0 | 0 | 0 | 0 | 0 | 0 | 0 | 0 | 0
F1_Commercial_Lodging_New_Food Preparation_Natural Gas_Broiler_E8 | F1 | Commercial | Lodging | New | Food Preparation | Natural Gas | Broiler | E8 | CCE | 0 | 0 | 0 | 0 | 0 | 0 | 0 | 0 | 0 | 0 | 0 | 0 | 0 | 0 | 0 | 0 | 0 | 0 | 0 | 0 | 0 | 0 | 0 | 0 | 0 | 0 | 0
F1_Commercial_Lodging_New_Food Preparation_Natural Gas_Broiler_E9 | F1 | Commercial | Lodging | New | Food Preparation | Natural Gas | Broiler | E9 | CCE | 0 | 0 | 0 | 0 | 0 | 0 | 0 | 0 | 0 | 0 | 0 | 0 | 0 | 0 | 0 | 0 | 0 | 0 | 0 | 0 | 0 | 0 | 0 | 0 | 0 | 0 | 0
F1_Commercial_Lodging_New_Food Preparation_Natural Gas_Broiler_E10 | F1 | Commercial | Lodging | New | Food Preparation | Natural Gas | Broiler | E10 | CCE | 0 | 0 | 0 | 0 | 0 | 0 | 0 | 0 | 0 | 0 | 0 | 0 | 0 | 0 | 0 | 0 | 0 | 0 | 0 | 0 | 0 | 0 | 0 | 0 | 0 | 0 | 0
F2_Commercial_Lodging_New_Food Preparation_Natural Gas_Broiler_E1 | F2 | Commercial | Lodging | New | Food Preparation | Natural Gas | Broiler | E1 | TRC BC Ratio | bar: 2021 to 2047
F2_Commercial_Lodging_New_Food Preparation_Natural Gas_Broiler_E2 | F2 | Commercial | Lodging | New | Food Preparation | Natural Gas | Broiler | E2 | TRC BC Ratio | 1.5469 | 1.5304 | 1.5144 | 1.4991 | 1.5029 | 1.5191 | 1.5427 | 1.5689 | 1.5942 | 1.6158 | 1.6334 | 1.6459 | 1.6531 | 1.6523 | 1.6433 | 1.6261 | 1.6009 | 1.5692 | 1.5313 | 1.4862 | 1.4333 | 1.3724 | 1.3184 | 1.2837 | 1.2691 | 1.2753 | 1.2816
F2_Commercial_Lodging_New_Food Preparation_Natural Gas_Broiler_E3 | F2 | Commercial | Lodging | New | Food Preparation | Natural Gas | Broiler | E3 | TRC BC Ratio | 0 | 0 | 0 | 0 | 0 | 0 | 0 | 0 | 0 | 0 | 0 | 0 | 0 | 0 | 0 | 0 | 0 | 0 | 0 | 0 | 0 | 0 | 0 | 0 | 0 | 0 | 0
F2_Commercial_Lodging_New_Food Preparation_Natural Gas_Broiler_E4 | F2 | Commercial | Lodging | New | Food Preparation | Natural Gas | Broiler | E4 | TRC BC Ratio | 0 | 0 | 0 | 0 | 0 | 0 | 0 | 0 | 0 | 0 | 0 | 0 | 0 | 0 | 0 | 0 | 0 | 0 | 0 | 0 | 0 | 0 | 0 | 0 | 0 | 0 | 0
F2_Commercial_Lodging_New_Food Preparation_Natural Gas_Broiler_E5 | F2 | Commercial | Lodging | New | Food Preparation | Natural Gas | Broiler | E5 | TRC BC Ratio | 0 | 0 | 0 | 0 | 0 | 0 | 0 | 0 | 0 | 0 | 0 | 0 | 0 | 0 | 0 | 0 | 0 | 0 | 0 | 0 | 0 | 0 | 0 | 0 | 0 | 0 | 0
F2_Commercial_Lodging_New_Food Preparation_Natural Gas_Broiler_E6 | F2 | Commercial | Lodging | New | Food Preparation | Natural Gas | Broiler | E6 | TRC BC Ratio | 0 | 0 | 0 | 0 | 0 | 0 | 0 | 0 | 0 | 0 | 0 | 0 | 0 | 0 | 0 | 0 | 0 | 0 | 0 | 0 | 0 | 0 | 0 | 0 | 0 | 0 | 0
F2_Commercial_Lodging_New_Food Preparation_Natural Gas_Broiler_E7 | F2 | Commercial | Lodging | New | Food Preparation | Natural Gas | Broiler | E7 | TRC BC Ratio | 0 | 0 | 0 | 0 | 0 | 0 | 0 | 0 | 0 | 0 | 0 | 0 | 0 | 0 | 0 | 0 | 0 | 0 | 0 | 0 | 0 | 0 | 0 | 0 | 0 | 0 | 0
F2_Commercial_Lodging_New_Food Preparation_Natural Gas_Broiler_E8 | F2 | Commercial | Lodging | New | Food Preparation | Natural Gas | Broiler | E8 | TRC BC Ratio | 0 | 0 | 0 | 0 | 0 | 0 | 0 | 0 | 0 | 0 | 0 | 0 | 0 | 0 | 0 | 0 | 0 | 0 | 0 | 0 | 0 | 0 | 0 | 0 | 0 | 0 | 0
F2_Commercial_Lodging_New_Food Preparation_Natural Gas_Broiler_E9 | F2 | Commercial | Lodging | New | Food Preparation | Natural Gas | Broiler | E9 | TRC BC Ratio | 0 | 0 | 0 | 0 | 0 | 0 | 0 | 0 | 0 | 0 | 0 | 0 | 0 | 0 | 0 | 0 | 0 | 0 | 0 | 0 | 0 | 0 | 0 | 0 | 0 | 0 | 0
F2_Commercial_Lodging_New_Food Preparation_Natural Gas_Broiler_E10 | F2 | Commercial | Lodging | New | Food Preparation | Natural Gas | Broiler | E10 | TRC BC Ratio | 0 | 0 | 0 | 0 | 0 | 0 | 0 | 0 | 0 | 0 | 0 | 0 | 0 | 0 | 0 | 0 | 0 | 0 | 0 | 0 | 0 | 0 | 0 | 0 | 0 | 0 | 0
F3_Commercial_Lodging_New_Food Preparation_Natural Gas_Broiler_E1 | F3 | Commercial | Lodging | New | Food Preparation | Natural Gas | Broiler | E1 | PACT BC Ratio | bar: 2021 to 2047
F3_Commercial_Lodging_New_Food Preparation_Natural Gas_Broiler_E2 | F3 | Commercial | Lodging | New | Food Preparation | Natural Gas | Broiler | E2 | PACT BC Ratio | 1.9504 | 1.9296 | 1.9094 | 1.8902 | 1.8949 | 1.9154 | 1.9451 | 1.9782 | 2.0101 | 2.0373 | 2.0595 | 2.0753 | 2.0843 | 2.0833 | 2.072 | 2.0503 | 2.0186 | 1.9785 | 1.9307 | 1.8739 | 1.8073 | 1.7304 | 1.6624 | 1.6186 | 1.6002 | 1.608 | 1.6159
F3_Commercial_Lodging_New_Food Preparation_Natural Gas_Broiler_E3 | F3 | Commercial | Lodging | New | Food Preparation | Natural Gas | Broiler | E3 | PACT BC Ratio | 0 | 0 | 0 | 0 | 0 | 0 | 0 | 0 | 0 | 0 | 0 | 0 | 0 | 0 | 0 | 0 | 0 | 0 | 0 | 0 | 0 | 0 | 0 | 0 | 0 | 0 | 0
F3_Commercial_Lodging_New_Food Preparation_Natural Gas_Broiler_E4 | F3 | Commercial | Lodging | New | Food Preparation | Natural Gas | Broiler | E4 | PACT BC Ratio | 0 | 0 | 0 | 0 | 0 | 0 | 0 | 0 | 0 | 0 | 0 | 0 | 0 | 0 | 0 | 0 | 0 | 0 | 0 | 0 | 0 | 0 | 0 | 0 | 0 | 0 | 0
F3_Commercial_Lodging_New_Food Preparation_Natural Gas_Broiler_E5 | F3 | Commercial | Lodging | New | Food Preparation | Natural Gas | Broiler | E5 | PACT BC Ratio | 0 | 0 | 0 | 0 | 0 | 0 | 0 | 0 | 0 | 0 | 0 | 0 | 0 | 0 | 0 | 0 | 0 | 0 | 0 | 0 | 0 | 0 | 0 | 0 | 0 | 0 | 0
F3_Commercial_Lodging_New_Food Preparation_Natural Gas_Broiler_E6 | F3 | Commercial | Lodging | New | Food Preparation | Natural Gas | Broiler | E6 | PACT BC Ratio | 0 | 0 | 0 | 0 | 0 | 0 | 0 | 0 | 0 | 0 | 0 | 0 | 0 | 0 | 0 | 0 | 0 | 0 | 0 | 0 | 0 | 0 | 0 | 0 | 0 | 0 | 0
F3_Commercial_Lodging_New_Food Preparation_Natural Gas_Broiler_E7 | F3 | Commercial | Lodging | New | Food Preparation | Natural Gas | Broiler | E7 | PACT BC Ratio | 0 | 0 | 0 | 0 | 0 | 0 | 0 | 0 | 0 | 0 | 0 | 0 | 0 | 0 | 0 | 0 | 0 | 0 | 0 | 0 | 0 | 0 | 0 | 0 | 0 | 0 | 0
F3_Commercial_Lodging_New_Food Preparation_Natural Gas_Broiler_E8 | F3 | Commercial | Lodging | New | Food Preparation | Natural Gas | Broiler | E8 | PACT BC Ratio | 0 | 0 | 0 | 0 | 0 | 0 | 0 | 0 | 0 | 0 | 0 | 0 | 0 | 0 | 0 | 0 | 0 | 0 | 0 | 0 | 0 | 0 | 0 | 0 | 0 | 0 | 0
F3_Commercial_Lodging_New_Food Preparation_Natural Gas_Broiler_E9 | F3 | Commercial | Lodging | New | Food Preparation | Natural Gas | Broiler | E9 | PACT BC Ratio | 0 | 0 | 0 | 0 | 0 | 0 | 0 | 0 | 0 | 0 | 0 | 0 | 0 | 0 | 0 | 0 | 0 | 0 | 0 | 0 | 0 | 0 | 0 | 0 | 0 | 0 | 0
F3_Commercial_Lodging_New_Food Preparation_Natural Gas_Broiler_E10 | F3 | Commercial | Lodging | New | Food Preparation | Natural Gas | Broiler | E10 | PACT BC Ratio | 0 | 0 | 0 | 0 | 0 | 0 | 0 | 0 | 0 | 0 | 0 | 0 | 0 | 0 | 0 | 0 | 0 | 0 | 0 | 0 | 0 | 0 | 0 | 0 | 0 | 0 | 0
F4_Commercial_Lodging_New_Food Preparation_Natural Gas_Broiler_E1 | F4 | Commercial | Lodging | New | Food Preparation | Natural Gas | Broiler | E1 | RVT BC Ratio | bar: 2021 to 2047
F4_Commercial_Lodging_New_Food Preparation_Natural Gas_Broiler_E2 | F4 | Commercial | Lodging | New | Food Preparation | Natural Gas | Broiler | E2 | RVT BC Ratio | 0.7 | 0.7 | 0.7 | 0.7 | 0.7 | 0.7 | 0.7 | 0.7 | 0.7 | 0.7 | 0.7 | 0.7 | 0.7 | 0.7 | 0.7 | 0.7 | 0.7 | 0.7 | 0.7 | 0.7 | 0.7 | 0.7 | 0.7 | 0.7 | 0.7 | 0.7 | 0.7
F4_Commercial_Lodging_New_Food Preparation_Natural Gas_Broiler_E3 | F4 | Commercial | Lodging | New | Food Preparation | Natural Gas | Broiler | E3 | RVT BC Ratio | 0 | 0 | 0 | 0 | 0 | 0 | 0 | 0 | 0 | 0 | 0 | 0 | 0 | 0 | 0 | 0 | 0 | 0 | 0 | 0 | 0 | 0 | 0 | 0 | 0 | 0 | 0
F4_Commercial_Lodging_New_Food Preparation_Natural Gas_Broiler_E4 | F4 | Commercial | Lodging | New | Food Preparation | Natural Gas | Broiler | E4 | RVT BC Ratio | 0 | 0 | 0 | 0 | 0 | 0 | 0 | 0 | 0 | 0 | 0 | 0 | 0 | 0 | 0 | 0 | 0 | 0 | 0 | 0 | 0 | 0 | 0 | 0 | 0 | 0 | 0
F4_Commercial_Lodging_New_Food Preparation_Natural Gas_Broiler_E5 | F4 | Commercial | Lodging | New | Food Preparation | Natural Gas | Broiler | E5 | RVT BC Ratio | 0 | 0 | 0 | 0 | 0 | 0 | 0 | 0 | 0 | 0 | 0 | 0 | 0 | 0 | 0 | 0 | 0 | 0 | 0 | 0 | 0 | 0 | 0 | 0 | 0 | 0 | 0
F4_Commercial_Lodging_New_Food Preparation_Natural Gas_Broiler_E6 | F4 | Commercial | Lodging | New | Food Preparation | Natural Gas | Broiler | E6 | RVT BC Ratio | 0 | 0 | 0 | 0 | 0 | 0 | 0 | 0 | 0 | 0 | 0 | 0 | 0 | 0 | 0 | 0 | 0 | 0 | 0 | 0 | 0 | 0 | 0 | 0 | 0 | 0 | 0
F4_Commercial_Lodging_New_Food Preparation_Natural Gas_Broiler_E7 | F4 | Commercial | Lodging | New | Food Preparation | Natural Gas | Broiler | E7 | RVT BC Ratio | 0 | 0 | 0 | 0 | 0 | 0 | 0 | 0 | 0 | 0 | 0 | 0 | 0 | 0 | 0 | 0 | 0 | 0 | 0 | 0 | 0 | 0 | 0 | 0 | 0 | 0 | 0
F4_Commercial_Lodging_New_Food Preparation_Natural Gas_Broiler_E8 | F4 | Commercial | Lodging | New | Food Preparation | Natural Gas | Broiler | E8 | RVT BC Ratio | 0 | 0 | 0 | 0 | 0 | 0 | 0 | 0 | 0 | 0 | 0 | 0 | 0 | 0 | 0 | 0 | 0 | 0 | 0 | 0 | 0 | 0 | 0 | 0 | 0 | 0 | 0
F4_Commercial_Lodging_New_Food Preparation_Natural Gas_Broiler_E9 | F4 | Commercial | Lodging | New | Food Preparation | Natural Gas | Broiler | E9 | RVT BC Ratio | 0 | 0 | 0 | 0 | 0 | 0 | 0 | 0 | 0 | 0 | 0 | 0 | 0 | 0 | 0 | 0 | 0 | 0 | 0 | 0 | 0 | 0 | 0 | 0 | 0 | 0 | 0
F4_Commercial_Lodging_New_Food Preparation_Natural Gas_Broiler_E10 | F4 | Commercial | Lodging | New | Food Preparation | Natural Gas | Broiler | E10 | RVT BC Ratio | 0 | 0 | 0 | 0 | 0 | 0 | 0 | 0 | 0 | 0 | 0 | 0 | 0 | 0 | 0 | 0 | 0 | 0 | 0 | 0 | 0 | 0 | 0 | 0 | 0 | 0 | 0
F5_Commercial_Lodging_New_Food Preparation_Natural Gas_Broiler_E1 | F5 | Commercial | Lodging | New | Food Preparation | Natural Gas | Broiler | E1 | RIM BC Ratio | bar: 2021 to 2047
F5_Commercial_Lodging_New_Food Preparation_Natural Gas_Broiler_E2 | F5 | Commercial | Lodging | New | Food Preparation | Natural Gas | Broiler | E2 | RIM BC Ratio | 1.9504 | 1.9296 | 1.9094 | 1.8902 | 1.8949 | 1.9154 | 1.9451 | 1.9782 | 2.0101 | 2.0373 | 2.0595 | 2.0753 | 2.0843 | 2.0833 | 2.072 | 2.0503 | 2.0186 | 1.9785 | 1.9307 | 1.8739 | 1.8073 | 1.7304 | 1.6624 | 1.6186 | 1.6002 | 1.608 | 1.6159
F5_Commercial_Lodging_New_Food Preparation_Natural Gas_Broiler_E3 | F5 | Commercial | Lodging | New | Food Preparation | Natural Gas | Broiler | E3 | RIM BC Ratio | 0 | 0 | 0 | 0 | 0 | 0 | 0 | 0 | 0 | 0 | 0 | 0 | 0 | 0 | 0 | 0 | 0 | 0 | 0 | 0 | 0 | 0 | 0 | 0 | 0 | 0 | 0
F5_Commercial_Lodging_New_Food Preparation_Natural Gas_Broiler_E4 | F5 | Commercial | Lodging | New | Food Preparation | Natural Gas | Broiler | E4 | RIM BC Ratio | 0 | 0 | 0 | 0 | 0 | 0 | 0 | 0 | 0 | 0 | 0 | 0 | 0 | 0 | 0 | 0 | 0 | 0 | 0 | 0 | 0 | 0 | 0 | 0 | 0 | 0 | 0
F5_Commercial_Lodging_New_Food Preparation_Natural Gas_Broiler_E5 | F5 | Commercial | Lodging | New | Food Preparation | Natural Gas | Broiler | E5 | RIM BC Ratio | 0 | 0 | 0 | 0 | 0 | 0 | 0 | 0 | 0 | 0 | 0 | 0 | 0 | 0 | 0 | 0 | 0 | 0 | 0 | 0 | 0 | 0 | 0 | 0 | 0 | 0 | 0
F5_Commercial_Lodging_New_Food Preparation_Natural Gas_Broiler_E6 | F5 | Commercial | Lodging | New | Food Preparation | Natural Gas | Broiler | E6 | RIM BC Ratio | 0 | 0 | 0 | 0 | 0 | 0 | 0 | 0 | 0 | 0 | 0 | 0 | 0 | 0 | 0 | 0 | 0 | 0 | 0 | 0 | 0 | 0 | 0 | 0 | 0 | 0 | 0
F5_Commercial_Lodging_New_Food Preparation_Natural Gas_Broiler_E7 | F5 | Commercial | Lodging | New | Food Preparation | Natural Gas | Broiler | E7 | RIM BC Ratio | 0 | 0 | 0 | 0 | 0 | 0 | 0 | 0 | 0 | 0 | 0 | 0 | 0 | 0 | 0 | 0 | 0 | 0 | 0 | 0 | 0 | 0 | 0 | 0 | 0 | 0 | 0
F5_Commercial_Lodging_New_Food Preparation_Natural Gas_Broiler_E8 | F5 | Commercial | Lodging | New | Food Preparation | Natural Gas | Broiler | E8 | RIM BC Ratio | 0 | 0 | 0 | 0 | 0 | 0 | 0 | 0 | 0 | 0 | 0 | 0 | 0 | 0 | 0 | 0 | 0 | 0 | 0 | 0 | 0 | 0 | 0 | 0 | 0 | 0 | 0
F5_Commercial_Lodging_New_Food Preparation_Natural Gas_Broiler_E9 | F5 | Commercial | Lodging | New | Food Preparation | Natural Gas | Broiler | E9 | RIM BC Ratio | 0 | 0 | 0 | 0 | 0 | 0 | 0 | 0 | 0 | 0 | 0 | 0 | 0 | 0 | 0 | 0 | 0 | 0 | 0 | 0 | 0 | 0 | 0 | 0 | 0 | 0 | 0
F5_Commercial_Lodging_New_Food Preparation_Natural Gas_Broiler_E10 | F5 | Commercial | Lodging | New | Food Preparation | Natural Gas | Broiler | E10 | RIM BC Ratio | 0 | 0 | 0 | 0 | 0 | 0 | 0 | 0 | 0 | 0 | 0 | 0 | 0 | 0 | 0 | 0 | 0 | 0 | 0 | 0 | 0 | 0 | 0 | 0 | 0 | 0 | 0
F0_Commercial_Lodging_New_Food Preparation_Natural Gas_Griddle_E0 | F0 | Commercial | Lodging | New | Food Preparation | Natural Gas | Griddle | E0 | Economic Unit | ENERGY STAR | ENERGY STAR | ENERGY STAR | ENERGY STAR | ENERGY STAR | ENERGY STAR | ENERGY STAR | ENERGY STAR | ENERGY STAR | ENERGY STAR | ENERGY STAR | ENERGY STAR | ENERGY STAR | ENERGY STAR | ENERGY STAR | ENERGY STAR | ENERGY STAR | ENERGY STAR | ENERGY STAR | ENERGY STAR | Standard | Standard | Standard | Standard | Standard | Standard | Standard
F1_Commercial_Lodging_New_Food Preparation_Natural Gas_Griddle_E1 | F1 | Commercial | Lodging | New | Food Preparation | Natural Gas | Griddle | E1 | CCE | 0 | 0 | 0 | 0 | 0 | 0 | 0 | 0 | 0 | 0 | 0 | 0 | 0 | 0 | 0 | 0 | 0 | 0 | 0 | 0 | 0 | 0 | 0 | 0 | 0 | 0 | 0
F1_Commercial_Lodging_New_Food Preparation_Natural Gas_Griddle_E2 | F1 | Commercial | Lodging | New | Food Preparation | Natural Gas | Griddle | E2 | CCE | 0.01311 | 0.01311 | 0.01311 | 0.01311 | 0.01311 | 0.01311 | 0.01311 | 0.01311 | 0.01311 | 0.01311 | 0.01311 | 0.01311 | 0.01311 | 0.01311 | 0.01311 | 0.01311 | 0.01311 | 0.01311 | 0.01311 | 0.01311 | 0.01311 | 0.01311 | 0.01311 | 0.01311 | 0.01311 | 0.01311 | 0.01311
F1_Commercial_Lodging_New_Food Preparation_Natural Gas_Griddle_E3 | F1 | Commercial | Lodging | New | Food Preparation | Natural Gas | Griddle | E3 | CCE | 0 | 0 | 0 | 0 | 0 | 0 | 0 | 0 | 0 | 0 | 0 | 0 | 0 | 0 | 0 | 0 | 0 | 0 | 0 | 0 | 0 | 0 | 0 | 0 | 0 | 0 | 0
F1_Commercial_Lodging_New_Food Preparation_Natural Gas_Griddle_E4 | F1 | Commercial | Lodging | New | Food Preparation | Natural Gas | Griddle | E4 | CCE | 0 | 0 | 0 | 0 | 0 | 0 | 0 | 0 | 0 | 0 | 0 | 0 | 0 | 0 | 0 | 0 | 0 | 0 | 0 | 0 | 0 | 0 | 0 | 0 | 0 | 0 | 0
F1_Commercial_Lodging_New_Food Preparation_Natural Gas_Griddle_E5 | F1 | Commercial | Lodging | New | Food Preparation | Natural Gas | Griddle | E5 | CCE | 0 | 0 | 0 | 0 | 0 | 0 | 0 | 0 | 0 | 0 | 0 | 0 | 0 | 0 | 0 | 0 | 0 | 0 | 0 | 0 | 0 | 0 | 0 | 0 | 0 | 0 | 0
F1_Commercial_Lodging_New_Food Preparation_Natural Gas_Griddle_E6 | F1 | Commercial | Lodging | New | Food Preparation | Natural Gas | Griddle | E6 | CCE | 0 | 0 | 0 | 0 | 0 | 0 | 0 | 0 | 0 | 0 | 0 | 0 | 0 | 0 | 0 | 0 | 0 | 0 | 0 | 0 | 0 | 0 | 0 | 0 | 0 | 0 | 0
F1_Commercial_Lodging_New_Food Preparation_Natural Gas_Griddle_E7 | F1 | Commercial | Lodging | New | Food Preparation | Natural Gas | Griddle | E7 | CCE | 0 | 0 | 0 | 0 | 0 | 0 | 0 | 0 | 0 | 0 | 0 | 0 | 0 | 0 | 0 | 0 | 0 | 0 | 0 | 0 | 0 | 0 | 0 | 0 | 0 | 0 | 0
F1_Commercial_Lodging_New_Food Preparation_Natural Gas_Griddle_E8 | F1 | Commercial | Lodging | New | Food Preparation | Natural Gas | Griddle | E8 | CCE | 0 | 0 | 0 | 0 | 0 | 0 | 0 | 0 | 0 | 0 | 0 | 0 | 0 | 0 | 0 | 0 | 0 | 0 | 0 | 0 | 0 | 0 | 0 | 0 | 0 | 0 | 0
F1_Commercial_Lodging_New_Food Preparation_Natural Gas_Griddle_E9 | F1 | Commercial | Lodging | New | Food Preparation | Natural Gas | Griddle | E9 | CCE | 0 | 0 | 0 | 0 | 0 | 0 | 0 | 0 | 0 | 0 | 0 | 0 | 0 | 0 | 0 | 0 | 0 | 0 | 0 | 0 | 0 | 0 | 0 | 0 | 0 | 0 | 0
F1_Commercial_Lodging_New_Food Preparation_Natural Gas_Griddle_E10 | F1 | Commercial | Lodging | New | Food Preparation | Natural Gas | Griddle | E10 | CCE | 0 | 0 | 0 | 0 | 0 | 0 | 0 | 0 | 0 | 0 | 0 | 0 | 0 | 0 | 0 | 0 | 0 | 0 | 0 | 0 | 0 | 0 | 0 | 0 | 0 | 0 | 0
F2_Commercial_Lodging_New_Food Preparation_Natural Gas_Griddle_E1 | F2 | Commercial | Lodging | New | Food Preparation | Natural Gas | Griddle | E1 | TRC BC Ratio | bar: 2021 to 2047
F2_Commercial_Lodging_New_Food Preparation_Natural Gas_Griddle_E2 | F2 | Commercial | Lodging | New | Food Preparation | Natural Gas | Griddle | E2 | TRC BC Ratio | 1.0411 | 1.0299 | 1.0192 | 1.0089 | 1.0114 | 1.0224 | 1.0382 | 1.0559 | 1.0729 | 1.0874 | 1.0993 | 1.1077 | 1.1125 | 1.112 | 1.106 | 1.0944 | 1.0774 | 1.0561 | 1.0305 | 1.0002 | 0.96464 | 0.92365 | 0.8873 | 0.86394 | 0.85412 | 0.85831 | 0.86251
F2_Commercial_Lodging_New_Food Preparation_Natural Gas_Griddle_E3 | F2 | Commercial | Lodging | New | Food Preparation | Natural Gas | Griddle | E3 | TRC BC Ratio | 0 | 0 | 0 | 0 | 0 | 0 | 0 | 0 | 0 | 0 | 0 | 0 | 0 | 0 | 0 | 0 | 0 | 0 | 0 | 0 | 0 | 0 | 0 | 0 | 0 | 0 | 0
F2_Commercial_Lodging_New_Food Preparation_Natural Gas_Griddle_E4 | F2 | Commercial | Lodging | New | Food Preparation | Natural Gas | Griddle | E4 | TRC BC Ratio | 0 | 0 | 0 | 0 | 0 | 0 | 0 | 0 | 0 | 0 | 0 | 0 | 0 | 0 | 0 | 0 | 0 | 0 | 0 | 0 | 0 | 0 | 0 | 0 | 0 | 0 | 0
F2_Commercial_Lodging_New_Food Preparation_Natural Gas_Griddle_E5 | F2 | Commercial | Lodging | New | Food Preparation | Natural Gas | Griddle | E5 | TRC BC Ratio | 0 | 0 | 0 | 0 | 0 | 0 | 0 | 0 | 0 | 0 | 0 | 0 | 0 | 0 | 0 | 0 | 0 | 0 | 0 | 0 | 0 | 0 | 0 | 0 | 0 | 0 | 0
F2_Commercial_Lodging_New_Food Preparation_Natural Gas_Griddle_E6 | F2 | Commercial | Lodging | New | Food Preparation | Natural Gas | Griddle | E6 | TRC BC Ratio | 0 | 0 | 0 | 0 | 0 | 0 | 0 | 0 | 0 | 0 | 0 | 0 | 0 | 0 | 0 | 0 | 0 | 0 | 0 | 0 | 0 | 0 | 0 | 0 | 0 | 0 | 0
F2_Commercial_Lodging_New_Food Preparation_Natural Gas_Griddle_E7 | F2 | Commercial | Lodging | New | Food Preparation | Natural Gas | Griddle | E7 | TRC BC Ratio | 0 | 0 | 0 | 0 | 0 | 0 | 0 | 0 | 0 | 0 | 0 | 0 | 0 | 0 | 0 | 0 | 0 | 0 | 0 | 0 | 0 | 0 | 0 | 0 | 0 | 0 | 0
F2_Commercial_Lodging_New_Food Preparation_Natural Gas_Griddle_E8 | F2 | Commercial | Lodging | New | Food Preparation | Natural Gas | Griddle | E8 | TRC BC Ratio | 0 | 0 | 0 | 0 | 0 | 0 | 0 | 0 | 0 | 0 | 0 | 0 | 0 | 0 | 0 | 0 | 0 | 0 | 0 | 0 | 0 | 0 | 0 | 0 | 0 | 0 | 0
F2_Commercial_Lodging_New_Food Preparation_Natural Gas_Griddle_E9 | F2 | Commercial | Lodging | New | Food Preparation | Natural Gas | Griddle | E9 | TRC BC Ratio | 0 | 0 | 0 | 0 | 0 | 0 | 0 | 0 | 0 | 0 | 0 | 0 | 0 | 0 | 0 | 0 | 0 | 0 | 0 | 0 | 0 | 0 | 0 | 0 | 0 | 0 | 0
F2_Commercial_Lodging_New_Food Preparation_Natural Gas_Griddle_E10 | F2 | Commercial | Lodging | New | Food Preparation | Natural Gas | Griddle | E10 | TRC BC Ratio | 0 | 0 | 0 | 0 | 0 | 0 | 0 | 0 | 0 | 0 | 0 | 0 | 0 | 0 | 0 | 0 | 0 | 0 | 0 | 0 | 0 | 0 | 0 | 0 | 0 | 0 | 0
F3_Commercial_Lodging_New_Food Preparation_Natural Gas_Griddle_E1 | F3 | Commercial | Lodging | New | Food Preparation | Natural Gas | Griddle | E1 | PACT BC Ratio | bar: 2021 to 2047
F3_Commercial_Lodging_New_Food Preparation_Natural Gas_Griddle_E2 | F3 | Commercial | Lodging | New | Food Preparation | Natural Gas | Griddle | E2 | PACT BC Ratio | 1.3698 | 1.3552 | 1.341 | 1.3275 | 1.3308 | 1.3452 | 1.3661 | 1.3893 | 1.4117 | 1.4308 | 1.4464 | 1.4575 | 1.4639 | 1.4631 | 1.4552 | 1.44 | 1.4177 | 1.3896 | 1.356 | 1.3161 | 1.2693 | 1.2153 | 1.1675 | 1.1368 | 1.1238 | 1.1294 | 1.1349
F3_Commercial_Lodging_New_Food Preparation_Natural Gas_Griddle_E3 | F3 | Commercial | Lodging | New | Food Preparation | Natural Gas | Griddle | E3 | PACT BC Ratio | 0 | 0 | 0 | 0 | 0 | 0 | 0 | 0 | 0 | 0 | 0 | 0 | 0 | 0 | 0 | 0 | 0 | 0 | 0 | 0 | 0 | 0 | 0 | 0 | 0 | 0 | 0
F3_Commercial_Lodging_New_Food Preparation_Natural Gas_Griddle_E4 | F3 | Commercial | Lodging | New | Food Preparation | Natural Gas | Griddle | E4 | PACT BC Ratio | 0 | 0 | 0 | 0 | 0 | 0 | 0 | 0 | 0 | 0 | 0 | 0 | 0 | 0 | 0 | 0 | 0 | 0 | 0 | 0 | 0 | 0 | 0 | 0 | 0 | 0 | 0
F3_Commercial_Lodging_New_Food Preparation_Natural Gas_Griddle_E5 | F3 | Commercial | Lodging | New | Food Preparation | Natural Gas | Griddle | E5 | PACT BC Ratio | 0 | 0 | 0 | 0 | 0 | 0 | 0 | 0 | 0 | 0 | 0 | 0 | 0 | 0 | 0 | 0 | 0 | 0 | 0 | 0 | 0 | 0 | 0 | 0 | 0 | 0 | 0
F3_Commercial_Lodging_New_Food Preparation_Natural Gas_Griddle_E6 | F3 | Commercial | Lodging | New | Food Preparation | Natural Gas | Griddle | E6 | PACT BC Ratio | 0 | 0 | 0 | 0 | 0 | 0 | 0 | 0 | 0 | 0 | 0 | 0 | 0 | 0 | 0 | 0 | 0 | 0 | 0 | 0 | 0 | 0 | 0 | 0 | 0 | 0 | 0
F3_Commercial_Lodging_New_Food Preparation_Natural Gas_Griddle_E7 | F3 | Commercial | Lodging | New | Food Preparation | Natural Gas | Griddle | E7 | PACT BC Ratio | 0 | 0 | 0 | 0 | 0 | 0 | 0 | 0 | 0 | 0 | 0 | 0 | 0 | 0 | 0 | 0 | 0 | 0 | 0 | 0 | 0 | 0 | 0 | 0 | 0 | 0 | 0
F3_Commercial_Lodging_New_Food Preparation_Natural Gas_Griddle_E8 | F3 | Commercial | Lodging | New | Food Preparation | Natural Gas | Griddle | E8 | PACT BC Ratio | 0 | 0 | 0 | 0 | 0 | 0 | 0 | 0 | 0 | 0 | 0 | 0 | 0 | 0 | 0 | 0 | 0 | 0 | 0 | 0 | 0 | 0 | 0 | 0 | 0 | 0 | 0
F3_Commercial_Lodging_New_Food Preparation_Natural Gas_Griddle_E9 | F3 | Commercial | Lodging | New | Food Preparation | Natural Gas | Griddle | E9 | PACT BC Ratio | 0 | 0 | 0 | 0 | 0 | 0 | 0 | 0 | 0 | 0 | 0 | 0 | 0 | 0 | 0 | 0 | 0 | 0 | 0 | 0 | 0 | 0 | 0 | 0 | 0 | 0 | 0
F3_Commercial_Lodging_New_Food Preparation_Natural Gas_Griddle_E10 | F3 | Commercial | Lodging | New | Food Preparation | Natural Gas | Griddle | E10 | PACT BC Ratio | 0 | 0 | 0 | 0 | 0 | 0 | 0 | 0 | 0 | 0 | 0 | 0 | 0 | 0 | 0 | 0 | 0 | 0 | 0 | 0 | 0 | 0 | 0 | 0 | 0 | 0 | 0
F4_Commercial_Lodging_New_Food Preparation_Natural Gas_Griddle_E1 | F4 | Commercial | Lodging | New | Food Preparation | Natural Gas | Griddle | E1 | RVT BC Ratio | bar: 2021 to 2047
F4_Commercial_Lodging_New_Food Preparation_Natural Gas_Griddle_E2 | F4 | Commercial | Lodging | New | Food Preparation | Natural Gas | Griddle | E2 | RVT BC Ratio | 0.7 | 0.7 | 0.7 | 0.7 | 0.7 | 0.7 | 0.7 | 0.7 | 0.7 | 0.7 | 0.7 | 0.7 | 0.7 | 0.7 | 0.7 | 0.7 | 0.7 | 0.7 | 0.7 | 0.7 | 0.7 | 0.7 | 0.7 | 0.7 | 0.7 | 0.7 | 0.7
F4_Commercial_Lodging_New_Food Preparation_Natural Gas_Griddle_E3 | F4 | Commercial | Lodging | New | Food Preparation | Natural Gas | Griddle | E3 | RVT BC Ratio | 0 | 0 | 0 | 0 | 0 | 0 | 0 | 0 | 0 | 0 | 0 | 0 | 0 | 0 | 0 | 0 | 0 | 0 | 0 | 0 | 0 | 0 | 0 | 0 | 0 | 0 | 0
F4_Commercial_Lodging_New_Food Preparation_Natural Gas_Griddle_E4 | F4 | Commercial | Lodging | New | Food Preparation | Natural Gas | Griddle | E4 | RVT BC Ratio | 0 | 0 | 0 | 0 | 0 | 0 | 0 | 0 | 0 | 0 | 0 | 0 | 0 | 0 | 0 | 0 | 0 | 0 | 0 | 0 | 0 | 0 | 0 | 0 | 0 | 0 | 0
F4_Commercial_Lodging_New_Food Preparation_Natural Gas_Griddle_E5 | F4 | Commercial | Lodging | New | Food Preparation | Natural Gas | Griddle | E5 | RVT BC Ratio | 0 | 0 | 0 | 0 | 0 | 0 | 0 | 0 | 0 | 0 | 0 | 0 | 0 | 0 | 0 | 0 | 0 | 0 | 0 | 0 | 0 | 0 | 0 | 0 | 0 | 0 | 0
F4_Commercial_Lodging_New_Food Preparation_Natural Gas_Griddle_E6 | F4 | Commercial | Lodging | New | Food Preparation | Natural Gas | Griddle | E6 | RVT BC Ratio | 0 | 0 | 0 | 0 | 0 | 0 | 0 | 0 | 0 | 0 | 0 | 0 | 0 | 0 | 0 | 0 | 0 | 0 | 0 | 0 | 0 | 0 | 0 | 0 | 0 | 0 | 0
F4_Commercial_Lodging_New_Food Preparation_Natural Gas_Griddle_E7 | F4 | Commercial | Lodging | New | Food Preparation | Natural Gas | Griddle | E7 | RVT BC Ratio | 0 | 0 | 0 | 0 | 0 | 0 | 0 | 0 | 0 | 0 | 0 | 0 | 0 | 0 | 0 | 0 | 0 | 0 | 0 | 0 | 0 | 0 | 0 | 0 | 0 | 0 | 0
F4_Commercial_Lodging_New_Food Preparation_Natural Gas_Griddle_E8 | F4 | Commercial | Lodging | New | Food Preparation | Natural Gas | Griddle | E8 | RVT BC Ratio | 0 | 0 | 0 | 0 | 0 | 0 | 0 | 0 | 0 | 0 | 0 | 0 | 0 | 0 | 0 | 0 | 0 | 0 | 0 | 0 | 0 | 0 | 0 | 0 | 0 | 0 | 0
F4_Commercial_Lodging_New_Food Preparation_Natural Gas_Griddle_E9 | F4 | Commercial | Lodging | New | Food Preparation | Natural Gas | Griddle | E9 | RVT BC Ratio | 0 | 0 | 0 | 0 | 0 | 0 | 0 | 0 | 0 | 0 | 0 | 0 | 0 | 0 | 0 | 0 | 0 | 0 | 0 | 0 | 0 | 0 | 0 | 0 | 0 | 0 | 0
F4_Commercial_Lodging_New_Food Preparation_Natural Gas_Griddle_E10 | F4 | Commercial | Lodging | New | Food Preparation | Natural Gas | Griddle | E10 | RVT BC Ratio | 0 | 0 | 0 | 0 | 0 | 0 | 0 | 0 | 0 | 0 | 0 | 0 | 0 | 0 | 0 | 0 | 0 | 0 | 0 | 0 | 0 | 0 | 0 | 0 | 0 | 0 | 0
F5_Commercial_Lodging_New_Food Preparation_Natural Gas_Griddle_E1 | F5 | Commercial | Lodging | New | Food Preparation | Natural Gas | Griddle | E1 | RIM BC Ratio | bar: 2021 to 2047
F5_Commercial_Lodging_New_Food Preparation_Natural Gas_Griddle_E2 | F5 | Commercial | Lodging | New | Food Preparation | Natural Gas | Griddle | E2 | RIM BC Ratio | 1.3698 | 1.3552 | 1.341 | 1.3275 | 1.3308 | 1.3452 | 1.3661 | 1.3893 | 1.4117 | 1.4308 | 1.4464 | 1.4575 | 1.4639 | 1.4631 | 1.4552 | 1.44 | 1.4177 | 1.3896 | 1.356 | 1.3161 | 1.2693 | 1.2153 | 1.1675 | 1.1368 | 1.1238 | 1.1294 | 1.1349
F5_Commercial_Lodging_New_Food Preparation_Natural Gas_Griddle_E3 | F5 | Commercial | Lodging | New | Food Preparation | Natural Gas | Griddle | E3 | RIM BC Ratio | 0 | 0 | 0 | 0 | 0 | 0 | 0 | 0 | 0 | 0 | 0 | 0 | 0 | 0 | 0 | 0 | 0 | 0 | 0 | 0 | 0 | 0 | 0 | 0 | 0 | 0 | 0
F5_Commercial_Lodging_New_Food Preparation_Natural Gas_Griddle_E4 | F5 | Commercial | Lodging | New | Food Preparation | Natural Gas | Griddle | E4 | RIM BC Ratio | 0 | 0 | 0 | 0 | 0 | 0 | 0 | 0 | 0 | 0 | 0 | 0 | 0 | 0 | 0 | 0 | 0 | 0 | 0 | 0 | 0 | 0 | 0 | 0 | 0 | 0 | 0
F5_Commercial_Lodging_New_Food Preparation_Natural Gas_Griddle_E5 | F5 | Commercial | Lodging | New | Food Preparation | Natural Gas | Griddle | E5 | RIM BC Ratio | 0 | 0 | 0 | 0 | 0 | 0 | 0 | 0 | 0 | 0 | 0 | 0 | 0 | 0 | 0 | 0 | 0 | 0 | 0 | 0 | 0 | 0 | 0 | 0 | 0 | 0 | 0
F5_Commercial_Lodging_New_Food Preparation_Natural Gas_Griddle_E6 | F5 | Commercial | Lodging | New | Food Preparation | Natural Gas | Griddle | E6 | RIM BC Ratio | 0 | 0 | 0 | 0 | 0 | 0 | 0 | 0 | 0 | 0 | 0 | 0 | 0 | 0 | 0 | 0 | 0 | 0 | 0 | 0 | 0 | 0 | 0 | 0 | 0 | 0 | 0
F5_Commercial_Lodging_New_Food Preparation_Natural Gas_Griddle_E7 | F5 | Commercial | Lodging | New | Food Preparation | Natural Gas | Griddle | E7 | RIM BC Ratio | 0 | 0 | 0 | 0 | 0 | 0 | 0 | 0 | 0 | 0 | 0 | 0 | 0 | 0 | 0 | 0 | 0 | 0 | 0 | 0 | 0 | 0 | 0 | 0 | 0 | 0 | 0
F5_Commercial_Lodging_New_Food Preparation_Natural Gas_Griddle_E8 | F5 | Commercial | Lodging | New | Food Preparation | Natural Gas | Griddle | E8 | RIM BC Ratio | 0 | 0 | 0 | 0 | 0 | 0 | 0 | 0 | 0 | 0 | 0 | 0 | 0 | 0 | 0 | 0 | 0 | 0 | 0 | 0 | 0 | 0 | 0 | 0 | 0 | 0 | 0
F5_Commercial_Lodging_New_Food Preparation_Natural Gas_Griddle_E9 | F5 | Commercial | Lodging | New | Food Preparation | Natural Gas | Griddle | E9 | RIM BC Ratio | 0 | 0 | 0 | 0 | 0 | 0 | 0 | 0 | 0 | 0 | 0 | 0 | 0 | 0 | 0 | 0 | 0 | 0 | 0 | 0 | 0 | 0 | 0 | 0 | 0 | 0 | 0
F5_Commercial_Lodging_New_Food Preparation_Natural Gas_Griddle_E10 | F5 | Commercial | Lodging | New | Food Preparation | Natural Gas | Griddle | E10 | RIM BC Ratio | 0 | 0 | 0 | 0 | 0 | 0 | 0 | 0 | 0 | 0 | 0 | 0 | 0 | 0 | 0 | 0 | 0 | 0 | 0 | 0 | 0 | 0 | 0 | 0 | 0 | 0 | 0
F0_Commercial_Lodging_New_Food Preparation_Natural Gas_Range_E0 | F0 | Commercial | Lodging | New | Food Preparation | Natural Gas | Range | E0 | Economic Unit | High Efficiency | High Efficiency | High Efficiency | High Efficiency | High Efficiency | High Efficiency | High Efficiency | High Efficiency | High Efficiency | High Efficiency | High Efficiency | High Efficiency | High Efficiency | High Efficiency | High Efficiency | High Efficiency | High Efficiency | High Efficiency | High Efficiency | High Efficiency | High Efficiency | High Efficiency | High Efficiency | High Efficiency | High Efficiency | High Efficiency | High Efficiency
F1_Commercial_Lodging_New_Food Preparation_Natural Gas_Range_E1 | F1 | Commercial | Lodging | New | Food Preparation | Natural Gas | Range | E1 | CCE | 0 | 0 | 0 | 0 | 0 | 0 | 0 | 0 | 0 | 0 | 0 | 0 | 0 | 0 | 0 | 0 | 0 | 0 | 0 | 0 | 0 | 0 | 0 | 0 | 0 | 0 | 0
F1_Commercial_Lodging_New_Food Preparation_Natural Gas_Range_E2 | F1 | Commercial | Lodging | New | Food Preparation | Natural Gas | Range | E2 | CCE | 1.2749e-07 | 1.2749e-07 | 1.2749e-07 | 1.2749e-07 | 1.2749e-07 | 1.2749e-07 | 1.2749e-07 | 1.2749e-07 | 1.2749e-07 | 1.2749e-07 | 1.2749e-07 | 1.2749e-07 | 1.2749e-07 | 1.2749e-07 | 1.2749e-07 | 1.2749e-07 | 1.2749e-07 | 1.2749e-07 | 1.2749e-07 | 1.2749e-07 | 1.2749e-07 | 1.2749e-07 | 1.2749e-07 | 1.2749e-07 | 1.2749e-07 | 1.2749e-07 | 1.2749e-07
F1_Commercial_Lodging_New_Food Preparation_Natural Gas_Range_E3 | F1 | Commercial | Lodging | New | Food Preparation | Natural Gas | Range | E3 | CCE | 0 | 0 | 0 | 0 | 0 | 0 | 0 | 0 | 0 | 0 | 0 | 0 | 0 | 0 | 0 | 0 | 0 | 0 | 0 | 0 | 0 | 0 | 0 | 0 | 0 | 0 | 0
F1_Commercial_Lodging_New_Food Preparation_Natural Gas_Range_E4 | F1 | Commercial | Lodging | New | Food Preparation | Natural Gas | Range | E4 | CCE | 0 | 0 | 0 | 0 | 0 | 0 | 0 | 0 | 0 | 0 | 0 | 0 | 0 | 0 | 0 | 0 | 0 | 0 | 0 | 0 | 0 | 0 | 0 | 0 | 0 | 0 | 0
F1_Commercial_Lodging_New_Food Preparation_Natural Gas_Range_E5 | F1 | Commercial | Lodging | New | Food Preparation | Natural Gas | Range | E5 | CCE | 0 | 0 | 0 | 0 | 0 | 0 | 0 | 0 | 0 | 0 | 0 | 0 | 0 | 0 | 0 | 0 | 0 | 0 | 0 | 0 | 0 | 0 | 0 | 0 | 0 | 0 | 0
F1_Commercial_Lodging_New_Food Preparation_Natural Gas_Range_E6 | F1 | Commercial | Lodging | New | Food Preparation | Natural Gas | Range | E6 | CCE | 0 | 0 | 0 | 0 | 0 | 0 | 0 | 0 | 0 | 0 | 0 | 0 | 0 | 0 | 0 | 0 | 0 | 0 | 0 | 0 | 0 | 0 | 0 | 0 | 0 | 0 | 0
F1_Commercial_Lodging_New_Food Preparation_Natural Gas_Range_E7 | F1 | Commercial | Lodging | New | Food Preparation | Natural Gas | Range | E7 | CCE | 0 | 0 | 0 | 0 | 0 | 0 | 0 | 0 | 0 | 0 | 0 | 0 | 0 | 0 | 0 | 0 | 0 | 0 | 0 | 0 | 0 | 0 | 0 | 0 | 0 | 0 | 0
F1_Commercial_Lodging_New_Food Preparation_Natural Gas_Range_E8 | F1 | Commercial | Lodging | New | Food Preparation | Natural Gas | Range | E8 | CCE | 0 | 0 | 0 | 0 | 0 | 0 | 0 | 0 | 0 | 0 | 0 | 0 | 0 | 0 | 0 | 0 | 0 | 0 | 0 | 0 | 0 | 0 | 0 | 0 | 0 | 0 | 0
F1_Commercial_Lodging_New_Food Preparation_Natural Gas_Range_E9 | F1 | Commercial | Lodging | New | Food Preparation | Natural Gas | Range | E9 | CCE | 0 | 0 | 0 | 0 | 0 | 0 | 0 | 0 | 0 | 0 | 0 | 0 | 0 | 0 | 0 | 0 | 0 | 0 | 0 | 0 | 0 | 0 | 0 | 0 | 0 | 0 | 0
F1_Commercial_Lodging_New_Food Preparation_Natural Gas_Range_E10 | F1 | Commercial | Lodging | New | Food Preparation | Natural Gas | Range | E10 | CCE | 0 | 0 | 0 | 0 | 0 | 0 | 0 | 0 | 0 | 0 | 0 | 0 | 0 | 0 | 0 | 0 | 0 | 0 | 0 | 0 | 0 | 0 | 0 | 0 | 0 | 0 | 0
F2_Commercial_Lodging_New_Food Preparation_Natural Gas_Range_E1 | F2 | Commercial | Lodging | New | Food Preparation | Natural Gas | Range | E1 | TRC BC Ratio | bar: 2021 to 2047
F2_Commercial_Lodging_New_Food Preparation_Natural Gas_Range_E2 | F2 | Commercial | Lodging | New | Food Preparation | Natural Gas | Range | E2 | TRC BC Ratio | 107783.7748 | 106228.1866 | 104711.2525 | 103240.7276 | 103254.6448 | 104233.7467 | 105821.2112 | 107744.3581 | 109820.4161 | 111943.5488 | 114043.9247 | 115902.5227 | 117321.4185 | 117924.3994 | 117645.627 | 116492.5653 | 114552.5979 | 112013.3613 | 108990.1291 | 105406.5736 | 101214.1852 | 96389.3927 | 92105.7121 | 89333.183 | 88135.3968 | 88567.4331 | 89001.5872
F2_Commercial_Lodging_New_Food Preparation_Natural Gas_Range_E3 | F2 | Commercial | Lodging | New | Food Preparation | Natural Gas | Range | E3 | TRC BC Ratio | 0 | 0 | 0 | 0 | 0 | 0 | 0 | 0 | 0 | 0 | 0 | 0 | 0 | 0 | 0 | 0 | 0 | 0 | 0 | 0 | 0 | 0 | 0 | 0 | 0 | 0 | 0
F2_Commercial_Lodging_New_Food Preparation_Natural Gas_Range_E4 | F2 | Commercial | Lodging | New | Food Preparation | Natural Gas | Range | E4 | TRC BC Ratio | 0 | 0 | 0 | 0 | 0 | 0 | 0 | 0 | 0 | 0 | 0 | 0 | 0 | 0 | 0 | 0 | 0 | 0 | 0 | 0 | 0 | 0 | 0 | 0 | 0 | 0 | 0
F2_Commercial_Lodging_New_Food Preparation_Natural Gas_Range_E5 | F2 | Commercial | Lodging | New | Food Preparation | Natural Gas | Range | E5 | TRC BC Ratio | 0 | 0 | 0 | 0 | 0 | 0 | 0 | 0 | 0 | 0 | 0 | 0 | 0 | 0 | 0 | 0 | 0 | 0 | 0 | 0 | 0 | 0 | 0 | 0 | 0 | 0 | 0
F2_Commercial_Lodging_New_Food Preparation_Natural Gas_Range_E6 | F2 | Commercial | Lodging | New | Food Preparation | Natural Gas | Range | E6 | TRC BC Ratio | 0 | 0 | 0 | 0 | 0 | 0 | 0 | 0 | 0 | 0 | 0 | 0 | 0 | 0 | 0 | 0 | 0 | 0 | 0 | 0 | 0 | 0 | 0 | 0 | 0 | 0 | 0
F2_Commercial_Lodging_New_Food Preparation_Natural Gas_Range_E7 | F2 | Commercial | Lodging | New | Food Preparation | Natural Gas | Range | E7 | TRC BC Ratio | 0 | 0 | 0 | 0 | 0 | 0 | 0 | 0 | 0 | 0 | 0 | 0 | 0 | 0 | 0 | 0 | 0 | 0 | 0 | 0 | 0 | 0 | 0 | 0 | 0 | 0 | 0
F2_Commercial_Lodging_New_Food Preparation_Natural Gas_Range_E8 | F2 | Commercial | Lodging | New | Food Preparation | Natural Gas | Range | E8 | TRC BC Ratio | 0 | 0 | 0 | 0 | 0 | 0 | 0 | 0 | 0 | 0 | 0 | 0 | 0 | 0 | 0 | 0 | 0 | 0 | 0 | 0 | 0 | 0 | 0 | 0 | 0 | 0 | 0
F2_Commercial_Lodging_New_Food Preparation_Natural Gas_Range_E9 | F2 | Commercial | Lodging | New | Food Preparation | Natural Gas | Range | E9 | TRC BC Ratio | 0 | 0 | 0 | 0 | 0 | 0 | 0 | 0 | 0 | 0 | 0 | 0 | 0 | 0 | 0 | 0 | 0 | 0 | 0 | 0 | 0 | 0 | 0 | 0 | 0 | 0 | 0
F2_Commercial_Lodging_New_Food Preparation_Natural Gas_Range_E10 | F2 | Commercial | Lodging | New | Food Preparation | Natural Gas | Range | E10 | TRC BC Ratio | 0 | 0 | 0 | 0 | 0 | 0 | 0 | 0 | 0 | 0 | 0 | 0 | 0 | 0 | 0 | 0 | 0 | 0 | 0 | 0 | 0 | 0 | 0 | 0 | 0 | 0 | 0
F3_Commercial_Lodging_New_Food Preparation_Natural Gas_Range_E1 | F3 | Commercial | Lodging | New | Food Preparation | Natural Gas | Range | E1 | PACT BC Ratio | bar: 2021 to 2047
F3_Commercial_Lodging_New_Food Preparation_Natural Gas_Range_E2 | F3 | Commercial | Lodging | New | Food Preparation | Natural Gas | Range | E2 | PACT BC Ratio | 135901.2813 | 133939.8874 | 132027.2315 | 130173.0913 | 130190.6391 | 131425.1589 | 133426.7446 | 135851.5819 | 138469.2203 | 141146.2137 | 143794.5137 | 146137.9634 | 147927.0059 | 148687.2861 | 148335.7906 | 146881.9302 | 144435.8843 | 141234.2382 | 137422.3367 | 132903.9406 | 127617.8857 | 121534.4516 | 116133.2892 | 112637.4916 | 111127.2395 | 111671.9809 | 112219.3925
F3_Commercial_Lodging_New_Food Preparation_Natural Gas_Range_E3 | F3 | Commercial | Lodging | New | Food Preparation | Natural Gas | Range | E3 | PACT BC Ratio | 0 | 0 | 0 | 0 | 0 | 0 | 0 | 0 | 0 | 0 | 0 | 0 | 0 | 0 | 0 | 0 | 0 | 0 | 0 | 0 | 0 | 0 | 0 | 0 | 0 | 0 | 0
F3_Commercial_Lodging_New_Food Preparation_Natural Gas_Range_E4 | F3 | Commercial | Lodging | New | Food Preparation | Natural Gas | Range | E4 | PACT BC Ratio | 0 | 0 | 0 | 0 | 0 | 0 | 0 | 0 | 0 | 0 | 0 | 0 | 0 | 0 | 0 | 0 | 0 | 0 | 0 | 0 | 0 | 0 | 0 | 0 | 0 | 0 | 0
F3_Commercial_Lodging_New_Food Preparation_Natural Gas_Range_E5 | F3 | Commercial | Lodging | New | Food Preparation | Natural Gas | Range | E5 | PACT BC Ratio | 0 | 0 | 0 | 0 | 0 | 0 | 0 | 0 | 0 | 0 | 0 | 0 | 0 | 0 | 0 | 0 | 0 | 0 | 0 | 0 | 0 | 0 | 0 | 0 | 0 | 0 | 0
F3_Commercial_Lodging_New_Food Preparation_Natural Gas_Range_E6 | F3 | Commercial | Lodging | New | Food Preparation | Natural Gas | Range | E6 | PACT BC Ratio | 0 | 0 | 0 | 0 | 0 | 0 | 0 | 0 | 0 | 0 | 0 | 0 | 0 | 0 | 0 | 0 | 0 | 0 | 0 | 0 | 0 | 0 | 0 | 0 | 0 | 0 | 0
F3_Commercial_Lodging_New_Food Preparation_Natural Gas_Range_E7 | F3 | Commercial | Lodging | New | Food Preparation | Natural Gas | Range | E7 | PACT BC Ratio | 0 | 0 | 0 | 0 | 0 | 0 | 0 | 0 | 0 | 0 | 0 | 0 | 0 | 0 | 0 | 0 | 0 | 0 | 0 | 0 | 0 | 0 | 0 | 0 | 0 | 0 | 0
F3_Commercial_Lodging_New_Food Preparation_Natural Gas_Range_E8 | F3 | Commercial | Lodging | New | Food Preparation | Natural Gas | Range | E8 | PACT BC Ratio | 0 | 0 | 0 | 0 | 0 | 0 | 0 | 0 | 0 | 0 | 0 | 0 | 0 | 0 | 0 | 0 | 0 | 0 | 0 | 0 | 0 | 0 | 0 | 0 | 0 | 0 | 0
F3_Commercial_Lodging_New_Food Preparation_Natural Gas_Range_E9 | F3 | Commercial | Lodging | New | Food Preparation | Natural Gas | Range | E9 | PACT BC Ratio | 0 | 0 | 0 | 0 | 0 | 0 | 0 | 0 | 0 | 0 | 0 | 0 | 0 | 0 | 0 | 0 | 0 | 0 | 0 | 0 | 0 | 0 | 0 | 0 | 0 | 0 | 0
F3_Commercial_Lodging_New_Food Preparation_Natural Gas_Range_E10 | F3 | Commercial | Lodging | New | Food Preparation | Natural Gas | Range | E10 | PACT BC Ratio | 0 | 0 | 0 | 0 | 0 | 0 | 0 | 0 | 0 | 0 | 0 | 0 | 0 | 0 | 0 | 0 | 0 | 0 | 0 | 0 | 0 | 0 | 0 | 0 | 0 | 0 | 0
F4_Commercial_Lodging_New_Food Preparation_Natural Gas_Range_E1 | F4 | Commercial | Lodging | New | Food Preparation | Natural Gas | Range | E1 | RVT BC Ratio | bar: 2021 to 2047
F4_Commercial_Lodging_New_Food Preparation_Natural Gas_Range_E2 | F4 | Commercial | Lodging | New | Food Preparation | Natural Gas | Range | E2 | RVT BC Ratio | 0.7 | 0.7 | 0.7 | 0.7 | 0.7 | 0.7 | 0.7 | 0.7 | 0.7 | 0.7 | 0.7 | 0.7 | 0.7 | 0.7 | 0.7 | 0.7 | 0.7 | 0.7 | 0.7 | 0.7 | 0.7 | 0.7 | 0.7 | 0.7 | 0.7 | 0.7 | 0.7
F4_Commercial_Lodging_New_Food Preparation_Natural Gas_Range_E3 | F4 | Commercial | Lodging | New | Food Preparation | Natural Gas | Range | E3 | RVT BC Ratio | 0 | 0 | 0 | 0 | 0 | 0 | 0 | 0 | 0 | 0 | 0 | 0 | 0 | 0 | 0 | 0 | 0 | 0 | 0 | 0 | 0 | 0 | 0 | 0 | 0 | 0 | 0
F4_Commercial_Lodging_New_Food Preparation_Natural Gas_Range_E4 | F4 | Commercial | Lodging | New | Food Preparation | Natural Gas | Range | E4 | RVT BC Ratio | 0 | 0 | 0 | 0 | 0 | 0 | 0 | 0 | 0 | 0 | 0 | 0 | 0 | 0 | 0 | 0 | 0 | 0 | 0 | 0 | 0 | 0 | 0 | 0 | 0 | 0 | 0
F4_Commercial_Lodging_New_Food Preparation_Natural Gas_Range_E5 | F4 | Commercial | Lodging | New | Food Preparation | Natural Gas | Range | E5 | RVT BC Ratio | 0 | 0 | 0 | 0 | 0 | 0 | 0 | 0 | 0 | 0 | 0 | 0 | 0 | 0 | 0 | 0 | 0 | 0 | 0 | 0 | 0 | 0 | 0 | 0 | 0 | 0 | 0
F4_Commercial_Lodging_New_Food Preparation_Natural Gas_Range_E6 | F4 | Commercial | Lodging | New | Food Preparation | Natural Gas | Range | E6 | RVT BC Ratio | 0 | 0 | 0 | 0 | 0 | 0 | 0 | 0 | 0 | 0 | 0 | 0 | 0 | 0 | 0 | 0 | 0 | 0 | 0 | 0 | 0 | 0 | 0 | 0 | 0 | 0 | 0
F4_Commercial_Lodging_New_Food Preparation_Natural Gas_Range_E7 | F4 | Commercial | Lodging | New | Food Preparation | Natural Gas | Range | E7 | RVT BC Ratio | 0 | 0 | 0 | 0 | 0 | 0 | 0 | 0 | 0 | 0 | 0 | 0 | 0 | 0 | 0 | 0 | 0 | 0 | 0 | 0 | 0 | 0 | 0 | 0 | 0 | 0 | 0
F4_Commercial_Lodging_New_Food Preparation_Natural Gas_Range_E8 | F4 | Commercial | Lodging | New | Food Preparation | Natural Gas | Range | E8 | RVT BC Ratio | 0 | 0 | 0 | 0 | 0 | 0 | 0 | 0 | 0 | 0 | 0 | 0 | 0 | 0 | 0 | 0 | 0 | 0 | 0 | 0 | 0 | 0 | 0 | 0 | 0 | 0 | 0
F4_Commercial_Lodging_New_Food Preparation_Natural Gas_Range_E9 | F4 | Commercial | Lodging | New | Food Preparation | Natural Gas | Range | E9 | RVT BC Ratio | 0 | 0 | 0 | 0 | 0 | 0 | 0 | 0 | 0 | 0 | 0 | 0 | 0 | 0 | 0 | 0 | 0 | 0 | 0 | 0 | 0 | 0 | 0 | 0 | 0 | 0 | 0
F4_Commercial_Lodging_New_Food Preparation_Natural Gas_Range_E10 | F4 | Commercial | Lodging | New | Food Preparation | Natural Gas | Range | E10 | RVT BC Ratio | 0 | 0 | 0 | 0 | 0 | 0 | 0 | 0 | 0 | 0 | 0 | 0 | 0 | 0 | 0 | 0 | 0 | 0 | 0 | 0 | 0 | 0 | 0 | 0 | 0 | 0 | 0
F5_Commercial_Lodging_New_Food Preparation_Natural Gas_Range_E1 | F5 | Commercial | Lodging | New | Food Preparation | Natural Gas | Range | E1 | RIM BC Ratio | bar: 2021 to 2047
F5_Commercial_Lodging_New_Food Preparation_Natural Gas_Range_E2 | F5 | Commercial | Lodging | New | Food Preparation | Natural Gas | Range | E2 | RIM BC Ratio | 135901.2813 | 133939.8874 | 132027.2315 | 130173.0913 | 130190.6391 | 131425.1589 | 133426.7446 | 135851.5819 | 138469.2203 | 141146.2137 | 143794.5137 | 146137.9634 | 147927.0059 | 148687.2861 | 148335.7906 | 146881.9302 | 144435.8843 | 141234.2382 | 137422.3367 | 132903.9406 | 127617.8857 | 121534.4516 | 116133.2892 | 112637.4916 | 111127.2395 | 111671.9809 | 112219.3925
F5_Commercial_Lodging_New_Food Preparation_Natural Gas_Range_E3 | F5 | Commercial | Lodging | New | Food Preparation | Natural Gas | Range | E3 | RIM BC Ratio | 0 | 0 | 0 | 0 | 0 | 0 | 0 | 0 | 0 | 0 | 0 | 0 | 0 | 0 | 0 | 0 | 0 | 0 | 0 | 0 | 0 | 0 | 0 | 0 | 0 | 0 | 0
F5_Commercial_Lodging_New_Food Preparation_Natural Gas_Range_E4 | F5 | Commercial | Lodging | New | Food Preparation | Natural Gas | Range | E4 | RIM BC Ratio | 0 | 0 | 0 | 0 | 0 | 0 | 0 | 0 | 0 | 0 | 0 | 0 | 0 | 0 | 0 | 0 | 0 | 0 | 0 | 0 | 0 | 0 | 0 | 0 | 0 | 0 | 0
F5_Commercial_Lodging_New_Food Preparation_Natural Gas_Range_E5 | F5 | Commercial | Lodging | New | Food Preparation | Natural Gas | Range | E5 | RIM BC Ratio | 0 | 0 | 0 | 0 | 0 | 0 | 0 | 0 | 0 | 0 | 0 | 0 | 0 | 0 | 0 | 0 | 0 | 0 | 0 | 0 | 0 | 0 | 0 | 0 | 0 | 0 | 0
F5_Commercial_Lodging_New_Food Preparation_Natural Gas_Range_E6 | F5 | Commercial | Lodging | New | Food Preparation | Natural Gas | Range | E6 | RIM BC Ratio | 0 | 0 | 0 | 0 | 0 | 0 | 0 | 0 | 0 | 0 | 0 | 0 | 0 | 0 | 0 | 0 | 0 | 0 | 0 | 0 | 0 | 0 | 0 | 0 | 0 | 0 | 0
F5_Commercial_Lodging_New_Food Preparation_Natural Gas_Range_E7 | F5 | Commercial | Lodging | New | Food Preparation | Natural Gas | Range | E7 | RIM BC Ratio | 0 | 0 | 0 | 0 | 0 | 0 | 0 | 0 | 0 | 0 | 0 | 0 | 0 | 0 | 0 | 0 | 0 | 0 | 0 | 0 | 0 | 0 | 0 | 0 | 0 | 0 | 0
F5_Commercial_Lodging_New_Food Preparation_Natural Gas_Range_E8 | F5 | Commercial | Lodging | New | Food Preparation | Natural Gas | Range | E8 | RIM BC Ratio | 0 | 0 | 0 | 0 | 0 | 0 | 0 | 0 | 0 | 0 | 0 | 0 | 0 | 0 | 0 | 0 | 0 | 0 | 0 | 0 | 0 | 0 | 0 | 0 | 0 | 0 | 0
F5_Commercial_Lodging_New_Food Preparation_Natural Gas_Range_E9 | F5 | Commercial | Lodging | New | Food Preparation | Natural Gas | Range | E9 | RIM BC Ratio | 0 | 0 | 0 | 0 | 0 | 0 | 0 | 0 | 0 | 0 | 0 | 0 | 0 | 0 | 0 | 0 | 0 | 0 | 0 | 0 | 0 | 0 | 0 | 0 | 0 | 0 | 0
F5_Commercial_Lodging_New_Food Preparation_Natural Gas_Range_E10 | F5 | Commercial | Lodging | New | Food Preparation | Natural Gas | Range | E10 | RIM BC Ratio | 0 | 0 | 0 | 0 | 0 | 0 | 0 | 0 | 0 | 0 | 0 | 0 | 0 | 0 | 0 | 0 | 0 | 0 | 0 | 0 | 0 | 0 | 0 | 0 | 0 | 0 | 0
F0_Commercial_Lodging_New_Food Preparation_Natural Gas_Steamer_E0 | F0 | Commercial | Lodging | New | Food Preparation | Natural Gas | Steamer | E0 | Economic Unit | ENERGY STAR | ENERGY STAR | ENERGY STAR | ENERGY STAR | ENERGY STAR | ENERGY STAR | ENERGY STAR | ENERGY STAR | ENERGY STAR | ENERGY STAR | ENERGY STAR | ENERGY STAR | ENERGY STAR | ENERGY STAR | ENERGY STAR | ENERGY STAR | ENERGY STAR | ENERGY STAR | ENERGY STAR | ENERGY STAR | ENERGY STAR | ENERGY STAR | ENERGY STAR | ENERGY STAR | ENERGY STAR | ENERGY STAR | ENERGY STAR
F1_Commercial_Lodging_New_Food Preparation_Natural Gas_Steamer_E1 | F1 | Commercial | Lodging | New | Food Preparation | Natural Gas | Steamer | E1 | CCE | 0 | 0 | 0 | 0 | 0 | 0 | 0 | 0 | 0 | 0 | 0 | 0 | 0 | 0 | 0 | 0 | 0 | 0 | 0 | 0 | 0 | 0 | 0 | 0 | 0 | 0 | 0
F1_Commercial_Lodging_New_Food Preparation_Natural Gas_Steamer_E2 | F1 | Commercial | Lodging | New | Food Preparation | Natural Gas | Steamer | E2 | CCE | -0.0080635 | 0 | 0 | 0 | 0 | 0 | 0 | 0 | 0 | 0 | 0 | 0 | 0 | 0 | 0 | 0 | 0 | 0 | 0 | 0 | 0 | 0 | 0 | 0 | 0 | 0 | 0
F1_Commercial_Lodging_New_Food Preparation_Natural Gas_Steamer_E3 | F1 | Commercial | Lodging | New | Food Preparation | Natural Gas | Steamer | E3 | CCE | 0 | 0 | 0 | 0 | 0 | 0 | 0 | 0 | 0 | 0 | 0 | 0 | 0 | 0 | 0 | 0 | 0 | 0 | 0 | 0 | 0 | 0 | 0 | 0 | 0 | 0 | 0
F1_Commercial_Lodging_New_Food Preparation_Natural Gas_Steamer_E4 | F1 | Commercial | Lodging | New | Food Preparation | Natural Gas | Steamer | E4 | CCE | 0 | 0 | 0 | 0 | 0 | 0 | 0 | 0 | 0 | 0 | 0 | 0 | 0 | 0 | 0 | 0 | 0 | 0 | 0 | 0 | 0 | 0 | 0 | 0 | 0 | 0 | 0
F1_Commercial_Lodging_New_Food Preparation_Natural Gas_Steamer_E5 | F1 | Commercial | Lodging | New | Food Preparation | Natural Gas | Steamer | E5 | CCE | 0 | 0 | 0 | 0 | 0 | 0 | 0 | 0 | 0 | 0 | 0 | 0 | 0 | 0 | 0 | 0 | 0 | 0 | 0 | 0 | 0 | 0 | 0 | 0 | 0 | 0 | 0
F1_Commercial_Lodging_New_Food Preparation_Natural Gas_Steamer_E6 | F1 | Commercial | Lodging | New | Food Preparation | Natural Gas | Steamer | E6 | CCE | 0 | 0 | 0 | 0 | 0 | 0 | 0 | 0 | 0 | 0 | 0 | 0 | 0 | 0 | 0 | 0 | 0 | 0 | 0 | 0 | 0 | 0 | 0 | 0 | 0 | 0 | 0
F1_Commercial_Lodging_New_Food Preparation_Natural Gas_Steamer_E7 | F1 | Commercial | Lodging | New | Food Preparation | Natural Gas | Steamer | E7 | CCE | 0 | 0 | 0 | 0 | 0 | 0 | 0 | 0 | 0 | 0 | 0 | 0 | 0 | 0 | 0 | 0 | 0 | 0 | 0 | 0 | 0 | 0 | 0 | 0 | 0 | 0 | 0
F1_Commercial_Lodging_New_Food Preparation_Natural Gas_Steamer_E8 | F1 | Commercial | Lodging | New | Food Preparation | Natural Gas | Steamer | E8 | CCE | 0 | 0 | 0 | 0 | 0 | 0 | 0 | 0 | 0 | 0 | 0 | 0 | 0 | 0 | 0 | 0 | 0 | 0 | 0 | 0 | 0 | 0 | 0 | 0 | 0 | 0 | 0
F1_Commercial_Lodging_New_Food Preparation_Natural Gas_Steamer_E9 | F1 | Commercial | Lodging | New | Food Preparation | Natural Gas | Steamer | E9 | CCE | 0 | 0 | 0 | 0 | 0 | 0 | 0 | 0 | 0 | 0 | 0 | 0 | 0 | 0 | 0 | 0 | 0 | 0 | 0 | 0 | 0 | 0 | 0 | 0 | 0 | 0 | 0
F1_Commercial_Lodging_New_Food Preparation_Natural Gas_Steamer_E10 | F1 | Commercial | Lodging | New | Food Preparation | Natural Gas | Steamer | E10 | CCE | 0 | 0 | 0 | 0 | 0 | 0 | 0 | 0 | 0 | 0 | 0 | 0 | 0 | 0 | 0 | 0 | 0 | 0 | 0 | 0 | 0 | 0 | 0 | 0 | 0 | 0 | 0
F2_Commercial_Lodging_New_Food Preparation_Natural Gas_Steamer_E1 | F2 | Commercial | Lodging | New | Food Preparation | Natural Gas | Steamer | E1 | TRC BC Ratio | 1 | 0 | 0 | 0 | 0 | 0 | 0 | 0 | 0 | 0 | 0 | 0 | 0 | 0 | 0 | 0 | 0 | 0 | 0 | 0 | 0 | 0 | 0 | 0 | 0 | 0 | 0
F2_Commercial_Lodging_New_Food Preparation_Natural Gas_Steamer_E2 | F2 | Commercial | Lodging | New | Food Preparation | Natural Gas | Steamer | E2 | TRC BC Ratio | bar: 2021 to 2047
F2_Commercial_Lodging_New_Food Preparation_Natural Gas_Steamer_E3 | F2 | Commercial | Lodging | New | Food Preparation | Natural Gas | Steamer | E3 | TRC BC Ratio | 0 | 0 | 0 | 0 | 0 | 0 | 0 | 0 | 0 | 0 | 0 | 0 | 0 | 0 | 0 | 0 | 0 | 0 | 0 | 0 | 0 | 0 | 0 | 0 | 0 | 0 | 0
F2_Commercial_Lodging_New_Food Preparation_Natural Gas_Steamer_E4 | F2 | Commercial | Lodging | New | Food Preparation | Natural Gas | Steamer | E4 | TRC BC Ratio | 0 | 0 | 0 | 0 | 0 | 0 | 0 | 0 | 0 | 0 | 0 | 0 | 0 | 0 | 0 | 0 | 0 | 0 | 0 | 0 | 0 | 0 | 0 | 0 | 0 | 0 | 0
F2_Commercial_Lodging_New_Food Preparation_Natural Gas_Steamer_E5 | F2 | Commercial | Lodging | New | Food Preparation | Natural Gas | Steamer | E5 | TRC BC Ratio | 0 | 0 | 0 | 0 | 0 | 0 | 0 | 0 | 0 | 0 | 0 | 0 | 0 | 0 | 0 | 0 | 0 | 0 | 0 | 0 | 0 | 0 | 0 | 0 | 0 | 0 | 0
F2_Commercial_Lodging_New_Food Preparation_Natural Gas_Steamer_E6 | F2 | Commercial | Lodging | New | Food Preparation | Natural Gas | Steamer | E6 | TRC BC Ratio | 0 | 0 | 0 | 0 | 0 | 0 | 0 | 0 | 0 | 0 | 0 | 0 | 0 | 0 | 0 | 0 | 0 | 0 | 0 | 0 | 0 | 0 | 0 | 0 | 0 | 0 | 0
F2_Commercial_Lodging_New_Food Preparation_Natural Gas_Steamer_E7 | F2 | Commercial | Lodging | New | Food Preparation | Natural Gas | Steamer | E7 | TRC BC Ratio | 0 | 0 | 0 | 0 | 0 | 0 | 0 | 0 | 0 | 0 | 0 | 0 | 0 | 0 | 0 | 0 | 0 | 0 | 0 | 0 | 0 | 0 | 0 | 0 | 0 | 0 | 0
F2_Commercial_Lodging_New_Food Preparation_Natural Gas_Steamer_E8 | F2 | Commercial | Lodging | New | Food Preparation | Natural Gas | Steamer | E8 | TRC BC Ratio | 0 | 0 | 0 | 0 | 0 | 0 | 0 | 0 | 0 | 0 | 0 | 0 | 0 | 0 | 0 | 0 | 0 | 0 | 0 | 0 | 0 | 0 | 0 | 0 | 0 | 0 | 0
F2_Commercial_Lodging_New_Food Preparation_Natural Gas_Steamer_E9 | F2 | Commercial | Lodging | New | Food Preparation | Natural Gas | Steamer | E9 | TRC BC Ratio | 0 | 0 | 0 | 0 | 0 | 0 | 0 | 0 | 0 | 0 | 0 | 0 | 0 | 0 | 0 | 0 | 0 | 0 | 0 | 0 | 0 | 0 | 0 | 0 | 0 | 0 | 0
F2_Commercial_Lodging_New_Food Preparation_Natural Gas_Steamer_E10 | F2 | Commercial | Lodging | New | Food Preparation | Natural Gas | Steamer | E10 | TRC BC Ratio | 0 | 0 | 0 | 0 | 0 | 0 | 0 | 0 | 0 | 0 | 0 | 0 | 0 | 0 | 0 | 0 | 0 | 0 | 0 | 0 | 0 | 0 | 0 | 0 | 0 | 0 | 0
F3_Commercial_Lodging_New_Food Preparation_Natural Gas_Steamer_E1 | F3 | Commercial | Lodging | New | Food Preparation | Natural Gas | Steamer | E1 | PACT BC Ratio | 1 | 0 | 0 | 0 | 0 | 0 | 0 | 0 | 0 | 0 | 0 | 0 | 0 | 0 | 0 | 0 | 0 | 0 | 0 | 0 | 0 | 0 | 0 | 0 | 0 | 0 | 0
F3_Commercial_Lodging_New_Food Preparation_Natural Gas_Steamer_E2 | F3 | Commercial | Lodging | New | Food Preparation | Natural Gas | Steamer | E2 | PACT BC Ratio | bar: 2021 to 2047
F3_Commercial_Lodging_New_Food Preparation_Natural Gas_Steamer_E3 | F3 | Commercial | Lodging | New | Food Preparation | Natural Gas | Steamer | E3 | PACT BC Ratio | 0 | 0 | 0 | 0 | 0 | 0 | 0 | 0 | 0 | 0 | 0 | 0 | 0 | 0 | 0 | 0 | 0 | 0 | 0 | 0 | 0 | 0 | 0 | 0 | 0 | 0 | 0
F3_Commercial_Lodging_New_Food Preparation_Natural Gas_Steamer_E4 | F3 | Commercial | Lodging | New | Food Preparation | Natural Gas | Steamer | E4 | PACT BC Ratio | 0 | 0 | 0 | 0 | 0 | 0 | 0 | 0 | 0 | 0 | 0 | 0 | 0 | 0 | 0 | 0 | 0 | 0 | 0 | 0 | 0 | 0 | 0 | 0 | 0 | 0 | 0
F3_Commercial_Lodging_New_Food Preparation_Natural Gas_Steamer_E5 | F3 | Commercial | Lodging | New | Food Preparation | Natural Gas | Steamer | E5 | PACT BC Ratio | 0 | 0 | 0 | 0 | 0 | 0 | 0 | 0 | 0 | 0 | 0 | 0 | 0 | 0 | 0 | 0 | 0 | 0 | 0 | 0 | 0 | 0 | 0 | 0 | 0 | 0 | 0
F3_Commercial_Lodging_New_Food Preparation_Natural Gas_Steamer_E6 | F3 | Commercial | Lodging | New | Food Preparation | Natural Gas | Steamer | E6 | PACT BC Ratio | 0 | 0 | 0 | 0 | 0 | 0 | 0 | 0 | 0 | 0 | 0 | 0 | 0 | 0 | 0 | 0 | 0 | 0 | 0 | 0 | 0 | 0 | 0 | 0 | 0 | 0 | 0
F3_Commercial_Lodging_New_Food Preparation_Natural Gas_Steamer_E7 | F3 | Commercial | Lodging | New | Food Preparation | Natural Gas | Steamer | E7 | PACT BC Ratio | 0 | 0 | 0 | 0 | 0 | 0 | 0 | 0 | 0 | 0 | 0 | 0 | 0 | 0 | 0 | 0 | 0 | 0 | 0 | 0 | 0 | 0 | 0 | 0 | 0 | 0 | 0
F3_Commercial_Lodging_New_Food Preparation_Natural Gas_Steamer_E8 | F3 | Commercial | Lodging | New | Food Preparation | Natural Gas | Steamer | E8 | PACT BC Ratio | 0 | 0 | 0 | 0 | 0 | 0 | 0 | 0 | 0 | 0 | 0 | 0 | 0 | 0 | 0 | 0 | 0 | 0 | 0 | 0 | 0 | 0 | 0 | 0 | 0 | 0 | 0
F3_Commercial_Lodging_New_Food Preparation_Natural Gas_Steamer_E9 | F3 | Commercial | Lodging | New | Food Preparation | Natural Gas | Steamer | E9 | PACT BC Ratio | 0 | 0 | 0 | 0 | 0 | 0 | 0 | 0 | 0 | 0 | 0 | 0 | 0 | 0 | 0 | 0 | 0 | 0 | 0 | 0 | 0 | 0 | 0 | 0 | 0 | 0 | 0
F3_Commercial_Lodging_New_Food Preparation_Natural Gas_Steamer_E10 | F3 | Commercial | Lodging | New | Food Preparation | Natural Gas | Steamer | E10 | PACT BC Ratio | 0 | 0 | 0 | 0 | 0 | 0 | 0 | 0 | 0 | 0 | 0 | 0 | 0 | 0 | 0 | 0 | 0 | 0 | 0 | 0 | 0 | 0 | 0 | 0 | 0 | 0 | 0
F4_Commercial_Lodging_New_Food Preparation_Natural Gas_Steamer_E1 | F4 | Commercial | Lodging | New | Food Preparation | Natural Gas | Steamer | E1 | RVT BC Ratio | 1 | 0 | 0 | 0 | 0 | 0 | 0 | 0 | 0 | 0 | 0 | 0 | 0 | 0 | 0 | 0 | 0 | 0 | 0 | 0 | 0 | 0 | 0 | 0 | 0 | 0 | 0
F4_Commercial_Lodging_New_Food Preparation_Natural Gas_Steamer_E2 | F4 | Commercial | Lodging | New | Food Preparation | Natural Gas | Steamer | E2 | RVT BC Ratio | bar: 2021 to 2047
F4_Commercial_Lodging_New_Food Preparation_Natural Gas_Steamer_E3 | F4 | Commercial | Lodging | New | Food Preparation | Natural Gas | Steamer | E3 | RVT BC Ratio | 0 | 0 | 0 | 0 | 0 | 0 | 0 | 0 | 0 | 0 | 0 | 0 | 0 | 0 | 0 | 0 | 0 | 0 | 0 | 0 | 0 | 0 | 0 | 0 | 0 | 0 | 0
F4_Commercial_Lodging_New_Food Preparation_Natural Gas_Steamer_E4 | F4 | Commercial | Lodging | New | Food Preparation | Natural Gas | Steamer | E4 | RVT BC Ratio | 0 | 0 | 0 | 0 | 0 | 0 | 0 | 0 | 0 | 0 | 0 | 0 | 0 | 0 | 0 | 0 | 0 | 0 | 0 | 0 | 0 | 0 | 0 | 0 | 0 | 0 | 0
F4_Commercial_Lodging_New_Food Preparation_Natural Gas_Steamer_E5 | F4 | Commercial | Lodging | New | Food Preparation | Natural Gas | Steamer | E5 | RVT BC Ratio | 0 | 0 | 0 | 0 | 0 | 0 | 0 | 0 | 0 | 0 | 0 | 0 | 0 | 0 | 0 | 0 | 0 | 0 | 0 | 0 | 0 | 0 | 0 | 0 | 0 | 0 | 0
F4_Commercial_Lodging_New_Food Preparation_Natural Gas_Steamer_E6 | F4 | Commercial | Lodging | New | Food Preparation | Natural Gas | Steamer | E6 | RVT BC Ratio | 0 | 0 | 0 | 0 | 0 | 0 | 0 | 0 | 0 | 0 | 0 | 0 | 0 | 0 | 0 | 0 | 0 | 0 | 0 | 0 | 0 | 0 | 0 | 0 | 0 | 0 | 0
F4_Commercial_Lodging_New_Food Preparation_Natural Gas_Steamer_E7 | F4 | Commercial | Lodging | New | Food Preparation | Natural Gas | Steamer | E7 | RVT BC Ratio | 0 | 0 | 0 | 0 | 0 | 0 | 0 | 0 | 0 | 0 | 0 | 0 | 0 | 0 | 0 | 0 | 0 | 0 | 0 | 0 | 0 | 0 | 0 | 0 | 0 | 0 | 0
F4_Commercial_Lodging_New_Food Preparation_Natural Gas_Steamer_E8 | F4 | Commercial | Lodging | New | Food Preparation | Natural Gas | Steamer | E8 | RVT BC Ratio | 0 | 0 | 0 | 0 | 0 | 0 | 0 | 0 | 0 | 0 | 0 | 0 | 0 | 0 | 0 | 0 | 0 | 0 | 0 | 0 | 0 | 0 | 0 | 0 | 0 | 0 | 0
F4_Commercial_Lodging_New_Food Preparation_Natural Gas_Steamer_E9 | F4 | Commercial | Lodging | New | Food Preparation | Natural Gas | Steamer | E9 | RVT BC Ratio | 0 | 0 | 0 | 0 | 0 | 0 | 0 | 0 | 0 | 0 | 0 | 0 | 0 | 0 | 0 | 0 | 0 | 0 | 0 | 0 | 0 | 0 | 0 | 0 | 0 | 0 | 0
F4_Commercial_Lodging_New_Food Preparation_Natural Gas_Steamer_E10 | F4 | Commercial | Lodging | New | Food Preparation | Natural Gas | Steamer | E10 | RVT BC Ratio | 0 | 0 | 0 | 0 | 0 | 0 | 0 | 0 | 0 | 0 | 0 | 0 | 0 | 0 | 0 | 0 | 0 | 0 | 0 | 0 | 0 | 0 | 0 | 0 | 0 | 0 | 0
F5_Commercial_Lodging_New_Food Preparation_Natural Gas_Steamer_E1 | F5 | Commercial | Lodging | New | Food Preparation | Natural Gas | Steamer | E1 | RIM BC Ratio | 1 | 0 | 0 | 0 | 0 | 0 | 0 | 0 | 0 | 0 | 0 | 0 | 0 | 0 | 0 | 0 | 0 | 0 | 0 | 0 | 0 | 0 | 0 | 0 | 0 | 0 | 0
F5_Commercial_Lodging_New_Food Preparation_Natural Gas_Steamer_E2 | F5 | Commercial | Lodging | New | Food Preparation | Natural Gas | Steamer | E2 | RIM BC Ratio | bar: 2021 to 2047
F5_Commercial_Lodging_New_Food Preparation_Natural Gas_Steamer_E3 | F5 | Commercial | Lodging | New | Food Preparation | Natural Gas | Steamer | E3 | RIM BC Ratio | 0 | 0 | 0 | 0 | 0 | 0 | 0 | 0 | 0 | 0 | 0 | 0 | 0 | 0 | 0 | 0 | 0 | 0 | 0 | 0 | 0 | 0 | 0 | 0 | 0 | 0 | 0
F5_Commercial_Lodging_New_Food Preparation_Natural Gas_Steamer_E4 | F5 | Commercial | Lodging | New | Food Preparation | Natural Gas | Steamer | E4 | RIM BC Ratio | 0 | 0 | 0 | 0 | 0 | 0 | 0 | 0 | 0 | 0 | 0 | 0 | 0 | 0 | 0 | 0 | 0 | 0 | 0 | 0 | 0 | 0 | 0 | 0 | 0 | 0 | 0
F5_Commercial_Lodging_New_Food Preparation_Natural Gas_Steamer_E5 | F5 | Commercial | Lodging | New | Food Preparation | Natural Gas | Steamer | E5 | RIM BC Ratio | 0 | 0 | 0 | 0 | 0 | 0 | 0 | 0 | 0 | 0 | 0 | 0 | 0 | 0 | 0 | 0 | 0 | 0 | 0 | 0 | 0 | 0 | 0 | 0 | 0 | 0 | 0
F5_Commercial_Lodging_New_Food Preparation_Natural Gas_Steamer_E6 | F5 | Commercial | Lodging | New | Food Preparation | Natural Gas | Steamer | E6 | RIM BC Ratio | 0 | 0 | 0 | 0 | 0 | 0 | 0 | 0 | 0 | 0 | 0 | 0 | 0 | 0 | 0 | 0 | 0 | 0 | 0 | 0 | 0 | 0 | 0 | 0 | 0 | 0 | 0
F5_Commercial_Lodging_New_Food Preparation_Natural Gas_Steamer_E7 | F5 | Commercial | Lodging | New | Food Preparation | Natural Gas | Steamer | E7 | RIM BC Ratio | 0 | 0 | 0 | 0 | 0 | 0 | 0 | 0 | 0 | 0 | 0 | 0 | 0 | 0 | 0 | 0 | 0 | 0 | 0 | 0 | 0 | 0 | 0 | 0 | 0 | 0 | 0
F5_Commercial_Lodging_New_Food Preparation_Natural Gas_Steamer_E8 | F5 | Commercial | Lodging | New | Food Preparation | Natural Gas | Steamer | E8 | RIM BC Ratio | 0 | 0 | 0 | 0 | 0 | 0 | 0 | 0 | 0 | 0 | 0 | 0 | 0 | 0 | 0 | 0 | 0 | 0 | 0 | 0 | 0 | 0 | 0 | 0 | 0 | 0 | 0
F5_Commercial_Lodging_New_Food Preparation_Natural Gas_Steamer_E9 | F5 | Commercial | Lodging | New | Food Preparation | Natural Gas | Steamer | E9 | RIM BC Ratio | 0 | 0 | 0 | 0 | 0 | 0 | 0 | 0 | 0 | 0 | 0 | 0 | 0 | 0 | 0 | 0 | 0 | 0 | 0 | 0 | 0 | 0 | 0 | 0 | 0 | 0 | 0
F5_Commercial_Lodging_New_Food Preparation_Natural Gas_Steamer_E10 | F5 | Commercial | Lodging | New | Food Preparation | Natural Gas | Steamer | E10 | RIM BC Ratio | 0 | 0 | 0 | 0 | 0 | 0 | 0 | 0 | 0 | 0 | 0 | 0 | 0 | 0 | 0 | 0 | 0 | 0 | 0 | 0 | 0 | 0 | 0 | 0 | 0 | 0 | 0
F0_Commercial_Lodging_New_Food Preparation_Natural Gas_Commercial Food Prep Other_E0 | F0 | Commercial | Lodging | New | Food Preparation | Natural Gas | Commercial Food Prep Other | E0 | Economic Unit | ENERGY STAR | ENERGY STAR | ENERGY STAR | ENERGY STAR | ENERGY STAR | ENERGY STAR | ENERGY STAR | ENERGY STAR | ENERGY STAR | ENERGY STAR | ENERGY STAR | ENERGY STAR | ENERGY STAR | ENERGY STAR | ENERGY STAR | ENERGY STAR | ENERGY STAR | ENERGY STAR | ENERGY STAR | ENERGY STAR | ENERGY STAR | ENERGY STAR | ENERGY STAR | ENERGY STAR | ENERGY STAR | ENERGY STAR | ENERGY STAR
F1_Commercial_Lodging_New_Food Preparation_Natural Gas_Commercial Food Prep Other_E1 | F1 | Commercial | Lodging | New | Food Preparation | Natural Gas | Commercial Food Prep Other | E1 | CCE | 0 | 0 | 0 | 0 | 0 | 0 | 0 | 0 | 0 | 0 | 0 | 0 | 0 | 0 | 0 | 0 | 0 | 0 | 0 | 0 | 0 | 0 | 0 | 0 | 0 | 0 | 0
F1_Commercial_Lodging_New_Food Preparation_Natural Gas_Commercial Food Prep Other_E2 | F1 | Commercial | Lodging | New | Food Preparation | Natural Gas | Commercial Food Prep Other | E2 | CCE | 0.0014297 | 0.0014297 | 0.0014297 | 0.0014297 | 0.0014297 | 0.0014297 | 0.0014297 | 0.0014297 | 0.0014297 | 0.0014297 | 0.0014297 | 0.0014297 | 0.0014297 | 0.0014297 | 0.0014297 | 0.0014297 | 0.0014297 | 0.0014297 | 0.0014297 | 0.0014297 | 0.0014297 | 0.0014297 | 0.0014297 | 0.0014297 | 0.0014297 | 0.0014297 | 0.0014297
F1_Commercial_Lodging_New_Food Preparation_Natural Gas_Commercial Food Prep Other_E3 | F1 | Commercial | Lodging | New | Food Preparation | Natural Gas | Commercial Food Prep Other | E3 | CCE | 0 | 0 | 0 | 0 | 0 | 0 | 0 | 0 | 0 | 0 | 0 | 0 | 0 | 0 | 0 | 0 | 0 | 0 | 0 | 0 | 0 | 0 | 0 | 0 | 0 | 0 | 0
F1_Commercial_Lodging_New_Food Preparation_Natural Gas_Commercial Food Prep Other_E4 | F1 | Commercial | Lodging | New | Food Preparation | Natural Gas | Commercial Food Prep Other | E4 | CCE | 0 | 0 | 0 | 0 | 0 | 0 | 0 | 0 | 0 | 0 | 0 | 0 | 0 | 0 | 0 | 0 | 0 | 0 | 0 | 0 | 0 | 0 | 0 | 0 | 0 | 0 | 0
F1_Commercial_Lodging_New_Food Preparation_Natural Gas_Commercial Food Prep Other_E5 | F1 | Commercial | Lodging | New | Food Preparation | Natural Gas | Commercial Food Prep Other | E5 | CCE | 0 | 0 | 0 | 0 | 0 | 0 | 0 | 0 | 0 | 0 | 0 | 0 | 0 | 0 | 0 | 0 | 0 | 0 | 0 | 0 | 0 | 0 | 0 | 0 | 0 | 0 | 0
F1_Commercial_Lodging_New_Food Preparation_Natural Gas_Commercial Food Prep Other_E6 | F1 | Commercial | Lodging | New | Food Preparation | Natural Gas | Commercial Food Prep Other | E6 | CCE | 0 | 0 | 0 | 0 | 0 | 0 | 0 | 0 | 0 | 0 | 0 | 0 | 0 | 0 | 0 | 0 | 0 | 0 | 0 | 0 | 0 | 0 | 0 | 0 | 0 | 0 | 0
F1_Commercial_Lodging_New_Food Preparation_Natural Gas_Commercial Food Prep Other_E7 | F1 | Commercial | Lodging | New | Food Preparation | Natural Gas | Commercial Food Prep Other | E7 | CCE | 0 | 0 | 0 | 0 | 0 | 0 | 0 | 0 | 0 | 0 | 0 | 0 | 0 | 0 | 0 | 0 | 0 | 0 | 0 | 0 | 0 | 0 | 0 | 0 | 0 | 0 | 0
F1_Commercial_Lodging_New_Food Preparation_Natural Gas_Commercial Food Prep Other_E8 | F1 | Commercial | Lodging | New | Food Preparation | Natural Gas | Commercial Food Prep Other | E8 | CCE | 0 | 0 | 0 | 0 | 0 | 0 | 0 | 0 | 0 | 0 | 0 | 0 | 0 | 0 | 0 | 0 | 0 | 0 | 0 | 0 | 0 | 0 | 0 | 0 | 0 | 0 | 0
F1_Commercial_Lodging_New_Food Preparation_Natural Gas_Commercial Food Prep Other_E9 | F1 | Commercial | Lodging | New | Food Preparation | Natural Gas | Commercial Food Prep Other | E9 | CCE | 0 | 0 | 0 | 0 | 0 | 0 | 0 | 0 | 0 | 0 | 0 | 0 | 0 | 0 | 0 | 0 | 0 | 0 | 0 | 0 | 0 | 0 | 0 | 0 | 0 | 0 | 0
F1_Commercial_Lodging_New_Food Preparation_Natural Gas_Commercial Food Prep Other_E10 | F1 | Commercial | Lodging | New | Food Preparation | Natural Gas | Commercial Food Prep Other | E10 | CCE | 0 | 0 | 0 | 0 | 0 | 0 | 0 | 0 | 0 | 0 | 0 | 0 | 0 | 0 | 0 | 0 | 0 | 0 | 0 | 0 | 0 | 0 | 0 | 0 | 0 | 0 | 0
F2_Commercial_Lodging_New_Food Preparation_Natural Gas_Commercial Food Prep Other_E1 | F2 | Commercial | Lodging | New | Food Preparation | Natural Gas | Commercial Food Prep Other | E1 | TRC BC Ratio | bar: 2021 to 2047
F2_Commercial_Lodging_New_Food Preparation_Natural Gas_Commercial Food Prep Other_E2 | F2 | Commercial | Lodging | New | Food Preparation | Natural Gas | Commercial Food Prep Other | E2 | TRC BC Ratio | 9.6116 | 9.4729 | 9.3376 | 9.2065 | 9.2077 | 9.295 | 9.4366 | 9.6081 | 9.7932 | 9.9825 | 10.1698 | 10.3356 | 10.4621 | 10.5159 | 10.491 | 10.3882 | 10.2152 | 9.9888 | 9.7192 | 9.3996 | 9.0257 | 8.5955 | 8.2135 | 7.9663 | 7.8594 | 7.898 | 7.9367
F2_Commercial_Lodging_New_Food Preparation_Natural Gas_Commercial Food Prep Other_E3 | F2 | Commercial | Lodging | New | Food Preparation | Natural Gas | Commercial Food Prep Other | E3 | TRC BC Ratio | 0 | 0 | 0 | 0 | 0 | 0 | 0 | 0 | 0 | 0 | 0 | 0 | 0 | 0 | 0 | 0 | 0 | 0 | 0 | 0 | 0 | 0 | 0 | 0 | 0 | 0 | 0
F2_Commercial_Lodging_New_Food Preparation_Natural Gas_Commercial Food Prep Other_E4 | F2 | Commercial | Lodging | New | Food Preparation | Natural Gas | Commercial Food Prep Other | E4 | TRC BC Ratio | 0 | 0 | 0 | 0 | 0 | 0 | 0 | 0 | 0 | 0 | 0 | 0 | 0 | 0 | 0 | 0 | 0 | 0 | 0 | 0 | 0 | 0 | 0 | 0 | 0 | 0 | 0
F2_Commercial_Lodging_New_Food Preparation_Natural Gas_Commercial Food Prep Other_E5 | F2 | Commercial | Lodging | New | Food Preparation | Natural Gas | Commercial Food Prep Other | E5 | TRC BC Ratio | 0 | 0 | 0 | 0 | 0 | 0 | 0 | 0 | 0 | 0 | 0 | 0 | 0 | 0 | 0 | 0 | 0 | 0 | 0 | 0 | 0 | 0 | 0 | 0 | 0 | 0 | 0
F2_Commercial_Lodging_New_Food Preparation_Natural Gas_Commercial Food Prep Other_E6 | F2 | Commercial | Lodging | New | Food Preparation | Natural Gas | Commercial Food Prep Other | E6 | TRC BC Ratio | 0 | 0 | 0 | 0 | 0 | 0 | 0 | 0 | 0 | 0 | 0 | 0 | 0 | 0 | 0 | 0 | 0 | 0 | 0 | 0 | 0 | 0 | 0 | 0 | 0 | 0 | 0
F2_Commercial_Lodging_New_Food Preparation_Natural Gas_Commercial Food Prep Other_E7 | F2 | Commercial | Lodging | New | Food Preparation | Natural Gas | Commercial Food Prep Other | E7 | TRC BC Ratio | 0 | 0 | 0 | 0 | 0 | 0 | 0 | 0 | 0 | 0 | 0 | 0 | 0 | 0 | 0 | 0 | 0 | 0 | 0 | 0 | 0 | 0 | 0 | 0 | 0 | 0 | 0
F2_Commercial_Lodging_New_Food Preparation_Natural Gas_Commercial Food Prep Other_E8 | F2 | Commercial | Lodging | New | Food Preparation | Natural Gas | Commercial Food Prep Other | E8 | TRC BC Ratio | 0 | 0 | 0 | 0 | 0 | 0 | 0 | 0 | 0 | 0 | 0 | 0 | 0 | 0 | 0 | 0 | 0 | 0 | 0 | 0 | 0 | 0 | 0 | 0 | 0 | 0 | 0
F2_Commercial_Lodging_New_Food Preparation_Natural Gas_Commercial Food Prep Other_E9 | F2 | Commercial | Lodging | New | Food Preparation | Natural Gas | Commercial Food Prep Other | E9 | TRC BC Ratio | 0 | 0 | 0 | 0 | 0 | 0 | 0 | 0 | 0 | 0 | 0 | 0 | 0 | 0 | 0 | 0 | 0 | 0 | 0 | 0 | 0 | 0 | 0 | 0 | 0 | 0 | 0
F2_Commercial_Lodging_New_Food Preparation_Natural Gas_Commercial Food Prep Other_E10 | F2 | Commercial | Lodging | New | Food Preparation | Natural Gas | Commercial Food Prep Other | E10 | TRC BC Ratio | 0 | 0 | 0 | 0 | 0 | 0 | 0 | 0 | 0 | 0 | 0 | 0 | 0 | 0 | 0 | 0 | 0 | 0 | 0 | 0 | 0 | 0 | 0 | 0 | 0 | 0 | 0
F3_Commercial_Lodging_New_Food Preparation_Natural Gas_Commercial Food Prep Other_E1 | F3 | Commercial | Lodging | New | Food Preparation | Natural Gas | Commercial Food Prep Other | E1 | PACT BC Ratio | bar: 2021 to 2047
F3_Commercial_Lodging_New_Food Preparation_Natural Gas_Commercial Food Prep Other_E2 | F3 | Commercial | Lodging | New | Food Preparation | Natural Gas | Commercial Food Prep Other | E2 | PACT BC Ratio | 12.119 | 11.9441 | 11.7735 | 11.6081 | 11.6097 | 11.7198 | 11.8983 | 12.1145 | 12.348 | 12.5867 | 12.8228 | 13.0318 | 13.1913 | 13.2591 | 13.2278 | 13.0982 | 12.88 | 12.5945 | 12.2546 | 11.8517 | 11.3803 | 10.8378 | 10.3562 | 10.0444 | 9.9097 | 9.9583 | 10.0071
F3_Commercial_Lodging_New_Food Preparation_Natural Gas_Commercial Food Prep Other_E3 | F3 | Commercial | Lodging | New | Food Preparation | Natural Gas | Commercial Food Prep Other | E3 | PACT BC Ratio | 0 | 0 | 0 | 0 | 0 | 0 | 0 | 0 | 0 | 0 | 0 | 0 | 0 | 0 | 0 | 0 | 0 | 0 | 0 | 0 | 0 | 0 | 0 | 0 | 0 | 0 | 0
F3_Commercial_Lodging_New_Food Preparation_Natural Gas_Commercial Food Prep Other_E4 | F3 | Commercial | Lodging | New | Food Preparation | Natural Gas | Commercial Food Prep Other | E4 | PACT BC Ratio | 0 | 0 | 0 | 0 | 0 | 0 | 0 | 0 | 0 | 0 | 0 | 0 | 0 | 0 | 0 | 0 | 0 | 0 | 0 | 0 | 0 | 0 | 0 | 0 | 0 | 0 | 0
F3_Commercial_Lodging_New_Food Preparation_Natural Gas_Commercial Food Prep Other_E5 | F3 | Commercial | Lodging | New | Food Preparation | Natural Gas | Commercial Food Prep Other | E5 | PACT BC Ratio | 0 | 0 | 0 | 0 | 0 | 0 | 0 | 0 | 0 | 0 | 0 | 0 | 0 | 0 | 0 | 0 | 0 | 0 | 0 | 0 | 0 | 0 | 0 | 0 | 0 | 0 | 0
F3_Commercial_Lodging_New_Food Preparation_Natural Gas_Commercial Food Prep Other_E6 | F3 | Commercial | Lodging | New | Food Preparation | Natural Gas | Commercial Food Prep Other | E6 | PACT BC Ratio | 0 | 0 | 0 | 0 | 0 | 0 | 0 | 0 | 0 | 0 | 0 | 0 | 0 | 0 | 0 | 0 | 0 | 0 | 0 | 0 | 0 | 0 | 0 | 0 | 0 | 0 | 0
F3_Commercial_Lodging_New_Food Preparation_Natural Gas_Commercial Food Prep Other_E7 | F3 | Commercial | Lodging | New | Food Preparation | Natural Gas | Commercial Food Prep Other | E7 | PACT BC Ratio | 0 | 0 | 0 | 0 | 0 | 0 | 0 | 0 | 0 | 0 | 0 | 0 | 0 | 0 | 0 | 0 | 0 | 0 | 0 | 0 | 0 | 0 | 0 | 0 | 0 | 0 | 0
F3_Commercial_Lodging_New_Food Preparation_Natural Gas_Commercial Food Prep Other_E8 | F3 | Commercial | Lodging | New | Food Preparation | Natural Gas | Commercial Food Prep Other | E8 | PACT BC Ratio | 0 | 0 | 0 | 0 | 0 | 0 | 0 | 0 | 0 | 0 | 0 | 0 | 0 | 0 | 0 | 0 | 0 | 0 | 0 | 0 | 0 | 0 | 0 | 0 | 0 | 0 | 0
F3_Commercial_Lodging_New_Food Preparation_Natural Gas_Commercial Food Prep Other_E9 | F3 | Commercial | Lodging | New | Food Preparation | Natural Gas | Commercial Food Prep Other | E9 | PACT BC Ratio | 0 | 0 | 0 | 0 | 0 | 0 | 0 | 0 | 0 | 0 | 0 | 0 | 0 | 0 | 0 | 0 | 0 | 0 | 0 | 0 | 0 | 0 | 0 | 0 | 0 | 0 | 0
F3_Commercial_Lodging_New_Food Preparation_Natural Gas_Commercial Food Prep Other_E10 | F3 | Commercial | Lodging | New | Food Preparation | Natural Gas | Commercial Food Prep Other | E10 | PACT BC Ratio | 0 | 0 | 0 | 0 | 0 | 0 | 0 | 0 | 0 | 0 | 0 | 0 | 0 | 0 | 0 | 0 | 0 | 0 | 0 | 0 | 0 | 0 | 0 | 0 | 0 | 0 | 0
F4_Commercial_Lodging_New_Food Preparation_Natural Gas_Commercial Food Prep Other_E1 | F4 | Commercial | Lodging | New | Food Preparation | Natural Gas | Commercial Food Prep Other | E1 | RVT BC Ratio | bar: 2021 to 2047
F4_Commercial_Lodging_New_Food Preparation_Natural Gas_Commercial Food Prep Other_E2 | F4 | Commercial | Lodging | New | Food Preparation | Natural Gas | Commercial Food Prep Other | E2 | RVT BC Ratio | 0.7 | 0.7 | 0.7 | 0.7 | 0.7 | 0.7 | 0.7 | 0.7 | 0.7 | 0.7 | 0.7 | 0.7 | 0.7 | 0.7 | 0.7 | 0.7 | 0.7 | 0.7 | 0.7 | 0.7 | 0.7 | 0.7 | 0.7 | 0.7 | 0.7 | 0.7 | 0.7
F4_Commercial_Lodging_New_Food Preparation_Natural Gas_Commercial Food Prep Other_E3 | F4 | Commercial | Lodging | New | Food Preparation | Natural Gas | Commercial Food Prep Other | E3 | RVT BC Ratio | 0 | 0 | 0 | 0 | 0 | 0 | 0 | 0 | 0 | 0 | 0 | 0 | 0 | 0 | 0 | 0 | 0 | 0 | 0 | 0 | 0 | 0 | 0 | 0 | 0 | 0 | 0
F4_Commercial_Lodging_New_Food Preparation_Natural Gas_Commercial Food Prep Other_E4 | F4 | Commercial | Lodging | New | Food Preparation | Natural Gas | Commercial Food Prep Other | E4 | RVT BC Ratio | 0 | 0 | 0 | 0 | 0 | 0 | 0 | 0 | 0 | 0 | 0 | 0 | 0 | 0 | 0 | 0 | 0 | 0 | 0 | 0 | 0 | 0 | 0 | 0 | 0 | 0 | 0
F4_Commercial_Lodging_New_Food Preparation_Natural Gas_Commercial Food Prep Other_E5 | F4 | Commercial | Lodging | New | Food Preparation | Natural Gas | Commercial Food Prep Other | E5 | RVT BC Ratio | 0 | 0 | 0 | 0 | 0 | 0 | 0 | 0 | 0 | 0 | 0 | 0 | 0 | 0 | 0 | 0 | 0 | 0 | 0 | 0 | 0 | 0 | 0 | 0 | 0 | 0 | 0
F4_Commercial_Lodging_New_Food Preparation_Natural Gas_Commercial Food Prep Other_E6 | F4 | Commercial | Lodging | New | Food Preparation | Natural Gas | Commercial Food Prep Other | E6 | RVT BC Ratio | 0 | 0 | 0 | 0 | 0 | 0 | 0 | 0 | 0 | 0 | 0 | 0 | 0 | 0 | 0 | 0 | 0 | 0 | 0 | 0 | 0 | 0 | 0 | 0 | 0 | 0 | 0
F4_Commercial_Lodging_New_Food Preparation_Natural Gas_Commercial Food Prep Other_E7 | F4 | Commercial | Lodging | New | Food Preparation | Natural Gas | Commercial Food Prep Other | E7 | RVT BC Ratio | 0 | 0 | 0 | 0 | 0 | 0 | 0 | 0 | 0 | 0 | 0 | 0 | 0 | 0 | 0 | 0 | 0 | 0 | 0 | 0 | 0 | 0 | 0 | 0 | 0 | 0 | 0
F4_Commercial_Lodging_New_Food Preparation_Natural Gas_Commercial Food Prep Other_E8 | F4 | Commercial | Lodging | New | Food Preparation | Natural Gas | Commercial Food Prep Other | E8 | RVT BC Ratio | 0 | 0 | 0 | 0 | 0 | 0 | 0 | 0 | 0 | 0 | 0 | 0 | 0 | 0 | 0 | 0 | 0 | 0 | 0 | 0 | 0 | 0 | 0 | 0 | 0 | 0 | 0
F4_Commercial_Lodging_New_Food Preparation_Natural Gas_Commercial Food Prep Other_E9 | F4 | Commercial | Lodging | New | Food Preparation | Natural Gas | Commercial Food Prep Other | E9 | RVT BC Ratio | 0 | 0 | 0 | 0 | 0 | 0 | 0 | 0 | 0 | 0 | 0 | 0 | 0 | 0 | 0 | 0 | 0 | 0 | 0 | 0 | 0 | 0 | 0 | 0 | 0 | 0 | 0
F4_Commercial_Lodging_New_Food Preparation_Natural Gas_Commercial Food Prep Other_E10 | F4 | Commercial | Lodging | New | Food Preparation | Natural Gas | Commercial Food Prep Other | E10 | RVT BC Ratio | 0 | 0 | 0 | 0 | 0 | 0 | 0 | 0 | 0 | 0 | 0 | 0 | 0 | 0 | 0 | 0 | 0 | 0 | 0 | 0 | 0 | 0 | 0 | 0 | 0 | 0 | 0
F5_Commercial_Lodging_New_Food Preparation_Natural Gas_Commercial Food Prep Other_E1 | F5 | Commercial | Lodging | New | Food Preparation | Natural Gas | Commercial Food Prep Other | E1 | RIM BC Ratio | bar: 2021 to 2047
F5_Commercial_Lodging_New_Food Preparation_Natural Gas_Commercial Food Prep Other_E2 | F5 | Commercial | Lodging | New | Food Preparation | Natural Gas | Commercial Food Prep Other | E2 | RIM BC Ratio | 12.119 | 11.9441 | 11.7735 | 11.6081 | 11.6097 | 11.7198 | 11.8983 | 12.1145 | 12.348 | 12.5867 | 12.8228 | 13.0318 | 13.1913 | 13.2591 | 13.2278 | 13.0982 | 12.88 | 12.5945 | 12.2546 | 11.8517 | 11.3803 | 10.8378 | 10.3562 | 10.0444 | 9.9097 | 9.9583 | 10.0071
F5_Commercial_Lodging_New_Food Preparation_Natural Gas_Commercial Food Prep Other_E3 | F5 | Commercial | Lodging | New | Food Preparation | Natural Gas | Commercial Food Prep Other | E3 | RIM BC Ratio | 0 | 0 | 0 | 0 | 0 | 0 | 0 | 0 | 0 | 0 | 0 | 0 | 0 | 0 | 0 | 0 | 0 | 0 | 0 | 0 | 0 | 0 | 0 | 0 | 0 | 0 | 0
F5_Commercial_Lodging_New_Food Preparation_Natural Gas_Commercial Food Prep Other_E4 | F5 | Commercial | Lodging | New | Food Preparation | Natural Gas | Commercial Food Prep Other | E4 | RIM BC Ratio | 0 | 0 | 0 | 0 | 0 | 0 | 0 | 0 | 0 | 0 | 0 | 0 | 0 | 0 | 0 | 0 | 0 | 0 | 0 | 0 | 0 | 0 | 0 | 0 | 0 | 0 | 0
F5_Commercial_Lodging_New_Food Preparation_Natural Gas_Commercial Food Prep Other_E5 | F5 | Commercial | Lodging | New | Food Preparation | Natural Gas | Commercial Food Prep Other | E5 | RIM BC Ratio | 0 | 0 | 0 | 0 | 0 | 0 | 0 | 0 | 0 | 0 | 0 | 0 | 0 | 0 | 0 | 0 | 0 | 0 | 0 | 0 | 0 | 0 | 0 | 0 | 0 | 0 | 0
F5_Commercial_Lodging_New_Food Preparation_Natural Gas_Commercial Food Prep Other_E6 | F5 | Commercial | Lodging | New | Food Preparation | Natural Gas | Commercial Food Prep Other | E6 | RIM BC Ratio | 0 | 0 | 0 | 0 | 0 | 0 | 0 | 0 | 0 | 0 | 0 | 0 | 0 | 0 | 0 | 0 | 0 | 0 | 0 | 0 | 0 | 0 | 0 | 0 | 0 | 0 | 0
F5_Commercial_Lodging_New_Food Preparation_Natural Gas_Commercial Food Prep Other_E7 | F5 | Commercial | Lodging | New | Food Preparation | Natural Gas | Commercial Food Prep Other | E7 | RIM BC Ratio | 0 | 0 | 0 | 0 | 0 | 0 | 0 | 0 | 0 | 0 | 0 | 0 | 0 | 0 | 0 | 0 | 0 | 0 | 0 | 0 | 0 | 0 | 0 | 0 | 0 | 0 | 0
F5_Commercial_Lodging_New_Food Preparation_Natural Gas_Commercial Food Prep Other_E8 | F5 | Commercial | Lodging | New | Food Preparation | Natural Gas | Commercial Food Prep Other | E8 | RIM BC Ratio | 0 | 0 | 0 | 0 | 0 | 0 | 0 | 0 | 0 | 0 | 0 | 0 | 0 | 0 | 0 | 0 | 0 | 0 | 0 | 0 | 0 | 0 | 0 | 0 | 0 | 0 | 0
F5_Commercial_Lodging_New_Food Preparation_Natural Gas_Commercial Food Prep Other_E9 | F5 | Commercial | Lodging | New | Food Preparation | Natural Gas | Commercial Food Prep Other | E9 | RIM BC Ratio | 0 | 0 | 0 | 0 | 0 | 0 | 0 | 0 | 0 | 0 | 0 | 0 | 0 | 0 | 0 | 0 | 0 | 0 | 0 | 0 | 0 | 0 | 0 | 0 | 0 | 0 | 0
F5_Commercial_Lodging_New_Food Preparation_Natural Gas_Commercial Food Prep Other_E10 | F5 | Commercial | Lodging | New | Food Preparation | Natural Gas | Commercial Food Prep Other | E10 | RIM BC Ratio | 0 | 0 | 0 | 0 | 0 | 0 | 0 | 0 | 0 | 0 | 0 | 0 | 0 | 0 | 0 | 0 | 0 | 0 | 0 | 0 | 0 | 0 | 0 | 0 | 0 | 0 | 0
F0_Commercial_Lodging_New_Miscellaneous_Natural Gas_Pool Heater_E0 | F0 | Commercial | Lodging | New | Miscellaneous | Natural Gas | Pool Heater | E0 | Economic Unit | Standard (EF .78) | Standard (EF .78) | Standard (EF .78) | Standard (EF .78) | Standard (EF .78) | Standard (EF .78) | Standard (EF .78) | Standard (EF .78) | Standard (EF .78) | Standard (EF .78) | Standard (EF .78) | Standard (EF .78) | Standard (EF .78) | Standard (EF .78) | Standard (EF .78) | Standard (EF .78) | Standard (EF .78) | Standard (EF .78) | Standard (EF .78) | Standard (EF .78) | Standard (EF .78) | Standard (EF .78) | Standard (EF .78) | Standard (EF .78) | Standard (EF .78) | Standard (EF .78) | Standard (EF .78)
F1_Commercial_Lodging_New_Miscellaneous_Natural Gas_Pool Heater_E1 | F1 | Commercial | Lodging | New | Miscellaneous | Natural Gas | Pool Heater | E1 | CCE | 0 | 0 | 0 | 0 | 0 | 0 | 0 | 0 | 0 | 0 | 0 | 0 | 0 | 0 | 0 | 0 | 0 | 0 | 0 | 0 | 0 | 0 | 0 | 0 | 0 | 0 | 0
F1_Commercial_Lodging_New_Miscellaneous_Natural Gas_Pool Heater_E2 | F1 | Commercial | Lodging | New | Miscellaneous | Natural Gas | Pool Heater | E2 | CCE | 0.01727 | 0.01727 | 0.01727 | 0.01727 | 0.01727 | 0.01727 | 0.01727 | 0.01727 | 0.01727 | 0.01727 | 0.01727 | 0.01727 | 0.01727 | 0.01727 | 0.01727 | 0.01727 | 0.01727 | 0.01727 | 0.01727 | 0.01727 | 0.01727 | 0.01727 | 0.01727 | 0.01727 | 0.01727 | 0.01727 | 0.01727
F1_Commercial_Lodging_New_Miscellaneous_Natural Gas_Pool Heater_E3 | F1 | Commercial | Lodging | New | Miscellaneous | Natural Gas | Pool Heater | E3 | CCE | 0 | 0 | 0 | 0 | 0 | 0 | 0 | 0 | 0 | 0 | 0 | 0 | 0 | 0 | 0 | 0 | 0 | 0 | 0 | 0 | 0 | 0 | 0 | 0 | 0 | 0 | 0
F1_Commercial_Lodging_New_Miscellaneous_Natural Gas_Pool Heater_E4 | F1 | Commercial | Lodging | New | Miscellaneous | Natural Gas | Pool Heater | E4 | CCE | 0 | 0 | 0 | 0 | 0 | 0 | 0 | 0 | 0 | 0 | 0 | 0 | 0 | 0 | 0 | 0 | 0 | 0 | 0 | 0 | 0 | 0 | 0 | 0 | 0 | 0 | 0
F1_Commercial_Lodging_New_Miscellaneous_Natural Gas_Pool Heater_E5 | F1 | Commercial | Lodging | New | Miscellaneous | Natural Gas | Pool Heater | E5 | CCE | 0 | 0 | 0 | 0 | 0 | 0 | 0 | 0 | 0 | 0 | 0 | 0 | 0 | 0 | 0 | 0 | 0 | 0 | 0 | 0 | 0 | 0 | 0 | 0 | 0 | 0 | 0
F1_Commercial_Lodging_New_Miscellaneous_Natural Gas_Pool Heater_E6 | F1 | Commercial | Lodging | New | Miscellaneous | Natural Gas | Pool Heater | E6 | CCE | 0 | 0 | 0 | 0 | 0 | 0 | 0 | 0 | 0 | 0 | 0 | 0 | 0 | 0 | 0 | 0 | 0 | 0 | 0 | 0 | 0 | 0 | 0 | 0 | 0 | 0 | 0
F1_Commercial_Lodging_New_Miscellaneous_Natural Gas_Pool Heater_E7 | F1 | Commercial | Lodging | New | Miscellaneous | Natural Gas | Pool Heater | E7 | CCE | 0 | 0 | 0 | 0 | 0 | 0 | 0 | 0 | 0 | 0 | 0 | 0 | 0 | 0 | 0 | 0 | 0 | 0 | 0 | 0 | 0 | 0 | 0 | 0 | 0 | 0 | 0
F1_Commercial_Lodging_New_Miscellaneous_Natural Gas_Pool Heater_E8 | F1 | Commercial | Lodging | New | Miscellaneous | Natural Gas | Pool Heater | E8 | CCE | 0 | 0 | 0 | 0 | 0 | 0 | 0 | 0 | 0 | 0 | 0 | 0 | 0 | 0 | 0 | 0 | 0 | 0 | 0 | 0 | 0 | 0 | 0 | 0 | 0 | 0 | 0
F1_Commercial_Lodging_New_Miscellaneous_Natural Gas_Pool Heater_E9 | F1 | Commercial | Lodging | New | Miscellaneous | Natural Gas | Pool Heater | E9 | CCE | 0 | 0 | 0 | 0 | 0 | 0 | 0 | 0 | 0 | 0 | 0 | 0 | 0 | 0 | 0 | 0 | 0 | 0 | 0 | 0 | 0 | 0 | 0 | 0 | 0 | 0 | 0
F1_Commercial_Lodging_New_Miscellaneous_Natural Gas_Pool Heater_E10 | F1 | Commercial | Lodging | New | Miscellaneous | Natural Gas | Pool Heater | E10 | CCE | 0 | 0 | 0 | 0 | 0 | 0 | 0 | 0 | 0 | 0 | 0 | 0 | 0 | 0 | 0 | 0 | 0 | 0 | 0 | 0 | 0 | 0 | 0 | 0 | 0 | 0 | 0
F2_Commercial_Lodging_New_Miscellaneous_Natural Gas_Pool Heater_E1 | F2 | Commercial | Lodging | New | Miscellaneous | Natural Gas | Pool Heater | E1 | TRC BC Ratio | bar: 2021 to 2047
F2_Commercial_Lodging_New_Miscellaneous_Natural Gas_Pool Heater_E2 | F2 | Commercial | Lodging | New | Miscellaneous | Natural Gas | Pool Heater | E2 | TRC BC Ratio | 0.81519 | 0.79395 | 0.77145 | 0.74865 | 0.74158 | 0.74479 | 0.75444 | 0.76754 | 0.78207 | 0.7969 | 0.8123 | 0.82818 | 0.84505 | 0.86169 | 0.87741 | 0.88939 | 0.89388 | 0.88772 | 0.8685 | 0.83583 | 0.79136 | 0.73728 | 0.68909 | 0.65735 | 0.64275 | 0.6459 | 0.64907
F2_Commercial_Lodging_New_Miscellaneous_Natural Gas_Pool Heater_E3 | F2 | Commercial | Lodging | New | Miscellaneous | Natural Gas | Pool Heater | E3 | TRC BC Ratio | 0 | 0 | 0 | 0 | 0 | 0 | 0 | 0 | 0 | 0 | 0 | 0 | 0 | 0 | 0 | 0 | 0 | 0 | 0 | 0 | 0 | 0 | 0 | 0 | 0 | 0 | 0
F2_Commercial_Lodging_New_Miscellaneous_Natural Gas_Pool Heater_E4 | F2 | Commercial | Lodging | New | Miscellaneous | Natural Gas | Pool Heater | E4 | TRC BC Ratio | 0 | 0 | 0 | 0 | 0 | 0 | 0 | 0 | 0 | 0 | 0 | 0 | 0 | 0 | 0 | 0 | 0 | 0 | 0 | 0 | 0 | 0 | 0 | 0 | 0 | 0 | 0
F2_Commercial_Lodging_New_Miscellaneous_Natural Gas_Pool Heater_E5 | F2 | Commercial | Lodging | New | Miscellaneous | Natural Gas | Pool Heater | E5 | TRC BC Ratio | 0 | 0 | 0 | 0 | 0 | 0 | 0 | 0 | 0 | 0 | 0 | 0 | 0 | 0 | 0 | 0 | 0 | 0 | 0 | 0 | 0 | 0 | 0 | 0 | 0 | 0 | 0
F2_Commercial_Lodging_New_Miscellaneous_Natural Gas_Pool Heater_E6 | F2 | Commercial | Lodging | New | Miscellaneous | Natural Gas | Pool Heater | E6 | TRC BC Ratio | 0 | 0 | 0 | 0 | 0 | 0 | 0 | 0 | 0 | 0 | 0 | 0 | 0 | 0 | 0 | 0 | 0 | 0 | 0 | 0 | 0 | 0 | 0 | 0 | 0 | 0 | 0
F2_Commercial_Lodging_New_Miscellaneous_Natural Gas_Pool Heater_E7 | F2 | Commercial | Lodging | New | Miscellaneous | Natural Gas | Pool Heater | E7 | TRC BC Ratio | 0 | 0 | 0 | 0 | 0 | 0 | 0 | 0 | 0 | 0 | 0 | 0 | 0 | 0 | 0 | 0 | 0 | 0 | 0 | 0 | 0 | 0 | 0 | 0 | 0 | 0 | 0
F2_Commercial_Lodging_New_Miscellaneous_Natural Gas_Pool Heater_E8 | F2 | Commercial | Lodging | New | Miscellaneous | Natural Gas | Pool Heater | E8 | TRC BC Ratio | 0 | 0 | 0 | 0 | 0 | 0 | 0 | 0 | 0 | 0 | 0 | 0 | 0 | 0 | 0 | 0 | 0 | 0 | 0 | 0 | 0 | 0 | 0 | 0 | 0 | 0 | 0
F2_Commercial_Lodging_New_Miscellaneous_Natural Gas_Pool Heater_E9 | F2 | Commercial | Lodging | New | Miscellaneous | Natural Gas | Pool Heater | E9 | TRC BC Ratio | 0 | 0 | 0 | 0 | 0 | 0 | 0 | 0 | 0 | 0 | 0 | 0 | 0 | 0 | 0 | 0 | 0 | 0 | 0 | 0 | 0 | 0 | 0 | 0 | 0 | 0 | 0
F2_Commercial_Lodging_New_Miscellaneous_Natural Gas_Pool Heater_E10 | F2 | Commercial | Lodging | New | Miscellaneous | Natural Gas | Pool Heater | E10 | TRC BC Ratio | 0 | 0 | 0 | 0 | 0 | 0 | 0 | 0 | 0 | 0 | 0 | 0 | 0 | 0 | 0 | 0 | 0 | 0 | 0 | 0 | 0 | 0 | 0 | 0 | 0 | 0 | 0
F3_Commercial_Lodging_New_Miscellaneous_Natural Gas_Pool Heater_E1 | F3 | Commercial | Lodging | New | Miscellaneous | Natural Gas | Pool Heater | E1 | PACT BC Ratio | bar: 2021 to 2047
F3_Commercial_Lodging_New_Miscellaneous_Natural Gas_Pool Heater_E2 | F3 | Commercial | Lodging | New | Miscellaneous | Natural Gas | Pool Heater | E2 | PACT BC Ratio | 1.0278 | 1.0011 | 0.9727 | 0.94395 | 0.93503 | 0.93908 | 0.95126 | 0.96777 | 0.98608 | 1.0048 | 1.0242 | 1.0442 | 1.0655 | 1.0865 | 1.1063 | 1.1214 | 1.1271 | 1.1193 | 1.0951 | 1.0539 | 0.99781 | 0.92962 | 0.86885 | 0.82883 | 0.81042 | 0.8144 | 0.81839
F3_Commercial_Lodging_New_Miscellaneous_Natural Gas_Pool Heater_E3 | F3 | Commercial | Lodging | New | Miscellaneous | Natural Gas | Pool Heater | E3 | PACT BC Ratio | 0 | 0 | 0 | 0 | 0 | 0 | 0 | 0 | 0 | 0 | 0 | 0 | 0 | 0 | 0 | 0 | 0 | 0 | 0 | 0 | 0 | 0 | 0 | 0 | 0 | 0 | 0
F3_Commercial_Lodging_New_Miscellaneous_Natural Gas_Pool Heater_E4 | F3 | Commercial | Lodging | New | Miscellaneous | Natural Gas | Pool Heater | E4 | PACT BC Ratio | 0 | 0 | 0 | 0 | 0 | 0 | 0 | 0 | 0 | 0 | 0 | 0 | 0 | 0 | 0 | 0 | 0 | 0 | 0 | 0 | 0 | 0 | 0 | 0 | 0 | 0 | 0
F3_Commercial_Lodging_New_Miscellaneous_Natural Gas_Pool Heater_E5 | F3 | Commercial | Lodging | New | Miscellaneous | Natural Gas | Pool Heater | E5 | PACT BC Ratio | 0 | 0 | 0 | 0 | 0 | 0 | 0 | 0 | 0 | 0 | 0 | 0 | 0 | 0 | 0 | 0 | 0 | 0 | 0 | 0 | 0 | 0 | 0 | 0 | 0 | 0 | 0
F3_Commercial_Lodging_New_Miscellaneous_Natural Gas_Pool Heater_E6 | F3 | Commercial | Lodging | New | Miscellaneous | Natural Gas | Pool Heater | E6 | PACT BC Ratio | 0 | 0 | 0 | 0 | 0 | 0 | 0 | 0 | 0 | 0 | 0 | 0 | 0 | 0 | 0 | 0 | 0 | 0 | 0 | 0 | 0 | 0 | 0 | 0 | 0 | 0 | 0
F3_Commercial_Lodging_New_Miscellaneous_Natural Gas_Pool Heater_E7 | F3 | Commercial | Lodging | New | Miscellaneous | Natural Gas | Pool Heater | E7 | PACT BC Ratio | 0 | 0 | 0 | 0 | 0 | 0 | 0 | 0 | 0 | 0 | 0 | 0 | 0 | 0 | 0 | 0 | 0 | 0 | 0 | 0 | 0 | 0 | 0 | 0 | 0 | 0 | 0
F3_Commercial_Lodging_New_Miscellaneous_Natural Gas_Pool Heater_E8 | F3 | Commercial | Lodging | New | Miscellaneous | Natural Gas | Pool Heater | E8 | PACT BC Ratio | 0 | 0 | 0 | 0 | 0 | 0 | 0 | 0 | 0 | 0 | 0 | 0 | 0 | 0 | 0 | 0 | 0 | 0 | 0 | 0 | 0 | 0 | 0 | 0 | 0 | 0 | 0
F3_Commercial_Lodging_New_Miscellaneous_Natural Gas_Pool Heater_E9 | F3 | Commercial | Lodging | New | Miscellaneous | Natural Gas | Pool Heater | E9 | PACT BC Ratio | 0 | 0 | 0 | 0 | 0 | 0 | 0 | 0 | 0 | 0 | 0 | 0 | 0 | 0 | 0 | 0 | 0 | 0 | 0 | 0 | 0 | 0 | 0 | 0 | 0 | 0 | 0
F3_Commercial_Lodging_New_Miscellaneous_Natural Gas_Pool Heater_E10 | F3 | Commercial | Lodging | New | Miscellaneous | Natural Gas | Pool Heater | E10 | PACT BC Ratio | 0 | 0 | 0 | 0 | 0 | 0 | 0 | 0 | 0 | 0 | 0 | 0 | 0 | 0 | 0 | 0 | 0 | 0 | 0 | 0 | 0 | 0 | 0 | 0 | 0 | 0 | 0
F4_Commercial_Lodging_New_Miscellaneous_Natural Gas_Pool Heater_E1 | F4 | Commercial | Lodging | New | Miscellaneous | Natural Gas | Pool Heater | E1 | RVT BC Ratio | bar: 2021 to 2047
F4_Commercial_Lodging_New_Miscellaneous_Natural Gas_Pool Heater_E2 | F4 | Commercial | Lodging | New | Miscellaneous | Natural Gas | Pool Heater | E2 | RVT BC Ratio | 0.7 | 0.7 | 0.7 | 0.7 | 0.7 | 0.7 | 0.7 | 0.7 | 0.7 | 0.7 | 0.7 | 0.7 | 0.7 | 0.7 | 0.7 | 0.7 | 0.7 | 0.7 | 0.7 | 0.7 | 0.7 | 0.7 | 0.7 | 0.7 | 0.7 | 0.7 | 0.7
F4_Commercial_Lodging_New_Miscellaneous_Natural Gas_Pool Heater_E3 | F4 | Commercial | Lodging | New | Miscellaneous | Natural Gas | Pool Heater | E3 | RVT BC Ratio | 0 | 0 | 0 | 0 | 0 | 0 | 0 | 0 | 0 | 0 | 0 | 0 | 0 | 0 | 0 | 0 | 0 | 0 | 0 | 0 | 0 | 0 | 0 | 0 | 0 | 0 | 0
F4_Commercial_Lodging_New_Miscellaneous_Natural Gas_Pool Heater_E4 | F4 | Commercial | Lodging | New | Miscellaneous | Natural Gas | Pool Heater | E4 | RVT BC Ratio | 0 | 0 | 0 | 0 | 0 | 0 | 0 | 0 | 0 | 0 | 0 | 0 | 0 | 0 | 0 | 0 | 0 | 0 | 0 | 0 | 0 | 0 | 0 | 0 | 0 | 0 | 0
F4_Commercial_Lodging_New_Miscellaneous_Natural Gas_Pool Heater_E5 | F4 | Commercial | Lodging | New | Miscellaneous | Natural Gas | Pool Heater | E5 | RVT BC Ratio | 0 | 0 | 0 | 0 | 0 | 0 | 0 | 0 | 0 | 0 | 0 | 0 | 0 | 0 | 0 | 0 | 0 | 0 | 0 | 0 | 0 | 0 | 0 | 0 | 0 | 0 | 0
F4_Commercial_Lodging_New_Miscellaneous_Natural Gas_Pool Heater_E6 | F4 | Commercial | Lodging | New | Miscellaneous | Natural Gas | Pool Heater | E6 | RVT BC Ratio | 0 | 0 | 0 | 0 | 0 | 0 | 0 | 0 | 0 | 0 | 0 | 0 | 0 | 0 | 0 | 0 | 0 | 0 | 0 | 0 | 0 | 0 | 0 | 0 | 0 | 0 | 0
F4_Commercial_Lodging_New_Miscellaneous_Natural Gas_Pool Heater_E7 | F4 | Commercial | Lodging | New | Miscellaneous | Natural Gas | Pool Heater | E7 | RVT BC Ratio | 0 | 0 | 0 | 0 | 0 | 0 | 0 | 0 | 0 | 0 | 0 | 0 | 0 | 0 | 0 | 0 | 0 | 0 | 0 | 0 | 0 | 0 | 0 | 0 | 0 | 0 | 0
F4_Commercial_Lodging_New_Miscellaneous_Natural Gas_Pool Heater_E8 | F4 | Commercial | Lodging | New | Miscellaneous | Natural Gas | Pool Heater | E8 | RVT BC Ratio | 0 | 0 | 0 | 0 | 0 | 0 | 0 | 0 | 0 | 0 | 0 | 0 | 0 | 0 | 0 | 0 | 0 | 0 | 0 | 0 | 0 | 0 | 0 | 0 | 0 | 0 | 0
F4_Commercial_Lodging_New_Miscellaneous_Natural Gas_Pool Heater_E9 | F4 | Commercial | Lodging | New | Miscellaneous | Natural Gas | Pool Heater | E9 | RVT BC Ratio | 0 | 0 | 0 | 0 | 0 | 0 | 0 | 0 | 0 | 0 | 0 | 0 | 0 | 0 | 0 | 0 | 0 | 0 | 0 | 0 | 0 | 0 | 0 | 0 | 0 | 0 | 0
F4_Commercial_Lodging_New_Miscellaneous_Natural Gas_Pool Heater_E10 | F4 | Commercial | Lodging | New | Miscellaneous | Natural Gas | Pool Heater | E10 | RVT BC Ratio | 0 | 0 | 0 | 0 | 0 | 0 | 0 | 0 | 0 | 0 | 0 | 0 | 0 | 0 | 0 | 0 | 0 | 0 | 0 | 0 | 0 | 0 | 0 | 0 | 0 | 0 | 0
F5_Commercial_Lodging_New_Miscellaneous_Natural Gas_Pool Heater_E1 | F5 | Commercial | Lodging | New | Miscellaneous | Natural Gas | Pool Heater | E1 | RIM BC Ratio | bar: 2021 to 2047
F5_Commercial_Lodging_New_Miscellaneous_Natural Gas_Pool Heater_E2 | F5 | Commercial | Lodging | New | Miscellaneous | Natural Gas | Pool Heater | E2 | RIM BC Ratio | 1.0278 | 1.0011 | 0.9727 | 0.94395 | 0.93503 | 0.93908 | 0.95126 | 0.96777 | 0.98608 | 1.0048 | 1.0242 | 1.0442 | 1.0655 | 1.0865 | 1.1063 | 1.1214 | 1.1271 | 1.1193 | 1.0951 | 1.0539 | 0.99781 | 0.92962 | 0.86885 | 0.82883 | 0.81042 | 0.8144 | 0.81839
F5_Commercial_Lodging_New_Miscellaneous_Natural Gas_Pool Heater_E3 | F5 | Commercial | Lodging | New | Miscellaneous | Natural Gas | Pool Heater | E3 | RIM BC Ratio | 0 | 0 | 0 | 0 | 0 | 0 | 0 | 0 | 0 | 0 | 0 | 0 | 0 | 0 | 0 | 0 | 0 | 0 | 0 | 0 | 0 | 0 | 0 | 0 | 0 | 0 | 0
F5_Commercial_Lodging_New_Miscellaneous_Natural Gas_Pool Heater_E4 | F5 | Commercial | Lodging | New | Miscellaneous | Natural Gas | Pool Heater | E4 | RIM BC Ratio | 0 | 0 | 0 | 0 | 0 | 0 | 0 | 0 | 0 | 0 | 0 | 0 | 0 | 0 | 0 | 0 | 0 | 0 | 0 | 0 | 0 | 0 | 0 | 0 | 0 | 0 | 0
F5_Commercial_Lodging_New_Miscellaneous_Natural Gas_Pool Heater_E5 | F5 | Commercial | Lodging | New | Miscellaneous | Natural Gas | Pool Heater | E5 | RIM BC Ratio | 0 | 0 | 0 | 0 | 0 | 0 | 0 | 0 | 0 | 0 | 0 | 0 | 0 | 0 | 0 | 0 | 0 | 0 | 0 | 0 | 0 | 0 | 0 | 0 | 0 | 0 | 0
F5_Commercial_Lodging_New_Miscellaneous_Natural Gas_Pool Heater_E6 | F5 | Commercial | Lodging | New | Miscellaneous | Natural Gas | Pool Heater | E6 | RIM BC Ratio | 0 | 0 | 0 | 0 | 0 | 0 | 0 | 0 | 0 | 0 | 0 | 0 | 0 | 0 | 0 | 0 | 0 | 0 | 0 | 0 | 0 | 0 | 0 | 0 | 0 | 0 | 0
F5_Commercial_Lodging_New_Miscellaneous_Natural Gas_Pool Heater_E7 | F5 | Commercial | Lodging | New | Miscellaneous | Natural Gas | Pool Heater | E7 | RIM BC Ratio | 0 | 0 | 0 | 0 | 0 | 0 | 0 | 0 | 0 | 0 | 0 | 0 | 0 | 0 | 0 | 0 | 0 | 0 | 0 | 0 | 0 | 0 | 0 | 0 | 0 | 0 | 0
F5_Commercial_Lodging_New_Miscellaneous_Natural Gas_Pool Heater_E8 | F5 | Commercial | Lodging | New | Miscellaneous | Natural Gas | Pool Heater | E8 | RIM BC Ratio | 0 | 0 | 0 | 0 | 0 | 0 | 0 | 0 | 0 | 0 | 0 | 0 | 0 | 0 | 0 | 0 | 0 | 0 | 0 | 0 | 0 | 0 | 0 | 0 | 0 | 0 | 0
F5_Commercial_Lodging_New_Miscellaneous_Natural Gas_Pool Heater_E9 | F5 | Commercial | Lodging | New | Miscellaneous | Natural Gas | Pool Heater | E9 | RIM BC Ratio | 0 | 0 | 0 | 0 | 0 | 0 | 0 | 0 | 0 | 0 | 0 | 0 | 0 | 0 | 0 | 0 | 0 | 0 | 0 | 0 | 0 | 0 | 0 | 0 | 0 | 0 | 0
F5_Commercial_Lodging_New_Miscellaneous_Natural Gas_Pool Heater_E10 | F5 | Commercial | Lodging | New | Miscellaneous | Natural Gas | Pool Heater | E10 | RIM BC Ratio | 0 | 0 | 0 | 0 | 0 | 0 | 0 | 0 | 0 | 0 | 0 | 0 | 0 | 0 | 0 | 0 | 0 | 0 | 0 | 0 | 0 | 0 | 0 | 0 | 0 | 0 | 0
F0_Commercial_Lodging_New_Miscellaneous_Natural Gas_Miscellaneous_E0 | F0 | Commercial | Lodging | New | Miscellaneous | Natural Gas | Miscellaneous | E0 | Economic Unit | Miscellaneous | Miscellaneous | Miscellaneous | Miscellaneous | Miscellaneous | Miscellaneous | Miscellaneous | Miscellaneous | Miscellaneous | Miscellaneous | Miscellaneous | Miscellaneous | Miscellaneous | Miscellaneous | Miscellaneous | Miscellaneous | Miscellaneous | Miscellaneous | Miscellaneous | Miscellaneous | Miscellaneous | Miscellaneous | Miscellaneous | Miscellaneous | Miscellaneous | Miscellaneous | Miscellaneous
F1_Commercial_Lodging_New_Miscellaneous_Natural Gas_Miscellaneous_E1 | F1 | Commercial | Lodging | New | Miscellaneous | Natural Gas | Miscellaneous | E1 | CCE | 0 | 0 | 0 | 0 | 0 | 0 | 0 | 0 | 0 | 0 | 0 | 0 | 0 | 0 | 0 | 0 | 0 | 0 | 0 | 0 | 0 | 0 | 0 | 0 | 0 | 0 | 0
F1_Commercial_Lodging_New_Miscellaneous_Natural Gas_Miscellaneous_E2 | F1 | Commercial | Lodging | New | Miscellaneous | Natural Gas | Miscellaneous | E2 | CCE | 0 | 0 | 0 | 0 | 0 | 0 | 0 | 0 | 0 | 0 | 0 | 0 | 0 | 0 | 0 | 0 | 0 | 0 | 0 | 0 | 0 | 0 | 0 | 0 | 0 | 0 | 0
F1_Commercial_Lodging_New_Miscellaneous_Natural Gas_Miscellaneous_E3 | F1 | Commercial | Lodging | New | Miscellaneous | Natural Gas | Miscellaneous | E3 | CCE | 0 | 0 | 0 | 0 | 0 | 0 | 0 | 0 | 0 | 0 | 0 | 0 | 0 | 0 | 0 | 0 | 0 | 0 | 0 | 0 | 0 | 0 | 0 | 0 | 0 | 0 | 0
F1_Commercial_Lodging_New_Miscellaneous_Natural Gas_Miscellaneous_E4 | F1 | Commercial | Lodging | New | Miscellaneous | Natural Gas | Miscellaneous | E4 | CCE | 0 | 0 | 0 | 0 | 0 | 0 | 0 | 0 | 0 | 0 | 0 | 0 | 0 | 0 | 0 | 0 | 0 | 0 | 0 | 0 | 0 | 0 | 0 | 0 | 0 | 0 | 0
F1_Commercial_Lodging_New_Miscellaneous_Natural Gas_Miscellaneous_E5 | F1 | Commercial | Lodging | New | Miscellaneous | Natural Gas | Miscellaneous | E5 | CCE | 0 | 0 | 0 | 0 | 0 | 0 | 0 | 0 | 0 | 0 | 0 | 0 | 0 | 0 | 0 | 0 | 0 | 0 | 0 | 0 | 0 | 0 | 0 | 0 | 0 | 0 | 0
F1_Commercial_Lodging_New_Miscellaneous_Natural Gas_Miscellaneous_E6 | F1 | Commercial | Lodging | New | Miscellaneous | Natural Gas | Miscellaneous | E6 | CCE | 0 | 0 | 0 | 0 | 0 | 0 | 0 | 0 | 0 | 0 | 0 | 0 | 0 | 0 | 0 | 0 | 0 | 0 | 0 | 0 | 0 | 0 | 0 | 0 | 0 | 0 | 0
F1_Commercial_Lodging_New_Miscellaneous_Natural Gas_Miscellaneous_E7 | F1 | Commercial | Lodging | New | Miscellaneous | Natural Gas | Miscellaneous | E7 | CCE | 0 | 0 | 0 | 0 | 0 | 0 | 0 | 0 | 0 | 0 | 0 | 0 | 0 | 0 | 0 | 0 | 0 | 0 | 0 | 0 | 0 | 0 | 0 | 0 | 0 | 0 | 0
F1_Commercial_Lodging_New_Miscellaneous_Natural Gas_Miscellaneous_E8 | F1 | Commercial | Lodging | New | Miscellaneous | Natural Gas | Miscellaneous | E8 | CCE | 0 | 0 | 0 | 0 | 0 | 0 | 0 | 0 | 0 | 0 | 0 | 0 | 0 | 0 | 0 | 0 | 0 | 0 | 0 | 0 | 0 | 0 | 0 | 0 | 0 | 0 | 0
F1_Commercial_Lodging_New_Miscellaneous_Natural Gas_Miscellaneous_E9 | F1 | Commercial | Lodging | New | Miscellaneous | Natural Gas | Miscellaneous | E9 | CCE | 0 | 0 | 0 | 0 | 0 | 0 | 0 | 0 | 0 | 0 | 0 | 0 | 0 | 0 | 0 | 0 | 0 | 0 | 0 | 0 | 0 | 0 | 0 | 0 | 0 | 0 | 0
F1_Commercial_Lodging_New_Miscellaneous_Natural Gas_Miscellaneous_E10 | F1 | Commercial | Lodging | New | Miscellaneous | Natural Gas | Miscellaneous | E10 | CCE | 0 | 0 | 0 | 0 | 0 | 0 | 0 | 0 | 0 | 0 | 0 | 0 | 0 | 0 | 0 | 0 | 0 | 0 | 0 | 0 | 0 | 0 | 0 | 0 | 0 | 0 | 0
F2_Commercial_Lodging_New_Miscellaneous_Natural Gas_Miscellaneous_E1 | F2 | Commercial | Lodging | New | Miscellaneous | Natural Gas | Miscellaneous | E1 | TRC BC Ratio | bar: 2021 to 2047
F2_Commercial_Lodging_New_Miscellaneous_Natural Gas_Miscellaneous_E2 | F2 | Commercial | Lodging | New | Miscellaneous | Natural Gas | Miscellaneous | E2 | TRC BC Ratio | 0 | 0 | 0 | 0 | 0 | 0 | 0 | 0 | 0 | 0 | 0 | 0 | 0 | 0 | 0 | 0 | 0 | 0 | 0 | 0 | 0 | 0 | 0 | 0 | 0 | 0 | 0
F2_Commercial_Lodging_New_Miscellaneous_Natural Gas_Miscellaneous_E3 | F2 | Commercial | Lodging | New | Miscellaneous | Natural Gas | Miscellaneous | E3 | TRC BC Ratio | 0 | 0 | 0 | 0 | 0 | 0 | 0 | 0 | 0 | 0 | 0 | 0 | 0 | 0 | 0 | 0 | 0 | 0 | 0 | 0 | 0 | 0 | 0 | 0 | 0 | 0 | 0
F2_Commercial_Lodging_New_Miscellaneous_Natural Gas_Miscellaneous_E4 | F2 | Commercial | Lodging | New | Miscellaneous | Natural Gas | Miscellaneous | E4 | TRC BC Ratio | 0 | 0 | 0 | 0 | 0 | 0 | 0 | 0 | 0 | 0 | 0 | 0 | 0 | 0 | 0 | 0 | 0 | 0 | 0 | 0 | 0 | 0 | 0 | 0 | 0 | 0 | 0
F2_Commercial_Lodging_New_Miscellaneous_Natural Gas_Miscellaneous_E5 | F2 | Commercial | Lodging | New | Miscellaneous | Natural Gas | Miscellaneous | E5 | TRC BC Ratio | 0 | 0 | 0 | 0 | 0 | 0 | 0 | 0 | 0 | 0 | 0 | 0 | 0 | 0 | 0 | 0 | 0 | 0 | 0 | 0 | 0 | 0 | 0 | 0 | 0 | 0 | 0
F2_Commercial_Lodging_New_Miscellaneous_Natural Gas_Miscellaneous_E6 | F2 | Commercial | Lodging | New | Miscellaneous | Natural Gas | Miscellaneous | E6 | TRC BC Ratio | 0 | 0 | 0 | 0 | 0 | 0 | 0 | 0 | 0 | 0 | 0 | 0 | 0 | 0 | 0 | 0 | 0 | 0 | 0 | 0 | 0 | 0 | 0 | 0 | 0 | 0 | 0
F2_Commercial_Lodging_New_Miscellaneous_Natural Gas_Miscellaneous_E7 | F2 | Commercial | Lodging | New | Miscellaneous | Natural Gas | Miscellaneous | E7 | TRC BC Ratio | 0 | 0 | 0 | 0 | 0 | 0 | 0 | 0 | 0 | 0 | 0 | 0 | 0 | 0 | 0 | 0 | 0 | 0 | 0 | 0 | 0 | 0 | 0 | 0 | 0 | 0 | 0
F2_Commercial_Lodging_New_Miscellaneous_Natural Gas_Miscellaneous_E8 | F2 | Commercial | Lodging | New | Miscellaneous | Natural Gas | Miscellaneous | E8 | TRC BC Ratio | 0 | 0 | 0 | 0 | 0 | 0 | 0 | 0 | 0 | 0 | 0 | 0 | 0 | 0 | 0 | 0 | 0 | 0 | 0 | 0 | 0 | 0 | 0 | 0 | 0 | 0 | 0
F2_Commercial_Lodging_New_Miscellaneous_Natural Gas_Miscellaneous_E9 | F2 | Commercial | Lodging | New | Miscellaneous | Natural Gas | Miscellaneous | E9 | TRC BC Ratio | 0 | 0 | 0 | 0 | 0 | 0 | 0 | 0 | 0 | 0 | 0 | 0 | 0 | 0 | 0 | 0 | 0 | 0 | 0 | 0 | 0 | 0 | 0 | 0 | 0 | 0 | 0
F2_Commercial_Lodging_New_Miscellaneous_Natural Gas_Miscellaneous_E10 | F2 | Commercial | Lodging | New | Miscellaneous | Natural Gas | Miscellaneous | E10 | TRC BC Ratio | 0 | 0 | 0 | 0 | 0 | 0 | 0 | 0 | 0 | 0 | 0 | 0 | 0 | 0 | 0 | 0 | 0 | 0 | 0 | 0 | 0 | 0 | 0 | 0 | 0 | 0 | 0
F3_Commercial_Lodging_New_Miscellaneous_Natural Gas_Miscellaneous_E1 | F3 | Commercial | Lodging | New | Miscellaneous | Natural Gas | Miscellaneous | E1 | PACT BC Ratio | bar: 2021 to 2047
F3_Commercial_Lodging_New_Miscellaneous_Natural Gas_Miscellaneous_E2 | F3 | Commercial | Lodging | New | Miscellaneous | Natural Gas | Miscellaneous | E2 | PACT BC Ratio | 0 | 0 | 0 | 0 | 0 | 0 | 0 | 0 | 0 | 0 | 0 | 0 | 0 | 0 | 0 | 0 | 0 | 0 | 0 | 0 | 0 | 0 | 0 | 0 | 0 | 0 | 0
F3_Commercial_Lodging_New_Miscellaneous_Natural Gas_Miscellaneous_E3 | F3 | Commercial | Lodging | New | Miscellaneous | Natural Gas | Miscellaneous | E3 | PACT BC Ratio | 0 | 0 | 0 | 0 | 0 | 0 | 0 | 0 | 0 | 0 | 0 | 0 | 0 | 0 | 0 | 0 | 0 | 0 | 0 | 0 | 0 | 0 | 0 | 0 | 0 | 0 | 0
F3_Commercial_Lodging_New_Miscellaneous_Natural Gas_Miscellaneous_E4 | F3 | Commercial | Lodging | New | Miscellaneous | Natural Gas | Miscellaneous | E4 | PACT BC Ratio | 0 | 0 | 0 | 0 | 0 | 0 | 0 | 0 | 0 | 0 | 0 | 0 | 0 | 0 | 0 | 0 | 0 | 0 | 0 | 0 | 0 | 0 | 0 | 0 | 0 | 0 | 0
F3_Commercial_Lodging_New_Miscellaneous_Natural Gas_Miscellaneous_E5 | F3 | Commercial | Lodging | New | Miscellaneous | Natural Gas | Miscellaneous | E5 | PACT BC Ratio | 0 | 0 | 0 | 0 | 0 | 0 | 0 | 0 | 0 | 0 | 0 | 0 | 0 | 0 | 0 | 0 | 0 | 0 | 0 | 0 | 0 | 0 | 0 | 0 | 0 | 0 | 0
F3_Commercial_Lodging_New_Miscellaneous_Natural Gas_Miscellaneous_E6 | F3 | Commercial | Lodging | New | Miscellaneous | Natural Gas | Miscellaneous | E6 | PACT BC Ratio | 0 | 0 | 0 | 0 | 0 | 0 | 0 | 0 | 0 | 0 | 0 | 0 | 0 | 0 | 0 | 0 | 0 | 0 | 0 | 0 | 0 | 0 | 0 | 0 | 0 | 0 | 0
F3_Commercial_Lodging_New_Miscellaneous_Natural Gas_Miscellaneous_E7 | F3 | Commercial | Lodging | New | Miscellaneous | Natural Gas | Miscellaneous | E7 | PACT BC Ratio | 0 | 0 | 0 | 0 | 0 | 0 | 0 | 0 | 0 | 0 | 0 | 0 | 0 | 0 | 0 | 0 | 0 | 0 | 0 | 0 | 0 | 0 | 0 | 0 | 0 | 0 | 0
F3_Commercial_Lodging_New_Miscellaneous_Natural Gas_Miscellaneous_E8 | F3 | Commercial | Lodging | New | Miscellaneous | Natural Gas | Miscellaneous | E8 | PACT BC Ratio | 0 | 0 | 0 | 0 | 0 | 0 | 0 | 0 | 0 | 0 | 0 | 0 | 0 | 0 | 0 | 0 | 0 | 0 | 0 | 0 | 0 | 0 | 0 | 0 | 0 | 0 | 0
F3_Commercial_Lodging_New_Miscellaneous_Natural Gas_Miscellaneous_E9 | F3 | Commercial | Lodging | New | Miscellaneous | Natural Gas | Miscellaneous | E9 | PACT BC Ratio | 0 | 0 | 0 | 0 | 0 | 0 | 0 | 0 | 0 | 0 | 0 | 0 | 0 | 0 | 0 | 0 | 0 | 0 | 0 | 0 | 0 | 0 | 0 | 0 | 0 | 0 | 0
F3_Commercial_Lodging_New_Miscellaneous_Natural Gas_Miscellaneous_E10 | F3 | Commercial | Lodging | New | Miscellaneous | Natural Gas | Miscellaneous | E10 | PACT BC Ratio | 0 | 0 | 0 | 0 | 0 | 0 | 0 | 0 | 0 | 0 | 0 | 0 | 0 | 0 | 0 | 0 | 0 | 0 | 0 | 0 | 0 | 0 | 0 | 0 | 0 | 0 | 0
F4_Commercial_Lodging_New_Miscellaneous_Natural Gas_Miscellaneous_E1 | F4 | Commercial | Lodging | New | Miscellaneous | Natural Gas | Miscellaneous | E1 | RVT BC Ratio | bar: 2021 to 2047
F4_Commercial_Lodging_New_Miscellaneous_Natural Gas_Miscellaneous_E2 | F4 | Commercial | Lodging | New | Miscellaneous | Natural Gas | Miscellaneous | E2 | RVT BC Ratio | 0 | 0 | 0 | 0 | 0 | 0 | 0 | 0 | 0 | 0 | 0 | 0 | 0 | 0 | 0 | 0 | 0 | 0 | 0 | 0 | 0 | 0 | 0 | 0 | 0 | 0 | 0
F4_Commercial_Lodging_New_Miscellaneous_Natural Gas_Miscellaneous_E3 | F4 | Commercial | Lodging | New | Miscellaneous | Natural Gas | Miscellaneous | E3 | RVT BC Ratio | 0 | 0 | 0 | 0 | 0 | 0 | 0 | 0 | 0 | 0 | 0 | 0 | 0 | 0 | 0 | 0 | 0 | 0 | 0 | 0 | 0 | 0 | 0 | 0 | 0 | 0 | 0
F4_Commercial_Lodging_New_Miscellaneous_Natural Gas_Miscellaneous_E4 | F4 | Commercial | Lodging | New | Miscellaneous | Natural Gas | Miscellaneous | E4 | RVT BC Ratio | 0 | 0 | 0 | 0 | 0 | 0 | 0 | 0 | 0 | 0 | 0 | 0 | 0 | 0 | 0 | 0 | 0 | 0 | 0 | 0 | 0 | 0 | 0 | 0 | 0 | 0 | 0
F4_Commercial_Lodging_New_Miscellaneous_Natural Gas_Miscellaneous_E5 | F4 | Commercial | Lodging | New | Miscellaneous | Natural Gas | Miscellaneous | E5 | RVT BC Ratio | 0 | 0 | 0 | 0 | 0 | 0 | 0 | 0 | 0 | 0 | 0 | 0 | 0 | 0 | 0 | 0 | 0 | 0 | 0 | 0 | 0 | 0 | 0 | 0 | 0 | 0 | 0
F4_Commercial_Lodging_New_Miscellaneous_Natural Gas_Miscellaneous_E6 | F4 | Commercial | Lodging | New | Miscellaneous | Natural Gas | Miscellaneous | E6 | RVT BC Ratio | 0 | 0 | 0 | 0 | 0 | 0 | 0 | 0 | 0 | 0 | 0 | 0 | 0 | 0 | 0 | 0 | 0 | 0 | 0 | 0 | 0 | 0 | 0 | 0 | 0 | 0 | 0
F4_Commercial_Lodging_New_Miscellaneous_Natural Gas_Miscellaneous_E7 | F4 | Commercial | Lodging | New | Miscellaneous | Natural Gas | Miscellaneous | E7 | RVT BC Ratio | 0 | 0 | 0 | 0 | 0 | 0 | 0 | 0 | 0 | 0 | 0 | 0 | 0 | 0 | 0 | 0 | 0 | 0 | 0 | 0 | 0 | 0 | 0 | 0 | 0 | 0 | 0
F4_Commercial_Lodging_New_Miscellaneous_Natural Gas_Miscellaneous_E8 | F4 | Commercial | Lodging | New | Miscellaneous | Natural Gas | Miscellaneous | E8 | RVT BC Ratio | 0 | 0 | 0 | 0 | 0 | 0 | 0 | 0 | 0 | 0 | 0 | 0 | 0 | 0 | 0 | 0 | 0 | 0 | 0 | 0 | 0 | 0 | 0 | 0 | 0 | 0 | 0
F4_Commercial_Lodging_New_Miscellaneous_Natural Gas_Miscellaneous_E9 | F4 | Commercial | Lodging | New | Miscellaneous | Natural Gas | Miscellaneous | E9 | RVT BC Ratio | 0 | 0 | 0 | 0 | 0 | 0 | 0 | 0 | 0 | 0 | 0 | 0 | 0 | 0 | 0 | 0 | 0 | 0 | 0 | 0 | 0 | 0 | 0 | 0 | 0 | 0 | 0
F4_Commercial_Lodging_New_Miscellaneous_Natural Gas_Miscellaneous_E10 | F4 | Commercial | Lodging | New | Miscellaneous | Natural Gas | Miscellaneous | E10 | RVT BC Ratio | 0 | 0 | 0 | 0 | 0 | 0 | 0 | 0 | 0 | 0 | 0 | 0 | 0 | 0 | 0 | 0 | 0 | 0 | 0 | 0 | 0 | 0 | 0 | 0 | 0 | 0 | 0
F5_Commercial_Lodging_New_Miscellaneous_Natural Gas_Miscellaneous_E1 | F5 | Commercial | Lodging | New | Miscellaneous | Natural Gas | Miscellaneous | E1 | RIM BC Ratio | bar: 2021 to 2047
F5_Commercial_Lodging_New_Miscellaneous_Natural Gas_Miscellaneous_E2 | F5 | Commercial | Lodging | New | Miscellaneous | Natural Gas | Miscellaneous | E2 | RIM BC Ratio | 0 | 0 | 0 | 0 | 0 | 0 | 0 | 0 | 0 | 0 | 0 | 0 | 0 | 0 | 0 | 0 | 0 | 0 | 0 | 0 | 0 | 0 | 0 | 0 | 0 | 0 | 0
F5_Commercial_Lodging_New_Miscellaneous_Natural Gas_Miscellaneous_E3 | F5 | Commercial | Lodging | New | Miscellaneous | Natural Gas | Miscellaneous | E3 | RIM BC Ratio | 0 | 0 | 0 | 0 | 0 | 0 | 0 | 0 | 0 | 0 | 0 | 0 | 0 | 0 | 0 | 0 | 0 | 0 | 0 | 0 | 0 | 0 | 0 | 0 | 0 | 0 | 0
F5_Commercial_Lodging_New_Miscellaneous_Natural Gas_Miscellaneous_E4 | F5 | Commercial | Lodging | New | Miscellaneous | Natural Gas | Miscellaneous | E4 | RIM BC Ratio | 0 | 0 | 0 | 0 | 0 | 0 | 0 | 0 | 0 | 0 | 0 | 0 | 0 | 0 | 0 | 0 | 0 | 0 | 0 | 0 | 0 | 0 | 0 | 0 | 0 | 0 | 0
F5_Commercial_Lodging_New_Miscellaneous_Natural Gas_Miscellaneous_E5 | F5 | Commercial | Lodging | New | Miscellaneous | Natural Gas | Miscellaneous | E5 | RIM BC Ratio | 0 | 0 | 0 | 0 | 0 | 0 | 0 | 0 | 0 | 0 | 0 | 0 | 0 | 0 | 0 | 0 | 0 | 0 | 0 | 0 | 0 | 0 | 0 | 0 | 0 | 0 | 0
F5_Commercial_Lodging_New_Miscellaneous_Natural Gas_Miscellaneous_E6 | F5 | Commercial | Lodging | New | Miscellaneous | Natural Gas | Miscellaneous | E6 | RIM BC Ratio | 0 | 0 | 0 | 0 | 0 | 0 | 0 | 0 | 0 | 0 | 0 | 0 | 0 | 0 | 0 | 0 | 0 | 0 | 0 | 0 | 0 | 0 | 0 | 0 | 0 | 0 | 0
F5_Commercial_Lodging_New_Miscellaneous_Natural Gas_Miscellaneous_E7 | F5 | Commercial | Lodging | New | Miscellaneous | Natural Gas | Miscellaneous | E7 | RIM BC Ratio | 0 | 0 | 0 | 0 | 0 | 0 | 0 | 0 | 0 | 0 | 0 | 0 | 0 | 0 | 0 | 0 | 0 | 0 | 0 | 0 | 0 | 0 | 0 | 0 | 0 | 0 | 0
F5_Commercial_Lodging_New_Miscellaneous_Natural Gas_Miscellaneous_E8 | F5 | Commercial | Lodging | New | Miscellaneous | Natural Gas | Miscellaneous | E8 | RIM BC Ratio | 0 | 0 | 0 | 0 | 0 | 0 | 0 | 0 | 0 | 0 | 0 | 0 | 0 | 0 | 0 | 0 | 0 | 0 | 0 | 0 | 0 | 0 | 0 | 0 | 0 | 0 | 0
F5_Commercial_Lodging_New_Miscellaneous_Natural Gas_Miscellaneous_E9 | F5 | Commercial | Lodging | New | Miscellaneous | Natural Gas | Miscellaneous | E9 | RIM BC Ratio | 0 | 0 | 0 | 0 | 0 | 0 | 0 | 0 | 0 | 0 | 0 | 0 | 0 | 0 | 0 | 0 | 0 | 0 | 0 | 0 | 0 | 0 | 0 | 0 | 0 | 0 | 0
F5_Commercial_Lodging_New_Miscellaneous_Natural Gas_Miscellaneous_E10 | F5 | Commercial | Lodging | New | Miscellaneous | Natural Gas | Miscellaneous | E10 | RIM BC Ratio | 0 | 0 | 0 | 0 | 0 | 0 | 0 | 0 | 0 | 0 | 0 | 0 | 0 | 0 | 0 | 0 | 0 | 0 | 0 | 0 | 0 | 0 | 0 | 0 | 0 | 0 | 0
F0_Commercial_Warehouse_Existing_Space Heating_Natural Gas_Furnace_E0 | F0 | Commercial | Warehouse | Existing | Space Heating | Natural Gas | Furnace | E0 | Economic Unit | AFUE 96% | AFUE 96% | AFUE 96% | AFUE 96% | AFUE 96% | AFUE 96% | AFUE 96% | AFUE 96% | AFUE 96% | AFUE 96% | AFUE 96% | AFUE 96% | AFUE 96% | AFUE 96% | AFUE 96% | AFUE 96% | AFUE 96% | AFUE 96% | AFUE 96% | AFUE 96% | AFUE 96% | AFUE 96% | AFUE 96% | AFUE 96% | AFUE 96% | AFUE 96% | AFUE 96%
F1_Commercial_Warehouse_Existing_Space Heating_Natural Gas_Furnace_E1 | F1 | Commercial | Warehouse | Existing | Space Heating | Natural Gas | Furnace | E1 | CCE | 0 | 0 | 0 | 0 | 0 | 0 | 0 | 0 | 0 | 0 | 0 | 0 | 0 | 0 | 0 | 0 | 0 | 0 | 0 | 0 | 0 | 0 | 0 | 0 | 0 | 0 | 0
F1_Commercial_Warehouse_Existing_Space Heating_Natural Gas_Furnace_E2 | F1 | Commercial | Warehouse | Existing | Space Heating | Natural Gas | Furnace | E2 | CCE | 0.0011384 | 0.0010581 | 0.0010623 | 0 | 0 | 0 | 0 | 0 | 0 | 0 | 0 | 0 | 0 | 0 | 0 | 0 | 0 | 0 | 0 | 0 | 0 | 0 | 0 | 0 | 0 | 0 | 0
F1_Commercial_Warehouse_Existing_Space Heating_Natural Gas_Furnace_E3 | F1 | Commercial | Warehouse | Existing | Space Heating | Natural Gas | Furnace | E3 | CCE | 0.0015178 | 0.0014109 | 0.0014163 | 0.0021245 | 0.0021245 | 0.0021245 | 0.0021245 | 0.0021245 | 0.0021245 | 0.0021245 | 0.0021245 | 0.0021245 | 0.0021245 | 0.0021245 | 0.0021245 | 0.0021245 | 0.0021245 | 0.0021245 | 0.0021245 | 0.0021245 | 0.0021245 | 0.0021245 | 0.0021245 | 0.0021245 | 0.0021245 | 0.0021245 | 0.0021245
F1_Commercial_Warehouse_Existing_Space Heating_Natural Gas_Furnace_E4 | F1 | Commercial | Warehouse | Existing | Space Heating | Natural Gas | Furnace | E4 | CCE | 0 | 0 | 0 | 0 | 0 | 0 | 0 | 0 | 0 | 0 | 0 | 0 | 0 | 0 | 0 | 0 | 0 | 0 | 0 | 0 | 0 | 0 | 0 | 0 | 0 | 0 | 0
F1_Commercial_Warehouse_Existing_Space Heating_Natural Gas_Furnace_E5 | F1 | Commercial | Warehouse | Existing | Space Heating | Natural Gas | Furnace | E5 | CCE | 0 | 0 | 0 | 0 | 0 | 0 | 0 | 0 | 0 | 0 | 0 | 0 | 0 | 0 | 0 | 0 | 0 | 0 | 0 | 0 | 0 | 0 | 0 | 0 | 0 | 0 | 0
F1_Commercial_Warehouse_Existing_Space Heating_Natural Gas_Furnace_E6 | F1 | Commercial | Warehouse | Existing | Space Heating | Natural Gas | Furnace | E6 | CCE | 0 | 0 | 0 | 0 | 0 | 0 | 0 | 0 | 0 | 0 | 0 | 0 | 0 | 0 | 0 | 0 | 0 | 0 | 0 | 0 | 0 | 0 | 0 | 0 | 0 | 0 | 0
F1_Commercial_Warehouse_Existing_Space Heating_Natural Gas_Furnace_E7 | F1 | Commercial | Warehouse | Existing | Space Heating | Natural Gas | Furnace | E7 | CCE | 0 | 0 | 0 | 0 | 0 | 0 | 0 | 0 | 0 | 0 | 0 | 0 | 0 | 0 | 0 | 0 | 0 | 0 | 0 | 0 | 0 | 0 | 0 | 0 | 0 | 0 | 0
F1_Commercial_Warehouse_Existing_Space Heating_Natural Gas_Furnace_E8 | F1 | Commercial | Warehouse | Existing | Space Heating | Natural Gas | Furnace | E8 | CCE | 0 | 0 | 0 | 0 | 0 | 0 | 0 | 0 | 0 | 0 | 0 | 0 | 0 | 0 | 0 | 0 | 0 | 0 | 0 | 0 | 0 | 0 | 0 | 0 | 0 | 0 | 0
F1_Commercial_Warehouse_Existing_Space Heating_Natural Gas_Furnace_E9 | F1 | Commercial | Warehouse | Existing | Space Heating | Natural Gas | Furnace | E9 | CCE | 0 | 0 | 0 | 0 | 0 | 0 | 0 | 0 | 0 | 0 | 0 | 0 | 0 | 0 | 0 | 0 | 0 | 0 | 0 | 0 | 0 | 0 | 0 | 0 | 0 | 0 | 0
F1_Commercial_Warehouse_Existing_Space Heating_Natural Gas_Furnace_E10 | F1 | Commercial | Warehouse | Existing | Space Heating | Natural Gas | Furnace | E10 | CCE | 0 | 0 | 0 | 0 | 0 | 0 | 0 | 0 | 0 | 0 | 0 | 0 | 0 | 0 | 0 | 0 | 0 | 0 | 0 | 0 | 0 | 0 | 0 | 0 | 0 | 0 | 0
F2_Commercial_Warehouse_Existing_Space Heating_Natural Gas_Furnace_E1 | F2 | Commercial | Warehouse | Existing | Space Heating | Natural Gas | Furnace | E1 | TRC BC Ratio | 1 | 1 | 1 | 0 | 0 | 0 | 0 | 0 | 0 | 0 | 0 | 0 | 0 | 0 | 0 | 0 | 0 | 0 | 0 | 0 | 0 | 0 | 0 | 0 | 0 | 0 | 0
F2_Commercial_Warehouse_Existing_Space Heating_Natural Gas_Furnace_E2 | F2 | Commercial | Warehouse | Existing | Space Heating | Natural Gas | Furnace | E2 | TRC BC Ratio | 13.6431 | 13.5629 | 13.3738 | 1 | 1 | 1 | 1 | 1 | 1 | 1 | 1 | 1 | 1 | 1 | 1 | 1 | 1 | 1 | 1 | 1 | 1 | 1 | 1 | 1 | 1 | 1 | 1
F2_Commercial_Warehouse_Existing_Space Heating_Natural Gas_Furnace_E3 | F2 | Commercial | Warehouse | Existing | Space Heating | Natural Gas | Furnace | E3 | TRC BC Ratio | 10.2323 | 10.1722 | 10.0303 | 6.5847 | 6.5565 | 6.5523 | 6.5653 | 6.5828 | 6.5965 | 6.6031 | 6.6025 | 6.5938 | 6.5747 | 6.5402 | 6.4903 | 6.4279 | 6.3474 | 6.2523 | 6.1391 | 6.004 | 5.8432 | 5.6605 | 5.5095 | 5.4148 | 5.3791 | 5.4054 | 5.4319
F2_Commercial_Warehouse_Existing_Space Heating_Natural Gas_Furnace_E4 | F2 | Commercial | Warehouse | Existing | Space Heating | Natural Gas | Furnace | E4 | TRC BC Ratio | 0 | 0 | 0 | 0 | 0 | 0 | 0 | 0 | 0 | 0 | 0 | 0 | 0 | 0 | 0 | 0 | 0 | 0 | 0 | 0 | 0 | 0 | 0 | 0 | 0 | 0 | 0
F2_Commercial_Warehouse_Existing_Space Heating_Natural Gas_Furnace_E5 | F2 | Commercial | Warehouse | Existing | Space Heating | Natural Gas | Furnace | E5 | TRC BC Ratio | 0 | 0 | 0 | 0 | 0 | 0 | 0 | 0 | 0 | 0 | 0 | 0 | 0 | 0 | 0 | 0 | 0 | 0 | 0 | 0 | 0 | 0 | 0 | 0 | 0 | 0 | 0
F2_Commercial_Warehouse_Existing_Space Heating_Natural Gas_Furnace_E6 | F2 | Commercial | Warehouse | Existing | Space Heating | Natural Gas | Furnace | E6 | TRC BC Ratio | 0 | 0 | 0 | 0 | 0 | 0 | 0 | 0 | 0 | 0 | 0 | 0 | 0 | 0 | 0 | 0 | 0 | 0 | 0 | 0 | 0 | 0 | 0 | 0 | 0 | 0 | 0
F2_Commercial_Warehouse_Existing_Space Heating_Natural Gas_Furnace_E7 | F2 | Commercial | Warehouse | Existing | Space Heating | Natural Gas | Furnace | E7 | TRC BC Ratio | 0 | 0 | 0 | 0 | 0 | 0 | 0 | 0 | 0 | 0 | 0 | 0 | 0 | 0 | 0 | 0 | 0 | 0 | 0 | 0 | 0 | 0 | 0 | 0 | 0 | 0 | 0
F2_Commercial_Warehouse_Existing_Space Heating_Natural Gas_Furnace_E8 | F2 | Commercial | Warehouse | Existing | Space Heating | Natural Gas | Furnace | E8 | TRC BC Ratio | 0 | 0 | 0 | 0 | 0 | 0 | 0 | 0 | 0 | 0 | 0 | 0 | 0 | 0 | 0 | 0 | 0 | 0 | 0 | 0 | 0 | 0 | 0 | 0 | 0 | 0 | 0
F2_Commercial_Warehouse_Existing_Space Heating_Natural Gas_Furnace_E9 | F2 | Commercial | Warehouse | Existing | Space Heating | Natural Gas | Furnace | E9 | TRC BC Ratio | 0 | 0 | 0 | 0 | 0 | 0 | 0 | 0 | 0 | 0 | 0 | 0 | 0 | 0 | 0 | 0 | 0 | 0 | 0 | 0 | 0 | 0 | 0 | 0 | 0 | 0 | 0
F2_Commercial_Warehouse_Existing_Space Heating_Natural Gas_Furnace_E10 | F2 | Commercial | Warehouse | Existing | Space Heating | Natural Gas | Furnace | E10 | TRC BC Ratio | 0 | 0 | 0 | 0 | 0 | 0 | 0 | 0 | 0 | 0 | 0 | 0 | 0 | 0 | 0 | 0 | 0 | 0 | 0 | 0 | 0 | 0 | 0 | 0 | 0 | 0 | 0
F3_Commercial_Warehouse_Existing_Space Heating_Natural Gas_Furnace_E1 | F3 | Commercial | Warehouse | Existing | Space Heating | Natural Gas | Furnace | E1 | PACT BC Ratio | 1 | 1 | 1 | 0 | 0 | 0 | 0 | 0 | 0 | 0 | 0 | 0 | 0 | 0 | 0 | 0 | 0 | 0 | 0 | 0 | 0 | 0 | 0 | 0 | 0 | 0 | 0
F3_Commercial_Warehouse_Existing_Space Heating_Natural Gas_Furnace_E2 | F3 | Commercial | Warehouse | Existing | Space Heating | Natural Gas | Furnace | E2 | PACT BC Ratio | 17.9515 | 17.8459 | 17.5971 | 1 | 1 | 1 | 1 | 1 | 1 | 1 | 1 | 1 | 1 | 1 | 1 | 1 | 1 | 1 | 1 | 1 | 1 | 1 | 1 | 1 | 1 | 1 | 1
F3_Commercial_Warehouse_Existing_Space Heating_Natural Gas_Furnace_E3 | F3 | Commercial | Warehouse | Existing | Space Heating | Natural Gas | Furnace | E3 | PACT BC Ratio | 13.4636 | 13.3844 | 13.1978 | 8.6641 | 8.6269 | 8.6215 | 8.6385 | 8.6616 | 8.6796 | 8.6883 | 8.6875 | 8.6761 | 8.651 | 8.6055 | 8.5399 | 8.4577 | 8.3518 | 8.2267 | 8.0778 | 7.9 | 7.6884 | 7.448 | 7.2494 | 7.1247 | 7.0777 | 7.1124 | 7.1473
F3_Commercial_Warehouse_Existing_Space Heating_Natural Gas_Furnace_E4 | F3 | Commercial | Warehouse | Existing | Space Heating | Natural Gas | Furnace | E4 | PACT BC Ratio | 0 | 0 | 0 | 0 | 0 | 0 | 0 | 0 | 0 | 0 | 0 | 0 | 0 | 0 | 0 | 0 | 0 | 0 | 0 | 0 | 0 | 0 | 0 | 0 | 0 | 0 | 0
F3_Commercial_Warehouse_Existing_Space Heating_Natural Gas_Furnace_E5 | F3 | Commercial | Warehouse | Existing | Space Heating | Natural Gas | Furnace | E5 | PACT BC Ratio | 0 | 0 | 0 | 0 | 0 | 0 | 0 | 0 | 0 | 0 | 0 | 0 | 0 | 0 | 0 | 0 | 0 | 0 | 0 | 0 | 0 | 0 | 0 | 0 | 0 | 0 | 0
F3_Commercial_Warehouse_Existing_Space Heating_Natural Gas_Furnace_E6 | F3 | Commercial | Warehouse | Existing | Space Heating | Natural Gas | Furnace | E6 | PACT BC Ratio | 0 | 0 | 0 | 0 | 0 | 0 | 0 | 0 | 0 | 0 | 0 | 0 | 0 | 0 | 0 | 0 | 0 | 0 | 0 | 0 | 0 | 0 | 0 | 0 | 0 | 0 | 0
F3_Commercial_Warehouse_Existing_Space Heating_Natural Gas_Furnace_E7 | F3 | Commercial | Warehouse | Existing | Space Heating | Natural Gas | Furnace | E7 | PACT BC Ratio | 0 | 0 | 0 | 0 | 0 | 0 | 0 | 0 | 0 | 0 | 0 | 0 | 0 | 0 | 0 | 0 | 0 | 0 | 0 | 0 | 0 | 0 | 0 | 0 | 0 | 0 | 0
F3_Commercial_Warehouse_Existing_Space Heating_Natural Gas_Furnace_E8 | F3 | Commercial | Warehouse | Existing | Space Heating | Natural Gas | Furnace | E8 | PACT BC Ratio | 0 | 0 | 0 | 0 | 0 | 0 | 0 | 0 | 0 | 0 | 0 | 0 | 0 | 0 | 0 | 0 | 0 | 0 | 0 | 0 | 0 | 0 | 0 | 0 | 0 | 0 | 0
F3_Commercial_Warehouse_Existing_Space Heating_Natural Gas_Furnace_E9 | F3 | Commercial | Warehouse | Existing | Space Heating | Natural Gas | Furnace | E9 | PACT BC Ratio | 0 | 0 | 0 | 0 | 0 | 0 | 0 | 0 | 0 | 0 | 0 | 0 | 0 | 0 | 0 | 0 | 0 | 0 | 0 | 0 | 0 | 0 | 0 | 0 | 0 | 0 | 0
F3_Commercial_Warehouse_Existing_Space Heating_Natural Gas_Furnace_E10 | F3 | Commercial | Warehouse | Existing | Space Heating | Natural Gas | Furnace | E10 | PACT BC Ratio | 0 | 0 | 0 | 0 | 0 | 0 | 0 | 0 | 0 | 0 | 0 | 0 | 0 | 0 | 0 | 0 | 0 | 0 | 0 | 0 | 0 | 0 | 0 | 0 | 0 | 0 | 0
F4_Commercial_Warehouse_Existing_Space Heating_Natural Gas_Furnace_E1 | F4 | Commercial | Warehouse | Existing | Space Heating | Natural Gas | Furnace | E1 | RVT BC Ratio | 1 | 1 | 1 | 0 | 0 | 0 | 0 | 0 | 0 | 0 | 0 | 0 | 0 | 0 | 0 | 0 | 0 | 0 | 0 | 0 | 0 | 0 | 0 | 0 | 0 | 0 | 0
F4_Commercial_Warehouse_Existing_Space Heating_Natural Gas_Furnace_E2 | F4 | Commercial | Warehouse | Existing | Space Heating | Natural Gas | Furnace | E2 | RVT BC Ratio | 0.7 | 0.7 | 0.7 | 1 | 1 | 1 | 1 | 1 | 1 | 1 | 1 | 1 | 1 | 1 | 1 | 1 | 1 | 1 | 1 | 1 | 1 | 1 | 1 | 1 | 1 | 1 | 1
F4_Commercial_Warehouse_Existing_Space Heating_Natural Gas_Furnace_E3 | F4 | Commercial | Warehouse | Existing | Space Heating | Natural Gas | Furnace | E3 | RVT BC Ratio | 0.7 | 0.7 | 0.7 | 0.7 | 0.7 | 0.7 | 0.7 | 0.7 | 0.7 | 0.7 | 0.7 | 0.7 | 0.7 | 0.7 | 0.7 | 0.7 | 0.7 | 0.7 | 0.7 | 0.7 | 0.7 | 0.7 | 0.7 | 0.7 | 0.7 | 0.7 | 0.7
F4_Commercial_Warehouse_Existing_Space Heating_Natural Gas_Furnace_E4 | F4 | Commercial | Warehouse | Existing | Space Heating | Natural Gas | Furnace | E4 | RVT BC Ratio | 0 | 0 | 0 | 0 | 0 | 0 | 0 | 0 | 0 | 0 | 0 | 0 | 0 | 0 | 0 | 0 | 0 | 0 | 0 | 0 | 0 | 0 | 0 | 0 | 0 | 0 | 0
F4_Commercial_Warehouse_Existing_Space Heating_Natural Gas_Furnace_E5 | F4 | Commercial | Warehouse | Existing | Space Heating | Natural Gas | Furnace | E5 | RVT BC Ratio | 0 | 0 | 0 | 0 | 0 | 0 | 0 | 0 | 0 | 0 | 0 | 0 | 0 | 0 | 0 | 0 | 0 | 0 | 0 | 0 | 0 | 0 | 0 | 0 | 0 | 0 | 0
F4_Commercial_Warehouse_Existing_Space Heating_Natural Gas_Furnace_E6 | F4 | Commercial | Warehouse | Existing | Space Heating | Natural Gas | Furnace | E6 | RVT BC Ratio | 0 | 0 | 0 | 0 | 0 | 0 | 0 | 0 | 0 | 0 | 0 | 0 | 0 | 0 | 0 | 0 | 0 | 0 | 0 | 0 | 0 | 0 | 0 | 0 | 0 | 0 | 0
F4_Commercial_Warehouse_Existing_Space Heating_Natural Gas_Furnace_E7 | F4 | Commercial | Warehouse | Existing | Space Heating | Natural Gas | Furnace | E7 | RVT BC Ratio | 0 | 0 | 0 | 0 | 0 | 0 | 0 | 0 | 0 | 0 | 0 | 0 | 0 | 0 | 0 | 0 | 0 | 0 | 0 | 0 | 0 | 0 | 0 | 0 | 0 | 0 | 0
F4_Commercial_Warehouse_Existing_Space Heating_Natural Gas_Furnace_E8 | F4 | Commercial | Warehouse | Existing | Space Heating | Natural Gas | Furnace | E8 | RVT BC Ratio | 0 | 0 | 0 | 0 | 0 | 0 | 0 | 0 | 0 | 0 | 0 | 0 | 0 | 0 | 0 | 0 | 0 | 0 | 0 | 0 | 0 | 0 | 0 | 0 | 0 | 0 | 0
F4_Commercial_Warehouse_Existing_Space Heating_Natural Gas_Furnace_E9 | F4 | Commercial | Warehouse | Existing | Space Heating | Natural Gas | Furnace | E9 | RVT BC Ratio | 0 | 0 | 0 | 0 | 0 | 0 | 0 | 0 | 0 | 0 | 0 | 0 | 0 | 0 | 0 | 0 | 0 | 0 | 0 | 0 | 0 | 0 | 0 | 0 | 0 | 0 | 0
F4_Commercial_Warehouse_Existing_Space Heating_Natural Gas_Furnace_E10 | F4 | Commercial | Warehouse | Existing | Space Heating | Natural Gas | Furnace | E10 | RVT BC Ratio | 0 | 0 | 0 | 0 | 0 | 0 | 0 | 0 | 0 | 0 | 0 | 0 | 0 | 0 | 0 | 0 | 0 | 0 | 0 | 0 | 0 | 0 | 0 | 0 | 0 | 0 | 0
F5_Commercial_Warehouse_Existing_Space Heating_Natural Gas_Furnace_E1 | F5 | Commercial | Warehouse | Existing | Space Heating | Natural Gas | Furnace | E1 | RIM BC Ratio | 1 | 1 | 1 | 0 | 0 | 0 | 0 | 0 | 0 | 0 | 0 | 0 | 0 | 0 | 0 | 0 | 0 | 0 | 0 | 0 | 0 | 0 | 0 | 0 | 0 | 0 | 0
F5_Commercial_Warehouse_Existing_Space Heating_Natural Gas_Furnace_E2 | F5 | Commercial | Warehouse | Existing | Space Heating | Natural Gas | Furnace | E2 | RIM BC Ratio | 17.9515 | 17.8459 | 17.5971 | 1 | 1 | 1 | 1 | 1 | 1 | 1 | 1 | 1 | 1 | 1 | 1 | 1 | 1 | 1 | 1 | 1 | 1 | 1 | 1 | 1 | 1 | 1 | 1
F5_Commercial_Warehouse_Existing_Space Heating_Natural Gas_Furnace_E3 | F5 | Commercial | Warehouse | Existing | Space Heating | Natural Gas | Furnace | E3 | RIM BC Ratio | 13.4636 | 13.3844 | 13.1978 | 8.6641 | 8.6269 | 8.6215 | 8.6385 | 8.6616 | 8.6796 | 8.6883 | 8.6875 | 8.6761 | 8.651 | 8.6055 | 8.5399 | 8.4577 | 8.3518 | 8.2267 | 8.0778 | 7.9 | 7.6884 | 7.448 | 7.2494 | 7.1247 | 7.0777 | 7.1124 | 7.1473
F5_Commercial_Warehouse_Existing_Space Heating_Natural Gas_Furnace_E4 | F5 | Commercial | Warehouse | Existing | Space Heating | Natural Gas | Furnace | E4 | RIM BC Ratio | 0 | 0 | 0 | 0 | 0 | 0 | 0 | 0 | 0 | 0 | 0 | 0 | 0 | 0 | 0 | 0 | 0 | 0 | 0 | 0 | 0 | 0 | 0 | 0 | 0 | 0 | 0
F5_Commercial_Warehouse_Existing_Space Heating_Natural Gas_Furnace_E5 | F5 | Commercial | Warehouse | Existing | Space Heating | Natural Gas | Furnace | E5 | RIM BC Ratio | 0 | 0 | 0 | 0 | 0 | 0 | 0 | 0 | 0 | 0 | 0 | 0 | 0 | 0 | 0 | 0 | 0 | 0 | 0 | 0 | 0 | 0 | 0 | 0 | 0 | 0 | 0
F5_Commercial_Warehouse_Existing_Space Heating_Natural Gas_Furnace_E6 | F5 | Commercial | Warehouse | Existing | Space Heating | Natural Gas | Furnace | E6 | RIM BC Ratio | 0 | 0 | 0 | 0 | 0 | 0 | 0 | 0 | 0 | 0 | 0 | 0 | 0 | 0 | 0 | 0 | 0 | 0 | 0 | 0 | 0 | 0 | 0 | 0 | 0 | 0 | 0
F5_Commercial_Warehouse_Existing_Space Heating_Natural Gas_Furnace_E7 | F5 | Commercial | Warehouse | Existing | Space Heating | Natural Gas | Furnace | E7 | RIM BC Ratio | 0 | 0 | 0 | 0 | 0 | 0 | 0 | 0 | 0 | 0 | 0 | 0 | 0 | 0 | 0 | 0 | 0 | 0 | 0 | 0 | 0 | 0 | 0 | 0 | 0 | 0 | 0
F5_Commercial_Warehouse_Existing_Space Heating_Natural Gas_Furnace_E8 | F5 | Commercial | Warehouse | Existing | Space Heating | Natural Gas | Furnace | E8 | RIM BC Ratio | 0 | 0 | 0 | 0 | 0 | 0 | 0 | 0 | 0 | 0 | 0 | 0 | 0 | 0 | 0 | 0 | 0 | 0 | 0 | 0 | 0 | 0 | 0 | 0 | 0 | 0 | 0
F5_Commercial_Warehouse_Existing_Space Heating_Natural Gas_Furnace_E9 | F5 | Commercial | Warehouse | Existing | Space Heating | Natural Gas | Furnace | E9 | RIM BC Ratio | 0 | 0 | 0 | 0 | 0 | 0 | 0 | 0 | 0 | 0 | 0 | 0 | 0 | 0 | 0 | 0 | 0 | 0 | 0 | 0 | 0 | 0 | 0 | 0 | 0 | 0 | 0
F5_Commercial_Warehouse_Existing_Space Heating_Natural Gas_Furnace_E10 | F5 | Commercial | Warehouse | Existing | Space Heating | Natural Gas | Furnace | E10 | RIM BC Ratio | 0 | 0 | 0 | 0 | 0 | 0 | 0 | 0 | 0 | 0 | 0 | 0 | 0 | 0 | 0 | 0 | 0 | 0 | 0 | 0 | 0 | 0 | 0 | 0 | 0 | 0 | 0
F0_Commercial_Warehouse_Existing_Space Heating_Natural Gas_Boiler_E0 | F0 | Commercial | Warehouse | Existing | Space Heating | Natural Gas | Boiler | E0 | Economic Unit | AFUE 97% | AFUE 97% | AFUE 97% | AFUE 97% | AFUE 97% | AFUE 97% | AFUE 97% | AFUE 97% | AFUE 97% | AFUE 97% | AFUE 97% | AFUE 97% | AFUE 97% | AFUE 97% | AFUE 97% | AFUE 97% | AFUE 97% | AFUE 97% | AFUE 97% | AFUE 97% | AFUE 97% | AFUE 97% | AFUE 97% | AFUE 97% | AFUE 97% | AFUE 97% | AFUE 97%
F1_Commercial_Warehouse_Existing_Space Heating_Natural Gas_Boiler_E1 | F1 | Commercial | Warehouse | Existing | Space Heating | Natural Gas | Boiler | E1 | CCE | 0 | 0 | 0 | 0 | 0 | 0 | 0 | 0 | 0 | 0 | 0 | 0 | 0 | 0 | 0 | 0 | 0 | 0 | 0 | 0 | 0 | 0 | 0 | 0 | 0 | 0 | 0
F1_Commercial_Warehouse_Existing_Space Heating_Natural Gas_Boiler_E2 | F1 | Commercial | Warehouse | Existing | Space Heating | Natural Gas | Boiler | E2 | CCE | 0.0045729 | 0.0042507 | 0.0042672 | 0.0042672 | 0.0042672 | 0.0042672 | 0.0042672 | 0.0042672 | 0.0042672 | 0.0042672 | 0.0042672 | 0.0042672 | 0.0042672 | 0.0042672 | 0.0042672 | 0.0042672 | 0.0042672 | 0.0042672 | 0.0042672 | 0.0042672 | 0.0042672 | 0.0042672 | 0.0042672 | 0.0042672 | 0.0042672 | 0.0042672 | 0.0042672
F1_Commercial_Warehouse_Existing_Space Heating_Natural Gas_Boiler_E3 | F1 | Commercial | Warehouse | Existing | Space Heating | Natural Gas | Boiler | E3 | CCE | 0.0046174 | 0.004292 | 0.0043087 | 0.0043087 | 0.0043087 | 0.0043087 | 0.0043087 | 0.0043087 | 0.0043087 | 0.0043087 | 0.0043087 | 0.0043087 | 0.0043087 | 0.0043087 | 0.0043087 | 0.0043087 | 0.0043087 | 0.0043087 | 0.0043087 | 0.0043087 | 0.0043087 | 0.0043087 | 0.0043087 | 0.0043087 | 0.0043087 | 0.0043087 | 0.0043087
F1_Commercial_Warehouse_Existing_Space Heating_Natural Gas_Boiler_E4 | F1 | Commercial | Warehouse | Existing | Space Heating | Natural Gas | Boiler | E4 | CCE | 0.019483 | 0.01811 | 0.018181 | 0.018181 | 0.018181 | 0.018181 | 0.018181 | 0.018181 | 0.018181 | 0.018181 | 0.018181 | 0.018181 | 0.018181 | 0.018181 | 0.018181 | 0.018181 | 0.018181 | 0.018181 | 0.018181 | 0.018181 | 0.018181 | 0.018181 | 0.018181 | 0.018181 | 0.018181 | 0.018181 | 0.018181
F1_Commercial_Warehouse_Existing_Space Heating_Natural Gas_Boiler_E5 | F1 | Commercial | Warehouse | Existing | Space Heating | Natural Gas | Boiler | E5 | CCE | 0 | 0 | 0 | 0 | 0 | 0 | 0 | 0 | 0 | 0 | 0 | 0 | 0 | 0 | 0 | 0 | 0 | 0 | 0 | 0 | 0 | 0 | 0 | 0 | 0 | 0 | 0
F1_Commercial_Warehouse_Existing_Space Heating_Natural Gas_Boiler_E6 | F1 | Commercial | Warehouse | Existing | Space Heating | Natural Gas | Boiler | E6 | CCE | 0 | 0 | 0 | 0 | 0 | 0 | 0 | 0 | 0 | 0 | 0 | 0 | 0 | 0 | 0 | 0 | 0 | 0 | 0 | 0 | 0 | 0 | 0 | 0 | 0 | 0 | 0
F1_Commercial_Warehouse_Existing_Space Heating_Natural Gas_Boiler_E7 | F1 | Commercial | Warehouse | Existing | Space Heating | Natural Gas | Boiler | E7 | CCE | 0 | 0 | 0 | 0 | 0 | 0 | 0 | 0 | 0 | 0 | 0 | 0 | 0 | 0 | 0 | 0 | 0 | 0 | 0 | 0 | 0 | 0 | 0 | 0 | 0 | 0 | 0
F1_Commercial_Warehouse_Existing_Space Heating_Natural Gas_Boiler_E8 | F1 | Commercial | Warehouse | Existing | Space Heating | Natural Gas | Boiler | E8 | CCE | 0 | 0 | 0 | 0 | 0 | 0 | 0 | 0 | 0 | 0 | 0 | 0 | 0 | 0 | 0 | 0 | 0 | 0 | 0 | 0 | 0 | 0 | 0 | 0 | 0 | 0 | 0
F1_Commercial_Warehouse_Existing_Space Heating_Natural Gas_Boiler_E9 | F1 | Commercial | Warehouse | Existing | Space Heating | Natural Gas | Boiler | E9 | CCE | 0 | 0 | 0 | 0 | 0 | 0 | 0 | 0 | 0 | 0 | 0 | 0 | 0 | 0 | 0 | 0 | 0 | 0 | 0 | 0 | 0 | 0 | 0 | 0 | 0 | 0 | 0
F1_Commercial_Warehouse_Existing_Space Heating_Natural Gas_Boiler_E10 | F1 | Commercial | Warehouse | Existing | Space Heating | Natural Gas | Boiler | E10 | CCE | 0 | 0 | 0 | 0 | 0 | 0 | 0 | 0 | 0 | 0 | 0 | 0 | 0 | 0 | 0 | 0 | 0 | 0 | 0 | 0 | 0 | 0 | 0 | 0 | 0 | 0 | 0
F2_Commercial_Warehouse_Existing_Space Heating_Natural Gas_Boiler_E1 | F2 | Commercial | Warehouse | Existing | Space Heating | Natural Gas | Boiler | E1 | TRC BC Ratio | bar: 2021 to 2047
F2_Commercial_Warehouse_Existing_Space Heating_Natural Gas_Boiler_E2 | F2 | Commercial | Warehouse | Existing | Space Heating | Natural Gas | Boiler | E2 | TRC BC Ratio | 3.4054 | 3.3822 | 3.3315 | 3.2768 | 3.258 | 3.2524 | 3.257 | 3.2652 | 3.2722 | 3.2759 | 3.2761 | 3.2724 | 3.2637 | 3.2475 | 3.224 | 3.1944 | 3.1562 | 3.1109 | 3.0569 | 2.9924 | 2.9154 | 2.828 | 2.7559 | 2.7107 | 2.6941 | 2.7073 | 2.7205
F2_Commercial_Warehouse_Existing_Space Heating_Natural Gas_Boiler_E3 | F2 | Commercial | Warehouse | Existing | Space Heating | Natural Gas | Boiler | E3 | TRC BC Ratio | 3.3726 | 3.3496 | 3.2995 | 3.2452 | 3.2266 | 3.2211 | 3.2256 | 3.2337 | 3.2407 | 3.2443 | 3.2445 | 3.2409 | 3.2322 | 3.2162 | 3.1929 | 3.1637 | 3.1258 | 3.0809 | 3.0275 | 2.9635 | 2.8874 | 2.8008 | 2.7293 | 2.6846 | 2.6681 | 2.6812 | 2.6943
F2_Commercial_Warehouse_Existing_Space Heating_Natural Gas_Boiler_E4 | F2 | Commercial | Warehouse | Existing | Space Heating | Natural Gas | Boiler | E4 | TRC BC Ratio | 0.81274 | 0.80569 | 0.79279 | 0.77782 | 0.76726 | 0.75842 | 0.75128 | 0.74508 | 0.73929 | 0.73379 | 0.72884 | 0.7247 | 0.7215 | 0.71871 | 0.71591 | 0.71278 | 0.70839 | 0.70298 | 0.6963 | 0.68808 | 0.67806 | 0.6665 | 0.65719 | 0.65184 | 0.65065 | 0.65384 | 0.65704
F2_Commercial_Warehouse_Existing_Space Heating_Natural Gas_Boiler_E5 | F2 | Commercial | Warehouse | Existing | Space Heating | Natural Gas | Boiler | E5 | TRC BC Ratio | 0 | 0 | 0 | 0 | 0 | 0 | 0 | 0 | 0 | 0 | 0 | 0 | 0 | 0 | 0 | 0 | 0 | 0 | 0 | 0 | 0 | 0 | 0 | 0 | 0 | 0 | 0
F2_Commercial_Warehouse_Existing_Space Heating_Natural Gas_Boiler_E6 | F2 | Commercial | Warehouse | Existing | Space Heating | Natural Gas | Boiler | E6 | TRC BC Ratio | 0 | 0 | 0 | 0 | 0 | 0 | 0 | 0 | 0 | 0 | 0 | 0 | 0 | 0 | 0 | 0 | 0 | 0 | 0 | 0 | 0 | 0 | 0 | 0 | 0 | 0 | 0
F2_Commercial_Warehouse_Existing_Space Heating_Natural Gas_Boiler_E7 | F2 | Commercial | Warehouse | Existing | Space Heating | Natural Gas | Boiler | E7 | TRC BC Ratio | 0 | 0 | 0 | 0 | 0 | 0 | 0 | 0 | 0 | 0 | 0 | 0 | 0 | 0 | 0 | 0 | 0 | 0 | 0 | 0 | 0 | 0 | 0 | 0 | 0 | 0 | 0
F2_Commercial_Warehouse_Existing_Space Heating_Natural Gas_Boiler_E8 | F2 | Commercial | Warehouse | Existing | Space Heating | Natural Gas | Boiler | E8 | TRC BC Ratio | 0 | 0 | 0 | 0 | 0 | 0 | 0 | 0 | 0 | 0 | 0 | 0 | 0 | 0 | 0 | 0 | 0 | 0 | 0 | 0 | 0 | 0 | 0 | 0 | 0 | 0 | 0
F2_Commercial_Warehouse_Existing_Space Heating_Natural Gas_Boiler_E9 | F2 | Commercial | Warehouse | Existing | Space Heating | Natural Gas | Boiler | E9 | TRC BC Ratio | 0 | 0 | 0 | 0 | 0 | 0 | 0 | 0 | 0 | 0 | 0 | 0 | 0 | 0 | 0 | 0 | 0 | 0 | 0 | 0 | 0 | 0 | 0 | 0 | 0 | 0 | 0
F2_Commercial_Warehouse_Existing_Space Heating_Natural Gas_Boiler_E10 | F2 | Commercial | Warehouse | Existing | Space Heating | Natural Gas | Boiler | E10 | TRC BC Ratio | 0 | 0 | 0 | 0 | 0 | 0 | 0 | 0 | 0 | 0 | 0 | 0 | 0 | 0 | 0 | 0 | 0 | 0 | 0 | 0 | 0 | 0 | 0 | 0 | 0 | 0 | 0
F3_Commercial_Warehouse_Existing_Space Heating_Natural Gas_Boiler_E1 | F3 | Commercial | Warehouse | Existing | Space Heating | Natural Gas | Boiler | E1 | PACT BC Ratio | bar: 2021 to 2047
F3_Commercial_Warehouse_Existing_Space Heating_Natural Gas_Boiler_E2 | F3 | Commercial | Warehouse | Existing | Space Heating | Natural Gas | Boiler | E2 | PACT BC Ratio | 4.4808 | 4.4502 | 4.3836 | 4.3115 | 4.2869 | 4.2795 | 4.2855 | 4.2963 | 4.3055 | 4.3104 | 4.3106 | 4.3057 | 4.2943 | 4.273 | 4.2421 | 4.2032 | 4.1528 | 4.0933 | 4.0222 | 3.9373 | 3.8361 | 3.721 | 3.6261 | 3.5668 | 3.5448 | 3.5622 | 3.5797
F3_Commercial_Warehouse_Existing_Space Heating_Natural Gas_Boiler_E3 | F3 | Commercial | Warehouse | Existing | Space Heating | Natural Gas | Boiler | E3 | PACT BC Ratio | 4.4377 | 4.4073 | 4.3414 | 4.27 | 4.2456 | 4.2383 | 4.2442 | 4.2549 | 4.2641 | 4.2689 | 4.2691 | 4.2643 | 4.2529 | 4.2319 | 4.2012 | 4.1627 | 4.1128 | 4.0539 | 3.9835 | 3.8994 | 3.7992 | 3.6852 | 3.5912 | 3.5324 | 3.5107 | 3.5279 | 3.5452
F3_Commercial_Warehouse_Existing_Space Heating_Natural Gas_Boiler_E4 | F3 | Commercial | Warehouse | Existing | Space Heating | Natural Gas | Boiler | E4 | PACT BC Ratio | 1.0694 | 1.0601 | 1.0431 | 1.0234 | 1.0095 | 0.99792 | 0.98853 | 0.98037 | 0.97275 | 0.96552 | 0.959 | 0.95355 | 0.94935 | 0.94568 | 0.94199 | 0.93787 | 0.93209 | 0.92497 | 0.91618 | 0.90537 | 0.89218 | 0.87697 | 0.86472 | 0.85768 | 0.85611 | 0.86031 | 0.86453
F3_Commercial_Warehouse_Existing_Space Heating_Natural Gas_Boiler_E5 | F3 | Commercial | Warehouse | Existing | Space Heating | Natural Gas | Boiler | E5 | PACT BC Ratio | 0 | 0 | 0 | 0 | 0 | 0 | 0 | 0 | 0 | 0 | 0 | 0 | 0 | 0 | 0 | 0 | 0 | 0 | 0 | 0 | 0 | 0 | 0 | 0 | 0 | 0 | 0
F3_Commercial_Warehouse_Existing_Space Heating_Natural Gas_Boiler_E6 | F3 | Commercial | Warehouse | Existing | Space Heating | Natural Gas | Boiler | E6 | PACT BC Ratio | 0 | 0 | 0 | 0 | 0 | 0 | 0 | 0 | 0 | 0 | 0 | 0 | 0 | 0 | 0 | 0 | 0 | 0 | 0 | 0 | 0 | 0 | 0 | 0 | 0 | 0 | 0
F3_Commercial_Warehouse_Existing_Space Heating_Natural Gas_Boiler_E7 | F3 | Commercial | Warehouse | Existing | Space Heating | Natural Gas | Boiler | E7 | PACT BC Ratio | 0 | 0 | 0 | 0 | 0 | 0 | 0 | 0 | 0 | 0 | 0 | 0 | 0 | 0 | 0 | 0 | 0 | 0 | 0 | 0 | 0 | 0 | 0 | 0 | 0 | 0 | 0
F3_Commercial_Warehouse_Existing_Space Heating_Natural Gas_Boiler_E8 | F3 | Commercial | Warehouse | Existing | Space Heating | Natural Gas | Boiler | E8 | PACT BC Ratio | 0 | 0 | 0 | 0 | 0 | 0 | 0 | 0 | 0 | 0 | 0 | 0 | 0 | 0 | 0 | 0 | 0 | 0 | 0 | 0 | 0 | 0 | 0 | 0 | 0 | 0 | 0
F3_Commercial_Warehouse_Existing_Space Heating_Natural Gas_Boiler_E9 | F3 | Commercial | Warehouse | Existing | Space Heating | Natural Gas | Boiler | E9 | PACT BC Ratio | 0 | 0 | 0 | 0 | 0 | 0 | 0 | 0 | 0 | 0 | 0 | 0 | 0 | 0 | 0 | 0 | 0 | 0 | 0 | 0 | 0 | 0 | 0 | 0 | 0 | 0 | 0
F3_Commercial_Warehouse_Existing_Space Heating_Natural Gas_Boiler_E10 | F3 | Commercial | Warehouse | Existing | Space Heating | Natural Gas | Boiler | E10 | PACT BC Ratio | 0 | 0 | 0 | 0 | 0 | 0 | 0 | 0 | 0 | 0 | 0 | 0 | 0 | 0 | 0 | 0 | 0 | 0 | 0 | 0 | 0 | 0 | 0 | 0 | 0 | 0 | 0
F4_Commercial_Warehouse_Existing_Space Heating_Natural Gas_Boiler_E1 | F4 | Commercial | Warehouse | Existing | Space Heating | Natural Gas | Boiler | E1 | RVT BC Ratio | bar: 2021 to 2047
F4_Commercial_Warehouse_Existing_Space Heating_Natural Gas_Boiler_E2 | F4 | Commercial | Warehouse | Existing | Space Heating | Natural Gas | Boiler | E2 | RVT BC Ratio | 0.7 | 0.7 | 0.7 | 0.7 | 0.7 | 0.7 | 0.7 | 0.7 | 0.7 | 0.7 | 0.7 | 0.7 | 0.7 | 0.7 | 0.7 | 0.7 | 0.7 | 0.7 | 0.7 | 0.7 | 0.7 | 0.7 | 0.7 | 0.7 | 0.7 | 0.7 | 0.7
F4_Commercial_Warehouse_Existing_Space Heating_Natural Gas_Boiler_E3 | F4 | Commercial | Warehouse | Existing | Space Heating | Natural Gas | Boiler | E3 | RVT BC Ratio | 0.7 | 0.7 | 0.7 | 0.7 | 0.7 | 0.7 | 0.7 | 0.7 | 0.7 | 0.7 | 0.7 | 0.7 | 0.7 | 0.7 | 0.7 | 0.7 | 0.7 | 0.7 | 0.7 | 0.7 | 0.7 | 0.7 | 0.7 | 0.7 | 0.7 | 0.7 | 0.7
F4_Commercial_Warehouse_Existing_Space Heating_Natural Gas_Boiler_E4 | F4 | Commercial | Warehouse | Existing | Space Heating | Natural Gas | Boiler | E4 | RVT BC Ratio | 0.7 | 0.7 | 0.7 | 0.7 | 0.7 | 0.7 | 0.7 | 0.7 | 0.7 | 0.7 | 0.7 | 0.7 | 0.7 | 0.7 | 0.7 | 0.7 | 0.7 | 0.7 | 0.7 | 0.7 | 0.7 | 0.7 | 0.7 | 0.7 | 0.7 | 0.7 | 0.7
F4_Commercial_Warehouse_Existing_Space Heating_Natural Gas_Boiler_E5 | F4 | Commercial | Warehouse | Existing | Space Heating | Natural Gas | Boiler | E5 | RVT BC Ratio | 0 | 0 | 0 | 0 | 0 | 0 | 0 | 0 | 0 | 0 | 0 | 0 | 0 | 0 | 0 | 0 | 0 | 0 | 0 | 0 | 0 | 0 | 0 | 0 | 0 | 0 | 0
F4_Commercial_Warehouse_Existing_Space Heating_Natural Gas_Boiler_E6 | F4 | Commercial | Warehouse | Existing | Space Heating | Natural Gas | Boiler | E6 | RVT BC Ratio | 0 | 0 | 0 | 0 | 0 | 0 | 0 | 0 | 0 | 0 | 0 | 0 | 0 | 0 | 0 | 0 | 0 | 0 | 0 | 0 | 0 | 0 | 0 | 0 | 0 | 0 | 0
F4_Commercial_Warehouse_Existing_Space Heating_Natural Gas_Boiler_E7 | F4 | Commercial | Warehouse | Existing | Space Heating | Natural Gas | Boiler | E7 | RVT BC Ratio | 0 | 0 | 0 | 0 | 0 | 0 | 0 | 0 | 0 | 0 | 0 | 0 | 0 | 0 | 0 | 0 | 0 | 0 | 0 | 0 | 0 | 0 | 0 | 0 | 0 | 0 | 0
F4_Commercial_Warehouse_Existing_Space Heating_Natural Gas_Boiler_E8 | F4 | Commercial | Warehouse | Existing | Space Heating | Natural Gas | Boiler | E8 | RVT BC Ratio | 0 | 0 | 0 | 0 | 0 | 0 | 0 | 0 | 0 | 0 | 0 | 0 | 0 | 0 | 0 | 0 | 0 | 0 | 0 | 0 | 0 | 0 | 0 | 0 | 0 | 0 | 0
F4_Commercial_Warehouse_Existing_Space Heating_Natural Gas_Boiler_E9 | F4 | Commercial | Warehouse | Existing | Space Heating | Natural Gas | Boiler | E9 | RVT BC Ratio | 0 | 0 | 0 | 0 | 0 | 0 | 0 | 0 | 0 | 0 | 0 | 0 | 0 | 0 | 0 | 0 | 0 | 0 | 0 | 0 | 0 | 0 | 0 | 0 | 0 | 0 | 0
F4_Commercial_Warehouse_Existing_Space Heating_Natural Gas_Boiler_E10 | F4 | Commercial | Warehouse | Existing | Space Heating | Natural Gas | Boiler | E10 | RVT BC Ratio | 0 | 0 | 0 | 0 | 0 | 0 | 0 | 0 | 0 | 0 | 0 | 0 | 0 | 0 | 0 | 0 | 0 | 0 | 0 | 0 | 0 | 0 | 0 | 0 | 0 | 0 | 0
F5_Commercial_Warehouse_Existing_Space Heating_Natural Gas_Boiler_E1 | F5 | Commercial | Warehouse | Existing | Space Heating | Natural Gas | Boiler | E1 | RIM BC Ratio | bar: 2021 to 2047
F5_Commercial_Warehouse_Existing_Space Heating_Natural Gas_Boiler_E2 | F5 | Commercial | Warehouse | Existing | Space Heating | Natural Gas | Boiler | E2 | RIM BC Ratio | 4.4808 | 4.4502 | 4.3836 | 4.3115 | 4.2869 | 4.2795 | 4.2855 | 4.2963 | 4.3055 | 4.3104 | 4.3106 | 4.3057 | 4.2943 | 4.273 | 4.2421 | 4.2032 | 4.1528 | 4.0933 | 4.0222 | 3.9373 | 3.8361 | 3.721 | 3.6261 | 3.5668 | 3.5448 | 3.5622 | 3.5797
F5_Commercial_Warehouse_Existing_Space Heating_Natural Gas_Boiler_E3 | F5 | Commercial | Warehouse | Existing | Space Heating | Natural Gas | Boiler | E3 | RIM BC Ratio | 4.4377 | 4.4073 | 4.3414 | 4.27 | 4.2456 | 4.2383 | 4.2442 | 4.2549 | 4.2641 | 4.2689 | 4.2691 | 4.2643 | 4.2529 | 4.2319 | 4.2012 | 4.1627 | 4.1128 | 4.0539 | 3.9835 | 3.8994 | 3.7992 | 3.6852 | 3.5912 | 3.5324 | 3.5107 | 3.5279 | 3.5452
F5_Commercial_Warehouse_Existing_Space Heating_Natural Gas_Boiler_E4 | F5 | Commercial | Warehouse | Existing | Space Heating | Natural Gas | Boiler | E4 | RIM BC Ratio | 1.0694 | 1.0601 | 1.0431 | 1.0234 | 1.0095 | 0.99792 | 0.98853 | 0.98037 | 0.97275 | 0.96552 | 0.959 | 0.95355 | 0.94935 | 0.94568 | 0.94199 | 0.93787 | 0.93209 | 0.92497 | 0.91618 | 0.90537 | 0.89218 | 0.87697 | 0.86472 | 0.85768 | 0.85611 | 0.86031 | 0.86453
F5_Commercial_Warehouse_Existing_Space Heating_Natural Gas_Boiler_E5 | F5 | Commercial | Warehouse | Existing | Space Heating | Natural Gas | Boiler | E5 | RIM BC Ratio | 0 | 0 | 0 | 0 | 0 | 0 | 0 | 0 | 0 | 0 | 0 | 0 | 0 | 0 | 0 | 0 | 0 | 0 | 0 | 0 | 0 | 0 | 0 | 0 | 0 | 0 | 0
F5_Commercial_Warehouse_Existing_Space Heating_Natural Gas_Boiler_E6 | F5 | Commercial | Warehouse | Existing | Space Heating | Natural Gas | Boiler | E6 | RIM BC Ratio | 0 | 0 | 0 | 0 | 0 | 0 | 0 | 0 | 0 | 0 | 0 | 0 | 0 | 0 | 0 | 0 | 0 | 0 | 0 | 0 | 0 | 0 | 0 | 0 | 0 | 0 | 0
F5_Commercial_Warehouse_Existing_Space Heating_Natural Gas_Boiler_E7 | F5 | Commercial | Warehouse | Existing | Space Heating | Natural Gas | Boiler | E7 | RIM BC Ratio | 0 | 0 | 0 | 0 | 0 | 0 | 0 | 0 | 0 | 0 | 0 | 0 | 0 | 0 | 0 | 0 | 0 | 0 | 0 | 0 | 0 | 0 | 0 | 0 | 0 | 0 | 0
F5_Commercial_Warehouse_Existing_Space Heating_Natural Gas_Boiler_E8 | F5 | Commercial | Warehouse | Existing | Space Heating | Natural Gas | Boiler | E8 | RIM BC Ratio | 0 | 0 | 0 | 0 | 0 | 0 | 0 | 0 | 0 | 0 | 0 | 0 | 0 | 0 | 0 | 0 | 0 | 0 | 0 | 0 | 0 | 0 | 0 | 0 | 0 | 0 | 0
F5_Commercial_Warehouse_Existing_Space Heating_Natural Gas_Boiler_E9 | F5 | Commercial | Warehouse | Existing | Space Heating | Natural Gas | Boiler | E9 | RIM BC Ratio | 0 | 0 | 0 | 0 | 0 | 0 | 0 | 0 | 0 | 0 | 0 | 0 | 0 | 0 | 0 | 0 | 0 | 0 | 0 | 0 | 0 | 0 | 0 | 0 | 0 | 0 | 0
F5_Commercial_Warehouse_Existing_Space Heating_Natural Gas_Boiler_E10 | F5 | Commercial | Warehouse | Existing | Space Heating | Natural Gas | Boiler | E10 | RIM BC Ratio | 0 | 0 | 0 | 0 | 0 | 0 | 0 | 0 | 0 | 0 | 0 | 0 | 0 | 0 | 0 | 0 | 0 | 0 | 0 | 0 | 0 | 0 | 0 | 0 | 0 | 0 | 0
F0_Commercial_Warehouse_Existing_Space Heating_Natural Gas_Unit Heater_E0 | F0 | Commercial | Warehouse | Existing | Space Heating | Natural Gas | Unit Heater | E0 | Economic Unit | Infrared Radiant | Infrared Radiant | Infrared Radiant | Infrared Radiant | Infrared Radiant | Infrared Radiant | Infrared Radiant | Infrared Radiant | Infrared Radiant | Infrared Radiant | Infrared Radiant | Infrared Radiant | Infrared Radiant | Infrared Radiant | Infrared Radiant | Infrared Radiant | Infrared Radiant | Infrared Radiant | Infrared Radiant | Infrared Radiant | Infrared Radiant | Infrared Radiant | Infrared Radiant | Infrared Radiant | Infrared Radiant | Infrared Radiant | Infrared Radiant
F1_Commercial_Warehouse_Existing_Space Heating_Natural Gas_Unit Heater_E1 | F1 | Commercial | Warehouse | Existing | Space Heating | Natural Gas | Unit Heater | E1 | CCE | 0 | 0 | 0 | 0 | 0 | 0 | 0 | 0 | 0 | 0 | 0 | 0 | 0 | 0 | 0 | 0 | 0 | 0 | 0 | 0 | 0 | 0 | 0 | 0 | 0 | 0 | 0
F1_Commercial_Warehouse_Existing_Space Heating_Natural Gas_Unit Heater_E2 | F1 | Commercial | Warehouse | Existing | Space Heating | Natural Gas | Unit Heater | E2 | CCE | 0.0010768 | 0.0010009 | 0.0010048 | 0.0010048 | 0.0010048 | 0.0010048 | 0.0010048 | 0.0010048 | 0.0010048 | 0.0010048 | 0.0010048 | 0.0010048 | 0.0010048 | 0.0010048 | 0.0010048 | 0.0010048 | 0.0010048 | 0.0010048 | 0.0010048 | 0.0010048 | 0.0010048 | 0.0010048 | 0.0010048 | 0.0010048 | 0.0010048 | 0.0010048 | 0.0010048
F1_Commercial_Warehouse_Existing_Space Heating_Natural Gas_Unit Heater_E3 | F1 | Commercial | Warehouse | Existing | Space Heating | Natural Gas | Unit Heater | E3 | CCE | 0.0016475 | 0.0015314 | 0.0015374 | 0.0015374 | 0.0015374 | 0.0015374 | 0.0015374 | 0.0015374 | 0.0015374 | 0.0015374 | 0.0015374 | 0.0015374 | 0.0015374 | 0.0015374 | 0.0015374 | 0.0015374 | 0.0015374 | 0.0015374 | 0.0015374 | 0.0015374 | 0.0015374 | 0.0015374 | 0.0015374 | 0.0015374 | 0.0015374 | 0.0015374 | 0.0015374
F1_Commercial_Warehouse_Existing_Space Heating_Natural Gas_Unit Heater_E4 | F1 | Commercial | Warehouse | Existing | Space Heating | Natural Gas | Unit Heater | E4 | CCE | 0 | 0 | 0 | 0 | 0 | 0 | 0 | 0 | 0 | 0 | 0 | 0 | 0 | 0 | 0 | 0 | 0 | 0 | 0 | 0 | 0 | 0 | 0 | 0 | 0 | 0 | 0
F1_Commercial_Warehouse_Existing_Space Heating_Natural Gas_Unit Heater_E5 | F1 | Commercial | Warehouse | Existing | Space Heating | Natural Gas | Unit Heater | E5 | CCE | 0 | 0 | 0 | 0 | 0 | 0 | 0 | 0 | 0 | 0 | 0 | 0 | 0 | 0 | 0 | 0 | 0 | 0 | 0 | 0 | 0 | 0 | 0 | 0 | 0 | 0 | 0
F1_Commercial_Warehouse_Existing_Space Heating_Natural Gas_Unit Heater_E6 | F1 | Commercial | Warehouse | Existing | Space Heating | Natural Gas | Unit Heater | E6 | CCE | 0 | 0 | 0 | 0 | 0 | 0 | 0 | 0 | 0 | 0 | 0 | 0 | 0 | 0 | 0 | 0 | 0 | 0 | 0 | 0 | 0 | 0 | 0 | 0 | 0 | 0 | 0
F1_Commercial_Warehouse_Existing_Space Heating_Natural Gas_Unit Heater_E7 | F1 | Commercial | Warehouse | Existing | Space Heating | Natural Gas | Unit Heater | E7 | CCE | 0 | 0 | 0 | 0 | 0 | 0 | 0 | 0 | 0 | 0 | 0 | 0 | 0 | 0 | 0 | 0 | 0 | 0 | 0 | 0 | 0 | 0 | 0 | 0 | 0 | 0 | 0
F1_Commercial_Warehouse_Existing_Space Heating_Natural Gas_Unit Heater_E8 | F1 | Commercial | Warehouse | Existing | Space Heating | Natural Gas | Unit Heater | E8 | CCE | 0 | 0 | 0 | 0 | 0 | 0 | 0 | 0 | 0 | 0 | 0 | 0 | 0 | 0 | 0 | 0 | 0 | 0 | 0 | 0 | 0 | 0 | 0 | 0 | 0 | 0 | 0
F1_Commercial_Warehouse_Existing_Space Heating_Natural Gas_Unit Heater_E9 | F1 | Commercial | Warehouse | Existing | Space Heating | Natural Gas | Unit Heater | E9 | CCE | 0 | 0 | 0 | 0 | 0 | 0 | 0 | 0 | 0 | 0 | 0 | 0 | 0 | 0 | 0 | 0 | 0 | 0 | 0 | 0 | 0 | 0 | 0 | 0 | 0 | 0 | 0
F1_Commercial_Warehouse_Existing_Space Heating_Natural Gas_Unit Heater_E10 | F1 | Commercial | Warehouse | Existing | Space Heating | Natural Gas | Unit Heater | E10 | CCE | 0 | 0 | 0 | 0 | 0 | 0 | 0 | 0 | 0 | 0 | 0 | 0 | 0 | 0 | 0 | 0 | 0 | 0 | 0 | 0 | 0 | 0 | 0 | 0 | 0 | 0 | 0
F2_Commercial_Warehouse_Existing_Space Heating_Natural Gas_Unit Heater_E1 | F2 | Commercial | Warehouse | Existing | Space Heating | Natural Gas | Unit Heater | E1 | TRC BC Ratio | bar: 2021 to 2047
F2_Commercial_Warehouse_Existing_Space Heating_Natural Gas_Unit Heater_E2 | F2 | Commercial | Warehouse | Existing | Space Heating | Natural Gas | Unit Heater | E2 | TRC BC Ratio | 14.4533 | 14.385 | 14.1956 | 13.9907 | 13.9542 | 13.9737 | 14.0292 | 14.0877 | 14.1283 | 14.1445 | 14.1396 | 14.1165 | 14.0699 | 13.9885 | 13.8726 | 13.7285 | 13.5436 | 13.326 | 13.0674 | 12.7596 | 12.3938 | 11.9788 | 11.6353 | 11.4182 | 11.334 | 11.3895 | 11.4454
F2_Commercial_Warehouse_Existing_Space Heating_Natural Gas_Unit Heater_E3 | F2 | Commercial | Warehouse | Existing | Space Heating | Natural Gas | Unit Heater | E3 | TRC BC Ratio | 10.3182 | 10.3189 | 10.2536 | 10.1157 | 9.8886 | 9.6065 | 9.2659 | 8.8706 | 8.4447 | 8.0252 | 7.6539 | 7.3791 | 7.2226 | 7.1736 | 7.2023 | 7.2741 | 7.353 | 7.4378 | 7.5299 | 7.6306 | 7.7416 | 7.8612 | 7.9688 | 8.0549 | 8.1185 | 8.1583 | 8.1983
F2_Commercial_Warehouse_Existing_Space Heating_Natural Gas_Unit Heater_E4 | F2 | Commercial | Warehouse | Existing | Space Heating | Natural Gas | Unit Heater | E4 | TRC BC Ratio | 0 | 0 | 0 | 0 | 0 | 0 | 0 | 0 | 0 | 0 | 0 | 0 | 0 | 0 | 0 | 0 | 0 | 0 | 0 | 0 | 0 | 0 | 0 | 0 | 0 | 0 | 0
F2_Commercial_Warehouse_Existing_Space Heating_Natural Gas_Unit Heater_E5 | F2 | Commercial | Warehouse | Existing | Space Heating | Natural Gas | Unit Heater | E5 | TRC BC Ratio | 0 | 0 | 0 | 0 | 0 | 0 | 0 | 0 | 0 | 0 | 0 | 0 | 0 | 0 | 0 | 0 | 0 | 0 | 0 | 0 | 0 | 0 | 0 | 0 | 0 | 0 | 0
F2_Commercial_Warehouse_Existing_Space Heating_Natural Gas_Unit Heater_E6 | F2 | Commercial | Warehouse | Existing | Space Heating | Natural Gas | Unit Heater | E6 | TRC BC Ratio | 0 | 0 | 0 | 0 | 0 | 0 | 0 | 0 | 0 | 0 | 0 | 0 | 0 | 0 | 0 | 0 | 0 | 0 | 0 | 0 | 0 | 0 | 0 | 0 | 0 | 0 | 0
F2_Commercial_Warehouse_Existing_Space Heating_Natural Gas_Unit Heater_E7 | F2 | Commercial | Warehouse | Existing | Space Heating | Natural Gas | Unit Heater | E7 | TRC BC Ratio | 0 | 0 | 0 | 0 | 0 | 0 | 0 | 0 | 0 | 0 | 0 | 0 | 0 | 0 | 0 | 0 | 0 | 0 | 0 | 0 | 0 | 0 | 0 | 0 | 0 | 0 | 0
F2_Commercial_Warehouse_Existing_Space Heating_Natural Gas_Unit Heater_E8 | F2 | Commercial | Warehouse | Existing | Space Heating | Natural Gas | Unit Heater | E8 | TRC BC Ratio | 0 | 0 | 0 | 0 | 0 | 0 | 0 | 0 | 0 | 0 | 0 | 0 | 0 | 0 | 0 | 0 | 0 | 0 | 0 | 0 | 0 | 0 | 0 | 0 | 0 | 0 | 0
F2_Commercial_Warehouse_Existing_Space Heating_Natural Gas_Unit Heater_E9 | F2 | Commercial | Warehouse | Existing | Space Heating | Natural Gas | Unit Heater | E9 | TRC BC Ratio | 0 | 0 | 0 | 0 | 0 | 0 | 0 | 0 | 0 | 0 | 0 | 0 | 0 | 0 | 0 | 0 | 0 | 0 | 0 | 0 | 0 | 0 | 0 | 0 | 0 | 0 | 0
F2_Commercial_Warehouse_Existing_Space Heating_Natural Gas_Unit Heater_E10 | F2 | Commercial | Warehouse | Existing | Space Heating | Natural Gas | Unit Heater | E10 | TRC BC Ratio | 0 | 0 | 0 | 0 | 0 | 0 | 0 | 0 | 0 | 0 | 0 | 0 | 0 | 0 | 0 | 0 | 0 | 0 | 0 | 0 | 0 | 0 | 0 | 0 | 0 | 0 | 0
F3_Commercial_Warehouse_Existing_Space Heating_Natural Gas_Unit Heater_E1 | F3 | Commercial | Warehouse | Existing | Space Heating | Natural Gas | Unit Heater | E1 | PACT BC Ratio | bar: 2021 to 2047
F3_Commercial_Warehouse_Existing_Space Heating_Natural Gas_Unit Heater_E2 | F3 | Commercial | Warehouse | Existing | Space Heating | Natural Gas | Unit Heater | E2 | PACT BC Ratio | 19.0175 | 18.9276 | 18.6784 | 18.4089 | 18.3609 | 18.3864 | 18.4595 | 18.5364 | 18.5899 | 18.6112 | 18.6047 | 18.5743 | 18.5131 | 18.4059 | 18.2534 | 18.0638 | 17.8205 | 17.5342 | 17.194 | 16.7889 | 16.3077 | 15.7615 | 15.3096 | 15.0239 | 14.9131 | 14.9862 | 15.0597
F3_Commercial_Warehouse_Existing_Space Heating_Natural Gas_Unit Heater_E3 | F3 | Commercial | Warehouse | Existing | Space Heating | Natural Gas | Unit Heater | E3 | PACT BC Ratio | 13.5765 | 13.5775 | 13.4916 | 13.3101 | 13.0113 | 12.6401 | 12.192 | 11.6718 | 11.1114 | 10.5595 | 10.0709 | 9.7093 | 9.5034 | 9.439 | 9.4768 | 9.5711 | 9.675 | 9.7866 | 9.9077 | 10.0403 | 10.1863 | 10.3437 | 10.4853 | 10.5986 | 10.6822 | 10.7346 | 10.7872
F3_Commercial_Warehouse_Existing_Space Heating_Natural Gas_Unit Heater_E4 | F3 | Commercial | Warehouse | Existing | Space Heating | Natural Gas | Unit Heater | E4 | PACT BC Ratio | 0 | 0 | 0 | 0 | 0 | 0 | 0 | 0 | 0 | 0 | 0 | 0 | 0 | 0 | 0 | 0 | 0 | 0 | 0 | 0 | 0 | 0 | 0 | 0 | 0 | 0 | 0
F3_Commercial_Warehouse_Existing_Space Heating_Natural Gas_Unit Heater_E5 | F3 | Commercial | Warehouse | Existing | Space Heating | Natural Gas | Unit Heater | E5 | PACT BC Ratio | 0 | 0 | 0 | 0 | 0 | 0 | 0 | 0 | 0 | 0 | 0 | 0 | 0 | 0 | 0 | 0 | 0 | 0 | 0 | 0 | 0 | 0 | 0 | 0 | 0 | 0 | 0
F3_Commercial_Warehouse_Existing_Space Heating_Natural Gas_Unit Heater_E6 | F3 | Commercial | Warehouse | Existing | Space Heating | Natural Gas | Unit Heater | E6 | PACT BC Ratio | 0 | 0 | 0 | 0 | 0 | 0 | 0 | 0 | 0 | 0 | 0 | 0 | 0 | 0 | 0 | 0 | 0 | 0 | 0 | 0 | 0 | 0 | 0 | 0 | 0 | 0 | 0
F3_Commercial_Warehouse_Existing_Space Heating_Natural Gas_Unit Heater_E7 | F3 | Commercial | Warehouse | Existing | Space Heating | Natural Gas | Unit Heater | E7 | PACT BC Ratio | 0 | 0 | 0 | 0 | 0 | 0 | 0 | 0 | 0 | 0 | 0 | 0 | 0 | 0 | 0 | 0 | 0 | 0 | 0 | 0 | 0 | 0 | 0 | 0 | 0 | 0 | 0
F3_Commercial_Warehouse_Existing_Space Heating_Natural Gas_Unit Heater_E8 | F3 | Commercial | Warehouse | Existing | Space Heating | Natural Gas | Unit Heater | E8 | PACT BC Ratio | 0 | 0 | 0 | 0 | 0 | 0 | 0 | 0 | 0 | 0 | 0 | 0 | 0 | 0 | 0 | 0 | 0 | 0 | 0 | 0 | 0 | 0 | 0 | 0 | 0 | 0 | 0
F3_Commercial_Warehouse_Existing_Space Heating_Natural Gas_Unit Heater_E9 | F3 | Commercial | Warehouse | Existing | Space Heating | Natural Gas | Unit Heater | E9 | PACT BC Ratio | 0 | 0 | 0 | 0 | 0 | 0 | 0 | 0 | 0 | 0 | 0 | 0 | 0 | 0 | 0 | 0 | 0 | 0 | 0 | 0 | 0 | 0 | 0 | 0 | 0 | 0 | 0
F3_Commercial_Warehouse_Existing_Space Heating_Natural Gas_Unit Heater_E10 | F3 | Commercial | Warehouse | Existing | Space Heating | Natural Gas | Unit Heater | E10 | PACT BC Ratio | 0 | 0 | 0 | 0 | 0 | 0 | 0 | 0 | 0 | 0 | 0 | 0 | 0 | 0 | 0 | 0 | 0 | 0 | 0 | 0 | 0 | 0 | 0 | 0 | 0 | 0 | 0
F4_Commercial_Warehouse_Existing_Space Heating_Natural Gas_Unit Heater_E1 | F4 | Commercial | Warehouse | Existing | Space Heating | Natural Gas | Unit Heater | E1 | RVT BC Ratio | bar: 2021 to 2047
F4_Commercial_Warehouse_Existing_Space Heating_Natural Gas_Unit Heater_E2 | F4 | Commercial | Warehouse | Existing | Space Heating | Natural Gas | Unit Heater | E2 | RVT BC Ratio | 0.7 | 0.7 | 0.7 | 0.7 | 0.7 | 0.7 | 0.7 | 0.7 | 0.7 | 0.7 | 0.7 | 0.7 | 0.7 | 0.7 | 0.7 | 0.7 | 0.7 | 0.7 | 0.7 | 0.7 | 0.7 | 0.7 | 0.7 | 0.7 | 0.7 | 0.7 | 0.7
F4_Commercial_Warehouse_Existing_Space Heating_Natural Gas_Unit Heater_E3 | F4 | Commercial | Warehouse | Existing | Space Heating | Natural Gas | Unit Heater | E3 | RVT BC Ratio | 0.7 | 0.7 | 0.7 | 0.7 | 0.7 | 0.7 | 0.7 | 0.7 | 0.7 | 0.7 | 0.7 | 0.7 | 0.7 | 0.7 | 0.7 | 0.7 | 0.7 | 0.7 | 0.7 | 0.7 | 0.7 | 0.7 | 0.7 | 0.7 | 0.7 | 0.7 | 0.7
F4_Commercial_Warehouse_Existing_Space Heating_Natural Gas_Unit Heater_E4 | F4 | Commercial | Warehouse | Existing | Space Heating | Natural Gas | Unit Heater | E4 | RVT BC Ratio | 0 | 0 | 0 | 0 | 0 | 0 | 0 | 0 | 0 | 0 | 0 | 0 | 0 | 0 | 0 | 0 | 0 | 0 | 0 | 0 | 0 | 0 | 0 | 0 | 0 | 0 | 0
F4_Commercial_Warehouse_Existing_Space Heating_Natural Gas_Unit Heater_E5 | F4 | Commercial | Warehouse | Existing | Space Heating | Natural Gas | Unit Heater | E5 | RVT BC Ratio | 0 | 0 | 0 | 0 | 0 | 0 | 0 | 0 | 0 | 0 | 0 | 0 | 0 | 0 | 0 | 0 | 0 | 0 | 0 | 0 | 0 | 0 | 0 | 0 | 0 | 0 | 0
F4_Commercial_Warehouse_Existing_Space Heating_Natural Gas_Unit Heater_E6 | F4 | Commercial | Warehouse | Existing | Space Heating | Natural Gas | Unit Heater | E6 | RVT BC Ratio | 0 | 0 | 0 | 0 | 0 | 0 | 0 | 0 | 0 | 0 | 0 | 0 | 0 | 0 | 0 | 0 | 0 | 0 | 0 | 0 | 0 | 0 | 0 | 0 | 0 | 0 | 0
F4_Commercial_Warehouse_Existing_Space Heating_Natural Gas_Unit Heater_E7 | F4 | Commercial | Warehouse | Existing | Space Heating | Natural Gas | Unit Heater | E7 | RVT BC Ratio | 0 | 0 | 0 | 0 | 0 | 0 | 0 | 0 | 0 | 0 | 0 | 0 | 0 | 0 | 0 | 0 | 0 | 0 | 0 | 0 | 0 | 0 | 0 | 0 | 0 | 0 | 0
F4_Commercial_Warehouse_Existing_Space Heating_Natural Gas_Unit Heater_E8 | F4 | Commercial | Warehouse | Existing | Space Heating | Natural Gas | Unit Heater | E8 | RVT BC Ratio | 0 | 0 | 0 | 0 | 0 | 0 | 0 | 0 | 0 | 0 | 0 | 0 | 0 | 0 | 0 | 0 | 0 | 0 | 0 | 0 | 0 | 0 | 0 | 0 | 0 | 0 | 0
F4_Commercial_Warehouse_Existing_Space Heating_Natural Gas_Unit Heater_E9 | F4 | Commercial | Warehouse | Existing | Space Heating | Natural Gas | Unit Heater | E9 | RVT BC Ratio | 0 | 0 | 0 | 0 | 0 | 0 | 0 | 0 | 0 | 0 | 0 | 0 | 0 | 0 | 0 | 0 | 0 | 0 | 0 | 0 | 0 | 0 | 0 | 0 | 0 | 0 | 0
F4_Commercial_Warehouse_Existing_Space Heating_Natural Gas_Unit Heater_E10 | F4 | Commercial | Warehouse | Existing | Space Heating | Natural Gas | Unit Heater | E10 | RVT BC Ratio | 0 | 0 | 0 | 0 | 0 | 0 | 0 | 0 | 0 | 0 | 0 | 0 | 0 | 0 | 0 | 0 | 0 | 0 | 0 | 0 | 0 | 0 | 0 | 0 | 0 | 0 | 0
F5_Commercial_Warehouse_Existing_Space Heating_Natural Gas_Unit Heater_E1 | F5 | Commercial | Warehouse | Existing | Space Heating | Natural Gas | Unit Heater | E1 | RIM BC Ratio | bar: 2021 to 2047
F5_Commercial_Warehouse_Existing_Space Heating_Natural Gas_Unit Heater_E2 | F5 | Commercial | Warehouse | Existing | Space Heating | Natural Gas | Unit Heater | E2 | RIM BC Ratio | 19.0175 | 18.9276 | 18.6784 | 18.4089 | 18.3609 | 18.3864 | 18.4595 | 18.5364 | 18.5899 | 18.6112 | 18.6047 | 18.5743 | 18.5131 | 18.4059 | 18.2534 | 18.0638 | 17.8205 | 17.5342 | 17.194 | 16.7889 | 16.3077 | 15.7615 | 15.3096 | 15.0239 | 14.9131 | 14.9862 | 15.0597
F5_Commercial_Warehouse_Existing_Space Heating_Natural Gas_Unit Heater_E3 | F5 | Commercial | Warehouse | Existing | Space Heating | Natural Gas | Unit Heater | E3 | RIM BC Ratio | 13.5765 | 13.5775 | 13.4916 | 13.3101 | 13.0113 | 12.6401 | 12.192 | 11.6718 | 11.1114 | 10.5595 | 10.0709 | 9.7093 | 9.5034 | 9.439 | 9.4768 | 9.5711 | 9.675 | 9.7866 | 9.9077 | 10.0403 | 10.1863 | 10.3437 | 10.4853 | 10.5986 | 10.6822 | 10.7346 | 10.7872
F5_Commercial_Warehouse_Existing_Space Heating_Natural Gas_Unit Heater_E4 | F5 | Commercial | Warehouse | Existing | Space Heating | Natural Gas | Unit Heater | E4 | RIM BC Ratio | 0 | 0 | 0 | 0 | 0 | 0 | 0 | 0 | 0 | 0 | 0 | 0 | 0 | 0 | 0 | 0 | 0 | 0 | 0 | 0 | 0 | 0 | 0 | 0 | 0 | 0 | 0
F5_Commercial_Warehouse_Existing_Space Heating_Natural Gas_Unit Heater_E5 | F5 | Commercial | Warehouse | Existing | Space Heating | Natural Gas | Unit Heater | E5 | RIM BC Ratio | 0 | 0 | 0 | 0 | 0 | 0 | 0 | 0 | 0 | 0 | 0 | 0 | 0 | 0 | 0 | 0 | 0 | 0 | 0 | 0 | 0 | 0 | 0 | 0 | 0 | 0 | 0
F5_Commercial_Warehouse_Existing_Space Heating_Natural Gas_Unit Heater_E6 | F5 | Commercial | Warehouse | Existing | Space Heating | Natural Gas | Unit Heater | E6 | RIM BC Ratio | 0 | 0 | 0 | 0 | 0 | 0 | 0 | 0 | 0 | 0 | 0 | 0 | 0 | 0 | 0 | 0 | 0 | 0 | 0 | 0 | 0 | 0 | 0 | 0 | 0 | 0 | 0
F5_Commercial_Warehouse_Existing_Space Heating_Natural Gas_Unit Heater_E7 | F5 | Commercial | Warehouse | Existing | Space Heating | Natural Gas | Unit Heater | E7 | RIM BC Ratio | 0 | 0 | 0 | 0 | 0 | 0 | 0 | 0 | 0 | 0 | 0 | 0 | 0 | 0 | 0 | 0 | 0 | 0 | 0 | 0 | 0 | 0 | 0 | 0 | 0 | 0 | 0
F5_Commercial_Warehouse_Existing_Space Heating_Natural Gas_Unit Heater_E8 | F5 | Commercial | Warehouse | Existing | Space Heating | Natural Gas | Unit Heater | E8 | RIM BC Ratio | 0 | 0 | 0 | 0 | 0 | 0 | 0 | 0 | 0 | 0 | 0 | 0 | 0 | 0 | 0 | 0 | 0 | 0 | 0 | 0 | 0 | 0 | 0 | 0 | 0 | 0 | 0
F5_Commercial_Warehouse_Existing_Space Heating_Natural Gas_Unit Heater_E9 | F5 | Commercial | Warehouse | Existing | Space Heating | Natural Gas | Unit Heater | E9 | RIM BC Ratio | 0 | 0 | 0 | 0 | 0 | 0 | 0 | 0 | 0 | 0 | 0 | 0 | 0 | 0 | 0 | 0 | 0 | 0 | 0 | 0 | 0 | 0 | 0 | 0 | 0 | 0 | 0
F5_Commercial_Warehouse_Existing_Space Heating_Natural Gas_Unit Heater_E10 | F5 | Commercial | Warehouse | Existing | Space Heating | Natural Gas | Unit Heater | E10 | RIM BC Ratio | 0 | 0 | 0 | 0 | 0 | 0 | 0 | 0 | 0 | 0 | 0 | 0 | 0 | 0 | 0 | 0 | 0 | 0 | 0 | 0 | 0 | 0 | 0 | 0 | 0 | 0 | 0
F0_Commercial_Warehouse_Existing_Water Heating_Natural Gas_Water Heater_E0 | F0 | Commercial | Warehouse | Existing | Water Heating | Natural Gas | Water Heater | E0 | Economic Unit | Tankless | Tankless | Tankless | Tankless | Tankless | Tankless | Tankless | Tankless | Tankless | Tankless | Tankless | Tankless | Tankless | Tankless | Tankless | Tankless | Tankless | Tankless | Tankless | Tankless | Tankless | Tankless | Tankless | Tankless | Tankless | Tankless | Tankless
F1_Commercial_Warehouse_Existing_Water Heating_Natural Gas_Water Heater_E1 | F1 | Commercial | Warehouse | Existing | Water Heating | Natural Gas | Water Heater | E1 | CCE | 0 | 0 | 0 | 0 | 0 | 0 | 0 | 0 | 0 | 0 | 0 | 0 | 0 | 0 | 0 | 0 | 0 | 0 | 0 | 0 | 0 | 0 | 0 | 0 | 0 | 0 | 0
F1_Commercial_Warehouse_Existing_Water Heating_Natural Gas_Water Heater_E2 | F1 | Commercial | Warehouse | Existing | Water Heating | Natural Gas | Water Heater | E2 | CCE | 0.0026027 | 0.0026027 | 0.0026027 | 0.0026027 | 0.0026027 | 0.0026027 | 0.0026027 | 0.0026027 | 0.0026027 | 0.0026027 | 0.0026027 | 0.0026027 | 0.0026027 | 0.0026027 | 0.0026027 | 0.0026027 | 0.0026027 | 0.0026027 | 0.0026027 | 0.0026027 | 0.0026027 | 0.0026027 | 0.0026027 | 0.0026027 | 0.0026027 | 0.0026027 | 0.0026027
F1_Commercial_Warehouse_Existing_Water Heating_Natural Gas_Water Heater_E3 | F1 | Commercial | Warehouse | Existing | Water Heating | Natural Gas | Water Heater | E3 | CCE | -0.0020548 | -0.0020548 | -0.0020548 | -0.0020548 | -0.0020548 | -0.0020548 | -0.0020548 | -0.0020548 | -0.0020548 | -0.0020548 | -0.0020548 | -0.0020548 | -0.0020548 | -0.0020548 | -0.0020548 | -0.0020548 | -0.0020548 | -0.0020548 | -0.0020548 | -0.0020548 | -0.0020548 | -0.0020548 | -0.0020548 | -0.0020548 | -0.0020548 | -0.0020548 | -0.0020548
F1_Commercial_Warehouse_Existing_Water Heating_Natural Gas_Water Heater_E4 | F1 | Commercial | Warehouse | Existing | Water Heating | Natural Gas | Water Heater | E4 | CCE | 0 | 0 | 0.027312 | 0.027312 | 0.027312 | 0.027312 | 0.027312 | 0.027312 | 0.027312 | 0.027312 | 0.027312 | 0.027312 | 0.027312 | 0.027312 | 0.027312 | 0.027312 | 0.027312 | 0.027312 | 0.027312 | 0.027312 | 0.027312 | 0.027312 | 0.027312 | 0.027312 | 0.027312 | 0.027312 | 0.027312
F1_Commercial_Warehouse_Existing_Water Heating_Natural Gas_Water Heater_E5 | F1 | Commercial | Warehouse | Existing | Water Heating | Natural Gas | Water Heater | E5 | CCE | 0 | 0 | 0 | 0 | 0 | 0 | 0 | 0 | 0 | 0 | 0 | 0 | 0 | 0 | 0 | 0 | 0 | 0 | 0 | 0 | 0 | 0 | 0 | 0 | 0 | 0 | 0
F1_Commercial_Warehouse_Existing_Water Heating_Natural Gas_Water Heater_E6 | F1 | Commercial | Warehouse | Existing | Water Heating | Natural Gas | Water Heater | E6 | CCE | 0 | 0 | 0 | 0 | 0 | 0 | 0 | 0 | 0 | 0 | 0 | 0 | 0 | 0 | 0 | 0 | 0 | 0 | 0 | 0 | 0 | 0 | 0 | 0 | 0 | 0 | 0
F1_Commercial_Warehouse_Existing_Water Heating_Natural Gas_Water Heater_E7 | F1 | Commercial | Warehouse | Existing | Water Heating | Natural Gas | Water Heater | E7 | CCE | 0 | 0 | 0 | 0 | 0 | 0 | 0 | 0 | 0 | 0 | 0 | 0 | 0 | 0 | 0 | 0 | 0 | 0 | 0 | 0 | 0 | 0 | 0 | 0 | 0 | 0 | 0
F1_Commercial_Warehouse_Existing_Water Heating_Natural Gas_Water Heater_E8 | F1 | Commercial | Warehouse | Existing | Water Heating | Natural Gas | Water Heater | E8 | CCE | 0 | 0 | 0 | 0 | 0 | 0 | 0 | 0 | 0 | 0 | 0 | 0 | 0 | 0 | 0 | 0 | 0 | 0 | 0 | 0 | 0 | 0 | 0 | 0 | 0 | 0 | 0
F1_Commercial_Warehouse_Existing_Water Heating_Natural Gas_Water Heater_E9 | F1 | Commercial | Warehouse | Existing | Water Heating | Natural Gas | Water Heater | E9 | CCE | 0 | 0 | 0 | 0 | 0 | 0 | 0 | 0 | 0 | 0 | 0 | 0 | 0 | 0 | 0 | 0 | 0 | 0 | 0 | 0 | 0 | 0 | 0 | 0 | 0 | 0 | 0
F1_Commercial_Warehouse_Existing_Water Heating_Natural Gas_Water Heater_E10 | F1 | Commercial | Warehouse | Existing | Water Heating | Natural Gas | Water Heater | E10 | CCE | 0 | 0 | 0 | 0 | 0 | 0 | 0 | 0 | 0 | 0 | 0 | 0 | 0 | 0 | 0 | 0 | 0 | 0 | 0 | 0 | 0 | 0 | 0 | 0 | 0 | 0 | 0
F2_Commercial_Warehouse_Existing_Water Heating_Natural Gas_Water Heater_E1 | F2 | Commercial | Warehouse | Existing | Water Heating | Natural Gas | Water Heater | E1 | TRC BC Ratio | bar: 2021 to 2047
F2_Commercial_Warehouse_Existing_Water Heating_Natural Gas_Water Heater_E2 | F2 | Commercial | Warehouse | Existing | Water Heating | Natural Gas | Water Heater | E2 | TRC BC Ratio | 5.2799 | 5.2037 | 5.1294 | 5.0573 | 5.058 | 5.106 | 5.1837 | 5.278 | 5.3797 | 5.4837 | 5.5865 | 5.6776 | 5.7471 | 5.7766 | 5.763 | 5.7065 | 5.6115 | 5.4871 | 5.339 | 5.1634 | 4.9581 | 4.7217 | 4.5119 | 4.3761 | 4.3174 | 4.3386 | 4.3598
F2_Commercial_Warehouse_Existing_Water Heating_Natural Gas_Water Heater_E3 | F2 | Commercial | Warehouse | Existing | Water Heating | Natural Gas | Water Heater | E3 | TRC BC Ratio | bar: 2021 to 2047
F2_Commercial_Warehouse_Existing_Water Heating_Natural Gas_Water Heater_E4 | F2 | Commercial | Warehouse | Existing | Water Heating | Natural Gas | Water Heater | E4 | TRC BC Ratio | 0 | 0 | 0.46668 | 0.44639 | 0.43826 | 0.43799 | 0.44354 | 0.45493 | 0.47312 | 0.49993 | 0.53429 | 0.57206 | 0.60887 | 0.63669 | 0.65104 | 0.6505 | 0.63645 | 0.61374 | 0.587 | 0.55558 | 0.51908 | 0.4773 | 0.44003 | 0.41533 | 0.40374 | 0.40572 | 0.40771
F2_Commercial_Warehouse_Existing_Water Heating_Natural Gas_Water Heater_E5 | F2 | Commercial | Warehouse | Existing | Water Heating | Natural Gas | Water Heater | E5 | TRC BC Ratio | 0 | 0 | 0 | 0 | 0 | 0 | 0 | 0 | 0 | 0 | 0 | 0 | 0 | 0 | 0 | 0 | 0 | 0 | 0 | 0 | 0 | 0 | 0 | 0 | 0 | 0 | 0
F2_Commercial_Warehouse_Existing_Water Heating_Natural Gas_Water Heater_E6 | F2 | Commercial | Warehouse | Existing | Water Heating | Natural Gas | Water Heater | E6 | TRC BC Ratio | 0 | 0 | 0 | 0 | 0 | 0 | 0 | 0 | 0 | 0 | 0 | 0 | 0 | 0 | 0 | 0 | 0 | 0 | 0 | 0 | 0 | 0 | 0 | 0 | 0 | 0 | 0
F2_Commercial_Warehouse_Existing_Water Heating_Natural Gas_Water Heater_E7 | F2 | Commercial | Warehouse | Existing | Water Heating | Natural Gas | Water Heater | E7 | TRC BC Ratio | 0 | 0 | 0 | 0 | 0 | 0 | 0 | 0 | 0 | 0 | 0 | 0 | 0 | 0 | 0 | 0 | 0 | 0 | 0 | 0 | 0 | 0 | 0 | 0 | 0 | 0 | 0
F2_Commercial_Warehouse_Existing_Water Heating_Natural Gas_Water Heater_E8 | F2 | Commercial | Warehouse | Existing | Water Heating | Natural Gas | Water Heater | E8 | TRC BC Ratio | 0 | 0 | 0 | 0 | 0 | 0 | 0 | 0 | 0 | 0 | 0 | 0 | 0 | 0 | 0 | 0 | 0 | 0 | 0 | 0 | 0 | 0 | 0 | 0 | 0 | 0 | 0
F2_Commercial_Warehouse_Existing_Water Heating_Natural Gas_Water Heater_E9 | F2 | Commercial | Warehouse | Existing | Water Heating | Natural Gas | Water Heater | E9 | TRC BC Ratio | 0 | 0 | 0 | 0 | 0 | 0 | 0 | 0 | 0 | 0 | 0 | 0 | 0 | 0 | 0 | 0 | 0 | 0 | 0 | 0 | 0 | 0 | 0 | 0 | 0 | 0 | 0
F2_Commercial_Warehouse_Existing_Water Heating_Natural Gas_Water Heater_E10 | F2 | Commercial | Warehouse | Existing | Water Heating | Natural Gas | Water Heater | E10 | TRC BC Ratio | 0 | 0 | 0 | 0 | 0 | 0 | 0 | 0 | 0 | 0 | 0 | 0 | 0 | 0 | 0 | 0 | 0 | 0 | 0 | 0 | 0 | 0 | 0 | 0 | 0 | 0 | 0
F3_Commercial_Warehouse_Existing_Water Heating_Natural Gas_Water Heater_E1 | F3 | Commercial | Warehouse | Existing | Water Heating | Natural Gas | Water Heater | E1 | PACT BC Ratio | bar: 2021 to 2047
F3_Commercial_Warehouse_Existing_Water Heating_Natural Gas_Water Heater_E2 | F3 | Commercial | Warehouse | Existing | Water Heating | Natural Gas | Water Heater | E2 | PACT BC Ratio | 6.6572 | 6.5612 | 6.4675 | 6.3766 | 6.3775 | 6.438 | 6.536 | 6.6548 | 6.783 | 6.9142 | 7.0439 | 7.1587 | 7.2463 | 7.2836 | 7.2664 | 7.1951 | 7.0753 | 6.9185 | 6.7318 | 6.5104 | 6.2515 | 5.9535 | 5.6889 | 5.5176 | 5.4437 | 5.4704 | 5.4972
F3_Commercial_Warehouse_Existing_Water Heating_Natural Gas_Water Heater_E3 | F3 | Commercial | Warehouse | Existing | Water Heating | Natural Gas | Water Heater | E3 | PACT BC Ratio | bar: 2021 to 2047
F3_Commercial_Warehouse_Existing_Water Heating_Natural Gas_Water Heater_E4 | F3 | Commercial | Warehouse | Existing | Water Heating | Natural Gas | Water Heater | E4 | PACT BC Ratio | 0 | 0 | 0.58842 | 0.56284 | 0.55259 | 0.55224 | 0.55925 | 0.57361 | 0.59654 | 0.63035 | 0.67367 | 0.72129 | 0.7677 | 0.80278 | 0.82088 | 0.8202 | 0.80248 | 0.77385 | 0.74012 | 0.70051 | 0.65449 | 0.60182 | 0.55482 | 0.52368 | 0.50907 | 0.51156 | 0.51407
F3_Commercial_Warehouse_Existing_Water Heating_Natural Gas_Water Heater_E5 | F3 | Commercial | Warehouse | Existing | Water Heating | Natural Gas | Water Heater | E5 | PACT BC Ratio | 0 | 0 | 0 | 0 | 0 | 0 | 0 | 0 | 0 | 0 | 0 | 0 | 0 | 0 | 0 | 0 | 0 | 0 | 0 | 0 | 0 | 0 | 0 | 0 | 0 | 0 | 0
F3_Commercial_Warehouse_Existing_Water Heating_Natural Gas_Water Heater_E6 | F3 | Commercial | Warehouse | Existing | Water Heating | Natural Gas | Water Heater | E6 | PACT BC Ratio | 0 | 0 | 0 | 0 | 0 | 0 | 0 | 0 | 0 | 0 | 0 | 0 | 0 | 0 | 0 | 0 | 0 | 0 | 0 | 0 | 0 | 0 | 0 | 0 | 0 | 0 | 0
F3_Commercial_Warehouse_Existing_Water Heating_Natural Gas_Water Heater_E7 | F3 | Commercial | Warehouse | Existing | Water Heating | Natural Gas | Water Heater | E7 | PACT BC Ratio | 0 | 0 | 0 | 0 | 0 | 0 | 0 | 0 | 0 | 0 | 0 | 0 | 0 | 0 | 0 | 0 | 0 | 0 | 0 | 0 | 0 | 0 | 0 | 0 | 0 | 0 | 0
F3_Commercial_Warehouse_Existing_Water Heating_Natural Gas_Water Heater_E8 | F3 | Commercial | Warehouse | Existing | Water Heating | Natural Gas | Water Heater | E8 | PACT BC Ratio | 0 | 0 | 0 | 0 | 0 | 0 | 0 | 0 | 0 | 0 | 0 | 0 | 0 | 0 | 0 | 0 | 0 | 0 | 0 | 0 | 0 | 0 | 0 | 0 | 0 | 0 | 0
F3_Commercial_Warehouse_Existing_Water Heating_Natural Gas_Water Heater_E9 | F3 | Commercial | Warehouse | Existing | Water Heating | Natural Gas | Water Heater | E9 | PACT BC Ratio | 0 | 0 | 0 | 0 | 0 | 0 | 0 | 0 | 0 | 0 | 0 | 0 | 0 | 0 | 0 | 0 | 0 | 0 | 0 | 0 | 0 | 0 | 0 | 0 | 0 | 0 | 0
F3_Commercial_Warehouse_Existing_Water Heating_Natural Gas_Water Heater_E10 | F3 | Commercial | Warehouse | Existing | Water Heating | Natural Gas | Water Heater | E10 | PACT BC Ratio | 0 | 0 | 0 | 0 | 0 | 0 | 0 | 0 | 0 | 0 | 0 | 0 | 0 | 0 | 0 | 0 | 0 | 0 | 0 | 0 | 0 | 0 | 0 | 0 | 0 | 0 | 0
F4_Commercial_Warehouse_Existing_Water Heating_Natural Gas_Water Heater_E1 | F4 | Commercial | Warehouse | Existing | Water Heating | Natural Gas | Water Heater | E1 | RVT BC Ratio | bar: 2021 to 2047
F4_Commercial_Warehouse_Existing_Water Heating_Natural Gas_Water Heater_E2 | F4 | Commercial | Warehouse | Existing | Water Heating | Natural Gas | Water Heater | E2 | RVT BC Ratio | 0.7 | 0.7 | 0.7 | 0.7 | 0.7 | 0.7 | 0.7 | 0.7 | 0.7 | 0.7 | 0.7 | 0.7 | 0.7 | 0.7 | 0.7 | 0.7 | 0.7 | 0.7 | 0.7 | 0.7 | 0.7 | 0.7 | 0.7 | 0.7 | 0.7 | 0.7 | 0.7
F4_Commercial_Warehouse_Existing_Water Heating_Natural Gas_Water Heater_E3 | F4 | Commercial | Warehouse | Existing | Water Heating | Natural Gas | Water Heater | E3 | RVT BC Ratio | bar: 2021 to 2047
F4_Commercial_Warehouse_Existing_Water Heating_Natural Gas_Water Heater_E4 | F4 | Commercial | Warehouse | Existing | Water Heating | Natural Gas | Water Heater | E4 | RVT BC Ratio | 0 | 0 | 0.7 | 0.7 | 0.7 | 0.7 | 0.7 | 0.7 | 0.7 | 0.7 | 0.7 | 0.7 | 0.7 | 0.7 | 0.7 | 0.7 | 0.7 | 0.7 | 0.7 | 0.7 | 0.7 | 0.7 | 0.7 | 0.7 | 0.7 | 0.7 | 0.7
F4_Commercial_Warehouse_Existing_Water Heating_Natural Gas_Water Heater_E5 | F4 | Commercial | Warehouse | Existing | Water Heating | Natural Gas | Water Heater | E5 | RVT BC Ratio | 0 | 0 | 0 | 0 | 0 | 0 | 0 | 0 | 0 | 0 | 0 | 0 | 0 | 0 | 0 | 0 | 0 | 0 | 0 | 0 | 0 | 0 | 0 | 0 | 0 | 0 | 0
F4_Commercial_Warehouse_Existing_Water Heating_Natural Gas_Water Heater_E6 | F4 | Commercial | Warehouse | Existing | Water Heating | Natural Gas | Water Heater | E6 | RVT BC Ratio | 0 | 0 | 0 | 0 | 0 | 0 | 0 | 0 | 0 | 0 | 0 | 0 | 0 | 0 | 0 | 0 | 0 | 0 | 0 | 0 | 0 | 0 | 0 | 0 | 0 | 0 | 0
F4_Commercial_Warehouse_Existing_Water Heating_Natural Gas_Water Heater_E7 | F4 | Commercial | Warehouse | Existing | Water Heating | Natural Gas | Water Heater | E7 | RVT BC Ratio | 0 | 0 | 0 | 0 | 0 | 0 | 0 | 0 | 0 | 0 | 0 | 0 | 0 | 0 | 0 | 0 | 0 | 0 | 0 | 0 | 0 | 0 | 0 | 0 | 0 | 0 | 0
F4_Commercial_Warehouse_Existing_Water Heating_Natural Gas_Water Heater_E8 | F4 | Commercial | Warehouse | Existing | Water Heating | Natural Gas | Water Heater | E8 | RVT BC Ratio | 0 | 0 | 0 | 0 | 0 | 0 | 0 | 0 | 0 | 0 | 0 | 0 | 0 | 0 | 0 | 0 | 0 | 0 | 0 | 0 | 0 | 0 | 0 | 0 | 0 | 0 | 0
F4_Commercial_Warehouse_Existing_Water Heating_Natural Gas_Water Heater_E9 | F4 | Commercial | Warehouse | Existing | Water Heating | Natural Gas | Water Heater | E9 | RVT BC Ratio | 0 | 0 | 0 | 0 | 0 | 0 | 0 | 0 | 0 | 0 | 0 | 0 | 0 | 0 | 0 | 0 | 0 | 0 | 0 | 0 | 0 | 0 | 0 | 0 | 0 | 0 | 0
F4_Commercial_Warehouse_Existing_Water Heating_Natural Gas_Water Heater_E10 | F4 | Commercial | Warehouse | Existing | Water Heating | Natural Gas | Water Heater | E10 | RVT BC Ratio | 0 | 0 | 0 | 0 | 0 | 0 | 0 | 0 | 0 | 0 | 0 | 0 | 0 | 0 | 0 | 0 | 0 | 0 | 0 | 0 | 0 | 0 | 0 | 0 | 0 | 0 | 0
F5_Commercial_Warehouse_Existing_Water Heating_Natural Gas_Water Heater_E1 | F5 | Commercial | Warehouse | Existing | Water Heating | Natural Gas | Water Heater | E1 | RIM BC Ratio | bar: 2021 to 2047
F5_Commercial_Warehouse_Existing_Water Heating_Natural Gas_Water Heater_E2 | F5 | Commercial | Warehouse | Existing | Water Heating | Natural Gas | Water Heater | E2 | RIM BC Ratio | 6.6572 | 6.5612 | 6.4675 | 6.3766 | 6.3775 | 6.438 | 6.536 | 6.6548 | 6.783 | 6.9142 | 7.0439 | 7.1587 | 7.2463 | 7.2836 | 7.2664 | 7.1951 | 7.0753 | 6.9185 | 6.7318 | 6.5104 | 6.2515 | 5.9535 | 5.6889 | 5.5176 | 5.4437 | 5.4704 | 5.4972
F5_Commercial_Warehouse_Existing_Water Heating_Natural Gas_Water Heater_E3 | F5 | Commercial | Warehouse | Existing | Water Heating | Natural Gas | Water Heater | E3 | RIM BC Ratio | bar: 2021 to 2047
F5_Commercial_Warehouse_Existing_Water Heating_Natural Gas_Water Heater_E4 | F5 | Commercial | Warehouse | Existing | Water Heating | Natural Gas | Water Heater | E4 | RIM BC Ratio | 0 | 0 | 0.58842 | 0.56284 | 0.55259 | 0.55224 | 0.55925 | 0.57361 | 0.59654 | 0.63035 | 0.67367 | 0.72129 | 0.7677 | 0.80278 | 0.82088 | 0.8202 | 0.80248 | 0.77385 | 0.74012 | 0.70051 | 0.65449 | 0.60182 | 0.55482 | 0.52368 | 0.50907 | 0.51156 | 0.51407
F5_Commercial_Warehouse_Existing_Water Heating_Natural Gas_Water Heater_E5 | F5 | Commercial | Warehouse | Existing | Water Heating | Natural Gas | Water Heater | E5 | RIM BC Ratio | 0 | 0 | 0 | 0 | 0 | 0 | 0 | 0 | 0 | 0 | 0 | 0 | 0 | 0 | 0 | 0 | 0 | 0 | 0 | 0 | 0 | 0 | 0 | 0 | 0 | 0 | 0
F5_Commercial_Warehouse_Existing_Water Heating_Natural Gas_Water Heater_E6 | F5 | Commercial | Warehouse | Existing | Water Heating | Natural Gas | Water Heater | E6 | RIM BC Ratio | 0 | 0 | 0 | 0 | 0 | 0 | 0 | 0 | 0 | 0 | 0 | 0 | 0 | 0 | 0 | 0 | 0 | 0 | 0 | 0 | 0 | 0 | 0 | 0 | 0 | 0 | 0
F5_Commercial_Warehouse_Existing_Water Heating_Natural Gas_Water Heater_E7 | F5 | Commercial | Warehouse | Existing | Water Heating | Natural Gas | Water Heater | E7 | RIM BC Ratio | 0 | 0 | 0 | 0 | 0 | 0 | 0 | 0 | 0 | 0 | 0 | 0 | 0 | 0 | 0 | 0 | 0 | 0 | 0 | 0 | 0 | 0 | 0 | 0 | 0 | 0 | 0
F5_Commercial_Warehouse_Existing_Water Heating_Natural Gas_Water Heater_E8 | F5 | Commercial | Warehouse | Existing | Water Heating | Natural Gas | Water Heater | E8 | RIM BC Ratio | 0 | 0 | 0 | 0 | 0 | 0 | 0 | 0 | 0 | 0 | 0 | 0 | 0 | 0 | 0 | 0 | 0 | 0 | 0 | 0 | 0 | 0 | 0 | 0 | 0 | 0 | 0
F5_Commercial_Warehouse_Existing_Water Heating_Natural Gas_Water Heater_E9 | F5 | Commercial | Warehouse | Existing | Water Heating | Natural Gas | Water Heater | E9 | RIM BC Ratio | 0 | 0 | 0 | 0 | 0 | 0 | 0 | 0 | 0 | 0 | 0 | 0 | 0 | 0 | 0 | 0 | 0 | 0 | 0 | 0 | 0 | 0 | 0 | 0 | 0 | 0 | 0
F5_Commercial_Warehouse_Existing_Water Heating_Natural Gas_Water Heater_E10 | F5 | Commercial | Warehouse | Existing | Water Heating | Natural Gas | Water Heater | E10 | RIM BC Ratio | 0 | 0 | 0 | 0 | 0 | 0 | 0 | 0 | 0 | 0 | 0 | 0 | 0 | 0 | 0 | 0 | 0 | 0 | 0 | 0 | 0 | 0 | 0 | 0 | 0 | 0 | 0
F0_Commercial_Warehouse_Existing_Food Preparation_Natural Gas_Oven_E0 | F0 | Commercial | Warehouse | Existing | Food Preparation | Natural Gas | Oven | E0 | Economic Unit | ENERGY STAR (>42% Baking Efficiency) | ENERGY STAR (>42% Baking Efficiency) | ENERGY STAR (>42% Baking Efficiency) | ENERGY STAR (>42% Baking Efficiency) | ENERGY STAR (>42% Baking Efficiency) | ENERGY STAR (>42% Baking Efficiency) | ENERGY STAR (>42% Baking Efficiency) | ENERGY STAR (>42% Baking Efficiency) | ENERGY STAR (>42% Baking Efficiency) | ENERGY STAR (>42% Baking Efficiency) | ENERGY STAR (>42% Baking Efficiency) | ENERGY STAR (>42% Baking Efficiency) | ENERGY STAR (>42% Baking Efficiency) | ENERGY STAR (>42% Baking Efficiency) | ENERGY STAR (>42% Baking Efficiency) | ENERGY STAR (>42% Baking Efficiency) | ENERGY STAR (>42% Baking Efficiency) | ENERGY STAR (>42% Baking Efficiency) | ENERGY STAR (>42% Baking Efficiency) | ENERGY STAR (>42% Baking Efficiency) | ENERGY STAR (>42% Baking Efficiency) | ENERGY STAR (>42% Baking Efficiency) | ENERGY STAR (>42% Baking Efficiency) | ENERGY STAR (>42% Baking Efficiency) | ENERGY STAR (>42% Baking Efficiency) | ENERGY STAR (>42% Baking Efficiency) | ENERGY STAR (>42% Baking Efficiency)
F1_Commercial_Warehouse_Existing_Food Preparation_Natural Gas_Oven_E1 | F1 | Commercial | Warehouse | Existing | Food Preparation | Natural Gas | Oven | E1 | CCE | 0 | 0 | 0 | 0 | 0 | 0 | 0 | 0 | 0 | 0 | 0 | 0 | 0 | 0 | 0 | 0 | 0 | 0 | 0 | 0 | 0 | 0 | 0 | 0 | 0 | 0 | 0
F1_Commercial_Warehouse_Existing_Food Preparation_Natural Gas_Oven_E2 | F1 | Commercial | Warehouse | Existing | Food Preparation | Natural Gas | Oven | E2 | CCE | 0.0064069 | 0.0064069 | 0.0064069 | 0.0064069 | 0.0064069 | 0.0064069 | 0.0064069 | 0.0064069 | 0.0064069 | 0.0064069 | 0.0064069 | 0.0064069 | 0.0064069 | 0.0064069 | 0.0064069 | 0.0064069 | 0.0064069 | 0.0064069 | 0.0064069 | 0.0064069 | 0.0064069 | 0.0064069 | 0.0064069 | 0.0064069 | 0.0064069 | 0.0064069 | 0.0064069
F1_Commercial_Warehouse_Existing_Food Preparation_Natural Gas_Oven_E3 | F1 | Commercial | Warehouse | Existing | Food Preparation | Natural Gas | Oven | E3 | CCE | 0 | 0 | 0 | 0 | 0 | 0 | 0 | 0 | 0 | 0 | 0 | 0 | 0 | 0 | 0 | 0 | 0 | 0 | 0 | 0 | 0 | 0 | 0 | 0 | 0 | 0 | 0
F1_Commercial_Warehouse_Existing_Food Preparation_Natural Gas_Oven_E4 | F1 | Commercial | Warehouse | Existing | Food Preparation | Natural Gas | Oven | E4 | CCE | 0 | 0 | 0 | 0 | 0 | 0 | 0 | 0 | 0 | 0 | 0 | 0 | 0 | 0 | 0 | 0 | 0 | 0 | 0 | 0 | 0 | 0 | 0 | 0 | 0 | 0 | 0
F1_Commercial_Warehouse_Existing_Food Preparation_Natural Gas_Oven_E5 | F1 | Commercial | Warehouse | Existing | Food Preparation | Natural Gas | Oven | E5 | CCE | 0 | 0 | 0 | 0 | 0 | 0 | 0 | 0 | 0 | 0 | 0 | 0 | 0 | 0 | 0 | 0 | 0 | 0 | 0 | 0 | 0 | 0 | 0 | 0 | 0 | 0 | 0
F1_Commercial_Warehouse_Existing_Food Preparation_Natural Gas_Oven_E6 | F1 | Commercial | Warehouse | Existing | Food Preparation | Natural Gas | Oven | E6 | CCE | 0 | 0 | 0 | 0 | 0 | 0 | 0 | 0 | 0 | 0 | 0 | 0 | 0 | 0 | 0 | 0 | 0 | 0 | 0 | 0 | 0 | 0 | 0 | 0 | 0 | 0 | 0
F1_Commercial_Warehouse_Existing_Food Preparation_Natural Gas_Oven_E7 | F1 | Commercial | Warehouse | Existing | Food Preparation | Natural Gas | Oven | E7 | CCE | 0 | 0 | 0 | 0 | 0 | 0 | 0 | 0 | 0 | 0 | 0 | 0 | 0 | 0 | 0 | 0 | 0 | 0 | 0 | 0 | 0 | 0 | 0 | 0 | 0 | 0 | 0
F1_Commercial_Warehouse_Existing_Food Preparation_Natural Gas_Oven_E8 | F1 | Commercial | Warehouse | Existing | Food Preparation | Natural Gas | Oven | E8 | CCE | 0 | 0 | 0 | 0 | 0 | 0 | 0 | 0 | 0 | 0 | 0 | 0 | 0 | 0 | 0 | 0 | 0 | 0 | 0 | 0 | 0 | 0 | 0 | 0 | 0 | 0 | 0
F1_Commercial_Warehouse_Existing_Food Preparation_Natural Gas_Oven_E9 | F1 | Commercial | Warehouse | Existing | Food Preparation | Natural Gas | Oven | E9 | CCE | 0 | 0 | 0 | 0 | 0 | 0 | 0 | 0 | 0 | 0 | 0 | 0 | 0 | 0 | 0 | 0 | 0 | 0 | 0 | 0 | 0 | 0 | 0 | 0 | 0 | 0 | 0
F1_Commercial_Warehouse_Existing_Food Preparation_Natural Gas_Oven_E10 | F1 | Commercial | Warehouse | Existing | Food Preparation | Natural Gas | Oven | E10 | CCE | 0 | 0 | 0 | 0 | 0 | 0 | 0 | 0 | 0 | 0 | 0 | 0 | 0 | 0 | 0 | 0 | 0 | 0 | 0 | 0 | 0 | 0 | 0 | 0 | 0 | 0 | 0
F2_Commercial_Warehouse_Existing_Food Preparation_Natural Gas_Oven_E1 | F2 | Commercial | Warehouse | Existing | Food Preparation | Natural Gas | Oven | E1 | TRC BC Ratio | bar: 2021 to 2047
F2_Commercial_Warehouse_Existing_Food Preparation_Natural Gas_Oven_E2 | F2 | Commercial | Warehouse | Existing | Food Preparation | Natural Gas | Oven | E2 | TRC BC Ratio | 2.1435 | 2.1209 | 2.0991 | 2.0784 | 2.0838 | 2.1062 | 2.1397 | 2.1792 | 2.22 | 2.2569 | 2.287 | 2.3059 | 2.3122 | 2.3039 | 2.2841 | 2.2551 | 2.2186 | 2.175 | 2.1228 | 2.0608 | 1.9881 | 1.9043 | 1.83 | 1.7822 | 1.7622 | 1.7709 | 1.7795
F2_Commercial_Warehouse_Existing_Food Preparation_Natural Gas_Oven_E3 | F2 | Commercial | Warehouse | Existing | Food Preparation | Natural Gas | Oven | E3 | TRC BC Ratio | 0 | 0 | 0 | 0 | 0 | 0 | 0 | 0 | 0 | 0 | 0 | 0 | 0 | 0 | 0 | 0 | 0 | 0 | 0 | 0 | 0 | 0 | 0 | 0 | 0 | 0 | 0
F2_Commercial_Warehouse_Existing_Food Preparation_Natural Gas_Oven_E4 | F2 | Commercial | Warehouse | Existing | Food Preparation | Natural Gas | Oven | E4 | TRC BC Ratio | 0 | 0 | 0 | 0 | 0 | 0 | 0 | 0 | 0 | 0 | 0 | 0 | 0 | 0 | 0 | 0 | 0 | 0 | 0 | 0 | 0 | 0 | 0 | 0 | 0 | 0 | 0
F2_Commercial_Warehouse_Existing_Food Preparation_Natural Gas_Oven_E5 | F2 | Commercial | Warehouse | Existing | Food Preparation | Natural Gas | Oven | E5 | TRC BC Ratio | 0 | 0 | 0 | 0 | 0 | 0 | 0 | 0 | 0 | 0 | 0 | 0 | 0 | 0 | 0 | 0 | 0 | 0 | 0 | 0 | 0 | 0 | 0 | 0 | 0 | 0 | 0
F2_Commercial_Warehouse_Existing_Food Preparation_Natural Gas_Oven_E6 | F2 | Commercial | Warehouse | Existing | Food Preparation | Natural Gas | Oven | E6 | TRC BC Ratio | 0 | 0 | 0 | 0 | 0 | 0 | 0 | 0 | 0 | 0 | 0 | 0 | 0 | 0 | 0 | 0 | 0 | 0 | 0 | 0 | 0 | 0 | 0 | 0 | 0 | 0 | 0
F2_Commercial_Warehouse_Existing_Food Preparation_Natural Gas_Oven_E7 | F2 | Commercial | Warehouse | Existing | Food Preparation | Natural Gas | Oven | E7 | TRC BC Ratio | 0 | 0 | 0 | 0 | 0 | 0 | 0 | 0 | 0 | 0 | 0 | 0 | 0 | 0 | 0 | 0 | 0 | 0 | 0 | 0 | 0 | 0 | 0 | 0 | 0 | 0 | 0
F2_Commercial_Warehouse_Existing_Food Preparation_Natural Gas_Oven_E8 | F2 | Commercial | Warehouse | Existing | Food Preparation | Natural Gas | Oven | E8 | TRC BC Ratio | 0 | 0 | 0 | 0 | 0 | 0 | 0 | 0 | 0 | 0 | 0 | 0 | 0 | 0 | 0 | 0 | 0 | 0 | 0 | 0 | 0 | 0 | 0 | 0 | 0 | 0 | 0
F2_Commercial_Warehouse_Existing_Food Preparation_Natural Gas_Oven_E9 | F2 | Commercial | Warehouse | Existing | Food Preparation | Natural Gas | Oven | E9 | TRC BC Ratio | 0 | 0 | 0 | 0 | 0 | 0 | 0 | 0 | 0 | 0 | 0 | 0 | 0 | 0 | 0 | 0 | 0 | 0 | 0 | 0 | 0 | 0 | 0 | 0 | 0 | 0 | 0
F2_Commercial_Warehouse_Existing_Food Preparation_Natural Gas_Oven_E10 | F2 | Commercial | Warehouse | Existing | Food Preparation | Natural Gas | Oven | E10 | TRC BC Ratio | 0 | 0 | 0 | 0 | 0 | 0 | 0 | 0 | 0 | 0 | 0 | 0 | 0 | 0 | 0 | 0 | 0 | 0 | 0 | 0 | 0 | 0 | 0 | 0 | 0 | 0 | 0
F3_Commercial_Warehouse_Existing_Food Preparation_Natural Gas_Oven_E1 | F3 | Commercial | Warehouse | Existing | Food Preparation | Natural Gas | Oven | E1 | PACT BC Ratio | bar: 2021 to 2047
F3_Commercial_Warehouse_Existing_Food Preparation_Natural Gas_Oven_E2 | F3 | Commercial | Warehouse | Existing | Food Preparation | Natural Gas | Oven | E2 | PACT BC Ratio | 2.8204 | 2.7906 | 2.762 | 2.7347 | 2.7418 | 2.7714 | 2.8154 | 2.8674 | 2.9211 | 2.9697 | 3.0092 | 3.0341 | 3.0424 | 3.0315 | 3.0054 | 2.9673 | 2.9193 | 2.8618 | 2.7932 | 2.7116 | 2.6159 | 2.5056 | 2.4079 | 2.3451 | 2.3187 | 2.3301 | 2.3415
F3_Commercial_Warehouse_Existing_Food Preparation_Natural Gas_Oven_E3 | F3 | Commercial | Warehouse | Existing | Food Preparation | Natural Gas | Oven | E3 | PACT BC Ratio | 0 | 0 | 0 | 0 | 0 | 0 | 0 | 0 | 0 | 0 | 0 | 0 | 0 | 0 | 0 | 0 | 0 | 0 | 0 | 0 | 0 | 0 | 0 | 0 | 0 | 0 | 0
F3_Commercial_Warehouse_Existing_Food Preparation_Natural Gas_Oven_E4 | F3 | Commercial | Warehouse | Existing | Food Preparation | Natural Gas | Oven | E4 | PACT BC Ratio | 0 | 0 | 0 | 0 | 0 | 0 | 0 | 0 | 0 | 0 | 0 | 0 | 0 | 0 | 0 | 0 | 0 | 0 | 0 | 0 | 0 | 0 | 0 | 0 | 0 | 0 | 0
F3_Commercial_Warehouse_Existing_Food Preparation_Natural Gas_Oven_E5 | F3 | Commercial | Warehouse | Existing | Food Preparation | Natural Gas | Oven | E5 | PACT BC Ratio | 0 | 0 | 0 | 0 | 0 | 0 | 0 | 0 | 0 | 0 | 0 | 0 | 0 | 0 | 0 | 0 | 0 | 0 | 0 | 0 | 0 | 0 | 0 | 0 | 0 | 0 | 0
F3_Commercial_Warehouse_Existing_Food Preparation_Natural Gas_Oven_E6 | F3 | Commercial | Warehouse | Existing | Food Preparation | Natural Gas | Oven | E6 | PACT BC Ratio | 0 | 0 | 0 | 0 | 0 | 0 | 0 | 0 | 0 | 0 | 0 | 0 | 0 | 0 | 0 | 0 | 0 | 0 | 0 | 0 | 0 | 0 | 0 | 0 | 0 | 0 | 0
F3_Commercial_Warehouse_Existing_Food Preparation_Natural Gas_Oven_E7 | F3 | Commercial | Warehouse | Existing | Food Preparation | Natural Gas | Oven | E7 | PACT BC Ratio | 0 | 0 | 0 | 0 | 0 | 0 | 0 | 0 | 0 | 0 | 0 | 0 | 0 | 0 | 0 | 0 | 0 | 0 | 0 | 0 | 0 | 0 | 0 | 0 | 0 | 0 | 0
F3_Commercial_Warehouse_Existing_Food Preparation_Natural Gas_Oven_E8 | F3 | Commercial | Warehouse | Existing | Food Preparation | Natural Gas | Oven | E8 | PACT BC Ratio | 0 | 0 | 0 | 0 | 0 | 0 | 0 | 0 | 0 | 0 | 0 | 0 | 0 | 0 | 0 | 0 | 0 | 0 | 0 | 0 | 0 | 0 | 0 | 0 | 0 | 0 | 0
F3_Commercial_Warehouse_Existing_Food Preparation_Natural Gas_Oven_E9 | F3 | Commercial | Warehouse | Existing | Food Preparation | Natural Gas | Oven | E9 | PACT BC Ratio | 0 | 0 | 0 | 0 | 0 | 0 | 0 | 0 | 0 | 0 | 0 | 0 | 0 | 0 | 0 | 0 | 0 | 0 | 0 | 0 | 0 | 0 | 0 | 0 | 0 | 0 | 0
F3_Commercial_Warehouse_Existing_Food Preparation_Natural Gas_Oven_E10 | F3 | Commercial | Warehouse | Existing | Food Preparation | Natural Gas | Oven | E10 | PACT BC Ratio | 0 | 0 | 0 | 0 | 0 | 0 | 0 | 0 | 0 | 0 | 0 | 0 | 0 | 0 | 0 | 0 | 0 | 0 | 0 | 0 | 0 | 0 | 0 | 0 | 0 | 0 | 0
F4_Commercial_Warehouse_Existing_Food Preparation_Natural Gas_Oven_E1 | F4 | Commercial | Warehouse | Existing | Food Preparation | Natural Gas | Oven | E1 | RVT BC Ratio | bar: 2021 to 2047
F4_Commercial_Warehouse_Existing_Food Preparation_Natural Gas_Oven_E2 | F4 | Commercial | Warehouse | Existing | Food Preparation | Natural Gas | Oven | E2 | RVT BC Ratio | 0.7 | 0.7 | 0.7 | 0.7 | 0.7 | 0.7 | 0.7 | 0.7 | 0.7 | 0.7 | 0.7 | 0.7 | 0.7 | 0.7 | 0.7 | 0.7 | 0.7 | 0.7 | 0.7 | 0.7 | 0.7 | 0.7 | 0.7 | 0.7 | 0.7 | 0.7 | 0.7
F4_Commercial_Warehouse_Existing_Food Preparation_Natural Gas_Oven_E3 | F4 | Commercial | Warehouse | Existing | Food Preparation | Natural Gas | Oven | E3 | RVT BC Ratio | 0 | 0 | 0 | 0 | 0 | 0 | 0 | 0 | 0 | 0 | 0 | 0 | 0 | 0 | 0 | 0 | 0 | 0 | 0 | 0 | 0 | 0 | 0 | 0 | 0 | 0 | 0
F4_Commercial_Warehouse_Existing_Food Preparation_Natural Gas_Oven_E4 | F4 | Commercial | Warehouse | Existing | Food Preparation | Natural Gas | Oven | E4 | RVT BC Ratio | 0 | 0 | 0 | 0 | 0 | 0 | 0 | 0 | 0 | 0 | 0 | 0 | 0 | 0 | 0 | 0 | 0 | 0 | 0 | 0 | 0 | 0 | 0 | 0 | 0 | 0 | 0
F4_Commercial_Warehouse_Existing_Food Preparation_Natural Gas_Oven_E5 | F4 | Commercial | Warehouse | Existing | Food Preparation | Natural Gas | Oven | E5 | RVT BC Ratio | 0 | 0 | 0 | 0 | 0 | 0 | 0 | 0 | 0 | 0 | 0 | 0 | 0 | 0 | 0 | 0 | 0 | 0 | 0 | 0 | 0 | 0 | 0 | 0 | 0 | 0 | 0
F4_Commercial_Warehouse_Existing_Food Preparation_Natural Gas_Oven_E6 | F4 | Commercial | Warehouse | Existing | Food Preparation | Natural Gas | Oven | E6 | RVT BC Ratio | 0 | 0 | 0 | 0 | 0 | 0 | 0 | 0 | 0 | 0 | 0 | 0 | 0 | 0 | 0 | 0 | 0 | 0 | 0 | 0 | 0 | 0 | 0 | 0 | 0 | 0 | 0
F4_Commercial_Warehouse_Existing_Food Preparation_Natural Gas_Oven_E7 | F4 | Commercial | Warehouse | Existing | Food Preparation | Natural Gas | Oven | E7 | RVT BC Ratio | 0 | 0 | 0 | 0 | 0 | 0 | 0 | 0 | 0 | 0 | 0 | 0 | 0 | 0 | 0 | 0 | 0 | 0 | 0 | 0 | 0 | 0 | 0 | 0 | 0 | 0 | 0
F4_Commercial_Warehouse_Existing_Food Preparation_Natural Gas_Oven_E8 | F4 | Commercial | Warehouse | Existing | Food Preparation | Natural Gas | Oven | E8 | RVT BC Ratio | 0 | 0 | 0 | 0 | 0 | 0 | 0 | 0 | 0 | 0 | 0 | 0 | 0 | 0 | 0 | 0 | 0 | 0 | 0 | 0 | 0 | 0 | 0 | 0 | 0 | 0 | 0
F4_Commercial_Warehouse_Existing_Food Preparation_Natural Gas_Oven_E9 | F4 | Commercial | Warehouse | Existing | Food Preparation | Natural Gas | Oven | E9 | RVT BC Ratio | 0 | 0 | 0 | 0 | 0 | 0 | 0 | 0 | 0 | 0 | 0 | 0 | 0 | 0 | 0 | 0 | 0 | 0 | 0 | 0 | 0 | 0 | 0 | 0 | 0 | 0 | 0
F4_Commercial_Warehouse_Existing_Food Preparation_Natural Gas_Oven_E10 | F4 | Commercial | Warehouse | Existing | Food Preparation | Natural Gas | Oven | E10 | RVT BC Ratio | 0 | 0 | 0 | 0 | 0 | 0 | 0 | 0 | 0 | 0 | 0 | 0 | 0 | 0 | 0 | 0 | 0 | 0 | 0 | 0 | 0 | 0 | 0 | 0 | 0 | 0 | 0
F5_Commercial_Warehouse_Existing_Food Preparation_Natural Gas_Oven_E1 | F5 | Commercial | Warehouse | Existing | Food Preparation | Natural Gas | Oven | E1 | RIM BC Ratio | bar: 2021 to 2047
F5_Commercial_Warehouse_Existing_Food Preparation_Natural Gas_Oven_E2 | F5 | Commercial | Warehouse | Existing | Food Preparation | Natural Gas | Oven | E2 | RIM BC Ratio | 2.8204 | 2.7906 | 2.762 | 2.7347 | 2.7418 | 2.7714 | 2.8154 | 2.8674 | 2.9211 | 2.9697 | 3.0092 | 3.0341 | 3.0424 | 3.0315 | 3.0054 | 2.9673 | 2.9193 | 2.8618 | 2.7932 | 2.7116 | 2.6159 | 2.5056 | 2.4079 | 2.3451 | 2.3187 | 2.3301 | 2.3415
F5_Commercial_Warehouse_Existing_Food Preparation_Natural Gas_Oven_E3 | F5 | Commercial | Warehouse | Existing | Food Preparation | Natural Gas | Oven | E3 | RIM BC Ratio | 0 | 0 | 0 | 0 | 0 | 0 | 0 | 0 | 0 | 0 | 0 | 0 | 0 | 0 | 0 | 0 | 0 | 0 | 0 | 0 | 0 | 0 | 0 | 0 | 0 | 0 | 0
F5_Commercial_Warehouse_Existing_Food Preparation_Natural Gas_Oven_E4 | F5 | Commercial | Warehouse | Existing | Food Preparation | Natural Gas | Oven | E4 | RIM BC Ratio | 0 | 0 | 0 | 0 | 0 | 0 | 0 | 0 | 0 | 0 | 0 | 0 | 0 | 0 | 0 | 0 | 0 | 0 | 0 | 0 | 0 | 0 | 0 | 0 | 0 | 0 | 0
F5_Commercial_Warehouse_Existing_Food Preparation_Natural Gas_Oven_E5 | F5 | Commercial | Warehouse | Existing | Food Preparation | Natural Gas | Oven | E5 | RIM BC Ratio | 0 | 0 | 0 | 0 | 0 | 0 | 0 | 0 | 0 | 0 | 0 | 0 | 0 | 0 | 0 | 0 | 0 | 0 | 0 | 0 | 0 | 0 | 0 | 0 | 0 | 0 | 0
F5_Commercial_Warehouse_Existing_Food Preparation_Natural Gas_Oven_E6 | F5 | Commercial | Warehouse | Existing | Food Preparation | Natural Gas | Oven | E6 | RIM BC Ratio | 0 | 0 | 0 | 0 | 0 | 0 | 0 | 0 | 0 | 0 | 0 | 0 | 0 | 0 | 0 | 0 | 0 | 0 | 0 | 0 | 0 | 0 | 0 | 0 | 0 | 0 | 0
F5_Commercial_Warehouse_Existing_Food Preparation_Natural Gas_Oven_E7 | F5 | Commercial | Warehouse | Existing | Food Preparation | Natural Gas | Oven | E7 | RIM BC Ratio | 0 | 0 | 0 | 0 | 0 | 0 | 0 | 0 | 0 | 0 | 0 | 0 | 0 | 0 | 0 | 0 | 0 | 0 | 0 | 0 | 0 | 0 | 0 | 0 | 0 | 0 | 0
F5_Commercial_Warehouse_Existing_Food Preparation_Natural Gas_Oven_E8 | F5 | Commercial | Warehouse | Existing | Food Preparation | Natural Gas | Oven | E8 | RIM BC Ratio | 0 | 0 | 0 | 0 | 0 | 0 | 0 | 0 | 0 | 0 | 0 | 0 | 0 | 0 | 0 | 0 | 0 | 0 | 0 | 0 | 0 | 0 | 0 | 0 | 0 | 0 | 0
F5_Commercial_Warehouse_Existing_Food Preparation_Natural Gas_Oven_E9 | F5 | Commercial | Warehouse | Existing | Food Preparation | Natural Gas | Oven | E9 | RIM BC Ratio | 0 | 0 | 0 | 0 | 0 | 0 | 0 | 0 | 0 | 0 | 0 | 0 | 0 | 0 | 0 | 0 | 0 | 0 | 0 | 0 | 0 | 0 | 0 | 0 | 0 | 0 | 0
F5_Commercial_Warehouse_Existing_Food Preparation_Natural Gas_Oven_E10 | F5 | Commercial | Warehouse | Existing | Food Preparation | Natural Gas | Oven | E10 | RIM BC Ratio | 0 | 0 | 0 | 0 | 0 | 0 | 0 | 0 | 0 | 0 | 0 | 0 | 0 | 0 | 0 | 0 | 0 | 0 | 0 | 0 | 0 | 0 | 0 | 0 | 0 | 0 | 0
F0_Commercial_Warehouse_Existing_Food Preparation_Natural Gas_Conveyor Oven_E0 | F0 | Commercial | Warehouse | Existing | Food Preparation | Natural Gas | Conveyor Oven | E0 | Economic Unit | Efficient (>42% Baking Efficiency) | Efficient (>42% Baking Efficiency) | Efficient (>42% Baking Efficiency) | Efficient (>42% Baking Efficiency) | Efficient (>42% Baking Efficiency) | Efficient (>42% Baking Efficiency) | Efficient (>42% Baking Efficiency) | Efficient (>42% Baking Efficiency) | Efficient (>42% Baking Efficiency) | Efficient (>42% Baking Efficiency) | Efficient (>42% Baking Efficiency) | Efficient (>42% Baking Efficiency) | Efficient (>42% Baking Efficiency) | Efficient (>42% Baking Efficiency) | Efficient (>42% Baking Efficiency) | Efficient (>42% Baking Efficiency) | Efficient (>42% Baking Efficiency) | Efficient (>42% Baking Efficiency) | Efficient (>42% Baking Efficiency) | Efficient (>42% Baking Efficiency) | Efficient (>42% Baking Efficiency) | Efficient (>42% Baking Efficiency) | Efficient (>42% Baking Efficiency) | Efficient (>42% Baking Efficiency) | Efficient (>42% Baking Efficiency) | Efficient (>42% Baking Efficiency) | Efficient (>42% Baking Efficiency)
F1_Commercial_Warehouse_Existing_Food Preparation_Natural Gas_Conveyor Oven_E1 | F1 | Commercial | Warehouse | Existing | Food Preparation | Natural Gas | Conveyor Oven | E1 | CCE | 0 | 0 | 0 | 0 | 0 | 0 | 0 | 0 | 0 | 0 | 0 | 0 | 0 | 0 | 0 | 0 | 0 | 0 | 0 | 0 | 0 | 0 | 0 | 0 | 0 | 0 | 0
F1_Commercial_Warehouse_Existing_Food Preparation_Natural Gas_Conveyor Oven_E2 | F1 | Commercial | Warehouse | Existing | Food Preparation | Natural Gas | Conveyor Oven | E2 | CCE | 0.0044579 | 0.0044579 | 0.0044579 | 0.0044579 | 0.0044579 | 0.0044579 | 0.0044579 | 0.0044579 | 0.0044579 | 0.0044579 | 0.0044579 | 0.0044579 | 0.0044579 | 0.0044579 | 0.0044579 | 0.0044579 | 0.0044579 | 0.0044579 | 0.0044579 | 0.0044579 | 0.0044579 | 0.0044579 | 0.0044579 | 0.0044579 | 0.0044579 | 0.0044579 | 0.0044579
F1_Commercial_Warehouse_Existing_Food Preparation_Natural Gas_Conveyor Oven_E3 | F1 | Commercial | Warehouse | Existing | Food Preparation | Natural Gas | Conveyor Oven | E3 | CCE | 0 | 0 | 0 | 0 | 0 | 0 | 0 | 0 | 0 | 0 | 0 | 0 | 0 | 0 | 0 | 0 | 0 | 0 | 0 | 0 | 0 | 0 | 0 | 0 | 0 | 0 | 0
F1_Commercial_Warehouse_Existing_Food Preparation_Natural Gas_Conveyor Oven_E4 | F1 | Commercial | Warehouse | Existing | Food Preparation | Natural Gas | Conveyor Oven | E4 | CCE | 0 | 0 | 0 | 0 | 0 | 0 | 0 | 0 | 0 | 0 | 0 | 0 | 0 | 0 | 0 | 0 | 0 | 0 | 0 | 0 | 0 | 0 | 0 | 0 | 0 | 0 | 0
F1_Commercial_Warehouse_Existing_Food Preparation_Natural Gas_Conveyor Oven_E5 | F1 | Commercial | Warehouse | Existing | Food Preparation | Natural Gas | Conveyor Oven | E5 | CCE | 0 | 0 | 0 | 0 | 0 | 0 | 0 | 0 | 0 | 0 | 0 | 0 | 0 | 0 | 0 | 0 | 0 | 0 | 0 | 0 | 0 | 0 | 0 | 0 | 0 | 0 | 0
F1_Commercial_Warehouse_Existing_Food Preparation_Natural Gas_Conveyor Oven_E6 | F1 | Commercial | Warehouse | Existing | Food Preparation | Natural Gas | Conveyor Oven | E6 | CCE | 0 | 0 | 0 | 0 | 0 | 0 | 0 | 0 | 0 | 0 | 0 | 0 | 0 | 0 | 0 | 0 | 0 | 0 | 0 | 0 | 0 | 0 | 0 | 0 | 0 | 0 | 0
F1_Commercial_Warehouse_Existing_Food Preparation_Natural Gas_Conveyor Oven_E7 | F1 | Commercial | Warehouse | Existing | Food Preparation | Natural Gas | Conveyor Oven | E7 | CCE | 0 | 0 | 0 | 0 | 0 | 0 | 0 | 0 | 0 | 0 | 0 | 0 | 0 | 0 | 0 | 0 | 0 | 0 | 0 | 0 | 0 | 0 | 0 | 0 | 0 | 0 | 0
F1_Commercial_Warehouse_Existing_Food Preparation_Natural Gas_Conveyor Oven_E8 | F1 | Commercial | Warehouse | Existing | Food Preparation | Natural Gas | Conveyor Oven | E8 | CCE | 0 | 0 | 0 | 0 | 0 | 0 | 0 | 0 | 0 | 0 | 0 | 0 | 0 | 0 | 0 | 0 | 0 | 0 | 0 | 0 | 0 | 0 | 0 | 0 | 0 | 0 | 0
F1_Commercial_Warehouse_Existing_Food Preparation_Natural Gas_Conveyor Oven_E9 | F1 | Commercial | Warehouse | Existing | Food Preparation | Natural Gas | Conveyor Oven | E9 | CCE | 0 | 0 | 0 | 0 | 0 | 0 | 0 | 0 | 0 | 0 | 0 | 0 | 0 | 0 | 0 | 0 | 0 | 0 | 0 | 0 | 0 | 0 | 0 | 0 | 0 | 0 | 0
F1_Commercial_Warehouse_Existing_Food Preparation_Natural Gas_Conveyor Oven_E10 | F1 | Commercial | Warehouse | Existing | Food Preparation | Natural Gas | Conveyor Oven | E10 | CCE | 0 | 0 | 0 | 0 | 0 | 0 | 0 | 0 | 0 | 0 | 0 | 0 | 0 | 0 | 0 | 0 | 0 | 0 | 0 | 0 | 0 | 0 | 0 | 0 | 0 | 0 | 0
F2_Commercial_Warehouse_Existing_Food Preparation_Natural Gas_Conveyor Oven_E1 | F2 | Commercial | Warehouse | Existing | Food Preparation | Natural Gas | Conveyor Oven | E1 | TRC BC Ratio | bar: 2021 to 2047
F2_Commercial_Warehouse_Existing_Food Preparation_Natural Gas_Conveyor Oven_E2 | F2 | Commercial | Warehouse | Existing | Food Preparation | Natural Gas | Conveyor Oven | E2 | TRC BC Ratio | 3.1168 | 3.1026 | 3.0898 | 3.0771 | 3.0914 | 3.1189 | 3.1492 | 3.1746 | 3.1913 | 3.1987 | 3.1992 | 3.1946 | 3.185 | 3.1677 | 3.1435 | 3.1119 | 3.0717 | 3.0231 | 2.9646 | 2.8946 | 2.8121 | 2.7166 | 2.6323 | 2.579 | 2.558 | 2.5706 | 2.5832
F2_Commercial_Warehouse_Existing_Food Preparation_Natural Gas_Conveyor Oven_E3 | F2 | Commercial | Warehouse | Existing | Food Preparation | Natural Gas | Conveyor Oven | E3 | TRC BC Ratio | 0 | 0 | 0 | 0 | 0 | 0 | 0 | 0 | 0 | 0 | 0 | 0 | 0 | 0 | 0 | 0 | 0 | 0 | 0 | 0 | 0 | 0 | 0 | 0 | 0 | 0 | 0
F2_Commercial_Warehouse_Existing_Food Preparation_Natural Gas_Conveyor Oven_E4 | F2 | Commercial | Warehouse | Existing | Food Preparation | Natural Gas | Conveyor Oven | E4 | TRC BC Ratio | 0 | 0 | 0 | 0 | 0 | 0 | 0 | 0 | 0 | 0 | 0 | 0 | 0 | 0 | 0 | 0 | 0 | 0 | 0 | 0 | 0 | 0 | 0 | 0 | 0 | 0 | 0
F2_Commercial_Warehouse_Existing_Food Preparation_Natural Gas_Conveyor Oven_E5 | F2 | Commercial | Warehouse | Existing | Food Preparation | Natural Gas | Conveyor Oven | E5 | TRC BC Ratio | 0 | 0 | 0 | 0 | 0 | 0 | 0 | 0 | 0 | 0 | 0 | 0 | 0 | 0 | 0 | 0 | 0 | 0 | 0 | 0 | 0 | 0 | 0 | 0 | 0 | 0 | 0
F2_Commercial_Warehouse_Existing_Food Preparation_Natural Gas_Conveyor Oven_E6 | F2 | Commercial | Warehouse | Existing | Food Preparation | Natural Gas | Conveyor Oven | E6 | TRC BC Ratio | 0 | 0 | 0 | 0 | 0 | 0 | 0 | 0 | 0 | 0 | 0 | 0 | 0 | 0 | 0 | 0 | 0 | 0 | 0 | 0 | 0 | 0 | 0 | 0 | 0 | 0 | 0
F2_Commercial_Warehouse_Existing_Food Preparation_Natural Gas_Conveyor Oven_E7 | F2 | Commercial | Warehouse | Existing | Food Preparation | Natural Gas | Conveyor Oven | E7 | TRC BC Ratio | 0 | 0 | 0 | 0 | 0 | 0 | 0 | 0 | 0 | 0 | 0 | 0 | 0 | 0 | 0 | 0 | 0 | 0 | 0 | 0 | 0 | 0 | 0 | 0 | 0 | 0 | 0
F2_Commercial_Warehouse_Existing_Food Preparation_Natural Gas_Conveyor Oven_E8 | F2 | Commercial | Warehouse | Existing | Food Preparation | Natural Gas | Conveyor Oven | E8 | TRC BC Ratio | 0 | 0 | 0 | 0 | 0 | 0 | 0 | 0 | 0 | 0 | 0 | 0 | 0 | 0 | 0 | 0 | 0 | 0 | 0 | 0 | 0 | 0 | 0 | 0 | 0 | 0 | 0
F2_Commercial_Warehouse_Existing_Food Preparation_Natural Gas_Conveyor Oven_E9 | F2 | Commercial | Warehouse | Existing | Food Preparation | Natural Gas | Conveyor Oven | E9 | TRC BC Ratio | 0 | 0 | 0 | 0 | 0 | 0 | 0 | 0 | 0 | 0 | 0 | 0 | 0 | 0 | 0 | 0 | 0 | 0 | 0 | 0 | 0 | 0 | 0 | 0 | 0 | 0 | 0
F2_Commercial_Warehouse_Existing_Food Preparation_Natural Gas_Conveyor Oven_E10 | F2 | Commercial | Warehouse | Existing | Food Preparation | Natural Gas | Conveyor Oven | E10 | TRC BC Ratio | 0 | 0 | 0 | 0 | 0 | 0 | 0 | 0 | 0 | 0 | 0 | 0 | 0 | 0 | 0 | 0 | 0 | 0 | 0 | 0 | 0 | 0 | 0 | 0 | 0 | 0 | 0
F3_Commercial_Warehouse_Existing_Food Preparation_Natural Gas_Conveyor Oven_E1 | F3 | Commercial | Warehouse | Existing | Food Preparation | Natural Gas | Conveyor Oven | E1 | PACT BC Ratio | bar: 2021 to 2047
F3_Commercial_Warehouse_Existing_Food Preparation_Natural Gas_Conveyor Oven_E2 | F3 | Commercial | Warehouse | Existing | Food Preparation | Natural Gas | Conveyor Oven | E2 | PACT BC Ratio | 4.1011 | 4.0824 | 4.0655 | 4.0488 | 4.0676 | 4.1039 | 4.1436 | 4.1771 | 4.1991 | 4.2088 | 4.2095 | 4.2034 | 4.1908 | 4.168 | 4.1362 | 4.0947 | 4.0417 | 3.9778 | 3.9008 | 3.8086 | 3.7001 | 3.5745 | 3.4635 | 3.3934 | 3.3658 | 3.3823 | 3.3989
F3_Commercial_Warehouse_Existing_Food Preparation_Natural Gas_Conveyor Oven_E3 | F3 | Commercial | Warehouse | Existing | Food Preparation | Natural Gas | Conveyor Oven | E3 | PACT BC Ratio | 0 | 0 | 0 | 0 | 0 | 0 | 0 | 0 | 0 | 0 | 0 | 0 | 0 | 0 | 0 | 0 | 0 | 0 | 0 | 0 | 0 | 0 | 0 | 0 | 0 | 0 | 0
F3_Commercial_Warehouse_Existing_Food Preparation_Natural Gas_Conveyor Oven_E4 | F3 | Commercial | Warehouse | Existing | Food Preparation | Natural Gas | Conveyor Oven | E4 | PACT BC Ratio | 0 | 0 | 0 | 0 | 0 | 0 | 0 | 0 | 0 | 0 | 0 | 0 | 0 | 0 | 0 | 0 | 0 | 0 | 0 | 0 | 0 | 0 | 0 | 0 | 0 | 0 | 0
F3_Commercial_Warehouse_Existing_Food Preparation_Natural Gas_Conveyor Oven_E5 | F3 | Commercial | Warehouse | Existing | Food Preparation | Natural Gas | Conveyor Oven | E5 | PACT BC Ratio | 0 | 0 | 0 | 0 | 0 | 0 | 0 | 0 | 0 | 0 | 0 | 0 | 0 | 0 | 0 | 0 | 0 | 0 | 0 | 0 | 0 | 0 | 0 | 0 | 0 | 0 | 0
F3_Commercial_Warehouse_Existing_Food Preparation_Natural Gas_Conveyor Oven_E6 | F3 | Commercial | Warehouse | Existing | Food Preparation | Natural Gas | Conveyor Oven | E6 | PACT BC Ratio | 0 | 0 | 0 | 0 | 0 | 0 | 0 | 0 | 0 | 0 | 0 | 0 | 0 | 0 | 0 | 0 | 0 | 0 | 0 | 0 | 0 | 0 | 0 | 0 | 0 | 0 | 0
F3_Commercial_Warehouse_Existing_Food Preparation_Natural Gas_Conveyor Oven_E7 | F3 | Commercial | Warehouse | Existing | Food Preparation | Natural Gas | Conveyor Oven | E7 | PACT BC Ratio | 0 | 0 | 0 | 0 | 0 | 0 | 0 | 0 | 0 | 0 | 0 | 0 | 0 | 0 | 0 | 0 | 0 | 0 | 0 | 0 | 0 | 0 | 0 | 0 | 0 | 0 | 0
F3_Commercial_Warehouse_Existing_Food Preparation_Natural Gas_Conveyor Oven_E8 | F3 | Commercial | Warehouse | Existing | Food Preparation | Natural Gas | Conveyor Oven | E8 | PACT BC Ratio | 0 | 0 | 0 | 0 | 0 | 0 | 0 | 0 | 0 | 0 | 0 | 0 | 0 | 0 | 0 | 0 | 0 | 0 | 0 | 0 | 0 | 0 | 0 | 0 | 0 | 0 | 0
F3_Commercial_Warehouse_Existing_Food Preparation_Natural Gas_Conveyor Oven_E9 | F3 | Commercial | Warehouse | Existing | Food Preparation | Natural Gas | Conveyor Oven | E9 | PACT BC Ratio | 0 | 0 | 0 | 0 | 0 | 0 | 0 | 0 | 0 | 0 | 0 | 0 | 0 | 0 | 0 | 0 | 0 | 0 | 0 | 0 | 0 | 0 | 0 | 0 | 0 | 0 | 0
F3_Commercial_Warehouse_Existing_Food Preparation_Natural Gas_Conveyor Oven_E10 | F3 | Commercial | Warehouse | Existing | Food Preparation | Natural Gas | Conveyor Oven | E10 | PACT BC Ratio | 0 | 0 | 0 | 0 | 0 | 0 | 0 | 0 | 0 | 0 | 0 | 0 | 0 | 0 | 0 | 0 | 0 | 0 | 0 | 0 | 0 | 0 | 0 | 0 | 0 | 0 | 0
F4_Commercial_Warehouse_Existing_Food Preparation_Natural Gas_Conveyor Oven_E1 | F4 | Commercial | Warehouse | Existing | Food Preparation | Natural Gas | Conveyor Oven | E1 | RVT BC Ratio | bar: 2021 to 2047
F4_Commercial_Warehouse_Existing_Food Preparation_Natural Gas_Conveyor Oven_E2 | F4 | Commercial | Warehouse | Existing | Food Preparation | Natural Gas | Conveyor Oven | E2 | RVT BC Ratio | 0.7 | 0.7 | 0.7 | 0.7 | 0.7 | 0.7 | 0.7 | 0.7 | 0.7 | 0.7 | 0.7 | 0.7 | 0.7 | 0.7 | 0.7 | 0.7 | 0.7 | 0.7 | 0.7 | 0.7 | 0.7 | 0.7 | 0.7 | 0.7 | 0.7 | 0.7 | 0.7
F4_Commercial_Warehouse_Existing_Food Preparation_Natural Gas_Conveyor Oven_E3 | F4 | Commercial | Warehouse | Existing | Food Preparation | Natural Gas | Conveyor Oven | E3 | RVT BC Ratio | 0 | 0 | 0 | 0 | 0 | 0 | 0 | 0 | 0 | 0 | 0 | 0 | 0 | 0 | 0 | 0 | 0 | 0 | 0 | 0 | 0 | 0 | 0 | 0 | 0 | 0 | 0
F4_Commercial_Warehouse_Existing_Food Preparation_Natural Gas_Conveyor Oven_E4 | F4 | Commercial | Warehouse | Existing | Food Preparation | Natural Gas | Conveyor Oven | E4 | RVT BC Ratio | 0 | 0 | 0 | 0 | 0 | 0 | 0 | 0 | 0 | 0 | 0 | 0 | 0 | 0 | 0 | 0 | 0 | 0 | 0 | 0 | 0 | 0 | 0 | 0 | 0 | 0 | 0
F4_Commercial_Warehouse_Existing_Food Preparation_Natural Gas_Conveyor Oven_E5 | F4 | Commercial | Warehouse | Existing | Food Preparation | Natural Gas | Conveyor Oven | E5 | RVT BC Ratio | 0 | 0 | 0 | 0 | 0 | 0 | 0 | 0 | 0 | 0 | 0 | 0 | 0 | 0 | 0 | 0 | 0 | 0 | 0 | 0 | 0 | 0 | 0 | 0 | 0 | 0 | 0
F4_Commercial_Warehouse_Existing_Food Preparation_Natural Gas_Conveyor Oven_E6 | F4 | Commercial | Warehouse | Existing | Food Preparation | Natural Gas | Conveyor Oven | E6 | RVT BC Ratio | 0 | 0 | 0 | 0 | 0 | 0 | 0 | 0 | 0 | 0 | 0 | 0 | 0 | 0 | 0 | 0 | 0 | 0 | 0 | 0 | 0 | 0 | 0 | 0 | 0 | 0 | 0
F4_Commercial_Warehouse_Existing_Food Preparation_Natural Gas_Conveyor Oven_E7 | F4 | Commercial | Warehouse | Existing | Food Preparation | Natural Gas | Conveyor Oven | E7 | RVT BC Ratio | 0 | 0 | 0 | 0 | 0 | 0 | 0 | 0 | 0 | 0 | 0 | 0 | 0 | 0 | 0 | 0 | 0 | 0 | 0 | 0 | 0 | 0 | 0 | 0 | 0 | 0 | 0
F4_Commercial_Warehouse_Existing_Food Preparation_Natural Gas_Conveyor Oven_E8 | F4 | Commercial | Warehouse | Existing | Food Preparation | Natural Gas | Conveyor Oven | E8 | RVT BC Ratio | 0 | 0 | 0 | 0 | 0 | 0 | 0 | 0 | 0 | 0 | 0 | 0 | 0 | 0 | 0 | 0 | 0 | 0 | 0 | 0 | 0 | 0 | 0 | 0 | 0 | 0 | 0
F4_Commercial_Warehouse_Existing_Food Preparation_Natural Gas_Conveyor Oven_E9 | F4 | Commercial | Warehouse | Existing | Food Preparation | Natural Gas | Conveyor Oven | E9 | RVT BC Ratio | 0 | 0 | 0 | 0 | 0 | 0 | 0 | 0 | 0 | 0 | 0 | 0 | 0 | 0 | 0 | 0 | 0 | 0 | 0 | 0 | 0 | 0 | 0 | 0 | 0 | 0 | 0
F4_Commercial_Warehouse_Existing_Food Preparation_Natural Gas_Conveyor Oven_E10 | F4 | Commercial | Warehouse | Existing | Food Preparation | Natural Gas | Conveyor Oven | E10 | RVT BC Ratio | 0 | 0 | 0 | 0 | 0 | 0 | 0 | 0 | 0 | 0 | 0 | 0 | 0 | 0 | 0 | 0 | 0 | 0 | 0 | 0 | 0 | 0 | 0 | 0 | 0 | 0 | 0
F5_Commercial_Warehouse_Existing_Food Preparation_Natural Gas_Conveyor Oven_E1 | F5 | Commercial | Warehouse | Existing | Food Preparation | Natural Gas | Conveyor Oven | E1 | RIM BC Ratio | bar: 2021 to 2047
F5_Commercial_Warehouse_Existing_Food Preparation_Natural Gas_Conveyor Oven_E2 | F5 | Commercial | Warehouse | Existing | Food Preparation | Natural Gas | Conveyor Oven | E2 | RIM BC Ratio | 4.1011 | 4.0824 | 4.0655 | 4.0488 | 4.0676 | 4.1039 | 4.1436 | 4.1771 | 4.1991 | 4.2088 | 4.2095 | 4.2034 | 4.1908 | 4.168 | 4.1362 | 4.0947 | 4.0417 | 3.9778 | 3.9008 | 3.8086 | 3.7001 | 3.5745 | 3.4635 | 3.3934 | 3.3658 | 3.3823 | 3.3989
F5_Commercial_Warehouse_Existing_Food Preparation_Natural Gas_Conveyor Oven_E3 | F5 | Commercial | Warehouse | Existing | Food Preparation | Natural Gas | Conveyor Oven | E3 | RIM BC Ratio | 0 | 0 | 0 | 0 | 0 | 0 | 0 | 0 | 0 | 0 | 0 | 0 | 0 | 0 | 0 | 0 | 0 | 0 | 0 | 0 | 0 | 0 | 0 | 0 | 0 | 0 | 0
F5_Commercial_Warehouse_Existing_Food Preparation_Natural Gas_Conveyor Oven_E4 | F5 | Commercial | Warehouse | Existing | Food Preparation | Natural Gas | Conveyor Oven | E4 | RIM BC Ratio | 0 | 0 | 0 | 0 | 0 | 0 | 0 | 0 | 0 | 0 | 0 | 0 | 0 | 0 | 0 | 0 | 0 | 0 | 0 | 0 | 0 | 0 | 0 | 0 | 0 | 0 | 0
F5_Commercial_Warehouse_Existing_Food Preparation_Natural Gas_Conveyor Oven_E5 | F5 | Commercial | Warehouse | Existing | Food Preparation | Natural Gas | Conveyor Oven | E5 | RIM BC Ratio | 0 | 0 | 0 | 0 | 0 | 0 | 0 | 0 | 0 | 0 | 0 | 0 | 0 | 0 | 0 | 0 | 0 | 0 | 0 | 0 | 0 | 0 | 0 | 0 | 0 | 0 | 0
F5_Commercial_Warehouse_Existing_Food Preparation_Natural Gas_Conveyor Oven_E6 | F5 | Commercial | Warehouse | Existing | Food Preparation | Natural Gas | Conveyor Oven | E6 | RIM BC Ratio | 0 | 0 | 0 | 0 | 0 | 0 | 0 | 0 | 0 | 0 | 0 | 0 | 0 | 0 | 0 | 0 | 0 | 0 | 0 | 0 | 0 | 0 | 0 | 0 | 0 | 0 | 0
F5_Commercial_Warehouse_Existing_Food Preparation_Natural Gas_Conveyor Oven_E7 | F5 | Commercial | Warehouse | Existing | Food Preparation | Natural Gas | Conveyor Oven | E7 | RIM BC Ratio | 0 | 0 | 0 | 0 | 0 | 0 | 0 | 0 | 0 | 0 | 0 | 0 | 0 | 0 | 0 | 0 | 0 | 0 | 0 | 0 | 0 | 0 | 0 | 0 | 0 | 0 | 0
F5_Commercial_Warehouse_Existing_Food Preparation_Natural Gas_Conveyor Oven_E8 | F5 | Commercial | Warehouse | Existing | Food Preparation | Natural Gas | Conveyor Oven | E8 | RIM BC Ratio | 0 | 0 | 0 | 0 | 0 | 0 | 0 | 0 | 0 | 0 | 0 | 0 | 0 | 0 | 0 | 0 | 0 | 0 | 0 | 0 | 0 | 0 | 0 | 0 | 0 | 0 | 0
F5_Commercial_Warehouse_Existing_Food Preparation_Natural Gas_Conveyor Oven_E9 | F5 | Commercial | Warehouse | Existing | Food Preparation | Natural Gas | Conveyor Oven | E9 | RIM BC Ratio | 0 | 0 | 0 | 0 | 0 | 0 | 0 | 0 | 0 | 0 | 0 | 0 | 0 | 0 | 0 | 0 | 0 | 0 | 0 | 0 | 0 | 0 | 0 | 0 | 0 | 0 | 0
F5_Commercial_Warehouse_Existing_Food Preparation_Natural Gas_Conveyor Oven_E10 | F5 | Commercial | Warehouse | Existing | Food Preparation | Natural Gas | Conveyor Oven | E10 | RIM BC Ratio | 0 | 0 | 0 | 0 | 0 | 0 | 0 | 0 | 0 | 0 | 0 | 0 | 0 | 0 | 0 | 0 | 0 | 0 | 0 | 0 | 0 | 0 | 0 | 0 | 0 | 0 | 0
F0_Commercial_Warehouse_Existing_Food Preparation_Natural Gas_Double Rack Oven_E0 | F0 | Commercial | Warehouse | Existing | Food Preparation | Natural Gas | Double Rack Oven | E0 | Economic Unit | FTSC Qualified (>50% Cooking Efficiency) | FTSC Qualified (>50% Cooking Efficiency) | FTSC Qualified (>50% Cooking Efficiency) | FTSC Qualified (>50% Cooking Efficiency) | FTSC Qualified (>50% Cooking Efficiency) | FTSC Qualified (>50% Cooking Efficiency) | FTSC Qualified (>50% Cooking Efficiency) | FTSC Qualified (>50% Cooking Efficiency) | FTSC Qualified (>50% Cooking Efficiency) | FTSC Qualified (>50% Cooking Efficiency) | FTSC Qualified (>50% Cooking Efficiency) | FTSC Qualified (>50% Cooking Efficiency) | FTSC Qualified (>50% Cooking Efficiency) | FTSC Qualified (>50% Cooking Efficiency) | FTSC Qualified (>50% Cooking Efficiency) | FTSC Qualified (>50% Cooking Efficiency) | FTSC Qualified (>50% Cooking Efficiency) | FTSC Qualified (>50% Cooking Efficiency) | FTSC Qualified (>50% Cooking Efficiency) | FTSC Qualified (>50% Cooking Efficiency) | FTSC Qualified (>50% Cooking Efficiency) | FTSC Qualified (>50% Cooking Efficiency) | FTSC Qualified (>50% Cooking Efficiency) | FTSC Qualified (>50% Cooking Efficiency) | FTSC Qualified (>50% Cooking Efficiency) | FTSC Qualified (>50% Cooking Efficiency) | FTSC Qualified (>50% Cooking Efficiency)
F1_Commercial_Warehouse_Existing_Food Preparation_Natural Gas_Double Rack Oven_E1 | F1 | Commercial | Warehouse | Existing | Food Preparation | Natural Gas | Double Rack Oven | E1 | CCE | 0 | 0 | 0 | 0 | 0 | 0 | 0 | 0 | 0 | 0 | 0 | 0 | 0 | 0 | 0 | 0 | 0 | 0 | 0 | 0 | 0 | 0 | 0 | 0 | 0 | 0 | 0
F1_Commercial_Warehouse_Existing_Food Preparation_Natural Gas_Double Rack Oven_E2 | F1 | Commercial | Warehouse | Existing | Food Preparation | Natural Gas | Double Rack Oven | E2 | CCE | 0.00516 | 0.00516 | 0.00516 | 0.00516 | 0.00516 | 0.00516 | 0.00516 | 0.00516 | 0.00516 | 0.00516 | 0.00516 | 0.00516 | 0.00516 | 0.00516 | 0.00516 | 0.00516 | 0.00516 | 0.00516 | 0.00516 | 0.00516 | 0.00516 | 0.00516 | 0.00516 | 0.00516 | 0.00516 | 0.00516 | 0.00516
F1_Commercial_Warehouse_Existing_Food Preparation_Natural Gas_Double Rack Oven_E3 | F1 | Commercial | Warehouse | Existing | Food Preparation | Natural Gas | Double Rack Oven | E3 | CCE | 0 | 0 | 0 | 0 | 0 | 0 | 0 | 0 | 0 | 0 | 0 | 0 | 0 | 0 | 0 | 0 | 0 | 0 | 0 | 0 | 0 | 0 | 0 | 0 | 0 | 0 | 0
F1_Commercial_Warehouse_Existing_Food Preparation_Natural Gas_Double Rack Oven_E4 | F1 | Commercial | Warehouse | Existing | Food Preparation | Natural Gas | Double Rack Oven | E4 | CCE | 0 | 0 | 0 | 0 | 0 | 0 | 0 | 0 | 0 | 0 | 0 | 0 | 0 | 0 | 0 | 0 | 0 | 0 | 0 | 0 | 0 | 0 | 0 | 0 | 0 | 0 | 0
F1_Commercial_Warehouse_Existing_Food Preparation_Natural Gas_Double Rack Oven_E5 | F1 | Commercial | Warehouse | Existing | Food Preparation | Natural Gas | Double Rack Oven | E5 | CCE | 0 | 0 | 0 | 0 | 0 | 0 | 0 | 0 | 0 | 0 | 0 | 0 | 0 | 0 | 0 | 0 | 0 | 0 | 0 | 0 | 0 | 0 | 0 | 0 | 0 | 0 | 0
F1_Commercial_Warehouse_Existing_Food Preparation_Natural Gas_Double Rack Oven_E6 | F1 | Commercial | Warehouse | Existing | Food Preparation | Natural Gas | Double Rack Oven | E6 | CCE | 0 | 0 | 0 | 0 | 0 | 0 | 0 | 0 | 0 | 0 | 0 | 0 | 0 | 0 | 0 | 0 | 0 | 0 | 0 | 0 | 0 | 0 | 0 | 0 | 0 | 0 | 0
F1_Commercial_Warehouse_Existing_Food Preparation_Natural Gas_Double Rack Oven_E7 | F1 | Commercial | Warehouse | Existing | Food Preparation | Natural Gas | Double Rack Oven | E7 | CCE | 0 | 0 | 0 | 0 | 0 | 0 | 0 | 0 | 0 | 0 | 0 | 0 | 0 | 0 | 0 | 0 | 0 | 0 | 0 | 0 | 0 | 0 | 0 | 0 | 0 | 0 | 0
F1_Commercial_Warehouse_Existing_Food Preparation_Natural Gas_Double Rack Oven_E8 | F1 | Commercial | Warehouse | Existing | Food Preparation | Natural Gas | Double Rack Oven | E8 | CCE | 0 | 0 | 0 | 0 | 0 | 0 | 0 | 0 | 0 | 0 | 0 | 0 | 0 | 0 | 0 | 0 | 0 | 0 | 0 | 0 | 0 | 0 | 0 | 0 | 0 | 0 | 0
F1_Commercial_Warehouse_Existing_Food Preparation_Natural Gas_Double Rack Oven_E9 | F1 | Commercial | Warehouse | Existing | Food Preparation | Natural Gas | Double Rack Oven | E9 | CCE | 0 | 0 | 0 | 0 | 0 | 0 | 0 | 0 | 0 | 0 | 0 | 0 | 0 | 0 | 0 | 0 | 0 | 0 | 0 | 0 | 0 | 0 | 0 | 0 | 0 | 0 | 0
F1_Commercial_Warehouse_Existing_Food Preparation_Natural Gas_Double Rack Oven_E10 | F1 | Commercial | Warehouse | Existing | Food Preparation | Natural Gas | Double Rack Oven | E10 | CCE | 0 | 0 | 0 | 0 | 0 | 0 | 0 | 0 | 0 | 0 | 0 | 0 | 0 | 0 | 0 | 0 | 0 | 0 | 0 | 0 | 0 | 0 | 0 | 0 | 0 | 0 | 0
F2_Commercial_Warehouse_Existing_Food Preparation_Natural Gas_Double Rack Oven_E1 | F2 | Commercial | Warehouse | Existing | Food Preparation | Natural Gas | Double Rack Oven | E1 | TRC BC Ratio | bar: 2021 to 2047
F2_Commercial_Warehouse_Existing_Food Preparation_Natural Gas_Double Rack Oven_E2 | F2 | Commercial | Warehouse | Existing | Food Preparation | Natural Gas | Double Rack Oven | E2 | TRC BC Ratio | 2.6451 | 2.6168 | 2.5895 | 2.5634 | 2.5698 | 2.5976 | 2.6379 | 2.6828 | 2.726 | 2.7629 | 2.793 | 2.8145 | 2.8267 | 2.8253 | 2.81 | 2.7806 | 2.7375 | 2.6832 | 2.6184 | 2.5413 | 2.451 | 2.3468 | 2.2544 | 2.1951 | 2.1701 | 2.1808 | 2.1915
F2_Commercial_Warehouse_Existing_Food Preparation_Natural Gas_Double Rack Oven_E3 | F2 | Commercial | Warehouse | Existing | Food Preparation | Natural Gas | Double Rack Oven | E3 | TRC BC Ratio | 0 | 0 | 0 | 0 | 0 | 0 | 0 | 0 | 0 | 0 | 0 | 0 | 0 | 0 | 0 | 0 | 0 | 0 | 0 | 0 | 0 | 0 | 0 | 0 | 0 | 0 | 0
F2_Commercial_Warehouse_Existing_Food Preparation_Natural Gas_Double Rack Oven_E4 | F2 | Commercial | Warehouse | Existing | Food Preparation | Natural Gas | Double Rack Oven | E4 | TRC BC Ratio | 0 | 0 | 0 | 0 | 0 | 0 | 0 | 0 | 0 | 0 | 0 | 0 | 0 | 0 | 0 | 0 | 0 | 0 | 0 | 0 | 0 | 0 | 0 | 0 | 0 | 0 | 0
F2_Commercial_Warehouse_Existing_Food Preparation_Natural Gas_Double Rack Oven_E5 | F2 | Commercial | Warehouse | Existing | Food Preparation | Natural Gas | Double Rack Oven | E5 | TRC BC Ratio | 0 | 0 | 0 | 0 | 0 | 0 | 0 | 0 | 0 | 0 | 0 | 0 | 0 | 0 | 0 | 0 | 0 | 0 | 0 | 0 | 0 | 0 | 0 | 0 | 0 | 0 | 0
F2_Commercial_Warehouse_Existing_Food Preparation_Natural Gas_Double Rack Oven_E6 | F2 | Commercial | Warehouse | Existing | Food Preparation | Natural Gas | Double Rack Oven | E6 | TRC BC Ratio | 0 | 0 | 0 | 0 | 0 | 0 | 0 | 0 | 0 | 0 | 0 | 0 | 0 | 0 | 0 | 0 | 0 | 0 | 0 | 0 | 0 | 0 | 0 | 0 | 0 | 0 | 0
F2_Commercial_Warehouse_Existing_Food Preparation_Natural Gas_Double Rack Oven_E7 | F2 | Commercial | Warehouse | Existing | Food Preparation | Natural Gas | Double Rack Oven | E7 | TRC BC Ratio | 0 | 0 | 0 | 0 | 0 | 0 | 0 | 0 | 0 | 0 | 0 | 0 | 0 | 0 | 0 | 0 | 0 | 0 | 0 | 0 | 0 | 0 | 0 | 0 | 0 | 0 | 0
F2_Commercial_Warehouse_Existing_Food Preparation_Natural Gas_Double Rack Oven_E8 | F2 | Commercial | Warehouse | Existing | Food Preparation | Natural Gas | Double Rack Oven | E8 | TRC BC Ratio | 0 | 0 | 0 | 0 | 0 | 0 | 0 | 0 | 0 | 0 | 0 | 0 | 0 | 0 | 0 | 0 | 0 | 0 | 0 | 0 | 0 | 0 | 0 | 0 | 0 | 0 | 0
F2_Commercial_Warehouse_Existing_Food Preparation_Natural Gas_Double Rack Oven_E9 | F2 | Commercial | Warehouse | Existing | Food Preparation | Natural Gas | Double Rack Oven | E9 | TRC BC Ratio | 0 | 0 | 0 | 0 | 0 | 0 | 0 | 0 | 0 | 0 | 0 | 0 | 0 | 0 | 0 | 0 | 0 | 0 | 0 | 0 | 0 | 0 | 0 | 0 | 0 | 0 | 0
F2_Commercial_Warehouse_Existing_Food Preparation_Natural Gas_Double Rack Oven_E10 | F2 | Commercial | Warehouse | Existing | Food Preparation | Natural Gas | Double Rack Oven | E10 | TRC BC Ratio | 0 | 0 | 0 | 0 | 0 | 0 | 0 | 0 | 0 | 0 | 0 | 0 | 0 | 0 | 0 | 0 | 0 | 0 | 0 | 0 | 0 | 0 | 0 | 0 | 0 | 0 | 0
F3_Commercial_Warehouse_Existing_Food Preparation_Natural Gas_Double Rack Oven_E1 | F3 | Commercial | Warehouse | Existing | Food Preparation | Natural Gas | Double Rack Oven | E1 | PACT BC Ratio | bar: 2021 to 2047
F3_Commercial_Warehouse_Existing_Food Preparation_Natural Gas_Double Rack Oven_E2 | F3 | Commercial | Warehouse | Existing | Food Preparation | Natural Gas | Double Rack Oven | E2 | PACT BC Ratio | 3.4804 | 3.4432 | 3.4073 | 3.3729 | 3.3814 | 3.4179 | 3.4709 | 3.53 | 3.5869 | 3.6354 | 3.675 | 3.7033 | 3.7193 | 3.7175 | 3.6974 | 3.6587 | 3.602 | 3.5306 | 3.4453 | 3.3438 | 3.2249 | 3.0879 | 2.9664 | 2.8883 | 2.8554 | 2.8694 | 2.8835
F3_Commercial_Warehouse_Existing_Food Preparation_Natural Gas_Double Rack Oven_E3 | F3 | Commercial | Warehouse | Existing | Food Preparation | Natural Gas | Double Rack Oven | E3 | PACT BC Ratio | 0 | 0 | 0 | 0 | 0 | 0 | 0 | 0 | 0 | 0 | 0 | 0 | 0 | 0 | 0 | 0 | 0 | 0 | 0 | 0 | 0 | 0 | 0 | 0 | 0 | 0 | 0
F3_Commercial_Warehouse_Existing_Food Preparation_Natural Gas_Double Rack Oven_E4 | F3 | Commercial | Warehouse | Existing | Food Preparation | Natural Gas | Double Rack Oven | E4 | PACT BC Ratio | 0 | 0 | 0 | 0 | 0 | 0 | 0 | 0 | 0 | 0 | 0 | 0 | 0 | 0 | 0 | 0 | 0 | 0 | 0 | 0 | 0 | 0 | 0 | 0 | 0 | 0 | 0
F3_Commercial_Warehouse_Existing_Food Preparation_Natural Gas_Double Rack Oven_E5 | F3 | Commercial | Warehouse | Existing | Food Preparation | Natural Gas | Double Rack Oven | E5 | PACT BC Ratio | 0 | 0 | 0 | 0 | 0 | 0 | 0 | 0 | 0 | 0 | 0 | 0 | 0 | 0 | 0 | 0 | 0 | 0 | 0 | 0 | 0 | 0 | 0 | 0 | 0 | 0 | 0
F3_Commercial_Warehouse_Existing_Food Preparation_Natural Gas_Double Rack Oven_E6 | F3 | Commercial | Warehouse | Existing | Food Preparation | Natural Gas | Double Rack Oven | E6 | PACT BC Ratio | 0 | 0 | 0 | 0 | 0 | 0 | 0 | 0 | 0 | 0 | 0 | 0 | 0 | 0 | 0 | 0 | 0 | 0 | 0 | 0 | 0 | 0 | 0 | 0 | 0 | 0 | 0
F3_Commercial_Warehouse_Existing_Food Preparation_Natural Gas_Double Rack Oven_E7 | F3 | Commercial | Warehouse | Existing | Food Preparation | Natural Gas | Double Rack Oven | E7 | PACT BC Ratio | 0 | 0 | 0 | 0 | 0 | 0 | 0 | 0 | 0 | 0 | 0 | 0 | 0 | 0 | 0 | 0 | 0 | 0 | 0 | 0 | 0 | 0 | 0 | 0 | 0 | 0 | 0
F3_Commercial_Warehouse_Existing_Food Preparation_Natural Gas_Double Rack Oven_E8 | F3 | Commercial | Warehouse | Existing | Food Preparation | Natural Gas | Double Rack Oven | E8 | PACT BC Ratio | 0 | 0 | 0 | 0 | 0 | 0 | 0 | 0 | 0 | 0 | 0 | 0 | 0 | 0 | 0 | 0 | 0 | 0 | 0 | 0 | 0 | 0 | 0 | 0 | 0 | 0 | 0
F3_Commercial_Warehouse_Existing_Food Preparation_Natural Gas_Double Rack Oven_E9 | F3 | Commercial | Warehouse | Existing | Food Preparation | Natural Gas | Double Rack Oven | E9 | PACT BC Ratio | 0 | 0 | 0 | 0 | 0 | 0 | 0 | 0 | 0 | 0 | 0 | 0 | 0 | 0 | 0 | 0 | 0 | 0 | 0 | 0 | 0 | 0 | 0 | 0 | 0 | 0 | 0
F3_Commercial_Warehouse_Existing_Food Preparation_Natural Gas_Double Rack Oven_E10 | F3 | Commercial | Warehouse | Existing | Food Preparation | Natural Gas | Double Rack Oven | E10 | PACT BC Ratio | 0 | 0 | 0 | 0 | 0 | 0 | 0 | 0 | 0 | 0 | 0 | 0 | 0 | 0 | 0 | 0 | 0 | 0 | 0 | 0 | 0 | 0 | 0 | 0 | 0 | 0 | 0
F4_Commercial_Warehouse_Existing_Food Preparation_Natural Gas_Double Rack Oven_E1 | F4 | Commercial | Warehouse | Existing | Food Preparation | Natural Gas | Double Rack Oven | E1 | RVT BC Ratio | bar: 2021 to 2047
F4_Commercial_Warehouse_Existing_Food Preparation_Natural Gas_Double Rack Oven_E2 | F4 | Commercial | Warehouse | Existing | Food Preparation | Natural Gas | Double Rack Oven | E2 | RVT BC Ratio | 0.7 | 0.7 | 0.7 | 0.7 | 0.7 | 0.7 | 0.7 | 0.7 | 0.7 | 0.7 | 0.7 | 0.7 | 0.7 | 0.7 | 0.7 | 0.7 | 0.7 | 0.7 | 0.7 | 0.7 | 0.7 | 0.7 | 0.7 | 0.7 | 0.7 | 0.7 | 0.7
F4_Commercial_Warehouse_Existing_Food Preparation_Natural Gas_Double Rack Oven_E3 | F4 | Commercial | Warehouse | Existing | Food Preparation | Natural Gas | Double Rack Oven | E3 | RVT BC Ratio | 0 | 0 | 0 | 0 | 0 | 0 | 0 | 0 | 0 | 0 | 0 | 0 | 0 | 0 | 0 | 0 | 0 | 0 | 0 | 0 | 0 | 0 | 0 | 0 | 0 | 0 | 0
F4_Commercial_Warehouse_Existing_Food Preparation_Natural Gas_Double Rack Oven_E4 | F4 | Commercial | Warehouse | Existing | Food Preparation | Natural Gas | Double Rack Oven | E4 | RVT BC Ratio | 0 | 0 | 0 | 0 | 0 | 0 | 0 | 0 | 0 | 0 | 0 | 0 | 0 | 0 | 0 | 0 | 0 | 0 | 0 | 0 | 0 | 0 | 0 | 0 | 0 | 0 | 0
F4_Commercial_Warehouse_Existing_Food Preparation_Natural Gas_Double Rack Oven_E5 | F4 | Commercial | Warehouse | Existing | Food Preparation | Natural Gas | Double Rack Oven | E5 | RVT BC Ratio | 0 | 0 | 0 | 0 | 0 | 0 | 0 | 0 | 0 | 0 | 0 | 0 | 0 | 0 | 0 | 0 | 0 | 0 | 0 | 0 | 0 | 0 | 0 | 0 | 0 | 0 | 0
F4_Commercial_Warehouse_Existing_Food Preparation_Natural Gas_Double Rack Oven_E6 | F4 | Commercial | Warehouse | Existing | Food Preparation | Natural Gas | Double Rack Oven | E6 | RVT BC Ratio | 0 | 0 | 0 | 0 | 0 | 0 | 0 | 0 | 0 | 0 | 0 | 0 | 0 | 0 | 0 | 0 | 0 | 0 | 0 | 0 | 0 | 0 | 0 | 0 | 0 | 0 | 0
F4_Commercial_Warehouse_Existing_Food Preparation_Natural Gas_Double Rack Oven_E7 | F4 | Commercial | Warehouse | Existing | Food Preparation | Natural Gas | Double Rack Oven | E7 | RVT BC Ratio | 0 | 0 | 0 | 0 | 0 | 0 | 0 | 0 | 0 | 0 | 0 | 0 | 0 | 0 | 0 | 0 | 0 | 0 | 0 | 0 | 0 | 0 | 0 | 0 | 0 | 0 | 0
F4_Commercial_Warehouse_Existing_Food Preparation_Natural Gas_Double Rack Oven_E8 | F4 | Commercial | Warehouse | Existing | Food Preparation | Natural Gas | Double Rack Oven | E8 | RVT BC Ratio | 0 | 0 | 0 | 0 | 0 | 0 | 0 | 0 | 0 | 0 | 0 | 0 | 0 | 0 | 0 | 0 | 0 | 0 | 0 | 0 | 0 | 0 | 0 | 0 | 0 | 0 | 0
F4_Commercial_Warehouse_Existing_Food Preparation_Natural Gas_Double Rack Oven_E9 | F4 | Commercial | Warehouse | Existing | Food Preparation | Natural Gas | Double Rack Oven | E9 | RVT BC Ratio | 0 | 0 | 0 | 0 | 0 | 0 | 0 | 0 | 0 | 0 | 0 | 0 | 0 | 0 | 0 | 0 | 0 | 0 | 0 | 0 | 0 | 0 | 0 | 0 | 0 | 0 | 0
F4_Commercial_Warehouse_Existing_Food Preparation_Natural Gas_Double Rack Oven_E10 | F4 | Commercial | Warehouse | Existing | Food Preparation | Natural Gas | Double Rack Oven | E10 | RVT BC Ratio | 0 | 0 | 0 | 0 | 0 | 0 | 0 | 0 | 0 | 0 | 0 | 0 | 0 | 0 | 0 | 0 | 0 | 0 | 0 | 0 | 0 | 0 | 0 | 0 | 0 | 0 | 0
F5_Commercial_Warehouse_Existing_Food Preparation_Natural Gas_Double Rack Oven_E1 | F5 | Commercial | Warehouse | Existing | Food Preparation | Natural Gas | Double Rack Oven | E1 | RIM BC Ratio | bar: 2021 to 2047
F5_Commercial_Warehouse_Existing_Food Preparation_Natural Gas_Double Rack Oven_E2 | F5 | Commercial | Warehouse | Existing | Food Preparation | Natural Gas | Double Rack Oven | E2 | RIM BC Ratio | 3.4804 | 3.4432 | 3.4073 | 3.3729 | 3.3814 | 3.4179 | 3.4709 | 3.53 | 3.5869 | 3.6354 | 3.675 | 3.7033 | 3.7193 | 3.7175 | 3.6974 | 3.6587 | 3.602 | 3.5306 | 3.4453 | 3.3438 | 3.2249 | 3.0879 | 2.9664 | 2.8883 | 2.8554 | 2.8694 | 2.8835
F5_Commercial_Warehouse_Existing_Food Preparation_Natural Gas_Double Rack Oven_E3 | F5 | Commercial | Warehouse | Existing | Food Preparation | Natural Gas | Double Rack Oven | E3 | RIM BC Ratio | 0 | 0 | 0 | 0 | 0 | 0 | 0 | 0 | 0 | 0 | 0 | 0 | 0 | 0 | 0 | 0 | 0 | 0 | 0 | 0 | 0 | 0 | 0 | 0 | 0 | 0 | 0
F5_Commercial_Warehouse_Existing_Food Preparation_Natural Gas_Double Rack Oven_E4 | F5 | Commercial | Warehouse | Existing | Food Preparation | Natural Gas | Double Rack Oven | E4 | RIM BC Ratio | 0 | 0 | 0 | 0 | 0 | 0 | 0 | 0 | 0 | 0 | 0 | 0 | 0 | 0 | 0 | 0 | 0 | 0 | 0 | 0 | 0 | 0 | 0 | 0 | 0 | 0 | 0
F5_Commercial_Warehouse_Existing_Food Preparation_Natural Gas_Double Rack Oven_E5 | F5 | Commercial | Warehouse | Existing | Food Preparation | Natural Gas | Double Rack Oven | E5 | RIM BC Ratio | 0 | 0 | 0 | 0 | 0 | 0 | 0 | 0 | 0 | 0 | 0 | 0 | 0 | 0 | 0 | 0 | 0 | 0 | 0 | 0 | 0 | 0 | 0 | 0 | 0 | 0 | 0
F5_Commercial_Warehouse_Existing_Food Preparation_Natural Gas_Double Rack Oven_E6 | F5 | Commercial | Warehouse | Existing | Food Preparation | Natural Gas | Double Rack Oven | E6 | RIM BC Ratio | 0 | 0 | 0 | 0 | 0 | 0 | 0 | 0 | 0 | 0 | 0 | 0 | 0 | 0 | 0 | 0 | 0 | 0 | 0 | 0 | 0 | 0 | 0 | 0 | 0 | 0 | 0
F5_Commercial_Warehouse_Existing_Food Preparation_Natural Gas_Double Rack Oven_E7 | F5 | Commercial | Warehouse | Existing | Food Preparation | Natural Gas | Double Rack Oven | E7 | RIM BC Ratio | 0 | 0 | 0 | 0 | 0 | 0 | 0 | 0 | 0 | 0 | 0 | 0 | 0 | 0 | 0 | 0 | 0 | 0 | 0 | 0 | 0 | 0 | 0 | 0 | 0 | 0 | 0
F5_Commercial_Warehouse_Existing_Food Preparation_Natural Gas_Double Rack Oven_E8 | F5 | Commercial | Warehouse | Existing | Food Preparation | Natural Gas | Double Rack Oven | E8 | RIM BC Ratio | 0 | 0 | 0 | 0 | 0 | 0 | 0 | 0 | 0 | 0 | 0 | 0 | 0 | 0 | 0 | 0 | 0 | 0 | 0 | 0 | 0 | 0 | 0 | 0 | 0 | 0 | 0
F5_Commercial_Warehouse_Existing_Food Preparation_Natural Gas_Double Rack Oven_E9 | F5 | Commercial | Warehouse | Existing | Food Preparation | Natural Gas | Double Rack Oven | E9 | RIM BC Ratio | 0 | 0 | 0 | 0 | 0 | 0 | 0 | 0 | 0 | 0 | 0 | 0 | 0 | 0 | 0 | 0 | 0 | 0 | 0 | 0 | 0 | 0 | 0 | 0 | 0 | 0 | 0
F5_Commercial_Warehouse_Existing_Food Preparation_Natural Gas_Double Rack Oven_E10 | F5 | Commercial | Warehouse | Existing | Food Preparation | Natural Gas | Double Rack Oven | E10 | RIM BC Ratio | 0 | 0 | 0 | 0 | 0 | 0 | 0 | 0 | 0 | 0 | 0 | 0 | 0 | 0 | 0 | 0 | 0 | 0 | 0 | 0 | 0 | 0 | 0 | 0 | 0 | 0 | 0
F0_Commercial_Warehouse_Existing_Food Preparation_Natural Gas_Fryer_E0 | F0 | Commercial | Warehouse | Existing | Food Preparation | Natural Gas | Fryer | E0 | Economic Unit | ENERGY STAR | ENERGY STAR | ENERGY STAR | ENERGY STAR | ENERGY STAR | ENERGY STAR | ENERGY STAR | ENERGY STAR | ENERGY STAR | ENERGY STAR | ENERGY STAR | ENERGY STAR | ENERGY STAR | ENERGY STAR | ENERGY STAR | ENERGY STAR | ENERGY STAR | ENERGY STAR | ENERGY STAR | ENERGY STAR | ENERGY STAR | ENERGY STAR | ENERGY STAR | ENERGY STAR | ENERGY STAR | ENERGY STAR | ENERGY STAR
F1_Commercial_Warehouse_Existing_Food Preparation_Natural Gas_Fryer_E1 | F1 | Commercial | Warehouse | Existing | Food Preparation | Natural Gas | Fryer | E1 | CCE | 0 | 0 | 0 | 0 | 0 | 0 | 0 | 0 | 0 | 0 | 0 | 0 | 0 | 0 | 0 | 0 | 0 | 0 | 0 | 0 | 0 | 0 | 0 | 0 | 0 | 0 | 0
F1_Commercial_Warehouse_Existing_Food Preparation_Natural Gas_Fryer_E2 | F1 | Commercial | Warehouse | Existing | Food Preparation | Natural Gas | Fryer | E2 | CCE | 0.0045119 | 0 | 0 | 0 | 0 | 0 | 0 | 0 | 0 | 0 | 0 | 0 | 0 | 0 | 0 | 0 | 0 | 0 | 0 | 0 | 0 | 0 | 0 | 0 | 0 | 0 | 0
F1_Commercial_Warehouse_Existing_Food Preparation_Natural Gas_Fryer_E3 | F1 | Commercial | Warehouse | Existing | Food Preparation | Natural Gas | Fryer | E3 | CCE | 0 | 0 | 0 | 0 | 0 | 0 | 0 | 0 | 0 | 0 | 0 | 0 | 0 | 0 | 0 | 0 | 0 | 0 | 0 | 0 | 0 | 0 | 0 | 0 | 0 | 0 | 0
F1_Commercial_Warehouse_Existing_Food Preparation_Natural Gas_Fryer_E4 | F1 | Commercial | Warehouse | Existing | Food Preparation | Natural Gas | Fryer | E4 | CCE | 0 | 0 | 0 | 0 | 0 | 0 | 0 | 0 | 0 | 0 | 0 | 0 | 0 | 0 | 0 | 0 | 0 | 0 | 0 | 0 | 0 | 0 | 0 | 0 | 0 | 0 | 0
F1_Commercial_Warehouse_Existing_Food Preparation_Natural Gas_Fryer_E5 | F1 | Commercial | Warehouse | Existing | Food Preparation | Natural Gas | Fryer | E5 | CCE | 0 | 0 | 0 | 0 | 0 | 0 | 0 | 0 | 0 | 0 | 0 | 0 | 0 | 0 | 0 | 0 | 0 | 0 | 0 | 0 | 0 | 0 | 0 | 0 | 0 | 0 | 0
F1_Commercial_Warehouse_Existing_Food Preparation_Natural Gas_Fryer_E6 | F1 | Commercial | Warehouse | Existing | Food Preparation | Natural Gas | Fryer | E6 | CCE | 0 | 0 | 0 | 0 | 0 | 0 | 0 | 0 | 0 | 0 | 0 | 0 | 0 | 0 | 0 | 0 | 0 | 0 | 0 | 0 | 0 | 0 | 0 | 0 | 0 | 0 | 0
F1_Commercial_Warehouse_Existing_Food Preparation_Natural Gas_Fryer_E7 | F1 | Commercial | Warehouse | Existing | Food Preparation | Natural Gas | Fryer | E7 | CCE | 0 | 0 | 0 | 0 | 0 | 0 | 0 | 0 | 0 | 0 | 0 | 0 | 0 | 0 | 0 | 0 | 0 | 0 | 0 | 0 | 0 | 0 | 0 | 0 | 0 | 0 | 0
F1_Commercial_Warehouse_Existing_Food Preparation_Natural Gas_Fryer_E8 | F1 | Commercial | Warehouse | Existing | Food Preparation | Natural Gas | Fryer | E8 | CCE | 0 | 0 | 0 | 0 | 0 | 0 | 0 | 0 | 0 | 0 | 0 | 0 | 0 | 0 | 0 | 0 | 0 | 0 | 0 | 0 | 0 | 0 | 0 | 0 | 0 | 0 | 0
F1_Commercial_Warehouse_Existing_Food Preparation_Natural Gas_Fryer_E9 | F1 | Commercial | Warehouse | Existing | Food Preparation | Natural Gas | Fryer | E9 | CCE | 0 | 0 | 0 | 0 | 0 | 0 | 0 | 0 | 0 | 0 | 0 | 0 | 0 | 0 | 0 | 0 | 0 | 0 | 0 | 0 | 0 | 0 | 0 | 0 | 0 | 0 | 0
F1_Commercial_Warehouse_Existing_Food Preparation_Natural Gas_Fryer_E10 | F1 | Commercial | Warehouse | Existing | Food Preparation | Natural Gas | Fryer | E10 | CCE | 0 | 0 | 0 | 0 | 0 | 0 | 0 | 0 | 0 | 0 | 0 | 0 | 0 | 0 | 0 | 0 | 0 | 0 | 0 | 0 | 0 | 0 | 0 | 0 | 0 | 0 | 0
F2_Commercial_Warehouse_Existing_Food Preparation_Natural Gas_Fryer_E1 | F2 | Commercial | Warehouse | Existing | Food Preparation | Natural Gas | Fryer | E1 | TRC BC Ratio | 1 | 0 | 0 | 0 | 0 | 0 | 0 | 0 | 0 | 0 | 0 | 0 | 0 | 0 | 0 | 0 | 0 | 0 | 0 | 0 | 0 | 0 | 0 | 0 | 0 | 0 | 0
F2_Commercial_Warehouse_Existing_Food Preparation_Natural Gas_Fryer_E2 | F2 | Commercial | Warehouse | Existing | Food Preparation | Natural Gas | Fryer | E2 | TRC BC Ratio | 3.0535 | 1 | 1 | 1 | 1 | 1 | 1 | 1 | 1 | 1 | 1 | 1 | 1 | 1 | 1 | 1 | 1 | 1 | 1 | 1 | 1 | 1 | 1 | 1 | 1 | 1 | 1
F2_Commercial_Warehouse_Existing_Food Preparation_Natural Gas_Fryer_E3 | F2 | Commercial | Warehouse | Existing | Food Preparation | Natural Gas | Fryer | E3 | TRC BC Ratio | 0 | 0 | 0 | 0 | 0 | 0 | 0 | 0 | 0 | 0 | 0 | 0 | 0 | 0 | 0 | 0 | 0 | 0 | 0 | 0 | 0 | 0 | 0 | 0 | 0 | 0 | 0
F2_Commercial_Warehouse_Existing_Food Preparation_Natural Gas_Fryer_E4 | F2 | Commercial | Warehouse | Existing | Food Preparation | Natural Gas | Fryer | E4 | TRC BC Ratio | 0 | 0 | 0 | 0 | 0 | 0 | 0 | 0 | 0 | 0 | 0 | 0 | 0 | 0 | 0 | 0 | 0 | 0 | 0 | 0 | 0 | 0 | 0 | 0 | 0 | 0 | 0
F2_Commercial_Warehouse_Existing_Food Preparation_Natural Gas_Fryer_E5 | F2 | Commercial | Warehouse | Existing | Food Preparation | Natural Gas | Fryer | E5 | TRC BC Ratio | 0 | 0 | 0 | 0 | 0 | 0 | 0 | 0 | 0 | 0 | 0 | 0 | 0 | 0 | 0 | 0 | 0 | 0 | 0 | 0 | 0 | 0 | 0 | 0 | 0 | 0 | 0
F2_Commercial_Warehouse_Existing_Food Preparation_Natural Gas_Fryer_E6 | F2 | Commercial | Warehouse | Existing | Food Preparation | Natural Gas | Fryer | E6 | TRC BC Ratio | 0 | 0 | 0 | 0 | 0 | 0 | 0 | 0 | 0 | 0 | 0 | 0 | 0 | 0 | 0 | 0 | 0 | 0 | 0 | 0 | 0 | 0 | 0 | 0 | 0 | 0 | 0
F2_Commercial_Warehouse_Existing_Food Preparation_Natural Gas_Fryer_E7 | F2 | Commercial | Warehouse | Existing | Food Preparation | Natural Gas | Fryer | E7 | TRC BC Ratio | 0 | 0 | 0 | 0 | 0 | 0 | 0 | 0 | 0 | 0 | 0 | 0 | 0 | 0 | 0 | 0 | 0 | 0 | 0 | 0 | 0 | 0 | 0 | 0 | 0 | 0 | 0
F2_Commercial_Warehouse_Existing_Food Preparation_Natural Gas_Fryer_E8 | F2 | Commercial | Warehouse | Existing | Food Preparation | Natural Gas | Fryer | E8 | TRC BC Ratio | 0 | 0 | 0 | 0 | 0 | 0 | 0 | 0 | 0 | 0 | 0 | 0 | 0 | 0 | 0 | 0 | 0 | 0 | 0 | 0 | 0 | 0 | 0 | 0 | 0 | 0 | 0
F2_Commercial_Warehouse_Existing_Food Preparation_Natural Gas_Fryer_E9 | F2 | Commercial | Warehouse | Existing | Food Preparation | Natural Gas | Fryer | E9 | TRC BC Ratio | 0 | 0 | 0 | 0 | 0 | 0 | 0 | 0 | 0 | 0 | 0 | 0 | 0 | 0 | 0 | 0 | 0 | 0 | 0 | 0 | 0 | 0 | 0 | 0 | 0 | 0 | 0
F2_Commercial_Warehouse_Existing_Food Preparation_Natural Gas_Fryer_E10 | F2 | Commercial | Warehouse | Existing | Food Preparation | Natural Gas | Fryer | E10 | TRC BC Ratio | 0 | 0 | 0 | 0 | 0 | 0 | 0 | 0 | 0 | 0 | 0 | 0 | 0 | 0 | 0 | 0 | 0 | 0 | 0 | 0 | 0 | 0 | 0 | 0 | 0 | 0 | 0
F3_Commercial_Warehouse_Existing_Food Preparation_Natural Gas_Fryer_E1 | F3 | Commercial | Warehouse | Existing | Food Preparation | Natural Gas | Fryer | E1 | PACT BC Ratio | 1 | 0 | 0 | 0 | 0 | 0 | 0 | 0 | 0 | 0 | 0 | 0 | 0 | 0 | 0 | 0 | 0 | 0 | 0 | 0 | 0 | 0 | 0 | 0 | 0 | 0 | 0
F3_Commercial_Warehouse_Existing_Food Preparation_Natural Gas_Fryer_E2 | F3 | Commercial | Warehouse | Existing | Food Preparation | Natural Gas | Fryer | E2 | PACT BC Ratio | 4.0178 | 1 | 1 | 1 | 1 | 1 | 1 | 1 | 1 | 1 | 1 | 1 | 1 | 1 | 1 | 1 | 1 | 1 | 1 | 1 | 1 | 1 | 1 | 1 | 1 | 1 | 1
F3_Commercial_Warehouse_Existing_Food Preparation_Natural Gas_Fryer_E3 | F3 | Commercial | Warehouse | Existing | Food Preparation | Natural Gas | Fryer | E3 | PACT BC Ratio | 0 | 0 | 0 | 0 | 0 | 0 | 0 | 0 | 0 | 0 | 0 | 0 | 0 | 0 | 0 | 0 | 0 | 0 | 0 | 0 | 0 | 0 | 0 | 0 | 0 | 0 | 0
F3_Commercial_Warehouse_Existing_Food Preparation_Natural Gas_Fryer_E4 | F3 | Commercial | Warehouse | Existing | Food Preparation | Natural Gas | Fryer | E4 | PACT BC Ratio | 0 | 0 | 0 | 0 | 0 | 0 | 0 | 0 | 0 | 0 | 0 | 0 | 0 | 0 | 0 | 0 | 0 | 0 | 0 | 0 | 0 | 0 | 0 | 0 | 0 | 0 | 0
F3_Commercial_Warehouse_Existing_Food Preparation_Natural Gas_Fryer_E5 | F3 | Commercial | Warehouse | Existing | Food Preparation | Natural Gas | Fryer | E5 | PACT BC Ratio | 0 | 0 | 0 | 0 | 0 | 0 | 0 | 0 | 0 | 0 | 0 | 0 | 0 | 0 | 0 | 0 | 0 | 0 | 0 | 0 | 0 | 0 | 0 | 0 | 0 | 0 | 0
F3_Commercial_Warehouse_Existing_Food Preparation_Natural Gas_Fryer_E6 | F3 | Commercial | Warehouse | Existing | Food Preparation | Natural Gas | Fryer | E6 | PACT BC Ratio | 0 | 0 | 0 | 0 | 0 | 0 | 0 | 0 | 0 | 0 | 0 | 0 | 0 | 0 | 0 | 0 | 0 | 0 | 0 | 0 | 0 | 0 | 0 | 0 | 0 | 0 | 0
F3_Commercial_Warehouse_Existing_Food Preparation_Natural Gas_Fryer_E7 | F3 | Commercial | Warehouse | Existing | Food Preparation | Natural Gas | Fryer | E7 | PACT BC Ratio | 0 | 0 | 0 | 0 | 0 | 0 | 0 | 0 | 0 | 0 | 0 | 0 | 0 | 0 | 0 | 0 | 0 | 0 | 0 | 0 | 0 | 0 | 0 | 0 | 0 | 0 | 0
F3_Commercial_Warehouse_Existing_Food Preparation_Natural Gas_Fryer_E8 | F3 | Commercial | Warehouse | Existing | Food Preparation | Natural Gas | Fryer | E8 | PACT BC Ratio | 0 | 0 | 0 | 0 | 0 | 0 | 0 | 0 | 0 | 0 | 0 | 0 | 0 | 0 | 0 | 0 | 0 | 0 | 0 | 0 | 0 | 0 | 0 | 0 | 0 | 0 | 0
F3_Commercial_Warehouse_Existing_Food Preparation_Natural Gas_Fryer_E9 | F3 | Commercial | Warehouse | Existing | Food Preparation | Natural Gas | Fryer | E9 | PACT BC Ratio | 0 | 0 | 0 | 0 | 0 | 0 | 0 | 0 | 0 | 0 | 0 | 0 | 0 | 0 | 0 | 0 | 0 | 0 | 0 | 0 | 0 | 0 | 0 | 0 | 0 | 0 | 0
F3_Commercial_Warehouse_Existing_Food Preparation_Natural Gas_Fryer_E10 | F3 | Commercial | Warehouse | Existing | Food Preparation | Natural Gas | Fryer | E10 | PACT BC Ratio | 0 | 0 | 0 | 0 | 0 | 0 | 0 | 0 | 0 | 0 | 0 | 0 | 0 | 0 | 0 | 0 | 0 | 0 | 0 | 0 | 0 | 0 | 0 | 0 | 0 | 0 | 0
F4_Commercial_Warehouse_Existing_Food Preparation_Natural Gas_Fryer_E1 | F4 | Commercial | Warehouse | Existing | Food Preparation | Natural Gas | Fryer | E1 | RVT BC Ratio | 1 | 0 | 0 | 0 | 0 | 0 | 0 | 0 | 0 | 0 | 0 | 0 | 0 | 0 | 0 | 0 | 0 | 0 | 0 | 0 | 0 | 0 | 0 | 0 | 0 | 0 | 0
F4_Commercial_Warehouse_Existing_Food Preparation_Natural Gas_Fryer_E2 | F4 | Commercial | Warehouse | Existing | Food Preparation | Natural Gas | Fryer | E2 | RVT BC Ratio | 0.7 | 1 | 1 | 1 | 1 | 1 | 1 | 1 | 1 | 1 | 1 | 1 | 1 | 1 | 1 | 1 | 1 | 1 | 1 | 1 | 1 | 1 | 1 | 1 | 1 | 1 | 1
F4_Commercial_Warehouse_Existing_Food Preparation_Natural Gas_Fryer_E3 | F4 | Commercial | Warehouse | Existing | Food Preparation | Natural Gas | Fryer | E3 | RVT BC Ratio | 0 | 0 | 0 | 0 | 0 | 0 | 0 | 0 | 0 | 0 | 0 | 0 | 0 | 0 | 0 | 0 | 0 | 0 | 0 | 0 | 0 | 0 | 0 | 0 | 0 | 0 | 0
F4_Commercial_Warehouse_Existing_Food Preparation_Natural Gas_Fryer_E4 | F4 | Commercial | Warehouse | Existing | Food Preparation | Natural Gas | Fryer | E4 | RVT BC Ratio | 0 | 0 | 0 | 0 | 0 | 0 | 0 | 0 | 0 | 0 | 0 | 0 | 0 | 0 | 0 | 0 | 0 | 0 | 0 | 0 | 0 | 0 | 0 | 0 | 0 | 0 | 0
F4_Commercial_Warehouse_Existing_Food Preparation_Natural Gas_Fryer_E5 | F4 | Commercial | Warehouse | Existing | Food Preparation | Natural Gas | Fryer | E5 | RVT BC Ratio | 0 | 0 | 0 | 0 | 0 | 0 | 0 | 0 | 0 | 0 | 0 | 0 | 0 | 0 | 0 | 0 | 0 | 0 | 0 | 0 | 0 | 0 | 0 | 0 | 0 | 0 | 0
F4_Commercial_Warehouse_Existing_Food Preparation_Natural Gas_Fryer_E6 | F4 | Commercial | Warehouse | Existing | Food Preparation | Natural Gas | Fryer | E6 | RVT BC Ratio | 0 | 0 | 0 | 0 | 0 | 0 | 0 | 0 | 0 | 0 | 0 | 0 | 0 | 0 | 0 | 0 | 0 | 0 | 0 | 0 | 0 | 0 | 0 | 0 | 0 | 0 | 0
F4_Commercial_Warehouse_Existing_Food Preparation_Natural Gas_Fryer_E7 | F4 | Commercial | Warehouse | Existing | Food Preparation | Natural Gas | Fryer | E7 | RVT BC Ratio | 0 | 0 | 0 | 0 | 0 | 0 | 0 | 0 | 0 | 0 | 0 | 0 | 0 | 0 | 0 | 0 | 0 | 0 | 0 | 0 | 0 | 0 | 0 | 0 | 0 | 0 | 0
F4_Commercial_Warehouse_Existing_Food Preparation_Natural Gas_Fryer_E8 | F4 | Commercial | Warehouse | Existing | Food Preparation | Natural Gas | Fryer | E8 | RVT BC Ratio | 0 | 0 | 0 | 0 | 0 | 0 | 0 | 0 | 0 | 0 | 0 | 0 | 0 | 0 | 0 | 0 | 0 | 0 | 0 | 0 | 0 | 0 | 0 | 0 | 0 | 0 | 0
F4_Commercial_Warehouse_Existing_Food Preparation_Natural Gas_Fryer_E9 | F4 | Commercial | Warehouse | Existing | Food Preparation | Natural Gas | Fryer | E9 | RVT BC Ratio | 0 | 0 | 0 | 0 | 0 | 0 | 0 | 0 | 0 | 0 | 0 | 0 | 0 | 0 | 0 | 0 | 0 | 0 | 0 | 0 | 0 | 0 | 0 | 0 | 0 | 0 | 0
F4_Commercial_Warehouse_Existing_Food Preparation_Natural Gas_Fryer_E10 | F4 | Commercial | Warehouse | Existing | Food Preparation | Natural Gas | Fryer | E10 | RVT BC Ratio | 0 | 0 | 0 | 0 | 0 | 0 | 0 | 0 | 0 | 0 | 0 | 0 | 0 | 0 | 0 | 0 | 0 | 0 | 0 | 0 | 0 | 0 | 0 | 0 | 0 | 0 | 0
F5_Commercial_Warehouse_Existing_Food Preparation_Natural Gas_Fryer_E1 | F5 | Commercial | Warehouse | Existing | Food Preparation | Natural Gas | Fryer | E1 | RIM BC Ratio | 1 | 0 | 0 | 0 | 0 | 0 | 0 | 0 | 0 | 0 | 0 | 0 | 0 | 0 | 0 | 0 | 0 | 0 | 0 | 0 | 0 | 0 | 0 | 0 | 0 | 0 | 0
F5_Commercial_Warehouse_Existing_Food Preparation_Natural Gas_Fryer_E2 | F5 | Commercial | Warehouse | Existing | Food Preparation | Natural Gas | Fryer | E2 | RIM BC Ratio | 4.0178 | 1 | 1 | 1 | 1 | 1 | 1 | 1 | 1 | 1 | 1 | 1 | 1 | 1 | 1 | 1 | 1 | 1 | 1 | 1 | 1 | 1 | 1 | 1 | 1 | 1 | 1
F5_Commercial_Warehouse_Existing_Food Preparation_Natural Gas_Fryer_E3 | F5 | Commercial | Warehouse | Existing | Food Preparation | Natural Gas | Fryer | E3 | RIM BC Ratio | 0 | 0 | 0 | 0 | 0 | 0 | 0 | 0 | 0 | 0 | 0 | 0 | 0 | 0 | 0 | 0 | 0 | 0 | 0 | 0 | 0 | 0 | 0 | 0 | 0 | 0 | 0
F5_Commercial_Warehouse_Existing_Food Preparation_Natural Gas_Fryer_E4 | F5 | Commercial | Warehouse | Existing | Food Preparation | Natural Gas | Fryer | E4 | RIM BC Ratio | 0 | 0 | 0 | 0 | 0 | 0 | 0 | 0 | 0 | 0 | 0 | 0 | 0 | 0 | 0 | 0 | 0 | 0 | 0 | 0 | 0 | 0 | 0 | 0 | 0 | 0 | 0
F5_Commercial_Warehouse_Existing_Food Preparation_Natural Gas_Fryer_E5 | F5 | Commercial | Warehouse | Existing | Food Preparation | Natural Gas | Fryer | E5 | RIM BC Ratio | 0 | 0 | 0 | 0 | 0 | 0 | 0 | 0 | 0 | 0 | 0 | 0 | 0 | 0 | 0 | 0 | 0 | 0 | 0 | 0 | 0 | 0 | 0 | 0 | 0 | 0 | 0
F5_Commercial_Warehouse_Existing_Food Preparation_Natural Gas_Fryer_E6 | F5 | Commercial | Warehouse | Existing | Food Preparation | Natural Gas | Fryer | E6 | RIM BC Ratio | 0 | 0 | 0 | 0 | 0 | 0 | 0 | 0 | 0 | 0 | 0 | 0 | 0 | 0 | 0 | 0 | 0 | 0 | 0 | 0 | 0 | 0 | 0 | 0 | 0 | 0 | 0
F5_Commercial_Warehouse_Existing_Food Preparation_Natural Gas_Fryer_E7 | F5 | Commercial | Warehouse | Existing | Food Preparation | Natural Gas | Fryer | E7 | RIM BC Ratio | 0 | 0 | 0 | 0 | 0 | 0 | 0 | 0 | 0 | 0 | 0 | 0 | 0 | 0 | 0 | 0 | 0 | 0 | 0 | 0 | 0 | 0 | 0 | 0 | 0 | 0 | 0
F5_Commercial_Warehouse_Existing_Food Preparation_Natural Gas_Fryer_E8 | F5 | Commercial | Warehouse | Existing | Food Preparation | Natural Gas | Fryer | E8 | RIM BC Ratio | 0 | 0 | 0 | 0 | 0 | 0 | 0 | 0 | 0 | 0 | 0 | 0 | 0 | 0 | 0 | 0 | 0 | 0 | 0 | 0 | 0 | 0 | 0 | 0 | 0 | 0 | 0
F5_Commercial_Warehouse_Existing_Food Preparation_Natural Gas_Fryer_E9 | F5 | Commercial | Warehouse | Existing | Food Preparation | Natural Gas | Fryer | E9 | RIM BC Ratio | 0 | 0 | 0 | 0 | 0 | 0 | 0 | 0 | 0 | 0 | 0 | 0 | 0 | 0 | 0 | 0 | 0 | 0 | 0 | 0 | 0 | 0 | 0 | 0 | 0 | 0 | 0
F5_Commercial_Warehouse_Existing_Food Preparation_Natural Gas_Fryer_E10 | F5 | Commercial | Warehouse | Existing | Food Preparation | Natural Gas | Fryer | E10 | RIM BC Ratio | 0 | 0 | 0 | 0 | 0 | 0 | 0 | 0 | 0 | 0 | 0 | 0 | 0 | 0 | 0 | 0 | 0 | 0 | 0 | 0 | 0 | 0 | 0 | 0 | 0 | 0 | 0
F0_Commercial_Warehouse_Existing_Food Preparation_Natural Gas_Broiler_E0 | F0 | Commercial | Warehouse | Existing | Food Preparation | Natural Gas | Broiler | E0 | Economic Unit | Infrared Burners | Infrared Burners | Infrared Burners | Infrared Burners | Infrared Burners | Infrared Burners | Infrared Burners | Infrared Burners | Infrared Burners | Infrared Burners | Infrared Burners | Infrared Burners | Infrared Burners | Infrared Burners | Infrared Burners | Infrared Burners | Infrared Burners | Infrared Burners | Infrared Burners | Infrared Burners | Infrared Burners | Infrared Burners | Infrared Burners | Infrared Burners | Infrared Burners | Infrared Burners | Infrared Burners
F1_Commercial_Warehouse_Existing_Food Preparation_Natural Gas_Broiler_E1 | F1 | Commercial | Warehouse | Existing | Food Preparation | Natural Gas | Broiler | E1 | CCE | 0 | 0 | 0 | 0 | 0 | 0 | 0 | 0 | 0 | 0 | 0 | 0 | 0 | 0 | 0 | 0 | 0 | 0 | 0 | 0 | 0 | 0 | 0 | 0 | 0 | 0 | 0
F1_Commercial_Warehouse_Existing_Food Preparation_Natural Gas_Broiler_E2 | F1 | Commercial | Warehouse | Existing | Food Preparation | Natural Gas | Broiler | E2 | CCE | 0.0088234 | 0.0088234 | 0.0088234 | 0.0088234 | 0.0088234 | 0.0088234 | 0.0088234 | 0.0088234 | 0.0088234 | 0.0088234 | 0.0088234 | 0.0088234 | 0.0088234 | 0.0088234 | 0.0088234 | 0.0088234 | 0.0088234 | 0.0088234 | 0.0088234 | 0.0088234 | 0.0088234 | 0.0088234 | 0.0088234 | 0.0088234 | 0.0088234 | 0.0088234 | 0.0088234
F1_Commercial_Warehouse_Existing_Food Preparation_Natural Gas_Broiler_E3 | F1 | Commercial | Warehouse | Existing | Food Preparation | Natural Gas | Broiler | E3 | CCE | 0 | 0 | 0 | 0 | 0 | 0 | 0 | 0 | 0 | 0 | 0 | 0 | 0 | 0 | 0 | 0 | 0 | 0 | 0 | 0 | 0 | 0 | 0 | 0 | 0 | 0 | 0
F1_Commercial_Warehouse_Existing_Food Preparation_Natural Gas_Broiler_E4 | F1 | Commercial | Warehouse | Existing | Food Preparation | Natural Gas | Broiler | E4 | CCE | 0 | 0 | 0 | 0 | 0 | 0 | 0 | 0 | 0 | 0 | 0 | 0 | 0 | 0 | 0 | 0 | 0 | 0 | 0 | 0 | 0 | 0 | 0 | 0 | 0 | 0 | 0
F1_Commercial_Warehouse_Existing_Food Preparation_Natural Gas_Broiler_E5 | F1 | Commercial | Warehouse | Existing | Food Preparation | Natural Gas | Broiler | E5 | CCE | 0 | 0 | 0 | 0 | 0 | 0 | 0 | 0 | 0 | 0 | 0 | 0 | 0 | 0 | 0 | 0 | 0 | 0 | 0 | 0 | 0 | 0 | 0 | 0 | 0 | 0 | 0
F1_Commercial_Warehouse_Existing_Food Preparation_Natural Gas_Broiler_E6 | F1 | Commercial | Warehouse | Existing | Food Preparation | Natural Gas | Broiler | E6 | CCE | 0 | 0 | 0 | 0 | 0 | 0 | 0 | 0 | 0 | 0 | 0 | 0 | 0 | 0 | 0 | 0 | 0 | 0 | 0 | 0 | 0 | 0 | 0 | 0 | 0 | 0 | 0
F1_Commercial_Warehouse_Existing_Food Preparation_Natural Gas_Broiler_E7 | F1 | Commercial | Warehouse | Existing | Food Preparation | Natural Gas | Broiler | E7 | CCE | 0 | 0 | 0 | 0 | 0 | 0 | 0 | 0 | 0 | 0 | 0 | 0 | 0 | 0 | 0 | 0 | 0 | 0 | 0 | 0 | 0 | 0 | 0 | 0 | 0 | 0 | 0
F1_Commercial_Warehouse_Existing_Food Preparation_Natural Gas_Broiler_E8 | F1 | Commercial | Warehouse | Existing | Food Preparation | Natural Gas | Broiler | E8 | CCE | 0 | 0 | 0 | 0 | 0 | 0 | 0 | 0 | 0 | 0 | 0 | 0 | 0 | 0 | 0 | 0 | 0 | 0 | 0 | 0 | 0 | 0 | 0 | 0 | 0 | 0 | 0
F1_Commercial_Warehouse_Existing_Food Preparation_Natural Gas_Broiler_E9 | F1 | Commercial | Warehouse | Existing | Food Preparation | Natural Gas | Broiler | E9 | CCE | 0 | 0 | 0 | 0 | 0 | 0 | 0 | 0 | 0 | 0 | 0 | 0 | 0 | 0 | 0 | 0 | 0 | 0 | 0 | 0 | 0 | 0 | 0 | 0 | 0 | 0 | 0
F1_Commercial_Warehouse_Existing_Food Preparation_Natural Gas_Broiler_E10 | F1 | Commercial | Warehouse | Existing | Food Preparation | Natural Gas | Broiler | E10 | CCE | 0 | 0 | 0 | 0 | 0 | 0 | 0 | 0 | 0 | 0 | 0 | 0 | 0 | 0 | 0 | 0 | 0 | 0 | 0 | 0 | 0 | 0 | 0 | 0 | 0 | 0 | 0
F2_Commercial_Warehouse_Existing_Food Preparation_Natural Gas_Broiler_E1 | F2 | Commercial | Warehouse | Existing | Food Preparation | Natural Gas | Broiler | E1 | TRC BC Ratio | bar: 2021 to 2047
F2_Commercial_Warehouse_Existing_Food Preparation_Natural Gas_Broiler_E2 | F2 | Commercial | Warehouse | Existing | Food Preparation | Natural Gas | Broiler | E2 | TRC BC Ratio | 1.5469 | 1.5304 | 1.5144 | 1.4991 | 1.5029 | 1.5191 | 1.5427 | 1.5689 | 1.5942 | 1.6158 | 1.6334 | 1.6459 | 1.6531 | 1.6523 | 1.6433 | 1.6261 | 1.6009 | 1.5692 | 1.5313 | 1.4862 | 1.4333 | 1.3724 | 1.3184 | 1.2837 | 1.2691 | 1.2753 | 1.2816
F2_Commercial_Warehouse_Existing_Food Preparation_Natural Gas_Broiler_E3 | F2 | Commercial | Warehouse | Existing | Food Preparation | Natural Gas | Broiler | E3 | TRC BC Ratio | 0 | 0 | 0 | 0 | 0 | 0 | 0 | 0 | 0 | 0 | 0 | 0 | 0 | 0 | 0 | 0 | 0 | 0 | 0 | 0 | 0 | 0 | 0 | 0 | 0 | 0 | 0
F2_Commercial_Warehouse_Existing_Food Preparation_Natural Gas_Broiler_E4 | F2 | Commercial | Warehouse | Existing | Food Preparation | Natural Gas | Broiler | E4 | TRC BC Ratio | 0 | 0 | 0 | 0 | 0 | 0 | 0 | 0 | 0 | 0 | 0 | 0 | 0 | 0 | 0 | 0 | 0 | 0 | 0 | 0 | 0 | 0 | 0 | 0 | 0 | 0 | 0
F2_Commercial_Warehouse_Existing_Food Preparation_Natural Gas_Broiler_E5 | F2 | Commercial | Warehouse | Existing | Food Preparation | Natural Gas | Broiler | E5 | TRC BC Ratio | 0 | 0 | 0 | 0 | 0 | 0 | 0 | 0 | 0 | 0 | 0 | 0 | 0 | 0 | 0 | 0 | 0 | 0 | 0 | 0 | 0 | 0 | 0 | 0 | 0 | 0 | 0
F2_Commercial_Warehouse_Existing_Food Preparation_Natural Gas_Broiler_E6 | F2 | Commercial | Warehouse | Existing | Food Preparation | Natural Gas | Broiler | E6 | TRC BC Ratio | 0 | 0 | 0 | 0 | 0 | 0 | 0 | 0 | 0 | 0 | 0 | 0 | 0 | 0 | 0 | 0 | 0 | 0 | 0 | 0 | 0 | 0 | 0 | 0 | 0 | 0 | 0
F2_Commercial_Warehouse_Existing_Food Preparation_Natural Gas_Broiler_E7 | F2 | Commercial | Warehouse | Existing | Food Preparation | Natural Gas | Broiler | E7 | TRC BC Ratio | 0 | 0 | 0 | 0 | 0 | 0 | 0 | 0 | 0 | 0 | 0 | 0 | 0 | 0 | 0 | 0 | 0 | 0 | 0 | 0 | 0 | 0 | 0 | 0 | 0 | 0 | 0
F2_Commercial_Warehouse_Existing_Food Preparation_Natural Gas_Broiler_E8 | F2 | Commercial | Warehouse | Existing | Food Preparation | Natural Gas | Broiler | E8 | TRC BC Ratio | 0 | 0 | 0 | 0 | 0 | 0 | 0 | 0 | 0 | 0 | 0 | 0 | 0 | 0 | 0 | 0 | 0 | 0 | 0 | 0 | 0 | 0 | 0 | 0 | 0 | 0 | 0
F2_Commercial_Warehouse_Existing_Food Preparation_Natural Gas_Broiler_E9 | F2 | Commercial | Warehouse | Existing | Food Preparation | Natural Gas | Broiler | E9 | TRC BC Ratio | 0 | 0 | 0 | 0 | 0 | 0 | 0 | 0 | 0 | 0 | 0 | 0 | 0 | 0 | 0 | 0 | 0 | 0 | 0 | 0 | 0 | 0 | 0 | 0 | 0 | 0 | 0
F2_Commercial_Warehouse_Existing_Food Preparation_Natural Gas_Broiler_E10 | F2 | Commercial | Warehouse | Existing | Food Preparation | Natural Gas | Broiler | E10 | TRC BC Ratio | 0 | 0 | 0 | 0 | 0 | 0 | 0 | 0 | 0 | 0 | 0 | 0 | 0 | 0 | 0 | 0 | 0 | 0 | 0 | 0 | 0 | 0 | 0 | 0 | 0 | 0 | 0
F3_Commercial_Warehouse_Existing_Food Preparation_Natural Gas_Broiler_E1 | F3 | Commercial | Warehouse | Existing | Food Preparation | Natural Gas | Broiler | E1 | PACT BC Ratio | bar: 2021 to 2047
F3_Commercial_Warehouse_Existing_Food Preparation_Natural Gas_Broiler_E2 | F3 | Commercial | Warehouse | Existing | Food Preparation | Natural Gas | Broiler | E2 | PACT BC Ratio | 1.9504 | 1.9296 | 1.9094 | 1.8902 | 1.8949 | 1.9154 | 1.9451 | 1.9782 | 2.0101 | 2.0373 | 2.0595 | 2.0753 | 2.0843 | 2.0833 | 2.072 | 2.0503 | 2.0186 | 1.9785 | 1.9307 | 1.8739 | 1.8073 | 1.7304 | 1.6624 | 1.6186 | 1.6002 | 1.608 | 1.6159
F3_Commercial_Warehouse_Existing_Food Preparation_Natural Gas_Broiler_E3 | F3 | Commercial | Warehouse | Existing | Food Preparation | Natural Gas | Broiler | E3 | PACT BC Ratio | 0 | 0 | 0 | 0 | 0 | 0 | 0 | 0 | 0 | 0 | 0 | 0 | 0 | 0 | 0 | 0 | 0 | 0 | 0 | 0 | 0 | 0 | 0 | 0 | 0 | 0 | 0
F3_Commercial_Warehouse_Existing_Food Preparation_Natural Gas_Broiler_E4 | F3 | Commercial | Warehouse | Existing | Food Preparation | Natural Gas | Broiler | E4 | PACT BC Ratio | 0 | 0 | 0 | 0 | 0 | 0 | 0 | 0 | 0 | 0 | 0 | 0 | 0 | 0 | 0 | 0 | 0 | 0 | 0 | 0 | 0 | 0 | 0 | 0 | 0 | 0 | 0
F3_Commercial_Warehouse_Existing_Food Preparation_Natural Gas_Broiler_E5 | F3 | Commercial | Warehouse | Existing | Food Preparation | Natural Gas | Broiler | E5 | PACT BC Ratio | 0 | 0 | 0 | 0 | 0 | 0 | 0 | 0 | 0 | 0 | 0 | 0 | 0 | 0 | 0 | 0 | 0 | 0 | 0 | 0 | 0 | 0 | 0 | 0 | 0 | 0 | 0
F3_Commercial_Warehouse_Existing_Food Preparation_Natural Gas_Broiler_E6 | F3 | Commercial | Warehouse | Existing | Food Preparation | Natural Gas | Broiler | E6 | PACT BC Ratio | 0 | 0 | 0 | 0 | 0 | 0 | 0 | 0 | 0 | 0 | 0 | 0 | 0 | 0 | 0 | 0 | 0 | 0 | 0 | 0 | 0 | 0 | 0 | 0 | 0 | 0 | 0
F3_Commercial_Warehouse_Existing_Food Preparation_Natural Gas_Broiler_E7 | F3 | Commercial | Warehouse | Existing | Food Preparation | Natural Gas | Broiler | E7 | PACT BC Ratio | 0 | 0 | 0 | 0 | 0 | 0 | 0 | 0 | 0 | 0 | 0 | 0 | 0 | 0 | 0 | 0 | 0 | 0 | 0 | 0 | 0 | 0 | 0 | 0 | 0 | 0 | 0
F3_Commercial_Warehouse_Existing_Food Preparation_Natural Gas_Broiler_E8 | F3 | Commercial | Warehouse | Existing | Food Preparation | Natural Gas | Broiler | E8 | PACT BC Ratio | 0 | 0 | 0 | 0 | 0 | 0 | 0 | 0 | 0 | 0 | 0 | 0 | 0 | 0 | 0 | 0 | 0 | 0 | 0 | 0 | 0 | 0 | 0 | 0 | 0 | 0 | 0
F3_Commercial_Warehouse_Existing_Food Preparation_Natural Gas_Broiler_E9 | F3 | Commercial | Warehouse | Existing | Food Preparation | Natural Gas | Broiler | E9 | PACT BC Ratio | 0 | 0 | 0 | 0 | 0 | 0 | 0 | 0 | 0 | 0 | 0 | 0 | 0 | 0 | 0 | 0 | 0 | 0 | 0 | 0 | 0 | 0 | 0 | 0 | 0 | 0 | 0
F3_Commercial_Warehouse_Existing_Food Preparation_Natural Gas_Broiler_E10 | F3 | Commercial | Warehouse | Existing | Food Preparation | Natural Gas | Broiler | E10 | PACT BC Ratio | 0 | 0 | 0 | 0 | 0 | 0 | 0 | 0 | 0 | 0 | 0 | 0 | 0 | 0 | 0 | 0 | 0 | 0 | 0 | 0 | 0 | 0 | 0 | 0 | 0 | 0 | 0
F4_Commercial_Warehouse_Existing_Food Preparation_Natural Gas_Broiler_E1 | F4 | Commercial | Warehouse | Existing | Food Preparation | Natural Gas | Broiler | E1 | RVT BC Ratio | bar: 2021 to 2047
F4_Commercial_Warehouse_Existing_Food Preparation_Natural Gas_Broiler_E2 | F4 | Commercial | Warehouse | Existing | Food Preparation | Natural Gas | Broiler | E2 | RVT BC Ratio | 0.7 | 0.7 | 0.7 | 0.7 | 0.7 | 0.7 | 0.7 | 0.7 | 0.7 | 0.7 | 0.7 | 0.7 | 0.7 | 0.7 | 0.7 | 0.7 | 0.7 | 0.7 | 0.7 | 0.7 | 0.7 | 0.7 | 0.7 | 0.7 | 0.7 | 0.7 | 0.7
F4_Commercial_Warehouse_Existing_Food Preparation_Natural Gas_Broiler_E3 | F4 | Commercial | Warehouse | Existing | Food Preparation | Natural Gas | Broiler | E3 | RVT BC Ratio | 0 | 0 | 0 | 0 | 0 | 0 | 0 | 0 | 0 | 0 | 0 | 0 | 0 | 0 | 0 | 0 | 0 | 0 | 0 | 0 | 0 | 0 | 0 | 0 | 0 | 0 | 0
F4_Commercial_Warehouse_Existing_Food Preparation_Natural Gas_Broiler_E4 | F4 | Commercial | Warehouse | Existing | Food Preparation | Natural Gas | Broiler | E4 | RVT BC Ratio | 0 | 0 | 0 | 0 | 0 | 0 | 0 | 0 | 0 | 0 | 0 | 0 | 0 | 0 | 0 | 0 | 0 | 0 | 0 | 0 | 0 | 0 | 0 | 0 | 0 | 0 | 0
F4_Commercial_Warehouse_Existing_Food Preparation_Natural Gas_Broiler_E5 | F4 | Commercial | Warehouse | Existing | Food Preparation | Natural Gas | Broiler | E5 | RVT BC Ratio | 0 | 0 | 0 | 0 | 0 | 0 | 0 | 0 | 0 | 0 | 0 | 0 | 0 | 0 | 0 | 0 | 0 | 0 | 0 | 0 | 0 | 0 | 0 | 0 | 0 | 0 | 0
F4_Commercial_Warehouse_Existing_Food Preparation_Natural Gas_Broiler_E6 | F4 | Commercial | Warehouse | Existing | Food Preparation | Natural Gas | Broiler | E6 | RVT BC Ratio | 0 | 0 | 0 | 0 | 0 | 0 | 0 | 0 | 0 | 0 | 0 | 0 | 0 | 0 | 0 | 0 | 0 | 0 | 0 | 0 | 0 | 0 | 0 | 0 | 0 | 0 | 0
F4_Commercial_Warehouse_Existing_Food Preparation_Natural Gas_Broiler_E7 | F4 | Commercial | Warehouse | Existing | Food Preparation | Natural Gas | Broiler | E7 | RVT BC Ratio | 0 | 0 | 0 | 0 | 0 | 0 | 0 | 0 | 0 | 0 | 0 | 0 | 0 | 0 | 0 | 0 | 0 | 0 | 0 | 0 | 0 | 0 | 0 | 0 | 0 | 0 | 0
F4_Commercial_Warehouse_Existing_Food Preparation_Natural Gas_Broiler_E8 | F4 | Commercial | Warehouse | Existing | Food Preparation | Natural Gas | Broiler | E8 | RVT BC Ratio | 0 | 0 | 0 | 0 | 0 | 0 | 0 | 0 | 0 | 0 | 0 | 0 | 0 | 0 | 0 | 0 | 0 | 0 | 0 | 0 | 0 | 0 | 0 | 0 | 0 | 0 | 0
F4_Commercial_Warehouse_Existing_Food Preparation_Natural Gas_Broiler_E9 | F4 | Commercial | Warehouse | Existing | Food Preparation | Natural Gas | Broiler | E9 | RVT BC Ratio | 0 | 0 | 0 | 0 | 0 | 0 | 0 | 0 | 0 | 0 | 0 | 0 | 0 | 0 | 0 | 0 | 0 | 0 | 0 | 0 | 0 | 0 | 0 | 0 | 0 | 0 | 0
F4_Commercial_Warehouse_Existing_Food Preparation_Natural Gas_Broiler_E10 | F4 | Commercial | Warehouse | Existing | Food Preparation | Natural Gas | Broiler | E10 | RVT BC Ratio | 0 | 0 | 0 | 0 | 0 | 0 | 0 | 0 | 0 | 0 | 0 | 0 | 0 | 0 | 0 | 0 | 0 | 0 | 0 | 0 | 0 | 0 | 0 | 0 | 0 | 0 | 0
F5_Commercial_Warehouse_Existing_Food Preparation_Natural Gas_Broiler_E1 | F5 | Commercial | Warehouse | Existing | Food Preparation | Natural Gas | Broiler | E1 | RIM BC Ratio | bar: 2021 to 2047
F5_Commercial_Warehouse_Existing_Food Preparation_Natural Gas_Broiler_E2 | F5 | Commercial | Warehouse | Existing | Food Preparation | Natural Gas | Broiler | E2 | RIM BC Ratio | 1.9504 | 1.9296 | 1.9094 | 1.8902 | 1.8949 | 1.9154 | 1.9451 | 1.9782 | 2.0101 | 2.0373 | 2.0595 | 2.0753 | 2.0843 | 2.0833 | 2.072 | 2.0503 | 2.0186 | 1.9785 | 1.9307 | 1.8739 | 1.8073 | 1.7304 | 1.6624 | 1.6186 | 1.6002 | 1.608 | 1.6159
F5_Commercial_Warehouse_Existing_Food Preparation_Natural Gas_Broiler_E3 | F5 | Commercial | Warehouse | Existing | Food Preparation | Natural Gas | Broiler | E3 | RIM BC Ratio | 0 | 0 | 0 | 0 | 0 | 0 | 0 | 0 | 0 | 0 | 0 | 0 | 0 | 0 | 0 | 0 | 0 | 0 | 0 | 0 | 0 | 0 | 0 | 0 | 0 | 0 | 0
F5_Commercial_Warehouse_Existing_Food Preparation_Natural Gas_Broiler_E4 | F5 | Commercial | Warehouse | Existing | Food Preparation | Natural Gas | Broiler | E4 | RIM BC Ratio | 0 | 0 | 0 | 0 | 0 | 0 | 0 | 0 | 0 | 0 | 0 | 0 | 0 | 0 | 0 | 0 | 0 | 0 | 0 | 0 | 0 | 0 | 0 | 0 | 0 | 0 | 0
F5_Commercial_Warehouse_Existing_Food Preparation_Natural Gas_Broiler_E5 | F5 | Commercial | Warehouse | Existing | Food Preparation | Natural Gas | Broiler | E5 | RIM BC Ratio | 0 | 0 | 0 | 0 | 0 | 0 | 0 | 0 | 0 | 0 | 0 | 0 | 0 | 0 | 0 | 0 | 0 | 0 | 0 | 0 | 0 | 0 | 0 | 0 | 0 | 0 | 0
F5_Commercial_Warehouse_Existing_Food Preparation_Natural Gas_Broiler_E6 | F5 | Commercial | Warehouse | Existing | Food Preparation | Natural Gas | Broiler | E6 | RIM BC Ratio | 0 | 0 | 0 | 0 | 0 | 0 | 0 | 0 | 0 | 0 | 0 | 0 | 0 | 0 | 0 | 0 | 0 | 0 | 0 | 0 | 0 | 0 | 0 | 0 | 0 | 0 | 0
F5_Commercial_Warehouse_Existing_Food Preparation_Natural Gas_Broiler_E7 | F5 | Commercial | Warehouse | Existing | Food Preparation | Natural Gas | Broiler | E7 | RIM BC Ratio | 0 | 0 | 0 | 0 | 0 | 0 | 0 | 0 | 0 | 0 | 0 | 0 | 0 | 0 | 0 | 0 | 0 | 0 | 0 | 0 | 0 | 0 | 0 | 0 | 0 | 0 | 0
F5_Commercial_Warehouse_Existing_Food Preparation_Natural Gas_Broiler_E8 | F5 | Commercial | Warehouse | Existing | Food Preparation | Natural Gas | Broiler | E8 | RIM BC Ratio | 0 | 0 | 0 | 0 | 0 | 0 | 0 | 0 | 0 | 0 | 0 | 0 | 0 | 0 | 0 | 0 | 0 | 0 | 0 | 0 | 0 | 0 | 0 | 0 | 0 | 0 | 0
F5_Commercial_Warehouse_Existing_Food Preparation_Natural Gas_Broiler_E9 | F5 | Commercial | Warehouse | Existing | Food Preparation | Natural Gas | Broiler | E9 | RIM BC Ratio | 0 | 0 | 0 | 0 | 0 | 0 | 0 | 0 | 0 | 0 | 0 | 0 | 0 | 0 | 0 | 0 | 0 | 0 | 0 | 0 | 0 | 0 | 0 | 0 | 0 | 0 | 0
F5_Commercial_Warehouse_Existing_Food Preparation_Natural Gas_Broiler_E10 | F5 | Commercial | Warehouse | Existing | Food Preparation | Natural Gas | Broiler | E10 | RIM BC Ratio | 0 | 0 | 0 | 0 | 0 | 0 | 0 | 0 | 0 | 0 | 0 | 0 | 0 | 0 | 0 | 0 | 0 | 0 | 0 | 0 | 0 | 0 | 0 | 0 | 0 | 0 | 0
F0_Commercial_Warehouse_Existing_Food Preparation_Natural Gas_Griddle_E0 | F0 | Commercial | Warehouse | Existing | Food Preparation | Natural Gas | Griddle | E0 | Economic Unit | ENERGY STAR | ENERGY STAR | ENERGY STAR | ENERGY STAR | ENERGY STAR | ENERGY STAR | ENERGY STAR | ENERGY STAR | ENERGY STAR | ENERGY STAR | ENERGY STAR | ENERGY STAR | ENERGY STAR | ENERGY STAR | ENERGY STAR | ENERGY STAR | ENERGY STAR | ENERGY STAR | ENERGY STAR | ENERGY STAR | Standard | Standard | Standard | Standard | Standard | Standard | Standard
F1_Commercial_Warehouse_Existing_Food Preparation_Natural Gas_Griddle_E1 | F1 | Commercial | Warehouse | Existing | Food Preparation | Natural Gas | Griddle | E1 | CCE | 0 | 0 | 0 | 0 | 0 | 0 | 0 | 0 | 0 | 0 | 0 | 0 | 0 | 0 | 0 | 0 | 0 | 0 | 0 | 0 | 0 | 0 | 0 | 0 | 0 | 0 | 0
F1_Commercial_Warehouse_Existing_Food Preparation_Natural Gas_Griddle_E2 | F1 | Commercial | Warehouse | Existing | Food Preparation | Natural Gas | Griddle | E2 | CCE | 0.01311 | 0.01311 | 0.01311 | 0.01311 | 0.01311 | 0.01311 | 0.01311 | 0.01311 | 0.01311 | 0.01311 | 0.01311 | 0.01311 | 0.01311 | 0.01311 | 0.01311 | 0.01311 | 0.01311 | 0.01311 | 0.01311 | 0.01311 | 0.01311 | 0.01311 | 0.01311 | 0.01311 | 0.01311 | 0.01311 | 0.01311
F1_Commercial_Warehouse_Existing_Food Preparation_Natural Gas_Griddle_E3 | F1 | Commercial | Warehouse | Existing | Food Preparation | Natural Gas | Griddle | E3 | CCE | 0 | 0 | 0 | 0 | 0 | 0 | 0 | 0 | 0 | 0 | 0 | 0 | 0 | 0 | 0 | 0 | 0 | 0 | 0 | 0 | 0 | 0 | 0 | 0 | 0 | 0 | 0
F1_Commercial_Warehouse_Existing_Food Preparation_Natural Gas_Griddle_E4 | F1 | Commercial | Warehouse | Existing | Food Preparation | Natural Gas | Griddle | E4 | CCE | 0 | 0 | 0 | 0 | 0 | 0 | 0 | 0 | 0 | 0 | 0 | 0 | 0 | 0 | 0 | 0 | 0 | 0 | 0 | 0 | 0 | 0 | 0 | 0 | 0 | 0 | 0
F1_Commercial_Warehouse_Existing_Food Preparation_Natural Gas_Griddle_E5 | F1 | Commercial | Warehouse | Existing | Food Preparation | Natural Gas | Griddle | E5 | CCE | 0 | 0 | 0 | 0 | 0 | 0 | 0 | 0 | 0 | 0 | 0 | 0 | 0 | 0 | 0 | 0 | 0 | 0 | 0 | 0 | 0 | 0 | 0 | 0 | 0 | 0 | 0
F1_Commercial_Warehouse_Existing_Food Preparation_Natural Gas_Griddle_E6 | F1 | Commercial | Warehouse | Existing | Food Preparation | Natural Gas | Griddle | E6 | CCE | 0 | 0 | 0 | 0 | 0 | 0 | 0 | 0 | 0 | 0 | 0 | 0 | 0 | 0 | 0 | 0 | 0 | 0 | 0 | 0 | 0 | 0 | 0 | 0 | 0 | 0 | 0
F1_Commercial_Warehouse_Existing_Food Preparation_Natural Gas_Griddle_E7 | F1 | Commercial | Warehouse | Existing | Food Preparation | Natural Gas | Griddle | E7 | CCE | 0 | 0 | 0 | 0 | 0 | 0 | 0 | 0 | 0 | 0 | 0 | 0 | 0 | 0 | 0 | 0 | 0 | 0 | 0 | 0 | 0 | 0 | 0 | 0 | 0 | 0 | 0
F1_Commercial_Warehouse_Existing_Food Preparation_Natural Gas_Griddle_E8 | F1 | Commercial | Warehouse | Existing | Food Preparation | Natural Gas | Griddle | E8 | CCE | 0 | 0 | 0 | 0 | 0 | 0 | 0 | 0 | 0 | 0 | 0 | 0 | 0 | 0 | 0 | 0 | 0 | 0 | 0 | 0 | 0 | 0 | 0 | 0 | 0 | 0 | 0
F1_Commercial_Warehouse_Existing_Food Preparation_Natural Gas_Griddle_E9 | F1 | Commercial | Warehouse | Existing | Food Preparation | Natural Gas | Griddle | E9 | CCE | 0 | 0 | 0 | 0 | 0 | 0 | 0 | 0 | 0 | 0 | 0 | 0 | 0 | 0 | 0 | 0 | 0 | 0 | 0 | 0 | 0 | 0 | 0 | 0 | 0 | 0 | 0
F1_Commercial_Warehouse_Existing_Food Preparation_Natural Gas_Griddle_E10 | F1 | Commercial | Warehouse | Existing | Food Preparation | Natural Gas | Griddle | E10 | CCE | 0 | 0 | 0 | 0 | 0 | 0 | 0 | 0 | 0 | 0 | 0 | 0 | 0 | 0 | 0 | 0 | 0 | 0 | 0 | 0 | 0 | 0 | 0 | 0 | 0 | 0 | 0
F2_Commercial_Warehouse_Existing_Food Preparation_Natural Gas_Griddle_E1 | F2 | Commercial | Warehouse | Existing | Food Preparation | Natural Gas | Griddle | E1 | TRC BC Ratio | bar: 2021 to 2047
F2_Commercial_Warehouse_Existing_Food Preparation_Natural Gas_Griddle_E2 | F2 | Commercial | Warehouse | Existing | Food Preparation | Natural Gas | Griddle | E2 | TRC BC Ratio | 1.0411 | 1.0299 | 1.0192 | 1.0089 | 1.0114 | 1.0224 | 1.0382 | 1.0559 | 1.0729 | 1.0874 | 1.0993 | 1.1077 | 1.1125 | 1.112 | 1.106 | 1.0944 | 1.0774 | 1.0561 | 1.0305 | 1.0002 | 0.96464 | 0.92365 | 0.8873 | 0.86394 | 0.85412 | 0.85831 | 0.86251
F2_Commercial_Warehouse_Existing_Food Preparation_Natural Gas_Griddle_E3 | F2 | Commercial | Warehouse | Existing | Food Preparation | Natural Gas | Griddle | E3 | TRC BC Ratio | 0 | 0 | 0 | 0 | 0 | 0 | 0 | 0 | 0 | 0 | 0 | 0 | 0 | 0 | 0 | 0 | 0 | 0 | 0 | 0 | 0 | 0 | 0 | 0 | 0 | 0 | 0
F2_Commercial_Warehouse_Existing_Food Preparation_Natural Gas_Griddle_E4 | F2 | Commercial | Warehouse | Existing | Food Preparation | Natural Gas | Griddle | E4 | TRC BC Ratio | 0 | 0 | 0 | 0 | 0 | 0 | 0 | 0 | 0 | 0 | 0 | 0 | 0 | 0 | 0 | 0 | 0 | 0 | 0 | 0 | 0 | 0 | 0 | 0 | 0 | 0 | 0
F2_Commercial_Warehouse_Existing_Food Preparation_Natural Gas_Griddle_E5 | F2 | Commercial | Warehouse | Existing | Food Preparation | Natural Gas | Griddle | E5 | TRC BC Ratio | 0 | 0 | 0 | 0 | 0 | 0 | 0 | 0 | 0 | 0 | 0 | 0 | 0 | 0 | 0 | 0 | 0 | 0 | 0 | 0 | 0 | 0 | 0 | 0 | 0 | 0 | 0
F2_Commercial_Warehouse_Existing_Food Preparation_Natural Gas_Griddle_E6 | F2 | Commercial | Warehouse | Existing | Food Preparation | Natural Gas | Griddle | E6 | TRC BC Ratio | 0 | 0 | 0 | 0 | 0 | 0 | 0 | 0 | 0 | 0 | 0 | 0 | 0 | 0 | 0 | 0 | 0 | 0 | 0 | 0 | 0 | 0 | 0 | 0 | 0 | 0 | 0
F2_Commercial_Warehouse_Existing_Food Preparation_Natural Gas_Griddle_E7 | F2 | Commercial | Warehouse | Existing | Food Preparation | Natural Gas | Griddle | E7 | TRC BC Ratio | 0 | 0 | 0 | 0 | 0 | 0 | 0 | 0 | 0 | 0 | 0 | 0 | 0 | 0 | 0 | 0 | 0 | 0 | 0 | 0 | 0 | 0 | 0 | 0 | 0 | 0 | 0
F2_Commercial_Warehouse_Existing_Food Preparation_Natural Gas_Griddle_E8 | F2 | Commercial | Warehouse | Existing | Food Preparation | Natural Gas | Griddle | E8 | TRC BC Ratio | 0 | 0 | 0 | 0 | 0 | 0 | 0 | 0 | 0 | 0 | 0 | 0 | 0 | 0 | 0 | 0 | 0 | 0 | 0 | 0 | 0 | 0 | 0 | 0 | 0 | 0 | 0
F2_Commercial_Warehouse_Existing_Food Preparation_Natural Gas_Griddle_E9 | F2 | Commercial | Warehouse | Existing | Food Preparation | Natural Gas | Griddle | E9 | TRC BC Ratio | 0 | 0 | 0 | 0 | 0 | 0 | 0 | 0 | 0 | 0 | 0 | 0 | 0 | 0 | 0 | 0 | 0 | 0 | 0 | 0 | 0 | 0 | 0 | 0 | 0 | 0 | 0
F2_Commercial_Warehouse_Existing_Food Preparation_Natural Gas_Griddle_E10 | F2 | Commercial | Warehouse | Existing | Food Preparation | Natural Gas | Griddle | E10 | TRC BC Ratio | 0 | 0 | 0 | 0 | 0 | 0 | 0 | 0 | 0 | 0 | 0 | 0 | 0 | 0 | 0 | 0 | 0 | 0 | 0 | 0 | 0 | 0 | 0 | 0 | 0 | 0 | 0
F3_Commercial_Warehouse_Existing_Food Preparation_Natural Gas_Griddle_E1 | F3 | Commercial | Warehouse | Existing | Food Preparation | Natural Gas | Griddle | E1 | PACT BC Ratio | bar: 2021 to 2047
F3_Commercial_Warehouse_Existing_Food Preparation_Natural Gas_Griddle_E2 | F3 | Commercial | Warehouse | Existing | Food Preparation | Natural Gas | Griddle | E2 | PACT BC Ratio | 1.3698 | 1.3552 | 1.341 | 1.3275 | 1.3308 | 1.3452 | 1.3661 | 1.3893 | 1.4117 | 1.4308 | 1.4464 | 1.4575 | 1.4639 | 1.4631 | 1.4552 | 1.44 | 1.4177 | 1.3896 | 1.356 | 1.3161 | 1.2693 | 1.2153 | 1.1675 | 1.1368 | 1.1238 | 1.1294 | 1.1349
F3_Commercial_Warehouse_Existing_Food Preparation_Natural Gas_Griddle_E3 | F3 | Commercial | Warehouse | Existing | Food Preparation | Natural Gas | Griddle | E3 | PACT BC Ratio | 0 | 0 | 0 | 0 | 0 | 0 | 0 | 0 | 0 | 0 | 0 | 0 | 0 | 0 | 0 | 0 | 0 | 0 | 0 | 0 | 0 | 0 | 0 | 0 | 0 | 0 | 0
F3_Commercial_Warehouse_Existing_Food Preparation_Natural Gas_Griddle_E4 | F3 | Commercial | Warehouse | Existing | Food Preparation | Natural Gas | Griddle | E4 | PACT BC Ratio | 0 | 0 | 0 | 0 | 0 | 0 | 0 | 0 | 0 | 0 | 0 | 0 | 0 | 0 | 0 | 0 | 0 | 0 | 0 | 0 | 0 | 0 | 0 | 0 | 0 | 0 | 0
F3_Commercial_Warehouse_Existing_Food Preparation_Natural Gas_Griddle_E5 | F3 | Commercial | Warehouse | Existing | Food Preparation | Natural Gas | Griddle | E5 | PACT BC Ratio | 0 | 0 | 0 | 0 | 0 | 0 | 0 | 0 | 0 | 0 | 0 | 0 | 0 | 0 | 0 | 0 | 0 | 0 | 0 | 0 | 0 | 0 | 0 | 0 | 0 | 0 | 0
F3_Commercial_Warehouse_Existing_Food Preparation_Natural Gas_Griddle_E6 | F3 | Commercial | Warehouse | Existing | Food Preparation | Natural Gas | Griddle | E6 | PACT BC Ratio | 0 | 0 | 0 | 0 | 0 | 0 | 0 | 0 | 0 | 0 | 0 | 0 | 0 | 0 | 0 | 0 | 0 | 0 | 0 | 0 | 0 | 0 | 0 | 0 | 0 | 0 | 0
F3_Commercial_Warehouse_Existing_Food Preparation_Natural Gas_Griddle_E7 | F3 | Commercial | Warehouse | Existing | Food Preparation | Natural Gas | Griddle | E7 | PACT BC Ratio | 0 | 0 | 0 | 0 | 0 | 0 | 0 | 0 | 0 | 0 | 0 | 0 | 0 | 0 | 0 | 0 | 0 | 0 | 0 | 0 | 0 | 0 | 0 | 0 | 0 | 0 | 0
F3_Commercial_Warehouse_Existing_Food Preparation_Natural Gas_Griddle_E8 | F3 | Commercial | Warehouse | Existing | Food Preparation | Natural Gas | Griddle | E8 | PACT BC Ratio | 0 | 0 | 0 | 0 | 0 | 0 | 0 | 0 | 0 | 0 | 0 | 0 | 0 | 0 | 0 | 0 | 0 | 0 | 0 | 0 | 0 | 0 | 0 | 0 | 0 | 0 | 0
F3_Commercial_Warehouse_Existing_Food Preparation_Natural Gas_Griddle_E9 | F3 | Commercial | Warehouse | Existing | Food Preparation | Natural Gas | Griddle | E9 | PACT BC Ratio | 0 | 0 | 0 | 0 | 0 | 0 | 0 | 0 | 0 | 0 | 0 | 0 | 0 | 0 | 0 | 0 | 0 | 0 | 0 | 0 | 0 | 0 | 0 | 0 | 0 | 0 | 0
F3_Commercial_Warehouse_Existing_Food Preparation_Natural Gas_Griddle_E10 | F3 | Commercial | Warehouse | Existing | Food Preparation | Natural Gas | Griddle | E10 | PACT BC Ratio | 0 | 0 | 0 | 0 | 0 | 0 | 0 | 0 | 0 | 0 | 0 | 0 | 0 | 0 | 0 | 0 | 0 | 0 | 0 | 0 | 0 | 0 | 0 | 0 | 0 | 0 | 0
F4_Commercial_Warehouse_Existing_Food Preparation_Natural Gas_Griddle_E1 | F4 | Commercial | Warehouse | Existing | Food Preparation | Natural Gas | Griddle | E1 | RVT BC Ratio | bar: 2021 to 2047
F4_Commercial_Warehouse_Existing_Food Preparation_Natural Gas_Griddle_E2 | F4 | Commercial | Warehouse | Existing | Food Preparation | Natural Gas | Griddle | E2 | RVT BC Ratio | 0.7 | 0.7 | 0.7 | 0.7 | 0.7 | 0.7 | 0.7 | 0.7 | 0.7 | 0.7 | 0.7 | 0.7 | 0.7 | 0.7 | 0.7 | 0.7 | 0.7 | 0.7 | 0.7 | 0.7 | 0.7 | 0.7 | 0.7 | 0.7 | 0.7 | 0.7 | 0.7
F4_Commercial_Warehouse_Existing_Food Preparation_Natural Gas_Griddle_E3 | F4 | Commercial | Warehouse | Existing | Food Preparation | Natural Gas | Griddle | E3 | RVT BC Ratio | 0 | 0 | 0 | 0 | 0 | 0 | 0 | 0 | 0 | 0 | 0 | 0 | 0 | 0 | 0 | 0 | 0 | 0 | 0 | 0 | 0 | 0 | 0 | 0 | 0 | 0 | 0
F4_Commercial_Warehouse_Existing_Food Preparation_Natural Gas_Griddle_E4 | F4 | Commercial | Warehouse | Existing | Food Preparation | Natural Gas | Griddle | E4 | RVT BC Ratio | 0 | 0 | 0 | 0 | 0 | 0 | 0 | 0 | 0 | 0 | 0 | 0 | 0 | 0 | 0 | 0 | 0 | 0 | 0 | 0 | 0 | 0 | 0 | 0 | 0 | 0 | 0
F4_Commercial_Warehouse_Existing_Food Preparation_Natural Gas_Griddle_E5 | F4 | Commercial | Warehouse | Existing | Food Preparation | Natural Gas | Griddle | E5 | RVT BC Ratio | 0 | 0 | 0 | 0 | 0 | 0 | 0 | 0 | 0 | 0 | 0 | 0 | 0 | 0 | 0 | 0 | 0 | 0 | 0 | 0 | 0 | 0 | 0 | 0 | 0 | 0 | 0
F4_Commercial_Warehouse_Existing_Food Preparation_Natural Gas_Griddle_E6 | F4 | Commercial | Warehouse | Existing | Food Preparation | Natural Gas | Griddle | E6 | RVT BC Ratio | 0 | 0 | 0 | 0 | 0 | 0 | 0 | 0 | 0 | 0 | 0 | 0 | 0 | 0 | 0 | 0 | 0 | 0 | 0 | 0 | 0 | 0 | 0 | 0 | 0 | 0 | 0
F4_Commercial_Warehouse_Existing_Food Preparation_Natural Gas_Griddle_E7 | F4 | Commercial | Warehouse | Existing | Food Preparation | Natural Gas | Griddle | E7 | RVT BC Ratio | 0 | 0 | 0 | 0 | 0 | 0 | 0 | 0 | 0 | 0 | 0 | 0 | 0 | 0 | 0 | 0 | 0 | 0 | 0 | 0 | 0 | 0 | 0 | 0 | 0 | 0 | 0
F4_Commercial_Warehouse_Existing_Food Preparation_Natural Gas_Griddle_E8 | F4 | Commercial | Warehouse | Existing | Food Preparation | Natural Gas | Griddle | E8 | RVT BC Ratio | 0 | 0 | 0 | 0 | 0 | 0 | 0 | 0 | 0 | 0 | 0 | 0 | 0 | 0 | 0 | 0 | 0 | 0 | 0 | 0 | 0 | 0 | 0 | 0 | 0 | 0 | 0
F4_Commercial_Warehouse_Existing_Food Preparation_Natural Gas_Griddle_E9 | F4 | Commercial | Warehouse | Existing | Food Preparation | Natural Gas | Griddle | E9 | RVT BC Ratio | 0 | 0 | 0 | 0 | 0 | 0 | 0 | 0 | 0 | 0 | 0 | 0 | 0 | 0 | 0 | 0 | 0 | 0 | 0 | 0 | 0 | 0 | 0 | 0 | 0 | 0 | 0
F4_Commercial_Warehouse_Existing_Food Preparation_Natural Gas_Griddle_E10 | F4 | Commercial | Warehouse | Existing | Food Preparation | Natural Gas | Griddle | E10 | RVT BC Ratio | 0 | 0 | 0 | 0 | 0 | 0 | 0 | 0 | 0 | 0 | 0 | 0 | 0 | 0 | 0 | 0 | 0 | 0 | 0 | 0 | 0 | 0 | 0 | 0 | 0 | 0 | 0
F5_Commercial_Warehouse_Existing_Food Preparation_Natural Gas_Griddle_E1 | F5 | Commercial | Warehouse | Existing | Food Preparation | Natural Gas | Griddle | E1 | RIM BC Ratio | bar: 2021 to 2047
F5_Commercial_Warehouse_Existing_Food Preparation_Natural Gas_Griddle_E2 | F5 | Commercial | Warehouse | Existing | Food Preparation | Natural Gas | Griddle | E2 | RIM BC Ratio | 1.3698 | 1.3552 | 1.341 | 1.3275 | 1.3308 | 1.3452 | 1.3661 | 1.3893 | 1.4117 | 1.4308 | 1.4464 | 1.4575 | 1.4639 | 1.4631 | 1.4552 | 1.44 | 1.4177 | 1.3896 | 1.356 | 1.3161 | 1.2693 | 1.2153 | 1.1675 | 1.1368 | 1.1238 | 1.1294 | 1.1349
F5_Commercial_Warehouse_Existing_Food Preparation_Natural Gas_Griddle_E3 | F5 | Commercial | Warehouse | Existing | Food Preparation | Natural Gas | Griddle | E3 | RIM BC Ratio | 0 | 0 | 0 | 0 | 0 | 0 | 0 | 0 | 0 | 0 | 0 | 0 | 0 | 0 | 0 | 0 | 0 | 0 | 0 | 0 | 0 | 0 | 0 | 0 | 0 | 0 | 0
F5_Commercial_Warehouse_Existing_Food Preparation_Natural Gas_Griddle_E4 | F5 | Commercial | Warehouse | Existing | Food Preparation | Natural Gas | Griddle | E4 | RIM BC Ratio | 0 | 0 | 0 | 0 | 0 | 0 | 0 | 0 | 0 | 0 | 0 | 0 | 0 | 0 | 0 | 0 | 0 | 0 | 0 | 0 | 0 | 0 | 0 | 0 | 0 | 0 | 0
F5_Commercial_Warehouse_Existing_Food Preparation_Natural Gas_Griddle_E5 | F5 | Commercial | Warehouse | Existing | Food Preparation | Natural Gas | Griddle | E5 | RIM BC Ratio | 0 | 0 | 0 | 0 | 0 | 0 | 0 | 0 | 0 | 0 | 0 | 0 | 0 | 0 | 0 | 0 | 0 | 0 | 0 | 0 | 0 | 0 | 0 | 0 | 0 | 0 | 0
F5_Commercial_Warehouse_Existing_Food Preparation_Natural Gas_Griddle_E6 | F5 | Commercial | Warehouse | Existing | Food Preparation | Natural Gas | Griddle | E6 | RIM BC Ratio | 0 | 0 | 0 | 0 | 0 | 0 | 0 | 0 | 0 | 0 | 0 | 0 | 0 | 0 | 0 | 0 | 0 | 0 | 0 | 0 | 0 | 0 | 0 | 0 | 0 | 0 | 0
F5_Commercial_Warehouse_Existing_Food Preparation_Natural Gas_Griddle_E7 | F5 | Commercial | Warehouse | Existing | Food Preparation | Natural Gas | Griddle | E7 | RIM BC Ratio | 0 | 0 | 0 | 0 | 0 | 0 | 0 | 0 | 0 | 0 | 0 | 0 | 0 | 0 | 0 | 0 | 0 | 0 | 0 | 0 | 0 | 0 | 0 | 0 | 0 | 0 | 0
F5_Commercial_Warehouse_Existing_Food Preparation_Natural Gas_Griddle_E8 | F5 | Commercial | Warehouse | Existing | Food Preparation | Natural Gas | Griddle | E8 | RIM BC Ratio | 0 | 0 | 0 | 0 | 0 | 0 | 0 | 0 | 0 | 0 | 0 | 0 | 0 | 0 | 0 | 0 | 0 | 0 | 0 | 0 | 0 | 0 | 0 | 0 | 0 | 0 | 0
F5_Commercial_Warehouse_Existing_Food Preparation_Natural Gas_Griddle_E9 | F5 | Commercial | Warehouse | Existing | Food Preparation | Natural Gas | Griddle | E9 | RIM BC Ratio | 0 | 0 | 0 | 0 | 0 | 0 | 0 | 0 | 0 | 0 | 0 | 0 | 0 | 0 | 0 | 0 | 0 | 0 | 0 | 0 | 0 | 0 | 0 | 0 | 0 | 0 | 0
F5_Commercial_Warehouse_Existing_Food Preparation_Natural Gas_Griddle_E10 | F5 | Commercial | Warehouse | Existing | Food Preparation | Natural Gas | Griddle | E10 | RIM BC Ratio | 0 | 0 | 0 | 0 | 0 | 0 | 0 | 0 | 0 | 0 | 0 | 0 | 0 | 0 | 0 | 0 | 0 | 0 | 0 | 0 | 0 | 0 | 0 | 0 | 0 | 0 | 0
F0_Commercial_Warehouse_Existing_Food Preparation_Natural Gas_Range_E0 | F0 | Commercial | Warehouse | Existing | Food Preparation | Natural Gas | Range | E0 | Economic Unit | High Efficiency | High Efficiency | High Efficiency | High Efficiency | High Efficiency | High Efficiency | High Efficiency | High Efficiency | High Efficiency | High Efficiency | High Efficiency | High Efficiency | High Efficiency | High Efficiency | High Efficiency | High Efficiency | High Efficiency | High Efficiency | High Efficiency | High Efficiency | High Efficiency | High Efficiency | High Efficiency | High Efficiency | High Efficiency | High Efficiency | High Efficiency
F1_Commercial_Warehouse_Existing_Food Preparation_Natural Gas_Range_E1 | F1 | Commercial | Warehouse | Existing | Food Preparation | Natural Gas | Range | E1 | CCE | 0 | 0 | 0 | 0 | 0 | 0 | 0 | 0 | 0 | 0 | 0 | 0 | 0 | 0 | 0 | 0 | 0 | 0 | 0 | 0 | 0 | 0 | 0 | 0 | 0 | 0 | 0
F1_Commercial_Warehouse_Existing_Food Preparation_Natural Gas_Range_E2 | F1 | Commercial | Warehouse | Existing | Food Preparation | Natural Gas | Range | E2 | CCE | 1.2749e-07 | 1.2749e-07 | 1.2749e-07 | 1.2749e-07 | 1.2749e-07 | 1.2749e-07 | 1.2749e-07 | 1.2749e-07 | 1.2749e-07 | 1.2749e-07 | 1.2749e-07 | 1.2749e-07 | 1.2749e-07 | 1.2749e-07 | 1.2749e-07 | 1.2749e-07 | 1.2749e-07 | 1.2749e-07 | 1.2749e-07 | 1.2749e-07 | 1.2749e-07 | 1.2749e-07 | 1.2749e-07 | 1.2749e-07 | 1.2749e-07 | 1.2749e-07 | 1.2749e-07
F1_Commercial_Warehouse_Existing_Food Preparation_Natural Gas_Range_E3 | F1 | Commercial | Warehouse | Existing | Food Preparation | Natural Gas | Range | E3 | CCE | 0 | 0 | 0 | 0 | 0 | 0 | 0 | 0 | 0 | 0 | 0 | 0 | 0 | 0 | 0 | 0 | 0 | 0 | 0 | 0 | 0 | 0 | 0 | 0 | 0 | 0 | 0
F1_Commercial_Warehouse_Existing_Food Preparation_Natural Gas_Range_E4 | F1 | Commercial | Warehouse | Existing | Food Preparation | Natural Gas | Range | E4 | CCE | 0 | 0 | 0 | 0 | 0 | 0 | 0 | 0 | 0 | 0 | 0 | 0 | 0 | 0 | 0 | 0 | 0 | 0 | 0 | 0 | 0 | 0 | 0 | 0 | 0 | 0 | 0
F1_Commercial_Warehouse_Existing_Food Preparation_Natural Gas_Range_E5 | F1 | Commercial | Warehouse | Existing | Food Preparation | Natural Gas | Range | E5 | CCE | 0 | 0 | 0 | 0 | 0 | 0 | 0 | 0 | 0 | 0 | 0 | 0 | 0 | 0 | 0 | 0 | 0 | 0 | 0 | 0 | 0 | 0 | 0 | 0 | 0 | 0 | 0
F1_Commercial_Warehouse_Existing_Food Preparation_Natural Gas_Range_E6 | F1 | Commercial | Warehouse | Existing | Food Preparation | Natural Gas | Range | E6 | CCE | 0 | 0 | 0 | 0 | 0 | 0 | 0 | 0 | 0 | 0 | 0 | 0 | 0 | 0 | 0 | 0 | 0 | 0 | 0 | 0 | 0 | 0 | 0 | 0 | 0 | 0 | 0
F1_Commercial_Warehouse_Existing_Food Preparation_Natural Gas_Range_E7 | F1 | Commercial | Warehouse | Existing | Food Preparation | Natural Gas | Range | E7 | CCE | 0 | 0 | 0 | 0 | 0 | 0 | 0 | 0 | 0 | 0 | 0 | 0 | 0 | 0 | 0 | 0 | 0 | 0 | 0 | 0 | 0 | 0 | 0 | 0 | 0 | 0 | 0
F1_Commercial_Warehouse_Existing_Food Preparation_Natural Gas_Range_E8 | F1 | Commercial | Warehouse | Existing | Food Preparation | Natural Gas | Range | E8 | CCE | 0 | 0 | 0 | 0 | 0 | 0 | 0 | 0 | 0 | 0 | 0 | 0 | 0 | 0 | 0 | 0 | 0 | 0 | 0 | 0 | 0 | 0 | 0 | 0 | 0 | 0 | 0
F1_Commercial_Warehouse_Existing_Food Preparation_Natural Gas_Range_E9 | F1 | Commercial | Warehouse | Existing | Food Preparation | Natural Gas | Range | E9 | CCE | 0 | 0 | 0 | 0 | 0 | 0 | 0 | 0 | 0 | 0 | 0 | 0 | 0 | 0 | 0 | 0 | 0 | 0 | 0 | 0 | 0 | 0 | 0 | 0 | 0 | 0 | 0
F1_Commercial_Warehouse_Existing_Food Preparation_Natural Gas_Range_E10 | F1 | Commercial | Warehouse | Existing | Food Preparation | Natural Gas | Range | E10 | CCE | 0 | 0 | 0 | 0 | 0 | 0 | 0 | 0 | 0 | 0 | 0 | 0 | 0 | 0 | 0 | 0 | 0 | 0 | 0 | 0 | 0 | 0 | 0 | 0 | 0 | 0 | 0
F2_Commercial_Warehouse_Existing_Food Preparation_Natural Gas_Range_E1 | F2 | Commercial | Warehouse | Existing | Food Preparation | Natural Gas | Range | E1 | TRC BC Ratio | bar: 2021 to 2047
F2_Commercial_Warehouse_Existing_Food Preparation_Natural Gas_Range_E2 | F2 | Commercial | Warehouse | Existing | Food Preparation | Natural Gas | Range | E2 | TRC BC Ratio | 107783.7748 | 106228.1866 | 104711.2526 | 103240.7276 | 103254.6449 | 104233.7468 | 105821.2112 | 107744.3581 | 109820.4161 | 111943.5488 | 114043.9247 | 115902.5227 | 117321.4185 | 117924.3994 | 117645.6271 | 116492.5653 | 114552.5979 | 112013.3614 | 108990.1291 | 105406.5736 | 101214.1852 | 96389.3927 | 92105.7121 | 89333.183 | 88135.3969 | 88567.4331 | 89001.5872
F2_Commercial_Warehouse_Existing_Food Preparation_Natural Gas_Range_E3 | F2 | Commercial | Warehouse | Existing | Food Preparation | Natural Gas | Range | E3 | TRC BC Ratio | 0 | 0 | 0 | 0 | 0 | 0 | 0 | 0 | 0 | 0 | 0 | 0 | 0 | 0 | 0 | 0 | 0 | 0 | 0 | 0 | 0 | 0 | 0 | 0 | 0 | 0 | 0
F2_Commercial_Warehouse_Existing_Food Preparation_Natural Gas_Range_E4 | F2 | Commercial | Warehouse | Existing | Food Preparation | Natural Gas | Range | E4 | TRC BC Ratio | 0 | 0 | 0 | 0 | 0 | 0 | 0 | 0 | 0 | 0 | 0 | 0 | 0 | 0 | 0 | 0 | 0 | 0 | 0 | 0 | 0 | 0 | 0 | 0 | 0 | 0 | 0
F2_Commercial_Warehouse_Existing_Food Preparation_Natural Gas_Range_E5 | F2 | Commercial | Warehouse | Existing | Food Preparation | Natural Gas | Range | E5 | TRC BC Ratio | 0 | 0 | 0 | 0 | 0 | 0 | 0 | 0 | 0 | 0 | 0 | 0 | 0 | 0 | 0 | 0 | 0 | 0 | 0 | 0 | 0 | 0 | 0 | 0 | 0 | 0 | 0
F2_Commercial_Warehouse_Existing_Food Preparation_Natural Gas_Range_E6 | F2 | Commercial | Warehouse | Existing | Food Preparation | Natural Gas | Range | E6 | TRC BC Ratio | 0 | 0 | 0 | 0 | 0 | 0 | 0 | 0 | 0 | 0 | 0 | 0 | 0 | 0 | 0 | 0 | 0 | 0 | 0 | 0 | 0 | 0 | 0 | 0 | 0 | 0 | 0
F2_Commercial_Warehouse_Existing_Food Preparation_Natural Gas_Range_E7 | F2 | Commercial | Warehouse | Existing | Food Preparation | Natural Gas | Range | E7 | TRC BC Ratio | 0 | 0 | 0 | 0 | 0 | 0 | 0 | 0 | 0 | 0 | 0 | 0 | 0 | 0 | 0 | 0 | 0 | 0 | 0 | 0 | 0 | 0 | 0 | 0 | 0 | 0 | 0
F2_Commercial_Warehouse_Existing_Food Preparation_Natural Gas_Range_E8 | F2 | Commercial | Warehouse | Existing | Food Preparation | Natural Gas | Range | E8 | TRC BC Ratio | 0 | 0 | 0 | 0 | 0 | 0 | 0 | 0 | 0 | 0 | 0 | 0 | 0 | 0 | 0 | 0 | 0 | 0 | 0 | 0 | 0 | 0 | 0 | 0 | 0 | 0 | 0
F2_Commercial_Warehouse_Existing_Food Preparation_Natural Gas_Range_E9 | F2 | Commercial | Warehouse | Existing | Food Preparation | Natural Gas | Range | E9 | TRC BC Ratio | 0 | 0 | 0 | 0 | 0 | 0 | 0 | 0 | 0 | 0 | 0 | 0 | 0 | 0 | 0 | 0 | 0 | 0 | 0 | 0 | 0 | 0 | 0 | 0 | 0 | 0 | 0
F2_Commercial_Warehouse_Existing_Food Preparation_Natural Gas_Range_E10 | F2 | Commercial | Warehouse | Existing | Food Preparation | Natural Gas | Range | E10 | TRC BC Ratio | 0 | 0 | 0 | 0 | 0 | 0 | 0 | 0 | 0 | 0 | 0 | 0 | 0 | 0 | 0 | 0 | 0 | 0 | 0 | 0 | 0 | 0 | 0 | 0 | 0 | 0 | 0
F3_Commercial_Warehouse_Existing_Food Preparation_Natural Gas_Range_E1 | F3 | Commercial | Warehouse | Existing | Food Preparation | Natural Gas | Range | E1 | PACT BC Ratio | bar: 2021 to 2047
F3_Commercial_Warehouse_Existing_Food Preparation_Natural Gas_Range_E2 | F3 | Commercial | Warehouse | Existing | Food Preparation | Natural Gas | Range | E2 | PACT BC Ratio | 135901.2813 | 133939.8874 | 132027.2315 | 130173.0913 | 130190.6392 | 131425.1589 | 133426.7446 | 135851.5819 | 138469.2203 | 141146.2137 | 143794.5137 | 146137.9634 | 147927.0059 | 148687.2862 | 148335.7906 | 146881.9302 | 144435.8844 | 141234.2382 | 137422.3367 | 132903.9406 | 127617.8857 | 121534.4517 | 116133.2892 | 112637.4916 | 111127.2395 | 111671.9809 | 112219.3926
F3_Commercial_Warehouse_Existing_Food Preparation_Natural Gas_Range_E3 | F3 | Commercial | Warehouse | Existing | Food Preparation | Natural Gas | Range | E3 | PACT BC Ratio | 0 | 0 | 0 | 0 | 0 | 0 | 0 | 0 | 0 | 0 | 0 | 0 | 0 | 0 | 0 | 0 | 0 | 0 | 0 | 0 | 0 | 0 | 0 | 0 | 0 | 0 | 0
F3_Commercial_Warehouse_Existing_Food Preparation_Natural Gas_Range_E4 | F3 | Commercial | Warehouse | Existing | Food Preparation | Natural Gas | Range | E4 | PACT BC Ratio | 0 | 0 | 0 | 0 | 0 | 0 | 0 | 0 | 0 | 0 | 0 | 0 | 0 | 0 | 0 | 0 | 0 | 0 | 0 | 0 | 0 | 0 | 0 | 0 | 0 | 0 | 0
F3_Commercial_Warehouse_Existing_Food Preparation_Natural Gas_Range_E5 | F3 | Commercial | Warehouse | Existing | Food Preparation | Natural Gas | Range | E5 | PACT BC Ratio | 0 | 0 | 0 | 0 | 0 | 0 | 0 | 0 | 0 | 0 | 0 | 0 | 0 | 0 | 0 | 0 | 0 | 0 | 0 | 0 | 0 | 0 | 0 | 0 | 0 | 0 | 0
F3_Commercial_Warehouse_Existing_Food Preparation_Natural Gas_Range_E6 | F3 | Commercial | Warehouse | Existing | Food Preparation | Natural Gas | Range | E6 | PACT BC Ratio | 0 | 0 | 0 | 0 | 0 | 0 | 0 | 0 | 0 | 0 | 0 | 0 | 0 | 0 | 0 | 0 | 0 | 0 | 0 | 0 | 0 | 0 | 0 | 0 | 0 | 0 | 0
F3_Commercial_Warehouse_Existing_Food Preparation_Natural Gas_Range_E7 | F3 | Commercial | Warehouse | Existing | Food Preparation | Natural Gas | Range | E7 | PACT BC Ratio | 0 | 0 | 0 | 0 | 0 | 0 | 0 | 0 | 0 | 0 | 0 | 0 | 0 | 0 | 0 | 0 | 0 | 0 | 0 | 0 | 0 | 0 | 0 | 0 | 0 | 0 | 0
F3_Commercial_Warehouse_Existing_Food Preparation_Natural Gas_Range_E8 | F3 | Commercial | Warehouse | Existing | Food Preparation | Natural Gas | Range | E8 | PACT BC Ratio | 0 | 0 | 0 | 0 | 0 | 0 | 0 | 0 | 0 | 0 | 0 | 0 | 0 | 0 | 0 | 0 | 0 | 0 | 0 | 0 | 0 | 0 | 0 | 0 | 0 | 0 | 0
F3_Commercial_Warehouse_Existing_Food Preparation_Natural Gas_Range_E9 | F3 | Commercial | Warehouse | Existing | Food Preparation | Natural Gas | Range | E9 | PACT BC Ratio | 0 | 0 | 0 | 0 | 0 | 0 | 0 | 0 | 0 | 0 | 0 | 0 | 0 | 0 | 0 | 0 | 0 | 0 | 0 | 0 | 0 | 0 | 0 | 0 | 0 | 0 | 0
F3_Commercial_Warehouse_Existing_Food Preparation_Natural Gas_Range_E10 | F3 | Commercial | Warehouse | Existing | Food Preparation | Natural Gas | Range | E10 | PACT BC Ratio | 0 | 0 | 0 | 0 | 0 | 0 | 0 | 0 | 0 | 0 | 0 | 0 | 0 | 0 | 0 | 0 | 0 | 0 | 0 | 0 | 0 | 0 | 0 | 0 | 0 | 0 | 0
F4_Commercial_Warehouse_Existing_Food Preparation_Natural Gas_Range_E1 | F4 | Commercial | Warehouse | Existing | Food Preparation | Natural Gas | Range | E1 | RVT BC Ratio | bar: 2021 to 2047
F4_Commercial_Warehouse_Existing_Food Preparation_Natural Gas_Range_E2 | F4 | Commercial | Warehouse | Existing | Food Preparation | Natural Gas | Range | E2 | RVT BC Ratio | 0.7 | 0.7 | 0.7 | 0.7 | 0.7 | 0.7 | 0.7 | 0.7 | 0.7 | 0.7 | 0.7 | 0.7 | 0.7 | 0.7 | 0.7 | 0.7 | 0.7 | 0.7 | 0.7 | 0.7 | 0.7 | 0.7 | 0.7 | 0.7 | 0.7 | 0.7 | 0.7
F4_Commercial_Warehouse_Existing_Food Preparation_Natural Gas_Range_E3 | F4 | Commercial | Warehouse | Existing | Food Preparation | Natural Gas | Range | E3 | RVT BC Ratio | 0 | 0 | 0 | 0 | 0 | 0 | 0 | 0 | 0 | 0 | 0 | 0 | 0 | 0 | 0 | 0 | 0 | 0 | 0 | 0 | 0 | 0 | 0 | 0 | 0 | 0 | 0
F4_Commercial_Warehouse_Existing_Food Preparation_Natural Gas_Range_E4 | F4 | Commercial | Warehouse | Existing | Food Preparation | Natural Gas | Range | E4 | RVT BC Ratio | 0 | 0 | 0 | 0 | 0 | 0 | 0 | 0 | 0 | 0 | 0 | 0 | 0 | 0 | 0 | 0 | 0 | 0 | 0 | 0 | 0 | 0 | 0 | 0 | 0 | 0 | 0
F4_Commercial_Warehouse_Existing_Food Preparation_Natural Gas_Range_E5 | F4 | Commercial | Warehouse | Existing | Food Preparation | Natural Gas | Range | E5 | RVT BC Ratio | 0 | 0 | 0 | 0 | 0 | 0 | 0 | 0 | 0 | 0 | 0 | 0 | 0 | 0 | 0 | 0 | 0 | 0 | 0 | 0 | 0 | 0 | 0 | 0 | 0 | 0 | 0
F4_Commercial_Warehouse_Existing_Food Preparation_Natural Gas_Range_E6 | F4 | Commercial | Warehouse | Existing | Food Preparation | Natural Gas | Range | E6 | RVT BC Ratio | 0 | 0 | 0 | 0 | 0 | 0 | 0 | 0 | 0 | 0 | 0 | 0 | 0 | 0 | 0 | 0 | 0 | 0 | 0 | 0 | 0 | 0 | 0 | 0 | 0 | 0 | 0
F4_Commercial_Warehouse_Existing_Food Preparation_Natural Gas_Range_E7 | F4 | Commercial | Warehouse | Existing | Food Preparation | Natural Gas | Range | E7 | RVT BC Ratio | 0 | 0 | 0 | 0 | 0 | 0 | 0 | 0 | 0 | 0 | 0 | 0 | 0 | 0 | 0 | 0 | 0 | 0 | 0 | 0 | 0 | 0 | 0 | 0 | 0 | 0 | 0
F4_Commercial_Warehouse_Existing_Food Preparation_Natural Gas_Range_E8 | F4 | Commercial | Warehouse | Existing | Food Preparation | Natural Gas | Range | E8 | RVT BC Ratio | 0 | 0 | 0 | 0 | 0 | 0 | 0 | 0 | 0 | 0 | 0 | 0 | 0 | 0 | 0 | 0 | 0 | 0 | 0 | 0 | 0 | 0 | 0 | 0 | 0 | 0 | 0
F4_Commercial_Warehouse_Existing_Food Preparation_Natural Gas_Range_E9 | F4 | Commercial | Warehouse | Existing | Food Preparation | Natural Gas | Range | E9 | RVT BC Ratio | 0 | 0 | 0 | 0 | 0 | 0 | 0 | 0 | 0 | 0 | 0 | 0 | 0 | 0 | 0 | 0 | 0 | 0 | 0 | 0 | 0 | 0 | 0 | 0 | 0 | 0 | 0
F4_Commercial_Warehouse_Existing_Food Preparation_Natural Gas_Range_E10 | F4 | Commercial | Warehouse | Existing | Food Preparation | Natural Gas | Range | E10 | RVT BC Ratio | 0 | 0 | 0 | 0 | 0 | 0 | 0 | 0 | 0 | 0 | 0 | 0 | 0 | 0 | 0 | 0 | 0 | 0 | 0 | 0 | 0 | 0 | 0 | 0 | 0 | 0 | 0
F5_Commercial_Warehouse_Existing_Food Preparation_Natural Gas_Range_E1 | F5 | Commercial | Warehouse | Existing | Food Preparation | Natural Gas | Range | E1 | RIM BC Ratio | bar: 2021 to 2047
F5_Commercial_Warehouse_Existing_Food Preparation_Natural Gas_Range_E2 | F5 | Commercial | Warehouse | Existing | Food Preparation | Natural Gas | Range | E2 | RIM BC Ratio | 135901.2813 | 133939.8874 | 132027.2315 | 130173.0913 | 130190.6392 | 131425.1589 | 133426.7446 | 135851.5819 | 138469.2203 | 141146.2137 | 143794.5137 | 146137.9634 | 147927.0059 | 148687.2862 | 148335.7906 | 146881.9302 | 144435.8844 | 141234.2382 | 137422.3367 | 132903.9406 | 127617.8857 | 121534.4517 | 116133.2892 | 112637.4916 | 111127.2395 | 111671.9809 | 112219.3926
F5_Commercial_Warehouse_Existing_Food Preparation_Natural Gas_Range_E3 | F5 | Commercial | Warehouse | Existing | Food Preparation | Natural Gas | Range | E3 | RIM BC Ratio | 0 | 0 | 0 | 0 | 0 | 0 | 0 | 0 | 0 | 0 | 0 | 0 | 0 | 0 | 0 | 0 | 0 | 0 | 0 | 0 | 0 | 0 | 0 | 0 | 0 | 0 | 0
F5_Commercial_Warehouse_Existing_Food Preparation_Natural Gas_Range_E4 | F5 | Commercial | Warehouse | Existing | Food Preparation | Natural Gas | Range | E4 | RIM BC Ratio | 0 | 0 | 0 | 0 | 0 | 0 | 0 | 0 | 0 | 0 | 0 | 0 | 0 | 0 | 0 | 0 | 0 | 0 | 0 | 0 | 0 | 0 | 0 | 0 | 0 | 0 | 0
F5_Commercial_Warehouse_Existing_Food Preparation_Natural Gas_Range_E5 | F5 | Commercial | Warehouse | Existing | Food Preparation | Natural Gas | Range | E5 | RIM BC Ratio | 0 | 0 | 0 | 0 | 0 | 0 | 0 | 0 | 0 | 0 | 0 | 0 | 0 | 0 | 0 | 0 | 0 | 0 | 0 | 0 | 0 | 0 | 0 | 0 | 0 | 0 | 0
F5_Commercial_Warehouse_Existing_Food Preparation_Natural Gas_Range_E6 | F5 | Commercial | Warehouse | Existing | Food Preparation | Natural Gas | Range | E6 | RIM BC Ratio | 0 | 0 | 0 | 0 | 0 | 0 | 0 | 0 | 0 | 0 | 0 | 0 | 0 | 0 | 0 | 0 | 0 | 0 | 0 | 0 | 0 | 0 | 0 | 0 | 0 | 0 | 0
F5_Commercial_Warehouse_Existing_Food Preparation_Natural Gas_Range_E7 | F5 | Commercial | Warehouse | Existing | Food Preparation | Natural Gas | Range | E7 | RIM BC Ratio | 0 | 0 | 0 | 0 | 0 | 0 | 0 | 0 | 0 | 0 | 0 | 0 | 0 | 0 | 0 | 0 | 0 | 0 | 0 | 0 | 0 | 0 | 0 | 0 | 0 | 0 | 0
F5_Commercial_Warehouse_Existing_Food Preparation_Natural Gas_Range_E8 | F5 | Commercial | Warehouse | Existing | Food Preparation | Natural Gas | Range | E8 | RIM BC Ratio | 0 | 0 | 0 | 0 | 0 | 0 | 0 | 0 | 0 | 0 | 0 | 0 | 0 | 0 | 0 | 0 | 0 | 0 | 0 | 0 | 0 | 0 | 0 | 0 | 0 | 0 | 0
F5_Commercial_Warehouse_Existing_Food Preparation_Natural Gas_Range_E9 | F5 | Commercial | Warehouse | Existing | Food Preparation | Natural Gas | Range | E9 | RIM BC Ratio | 0 | 0 | 0 | 0 | 0 | 0 | 0 | 0 | 0 | 0 | 0 | 0 | 0 | 0 | 0 | 0 | 0 | 0 | 0 | 0 | 0 | 0 | 0 | 0 | 0 | 0 | 0
F5_Commercial_Warehouse_Existing_Food Preparation_Natural Gas_Range_E10 | F5 | Commercial | Warehouse | Existing | Food Preparation | Natural Gas | Range | E10 | RIM BC Ratio | 0 | 0 | 0 | 0 | 0 | 0 | 0 | 0 | 0 | 0 | 0 | 0 | 0 | 0 | 0 | 0 | 0 | 0 | 0 | 0 | 0 | 0 | 0 | 0 | 0 | 0 | 0
F0_Commercial_Warehouse_Existing_Food Preparation_Natural Gas_Steamer_E0 | F0 | Commercial | Warehouse | Existing | Food Preparation | Natural Gas | Steamer | E0 | Economic Unit | ENERGY STAR | ENERGY STAR | ENERGY STAR | ENERGY STAR | ENERGY STAR | ENERGY STAR | ENERGY STAR | ENERGY STAR | ENERGY STAR | ENERGY STAR | ENERGY STAR | ENERGY STAR | ENERGY STAR | ENERGY STAR | ENERGY STAR | ENERGY STAR | ENERGY STAR | ENERGY STAR | ENERGY STAR | ENERGY STAR | ENERGY STAR | ENERGY STAR | ENERGY STAR | ENERGY STAR | ENERGY STAR | ENERGY STAR | ENERGY STAR
F1_Commercial_Warehouse_Existing_Food Preparation_Natural Gas_Steamer_E1 | F1 | Commercial | Warehouse | Existing | Food Preparation | Natural Gas | Steamer | E1 | CCE | 0 | 0 | 0 | 0 | 0 | 0 | 0 | 0 | 0 | 0 | 0 | 0 | 0 | 0 | 0 | 0 | 0 | 0 | 0 | 0 | 0 | 0 | 0 | 0 | 0 | 0 | 0
F1_Commercial_Warehouse_Existing_Food Preparation_Natural Gas_Steamer_E2 | F1 | Commercial | Warehouse | Existing | Food Preparation | Natural Gas | Steamer | E2 | CCE | -0.0080635 | 0 | 0 | 0 | 0 | 0 | 0 | 0 | 0 | 0 | 0 | 0 | 0 | 0 | 0 | 0 | 0 | 0 | 0 | 0 | 0 | 0 | 0 | 0 | 0 | 0 | 0
F1_Commercial_Warehouse_Existing_Food Preparation_Natural Gas_Steamer_E3 | F1 | Commercial | Warehouse | Existing | Food Preparation | Natural Gas | Steamer | E3 | CCE | 0 | 0 | 0 | 0 | 0 | 0 | 0 | 0 | 0 | 0 | 0 | 0 | 0 | 0 | 0 | 0 | 0 | 0 | 0 | 0 | 0 | 0 | 0 | 0 | 0 | 0 | 0
F1_Commercial_Warehouse_Existing_Food Preparation_Natural Gas_Steamer_E4 | F1 | Commercial | Warehouse | Existing | Food Preparation | Natural Gas | Steamer | E4 | CCE | 0 | 0 | 0 | 0 | 0 | 0 | 0 | 0 | 0 | 0 | 0 | 0 | 0 | 0 | 0 | 0 | 0 | 0 | 0 | 0 | 0 | 0 | 0 | 0 | 0 | 0 | 0
F1_Commercial_Warehouse_Existing_Food Preparation_Natural Gas_Steamer_E5 | F1 | Commercial | Warehouse | Existing | Food Preparation | Natural Gas | Steamer | E5 | CCE | 0 | 0 | 0 | 0 | 0 | 0 | 0 | 0 | 0 | 0 | 0 | 0 | 0 | 0 | 0 | 0 | 0 | 0 | 0 | 0 | 0 | 0 | 0 | 0 | 0 | 0 | 0
F1_Commercial_Warehouse_Existing_Food Preparation_Natural Gas_Steamer_E6 | F1 | Commercial | Warehouse | Existing | Food Preparation | Natural Gas | Steamer | E6 | CCE | 0 | 0 | 0 | 0 | 0 | 0 | 0 | 0 | 0 | 0 | 0 | 0 | 0 | 0 | 0 | 0 | 0 | 0 | 0 | 0 | 0 | 0 | 0 | 0 | 0 | 0 | 0
F1_Commercial_Warehouse_Existing_Food Preparation_Natural Gas_Steamer_E7 | F1 | Commercial | Warehouse | Existing | Food Preparation | Natural Gas | Steamer | E7 | CCE | 0 | 0 | 0 | 0 | 0 | 0 | 0 | 0 | 0 | 0 | 0 | 0 | 0 | 0 | 0 | 0 | 0 | 0 | 0 | 0 | 0 | 0 | 0 | 0 | 0 | 0 | 0
F1_Commercial_Warehouse_Existing_Food Preparation_Natural Gas_Steamer_E8 | F1 | Commercial | Warehouse | Existing | Food Preparation | Natural Gas | Steamer | E8 | CCE | 0 | 0 | 0 | 0 | 0 | 0 | 0 | 0 | 0 | 0 | 0 | 0 | 0 | 0 | 0 | 0 | 0 | 0 | 0 | 0 | 0 | 0 | 0 | 0 | 0 | 0 | 0
F1_Commercial_Warehouse_Existing_Food Preparation_Natural Gas_Steamer_E9 | F1 | Commercial | Warehouse | Existing | Food Preparation | Natural Gas | Steamer | E9 | CCE | 0 | 0 | 0 | 0 | 0 | 0 | 0 | 0 | 0 | 0 | 0 | 0 | 0 | 0 | 0 | 0 | 0 | 0 | 0 | 0 | 0 | 0 | 0 | 0 | 0 | 0 | 0
F1_Commercial_Warehouse_Existing_Food Preparation_Natural Gas_Steamer_E10 | F1 | Commercial | Warehouse | Existing | Food Preparation | Natural Gas | Steamer | E10 | CCE | 0 | 0 | 0 | 0 | 0 | 0 | 0 | 0 | 0 | 0 | 0 | 0 | 0 | 0 | 0 | 0 | 0 | 0 | 0 | 0 | 0 | 0 | 0 | 0 | 0 | 0 | 0
F2_Commercial_Warehouse_Existing_Food Preparation_Natural Gas_Steamer_E1 | F2 | Commercial | Warehouse | Existing | Food Preparation | Natural Gas | Steamer | E1 | TRC BC Ratio | 1 | 0 | 0 | 0 | 0 | 0 | 0 | 0 | 0 | 0 | 0 | 0 | 0 | 0 | 0 | 0 | 0 | 0 | 0 | 0 | 0 | 0 | 0 | 0 | 0 | 0 | 0
F2_Commercial_Warehouse_Existing_Food Preparation_Natural Gas_Steamer_E2 | F2 | Commercial | Warehouse | Existing | Food Preparation | Natural Gas | Steamer | E2 | TRC BC Ratio | bar: 2021 to 2047
F2_Commercial_Warehouse_Existing_Food Preparation_Natural Gas_Steamer_E3 | F2 | Commercial | Warehouse | Existing | Food Preparation | Natural Gas | Steamer | E3 | TRC BC Ratio | 0 | 0 | 0 | 0 | 0 | 0 | 0 | 0 | 0 | 0 | 0 | 0 | 0 | 0 | 0 | 0 | 0 | 0 | 0 | 0 | 0 | 0 | 0 | 0 | 0 | 0 | 0
F2_Commercial_Warehouse_Existing_Food Preparation_Natural Gas_Steamer_E4 | F2 | Commercial | Warehouse | Existing | Food Preparation | Natural Gas | Steamer | E4 | TRC BC Ratio | 0 | 0 | 0 | 0 | 0 | 0 | 0 | 0 | 0 | 0 | 0 | 0 | 0 | 0 | 0 | 0 | 0 | 0 | 0 | 0 | 0 | 0 | 0 | 0 | 0 | 0 | 0
F2_Commercial_Warehouse_Existing_Food Preparation_Natural Gas_Steamer_E5 | F2 | Commercial | Warehouse | Existing | Food Preparation | Natural Gas | Steamer | E5 | TRC BC Ratio | 0 | 0 | 0 | 0 | 0 | 0 | 0 | 0 | 0 | 0 | 0 | 0 | 0 | 0 | 0 | 0 | 0 | 0 | 0 | 0 | 0 | 0 | 0 | 0 | 0 | 0 | 0
F2_Commercial_Warehouse_Existing_Food Preparation_Natural Gas_Steamer_E6 | F2 | Commercial | Warehouse | Existing | Food Preparation | Natural Gas | Steamer | E6 | TRC BC Ratio | 0 | 0 | 0 | 0 | 0 | 0 | 0 | 0 | 0 | 0 | 0 | 0 | 0 | 0 | 0 | 0 | 0 | 0 | 0 | 0 | 0 | 0 | 0 | 0 | 0 | 0 | 0
F2_Commercial_Warehouse_Existing_Food Preparation_Natural Gas_Steamer_E7 | F2 | Commercial | Warehouse | Existing | Food Preparation | Natural Gas | Steamer | E7 | TRC BC Ratio | 0 | 0 | 0 | 0 | 0 | 0 | 0 | 0 | 0 | 0 | 0 | 0 | 0 | 0 | 0 | 0 | 0 | 0 | 0 | 0 | 0 | 0 | 0 | 0 | 0 | 0 | 0
F2_Commercial_Warehouse_Existing_Food Preparation_Natural Gas_Steamer_E8 | F2 | Commercial | Warehouse | Existing | Food Preparation | Natural Gas | Steamer | E8 | TRC BC Ratio | 0 | 0 | 0 | 0 | 0 | 0 | 0 | 0 | 0 | 0 | 0 | 0 | 0 | 0 | 0 | 0 | 0 | 0 | 0 | 0 | 0 | 0 | 0 | 0 | 0 | 0 | 0
F2_Commercial_Warehouse_Existing_Food Preparation_Natural Gas_Steamer_E9 | F2 | Commercial | Warehouse | Existing | Food Preparation | Natural Gas | Steamer | E9 | TRC BC Ratio | 0 | 0 | 0 | 0 | 0 | 0 | 0 | 0 | 0 | 0 | 0 | 0 | 0 | 0 | 0 | 0 | 0 | 0 | 0 | 0 | 0 | 0 | 0 | 0 | 0 | 0 | 0
F2_Commercial_Warehouse_Existing_Food Preparation_Natural Gas_Steamer_E10 | F2 | Commercial | Warehouse | Existing | Food Preparation | Natural Gas | Steamer | E10 | TRC BC Ratio | 0 | 0 | 0 | 0 | 0 | 0 | 0 | 0 | 0 | 0 | 0 | 0 | 0 | 0 | 0 | 0 | 0 | 0 | 0 | 0 | 0 | 0 | 0 | 0 | 0 | 0 | 0
F3_Commercial_Warehouse_Existing_Food Preparation_Natural Gas_Steamer_E1 | F3 | Commercial | Warehouse | Existing | Food Preparation | Natural Gas | Steamer | E1 | PACT BC Ratio | 1 | 0 | 0 | 0 | 0 | 0 | 0 | 0 | 0 | 0 | 0 | 0 | 0 | 0 | 0 | 0 | 0 | 0 | 0 | 0 | 0 | 0 | 0 | 0 | 0 | 0 | 0
F3_Commercial_Warehouse_Existing_Food Preparation_Natural Gas_Steamer_E2 | F3 | Commercial | Warehouse | Existing | Food Preparation | Natural Gas | Steamer | E2 | PACT BC Ratio | bar: 2021 to 2047
F3_Commercial_Warehouse_Existing_Food Preparation_Natural Gas_Steamer_E3 | F3 | Commercial | Warehouse | Existing | Food Preparation | Natural Gas | Steamer | E3 | PACT BC Ratio | 0 | 0 | 0 | 0 | 0 | 0 | 0 | 0 | 0 | 0 | 0 | 0 | 0 | 0 | 0 | 0 | 0 | 0 | 0 | 0 | 0 | 0 | 0 | 0 | 0 | 0 | 0
F3_Commercial_Warehouse_Existing_Food Preparation_Natural Gas_Steamer_E4 | F3 | Commercial | Warehouse | Existing | Food Preparation | Natural Gas | Steamer | E4 | PACT BC Ratio | 0 | 0 | 0 | 0 | 0 | 0 | 0 | 0 | 0 | 0 | 0 | 0 | 0 | 0 | 0 | 0 | 0 | 0 | 0 | 0 | 0 | 0 | 0 | 0 | 0 | 0 | 0
F3_Commercial_Warehouse_Existing_Food Preparation_Natural Gas_Steamer_E5 | F3 | Commercial | Warehouse | Existing | Food Preparation | Natural Gas | Steamer | E5 | PACT BC Ratio | 0 | 0 | 0 | 0 | 0 | 0 | 0 | 0 | 0 | 0 | 0 | 0 | 0 | 0 | 0 | 0 | 0 | 0 | 0 | 0 | 0 | 0 | 0 | 0 | 0 | 0 | 0
F3_Commercial_Warehouse_Existing_Food Preparation_Natural Gas_Steamer_E6 | F3 | Commercial | Warehouse | Existing | Food Preparation | Natural Gas | Steamer | E6 | PACT BC Ratio | 0 | 0 | 0 | 0 | 0 | 0 | 0 | 0 | 0 | 0 | 0 | 0 | 0 | 0 | 0 | 0 | 0 | 0 | 0 | 0 | 0 | 0 | 0 | 0 | 0 | 0 | 0
F3_Commercial_Warehouse_Existing_Food Preparation_Natural Gas_Steamer_E7 | F3 | Commercial | Warehouse | Existing | Food Preparation | Natural Gas | Steamer | E7 | PACT BC Ratio | 0 | 0 | 0 | 0 | 0 | 0 | 0 | 0 | 0 | 0 | 0 | 0 | 0 | 0 | 0 | 0 | 0 | 0 | 0 | 0 | 0 | 0 | 0 | 0 | 0 | 0 | 0
F3_Commercial_Warehouse_Existing_Food Preparation_Natural Gas_Steamer_E8 | F3 | Commercial | Warehouse | Existing | Food Preparation | Natural Gas | Steamer | E8 | PACT BC Ratio | 0 | 0 | 0 | 0 | 0 | 0 | 0 | 0 | 0 | 0 | 0 | 0 | 0 | 0 | 0 | 0 | 0 | 0 | 0 | 0 | 0 | 0 | 0 | 0 | 0 | 0 | 0
F3_Commercial_Warehouse_Existing_Food Preparation_Natural Gas_Steamer_E9 | F3 | Commercial | Warehouse | Existing | Food Preparation | Natural Gas | Steamer | E9 | PACT BC Ratio | 0 | 0 | 0 | 0 | 0 | 0 | 0 | 0 | 0 | 0 | 0 | 0 | 0 | 0 | 0 | 0 | 0 | 0 | 0 | 0 | 0 | 0 | 0 | 0 | 0 | 0 | 0
F3_Commercial_Warehouse_Existing_Food Preparation_Natural Gas_Steamer_E10 | F3 | Commercial | Warehouse | Existing | Food Preparation | Natural Gas | Steamer | E10 | PACT BC Ratio | 0 | 0 | 0 | 0 | 0 | 0 | 0 | 0 | 0 | 0 | 0 | 0 | 0 | 0 | 0 | 0 | 0 | 0 | 0 | 0 | 0 | 0 | 0 | 0 | 0 | 0 | 0
F4_Commercial_Warehouse_Existing_Food Preparation_Natural Gas_Steamer_E1 | F4 | Commercial | Warehouse | Existing | Food Preparation | Natural Gas | Steamer | E1 | RVT BC Ratio | 1 | 0 | 0 | 0 | 0 | 0 | 0 | 0 | 0 | 0 | 0 | 0 | 0 | 0 | 0 | 0 | 0 | 0 | 0 | 0 | 0 | 0 | 0 | 0 | 0 | 0 | 0
F4_Commercial_Warehouse_Existing_Food Preparation_Natural Gas_Steamer_E2 | F4 | Commercial | Warehouse | Existing | Food Preparation | Natural Gas | Steamer | E2 | RVT BC Ratio | bar: 2021 to 2047
F4_Commercial_Warehouse_Existing_Food Preparation_Natural Gas_Steamer_E3 | F4 | Commercial | Warehouse | Existing | Food Preparation | Natural Gas | Steamer | E3 | RVT BC Ratio | 0 | 0 | 0 | 0 | 0 | 0 | 0 | 0 | 0 | 0 | 0 | 0 | 0 | 0 | 0 | 0 | 0 | 0 | 0 | 0 | 0 | 0 | 0 | 0 | 0 | 0 | 0
F4_Commercial_Warehouse_Existing_Food Preparation_Natural Gas_Steamer_E4 | F4 | Commercial | Warehouse | Existing | Food Preparation | Natural Gas | Steamer | E4 | RVT BC Ratio | 0 | 0 | 0 | 0 | 0 | 0 | 0 | 0 | 0 | 0 | 0 | 0 | 0 | 0 | 0 | 0 | 0 | 0 | 0 | 0 | 0 | 0 | 0 | 0 | 0 | 0 | 0
F4_Commercial_Warehouse_Existing_Food Preparation_Natural Gas_Steamer_E5 | F4 | Commercial | Warehouse | Existing | Food Preparation | Natural Gas | Steamer | E5 | RVT BC Ratio | 0 | 0 | 0 | 0 | 0 | 0 | 0 | 0 | 0 | 0 | 0 | 0 | 0 | 0 | 0 | 0 | 0 | 0 | 0 | 0 | 0 | 0 | 0 | 0 | 0 | 0 | 0
F4_Commercial_Warehouse_Existing_Food Preparation_Natural Gas_Steamer_E6 | F4 | Commercial | Warehouse | Existing | Food Preparation | Natural Gas | Steamer | E6 | RVT BC Ratio | 0 | 0 | 0 | 0 | 0 | 0 | 0 | 0 | 0 | 0 | 0 | 0 | 0 | 0 | 0 | 0 | 0 | 0 | 0 | 0 | 0 | 0 | 0 | 0 | 0 | 0 | 0
F4_Commercial_Warehouse_Existing_Food Preparation_Natural Gas_Steamer_E7 | F4 | Commercial | Warehouse | Existing | Food Preparation | Natural Gas | Steamer | E7 | RVT BC Ratio | 0 | 0 | 0 | 0 | 0 | 0 | 0 | 0 | 0 | 0 | 0 | 0 | 0 | 0 | 0 | 0 | 0 | 0 | 0 | 0 | 0 | 0 | 0 | 0 | 0 | 0 | 0
F4_Commercial_Warehouse_Existing_Food Preparation_Natural Gas_Steamer_E8 | F4 | Commercial | Warehouse | Existing | Food Preparation | Natural Gas | Steamer | E8 | RVT BC Ratio | 0 | 0 | 0 | 0 | 0 | 0 | 0 | 0 | 0 | 0 | 0 | 0 | 0 | 0 | 0 | 0 | 0 | 0 | 0 | 0 | 0 | 0 | 0 | 0 | 0 | 0 | 0
F4_Commercial_Warehouse_Existing_Food Preparation_Natural Gas_Steamer_E9 | F4 | Commercial | Warehouse | Existing | Food Preparation | Natural Gas | Steamer | E9 | RVT BC Ratio | 0 | 0 | 0 | 0 | 0 | 0 | 0 | 0 | 0 | 0 | 0 | 0 | 0 | 0 | 0 | 0 | 0 | 0 | 0 | 0 | 0 | 0 | 0 | 0 | 0 | 0 | 0
F4_Commercial_Warehouse_Existing_Food Preparation_Natural Gas_Steamer_E10 | F4 | Commercial | Warehouse | Existing | Food Preparation | Natural Gas | Steamer | E10 | RVT BC Ratio | 0 | 0 | 0 | 0 | 0 | 0 | 0 | 0 | 0 | 0 | 0 | 0 | 0 | 0 | 0 | 0 | 0 | 0 | 0 | 0 | 0 | 0 | 0 | 0 | 0 | 0 | 0
F5_Commercial_Warehouse_Existing_Food Preparation_Natural Gas_Steamer_E1 | F5 | Commercial | Warehouse | Existing | Food Preparation | Natural Gas | Steamer | E1 | RIM BC Ratio | 1 | 0 | 0 | 0 | 0 | 0 | 0 | 0 | 0 | 0 | 0 | 0 | 0 | 0 | 0 | 0 | 0 | 0 | 0 | 0 | 0 | 0 | 0 | 0 | 0 | 0 | 0
F5_Commercial_Warehouse_Existing_Food Preparation_Natural Gas_Steamer_E2 | F5 | Commercial | Warehouse | Existing | Food Preparation | Natural Gas | Steamer | E2 | RIM BC Ratio | bar: 2021 to 2047
F5_Commercial_Warehouse_Existing_Food Preparation_Natural Gas_Steamer_E3 | F5 | Commercial | Warehouse | Existing | Food Preparation | Natural Gas | Steamer | E3 | RIM BC Ratio | 0 | 0 | 0 | 0 | 0 | 0 | 0 | 0 | 0 | 0 | 0 | 0 | 0 | 0 | 0 | 0 | 0 | 0 | 0 | 0 | 0 | 0 | 0 | 0 | 0 | 0 | 0
F5_Commercial_Warehouse_Existing_Food Preparation_Natural Gas_Steamer_E4 | F5 | Commercial | Warehouse | Existing | Food Preparation | Natural Gas | Steamer | E4 | RIM BC Ratio | 0 | 0 | 0 | 0 | 0 | 0 | 0 | 0 | 0 | 0 | 0 | 0 | 0 | 0 | 0 | 0 | 0 | 0 | 0 | 0 | 0 | 0 | 0 | 0 | 0 | 0 | 0
F5_Commercial_Warehouse_Existing_Food Preparation_Natural Gas_Steamer_E5 | F5 | Commercial | Warehouse | Existing | Food Preparation | Natural Gas | Steamer | E5 | RIM BC Ratio | 0 | 0 | 0 | 0 | 0 | 0 | 0 | 0 | 0 | 0 | 0 | 0 | 0 | 0 | 0 | 0 | 0 | 0 | 0 | 0 | 0 | 0 | 0 | 0 | 0 | 0 | 0
F5_Commercial_Warehouse_Existing_Food Preparation_Natural Gas_Steamer_E6 | F5 | Commercial | Warehouse | Existing | Food Preparation | Natural Gas | Steamer | E6 | RIM BC Ratio | 0 | 0 | 0 | 0 | 0 | 0 | 0 | 0 | 0 | 0 | 0 | 0 | 0 | 0 | 0 | 0 | 0 | 0 | 0 | 0 | 0 | 0 | 0 | 0 | 0 | 0 | 0
F5_Commercial_Warehouse_Existing_Food Preparation_Natural Gas_Steamer_E7 | F5 | Commercial | Warehouse | Existing | Food Preparation | Natural Gas | Steamer | E7 | RIM BC Ratio | 0 | 0 | 0 | 0 | 0 | 0 | 0 | 0 | 0 | 0 | 0 | 0 | 0 | 0 | 0 | 0 | 0 | 0 | 0 | 0 | 0 | 0 | 0 | 0 | 0 | 0 | 0
F5_Commercial_Warehouse_Existing_Food Preparation_Natural Gas_Steamer_E8 | F5 | Commercial | Warehouse | Existing | Food Preparation | Natural Gas | Steamer | E8 | RIM BC Ratio | 0 | 0 | 0 | 0 | 0 | 0 | 0 | 0 | 0 | 0 | 0 | 0 | 0 | 0 | 0 | 0 | 0 | 0 | 0 | 0 | 0 | 0 | 0 | 0 | 0 | 0 | 0
F5_Commercial_Warehouse_Existing_Food Preparation_Natural Gas_Steamer_E9 | F5 | Commercial | Warehouse | Existing | Food Preparation | Natural Gas | Steamer | E9 | RIM BC Ratio | 0 | 0 | 0 | 0 | 0 | 0 | 0 | 0 | 0 | 0 | 0 | 0 | 0 | 0 | 0 | 0 | 0 | 0 | 0 | 0 | 0 | 0 | 0 | 0 | 0 | 0 | 0
F5_Commercial_Warehouse_Existing_Food Preparation_Natural Gas_Steamer_E10 | F5 | Commercial | Warehouse | Existing | Food Preparation | Natural Gas | Steamer | E10 | RIM BC Ratio | 0 | 0 | 0 | 0 | 0 | 0 | 0 | 0 | 0 | 0 | 0 | 0 | 0 | 0 | 0 | 0 | 0 | 0 | 0 | 0 | 0 | 0 | 0 | 0 | 0 | 0 | 0
F0_Commercial_Warehouse_Existing_Food Preparation_Natural Gas_Commercial Food Prep Other_E0 | F0 | Commercial | Warehouse | Existing | Food Preparation | Natural Gas | Commercial Food Prep Other | E0 | Economic Unit | ENERGY STAR | ENERGY STAR | ENERGY STAR | ENERGY STAR | ENERGY STAR | ENERGY STAR | ENERGY STAR | ENERGY STAR | ENERGY STAR | ENERGY STAR | ENERGY STAR | ENERGY STAR | ENERGY STAR | ENERGY STAR | ENERGY STAR | ENERGY STAR | ENERGY STAR | ENERGY STAR | ENERGY STAR | ENERGY STAR | ENERGY STAR | ENERGY STAR | ENERGY STAR | ENERGY STAR | ENERGY STAR | ENERGY STAR | ENERGY STAR
F1_Commercial_Warehouse_Existing_Food Preparation_Natural Gas_Commercial Food Prep Other_E1 | F1 | Commercial | Warehouse | Existing | Food Preparation | Natural Gas | Commercial Food Prep Other | E1 | CCE | 0 | 0 | 0 | 0 | 0 | 0 | 0 | 0 | 0 | 0 | 0 | 0 | 0 | 0 | 0 | 0 | 0 | 0 | 0 | 0 | 0 | 0 | 0 | 0 | 0 | 0 | 0
F1_Commercial_Warehouse_Existing_Food Preparation_Natural Gas_Commercial Food Prep Other_E2 | F1 | Commercial | Warehouse | Existing | Food Preparation | Natural Gas | Commercial Food Prep Other | E2 | CCE | 0.0014297 | 0.0014297 | 0.0014297 | 0.0014297 | 0.0014297 | 0.0014297 | 0.0014297 | 0.0014297 | 0.0014297 | 0.0014297 | 0.0014297 | 0.0014297 | 0.0014297 | 0.0014297 | 0.0014297 | 0.0014297 | 0.0014297 | 0.0014297 | 0.0014297 | 0.0014297 | 0.0014297 | 0.0014297 | 0.0014297 | 0.0014297 | 0.0014297 | 0.0014297 | 0.0014297
F1_Commercial_Warehouse_Existing_Food Preparation_Natural Gas_Commercial Food Prep Other_E3 | F1 | Commercial | Warehouse | Existing | Food Preparation | Natural Gas | Commercial Food Prep Other | E3 | CCE | 0 | 0 | 0 | 0 | 0 | 0 | 0 | 0 | 0 | 0 | 0 | 0 | 0 | 0 | 0 | 0 | 0 | 0 | 0 | 0 | 0 | 0 | 0 | 0 | 0 | 0 | 0
F1_Commercial_Warehouse_Existing_Food Preparation_Natural Gas_Commercial Food Prep Other_E4 | F1 | Commercial | Warehouse | Existing | Food Preparation | Natural Gas | Commercial Food Prep Other | E4 | CCE | 0 | 0 | 0 | 0 | 0 | 0 | 0 | 0 | 0 | 0 | 0 | 0 | 0 | 0 | 0 | 0 | 0 | 0 | 0 | 0 | 0 | 0 | 0 | 0 | 0 | 0 | 0
F1_Commercial_Warehouse_Existing_Food Preparation_Natural Gas_Commercial Food Prep Other_E5 | F1 | Commercial | Warehouse | Existing | Food Preparation | Natural Gas | Commercial Food Prep Other | E5 | CCE | 0 | 0 | 0 | 0 | 0 | 0 | 0 | 0 | 0 | 0 | 0 | 0 | 0 | 0 | 0 | 0 | 0 | 0 | 0 | 0 | 0 | 0 | 0 | 0 | 0 | 0 | 0
F1_Commercial_Warehouse_Existing_Food Preparation_Natural Gas_Commercial Food Prep Other_E6 | F1 | Commercial | Warehouse | Existing | Food Preparation | Natural Gas | Commercial Food Prep Other | E6 | CCE | 0 | 0 | 0 | 0 | 0 | 0 | 0 | 0 | 0 | 0 | 0 | 0 | 0 | 0 | 0 | 0 | 0 | 0 | 0 | 0 | 0 | 0 | 0 | 0 | 0 | 0 | 0
F1_Commercial_Warehouse_Existing_Food Preparation_Natural Gas_Commercial Food Prep Other_E7 | F1 | Commercial | Warehouse | Existing | Food Preparation | Natural Gas | Commercial Food Prep Other | E7 | CCE | 0 | 0 | 0 | 0 | 0 | 0 | 0 | 0 | 0 | 0 | 0 | 0 | 0 | 0 | 0 | 0 | 0 | 0 | 0 | 0 | 0 | 0 | 0 | 0 | 0 | 0 | 0
F1_Commercial_Warehouse_Existing_Food Preparation_Natural Gas_Commercial Food Prep Other_E8 | F1 | Commercial | Warehouse | Existing | Food Preparation | Natural Gas | Commercial Food Prep Other | E8 | CCE | 0 | 0 | 0 | 0 | 0 | 0 | 0 | 0 | 0 | 0 | 0 | 0 | 0 | 0 | 0 | 0 | 0 | 0 | 0 | 0 | 0 | 0 | 0 | 0 | 0 | 0 | 0
F1_Commercial_Warehouse_Existing_Food Preparation_Natural Gas_Commercial Food Prep Other_E9 | F1 | Commercial | Warehouse | Existing | Food Preparation | Natural Gas | Commercial Food Prep Other | E9 | CCE | 0 | 0 | 0 | 0 | 0 | 0 | 0 | 0 | 0 | 0 | 0 | 0 | 0 | 0 | 0 | 0 | 0 | 0 | 0 | 0 | 0 | 0 | 0 | 0 | 0 | 0 | 0
F1_Commercial_Warehouse_Existing_Food Preparation_Natural Gas_Commercial Food Prep Other_E10 | F1 | Commercial | Warehouse | Existing | Food Preparation | Natural Gas | Commercial Food Prep Other | E10 | CCE | 0 | 0 | 0 | 0 | 0 | 0 | 0 | 0 | 0 | 0 | 0 | 0 | 0 | 0 | 0 | 0 | 0 | 0 | 0 | 0 | 0 | 0 | 0 | 0 | 0 | 0 | 0
F2_Commercial_Warehouse_Existing_Food Preparation_Natural Gas_Commercial Food Prep Other_E1 | F2 | Commercial | Warehouse | Existing | Food Preparation | Natural Gas | Commercial Food Prep Other | E1 | TRC BC Ratio | bar: 2021 to 2047
F2_Commercial_Warehouse_Existing_Food Preparation_Natural Gas_Commercial Food Prep Other_E2 | F2 | Commercial | Warehouse | Existing | Food Preparation | Natural Gas | Commercial Food Prep Other | E2 | TRC BC Ratio | 9.6116 | 9.4729 | 9.3376 | 9.2065 | 9.2077 | 9.295 | 9.4366 | 9.6081 | 9.7932 | 9.9825 | 10.1698 | 10.3356 | 10.4621 | 10.5159 | 10.491 | 10.3882 | 10.2152 | 9.9888 | 9.7192 | 9.3996 | 9.0257 | 8.5955 | 8.2135 | 7.9663 | 7.8594 | 7.898 | 7.9367
F2_Commercial_Warehouse_Existing_Food Preparation_Natural Gas_Commercial Food Prep Other_E3 | F2 | Commercial | Warehouse | Existing | Food Preparation | Natural Gas | Commercial Food Prep Other | E3 | TRC BC Ratio | 0 | 0 | 0 | 0 | 0 | 0 | 0 | 0 | 0 | 0 | 0 | 0 | 0 | 0 | 0 | 0 | 0 | 0 | 0 | 0 | 0 | 0 | 0 | 0 | 0 | 0 | 0
F2_Commercial_Warehouse_Existing_Food Preparation_Natural Gas_Commercial Food Prep Other_E4 | F2 | Commercial | Warehouse | Existing | Food Preparation | Natural Gas | Commercial Food Prep Other | E4 | TRC BC Ratio | 0 | 0 | 0 | 0 | 0 | 0 | 0 | 0 | 0 | 0 | 0 | 0 | 0 | 0 | 0 | 0 | 0 | 0 | 0 | 0 | 0 | 0 | 0 | 0 | 0 | 0 | 0
F2_Commercial_Warehouse_Existing_Food Preparation_Natural Gas_Commercial Food Prep Other_E5 | F2 | Commercial | Warehouse | Existing | Food Preparation | Natural Gas | Commercial Food Prep Other | E5 | TRC BC Ratio | 0 | 0 | 0 | 0 | 0 | 0 | 0 | 0 | 0 | 0 | 0 | 0 | 0 | 0 | 0 | 0 | 0 | 0 | 0 | 0 | 0 | 0 | 0 | 0 | 0 | 0 | 0
F2_Commercial_Warehouse_Existing_Food Preparation_Natural Gas_Commercial Food Prep Other_E6 | F2 | Commercial | Warehouse | Existing | Food Preparation | Natural Gas | Commercial Food Prep Other | E6 | TRC BC Ratio | 0 | 0 | 0 | 0 | 0 | 0 | 0 | 0 | 0 | 0 | 0 | 0 | 0 | 0 | 0 | 0 | 0 | 0 | 0 | 0 | 0 | 0 | 0 | 0 | 0 | 0 | 0
F2_Commercial_Warehouse_Existing_Food Preparation_Natural Gas_Commercial Food Prep Other_E7 | F2 | Commercial | Warehouse | Existing | Food Preparation | Natural Gas | Commercial Food Prep Other | E7 | TRC BC Ratio | 0 | 0 | 0 | 0 | 0 | 0 | 0 | 0 | 0 | 0 | 0 | 0 | 0 | 0 | 0 | 0 | 0 | 0 | 0 | 0 | 0 | 0 | 0 | 0 | 0 | 0 | 0
F2_Commercial_Warehouse_Existing_Food Preparation_Natural Gas_Commercial Food Prep Other_E8 | F2 | Commercial | Warehouse | Existing | Food Preparation | Natural Gas | Commercial Food Prep Other | E8 | TRC BC Ratio | 0 | 0 | 0 | 0 | 0 | 0 | 0 | 0 | 0 | 0 | 0 | 0 | 0 | 0 | 0 | 0 | 0 | 0 | 0 | 0 | 0 | 0 | 0 | 0 | 0 | 0 | 0
F2_Commercial_Warehouse_Existing_Food Preparation_Natural Gas_Commercial Food Prep Other_E9 | F2 | Commercial | Warehouse | Existing | Food Preparation | Natural Gas | Commercial Food Prep Other | E9 | TRC BC Ratio | 0 | 0 | 0 | 0 | 0 | 0 | 0 | 0 | 0 | 0 | 0 | 0 | 0 | 0 | 0 | 0 | 0 | 0 | 0 | 0 | 0 | 0 | 0 | 0 | 0 | 0 | 0
F2_Commercial_Warehouse_Existing_Food Preparation_Natural Gas_Commercial Food Prep Other_E10 | F2 | Commercial | Warehouse | Existing | Food Preparation | Natural Gas | Commercial Food Prep Other | E10 | TRC BC Ratio | 0 | 0 | 0 | 0 | 0 | 0 | 0 | 0 | 0 | 0 | 0 | 0 | 0 | 0 | 0 | 0 | 0 | 0 | 0 | 0 | 0 | 0 | 0 | 0 | 0 | 0 | 0
F3_Commercial_Warehouse_Existing_Food Preparation_Natural Gas_Commercial Food Prep Other_E1 | F3 | Commercial | Warehouse | Existing | Food Preparation | Natural Gas | Commercial Food Prep Other | E1 | PACT BC Ratio | bar: 2021 to 2047
F3_Commercial_Warehouse_Existing_Food Preparation_Natural Gas_Commercial Food Prep Other_E2 | F3 | Commercial | Warehouse | Existing | Food Preparation | Natural Gas | Commercial Food Prep Other | E2 | PACT BC Ratio | 12.119 | 11.9441 | 11.7735 | 11.6081 | 11.6097 | 11.7198 | 11.8983 | 12.1145 | 12.348 | 12.5867 | 12.8228 | 13.0318 | 13.1913 | 13.2591 | 13.2278 | 13.0982 | 12.88 | 12.5945 | 12.2546 | 11.8517 | 11.3803 | 10.8378 | 10.3562 | 10.0444 | 9.9097 | 9.9583 | 10.0071
F3_Commercial_Warehouse_Existing_Food Preparation_Natural Gas_Commercial Food Prep Other_E3 | F3 | Commercial | Warehouse | Existing | Food Preparation | Natural Gas | Commercial Food Prep Other | E3 | PACT BC Ratio | 0 | 0 | 0 | 0 | 0 | 0 | 0 | 0 | 0 | 0 | 0 | 0 | 0 | 0 | 0 | 0 | 0 | 0 | 0 | 0 | 0 | 0 | 0 | 0 | 0 | 0 | 0
F3_Commercial_Warehouse_Existing_Food Preparation_Natural Gas_Commercial Food Prep Other_E4 | F3 | Commercial | Warehouse | Existing | Food Preparation | Natural Gas | Commercial Food Prep Other | E4 | PACT BC Ratio | 0 | 0 | 0 | 0 | 0 | 0 | 0 | 0 | 0 | 0 | 0 | 0 | 0 | 0 | 0 | 0 | 0 | 0 | 0 | 0 | 0 | 0 | 0 | 0 | 0 | 0 | 0
F3_Commercial_Warehouse_Existing_Food Preparation_Natural Gas_Commercial Food Prep Other_E5 | F3 | Commercial | Warehouse | Existing | Food Preparation | Natural Gas | Commercial Food Prep Other | E5 | PACT BC Ratio | 0 | 0 | 0 | 0 | 0 | 0 | 0 | 0 | 0 | 0 | 0 | 0 | 0 | 0 | 0 | 0 | 0 | 0 | 0 | 0 | 0 | 0 | 0 | 0 | 0 | 0 | 0
F3_Commercial_Warehouse_Existing_Food Preparation_Natural Gas_Commercial Food Prep Other_E6 | F3 | Commercial | Warehouse | Existing | Food Preparation | Natural Gas | Commercial Food Prep Other | E6 | PACT BC Ratio | 0 | 0 | 0 | 0 | 0 | 0 | 0 | 0 | 0 | 0 | 0 | 0 | 0 | 0 | 0 | 0 | 0 | 0 | 0 | 0 | 0 | 0 | 0 | 0 | 0 | 0 | 0
F3_Commercial_Warehouse_Existing_Food Preparation_Natural Gas_Commercial Food Prep Other_E7 | F3 | Commercial | Warehouse | Existing | Food Preparation | Natural Gas | Commercial Food Prep Other | E7 | PACT BC Ratio | 0 | 0 | 0 | 0 | 0 | 0 | 0 | 0 | 0 | 0 | 0 | 0 | 0 | 0 | 0 | 0 | 0 | 0 | 0 | 0 | 0 | 0 | 0 | 0 | 0 | 0 | 0
F3_Commercial_Warehouse_Existing_Food Preparation_Natural Gas_Commercial Food Prep Other_E8 | F3 | Commercial | Warehouse | Existing | Food Preparation | Natural Gas | Commercial Food Prep Other | E8 | PACT BC Ratio | 0 | 0 | 0 | 0 | 0 | 0 | 0 | 0 | 0 | 0 | 0 | 0 | 0 | 0 | 0 | 0 | 0 | 0 | 0 | 0 | 0 | 0 | 0 | 0 | 0 | 0 | 0
F3_Commercial_Warehouse_Existing_Food Preparation_Natural Gas_Commercial Food Prep Other_E9 | F3 | Commercial | Warehouse | Existing | Food Preparation | Natural Gas | Commercial Food Prep Other | E9 | PACT BC Ratio | 0 | 0 | 0 | 0 | 0 | 0 | 0 | 0 | 0 | 0 | 0 | 0 | 0 | 0 | 0 | 0 | 0 | 0 | 0 | 0 | 0 | 0 | 0 | 0 | 0 | 0 | 0
F3_Commercial_Warehouse_Existing_Food Preparation_Natural Gas_Commercial Food Prep Other_E10 | F3 | Commercial | Warehouse | Existing | Food Preparation | Natural Gas | Commercial Food Prep Other | E10 | PACT BC Ratio | 0 | 0 | 0 | 0 | 0 | 0 | 0 | 0 | 0 | 0 | 0 | 0 | 0 | 0 | 0 | 0 | 0 | 0 | 0 | 0 | 0 | 0 | 0 | 0 | 0 | 0 | 0
F4_Commercial_Warehouse_Existing_Food Preparation_Natural Gas_Commercial Food Prep Other_E1 | F4 | Commercial | Warehouse | Existing | Food Preparation | Natural Gas | Commercial Food Prep Other | E1 | RVT BC Ratio | bar: 2021 to 2047
F4_Commercial_Warehouse_Existing_Food Preparation_Natural Gas_Commercial Food Prep Other_E2 | F4 | Commercial | Warehouse | Existing | Food Preparation | Natural Gas | Commercial Food Prep Other | E2 | RVT BC Ratio | 0.7 | 0.7 | 0.7 | 0.7 | 0.7 | 0.7 | 0.7 | 0.7 | 0.7 | 0.7 | 0.7 | 0.7 | 0.7 | 0.7 | 0.7 | 0.7 | 0.7 | 0.7 | 0.7 | 0.7 | 0.7 | 0.7 | 0.7 | 0.7 | 0.7 | 0.7 | 0.7
F4_Commercial_Warehouse_Existing_Food Preparation_Natural Gas_Commercial Food Prep Other_E3 | F4 | Commercial | Warehouse | Existing | Food Preparation | Natural Gas | Commercial Food Prep Other | E3 | RVT BC Ratio | 0 | 0 | 0 | 0 | 0 | 0 | 0 | 0 | 0 | 0 | 0 | 0 | 0 | 0 | 0 | 0 | 0 | 0 | 0 | 0 | 0 | 0 | 0 | 0 | 0 | 0 | 0
F4_Commercial_Warehouse_Existing_Food Preparation_Natural Gas_Commercial Food Prep Other_E4 | F4 | Commercial | Warehouse | Existing | Food Preparation | Natural Gas | Commercial Food Prep Other | E4 | RVT BC Ratio | 0 | 0 | 0 | 0 | 0 | 0 | 0 | 0 | 0 | 0 | 0 | 0 | 0 | 0 | 0 | 0 | 0 | 0 | 0 | 0 | 0 | 0 | 0 | 0 | 0 | 0 | 0
F4_Commercial_Warehouse_Existing_Food Preparation_Natural Gas_Commercial Food Prep Other_E5 | F4 | Commercial | Warehouse | Existing | Food Preparation | Natural Gas | Commercial Food Prep Other | E5 | RVT BC Ratio | 0 | 0 | 0 | 0 | 0 | 0 | 0 | 0 | 0 | 0 | 0 | 0 | 0 | 0 | 0 | 0 | 0 | 0 | 0 | 0 | 0 | 0 | 0 | 0 | 0 | 0 | 0
F4_Commercial_Warehouse_Existing_Food Preparation_Natural Gas_Commercial Food Prep Other_E6 | F4 | Commercial | Warehouse | Existing | Food Preparation | Natural Gas | Commercial Food Prep Other | E6 | RVT BC Ratio | 0 | 0 | 0 | 0 | 0 | 0 | 0 | 0 | 0 | 0 | 0 | 0 | 0 | 0 | 0 | 0 | 0 | 0 | 0 | 0 | 0 | 0 | 0 | 0 | 0 | 0 | 0
F4_Commercial_Warehouse_Existing_Food Preparation_Natural Gas_Commercial Food Prep Other_E7 | F4 | Commercial | Warehouse | Existing | Food Preparation | Natural Gas | Commercial Food Prep Other | E7 | RVT BC Ratio | 0 | 0 | 0 | 0 | 0 | 0 | 0 | 0 | 0 | 0 | 0 | 0 | 0 | 0 | 0 | 0 | 0 | 0 | 0 | 0 | 0 | 0 | 0 | 0 | 0 | 0 | 0
F4_Commercial_Warehouse_Existing_Food Preparation_Natural Gas_Commercial Food Prep Other_E8 | F4 | Commercial | Warehouse | Existing | Food Preparation | Natural Gas | Commercial Food Prep Other | E8 | RVT BC Ratio | 0 | 0 | 0 | 0 | 0 | 0 | 0 | 0 | 0 | 0 | 0 | 0 | 0 | 0 | 0 | 0 | 0 | 0 | 0 | 0 | 0 | 0 | 0 | 0 | 0 | 0 | 0
F4_Commercial_Warehouse_Existing_Food Preparation_Natural Gas_Commercial Food Prep Other_E9 | F4 | Commercial | Warehouse | Existing | Food Preparation | Natural Gas | Commercial Food Prep Other | E9 | RVT BC Ratio | 0 | 0 | 0 | 0 | 0 | 0 | 0 | 0 | 0 | 0 | 0 | 0 | 0 | 0 | 0 | 0 | 0 | 0 | 0 | 0 | 0 | 0 | 0 | 0 | 0 | 0 | 0
F4_Commercial_Warehouse_Existing_Food Preparation_Natural Gas_Commercial Food Prep Other_E10 | F4 | Commercial | Warehouse | Existing | Food Preparation | Natural Gas | Commercial Food Prep Other | E10 | RVT BC Ratio | 0 | 0 | 0 | 0 | 0 | 0 | 0 | 0 | 0 | 0 | 0 | 0 | 0 | 0 | 0 | 0 | 0 | 0 | 0 | 0 | 0 | 0 | 0 | 0 | 0 | 0 | 0
F5_Commercial_Warehouse_Existing_Food Preparation_Natural Gas_Commercial Food Prep Other_E1 | F5 | Commercial | Warehouse | Existing | Food Preparation | Natural Gas | Commercial Food Prep Other | E1 | RIM BC Ratio | bar: 2021 to 2047
F5_Commercial_Warehouse_Existing_Food Preparation_Natural Gas_Commercial Food Prep Other_E2 | F5 | Commercial | Warehouse | Existing | Food Preparation | Natural Gas | Commercial Food Prep Other | E2 | RIM BC Ratio | 12.119 | 11.9441 | 11.7735 | 11.6081 | 11.6097 | 11.7198 | 11.8983 | 12.1145 | 12.348 | 12.5867 | 12.8228 | 13.0318 | 13.1913 | 13.2591 | 13.2278 | 13.0982 | 12.88 | 12.5945 | 12.2546 | 11.8517 | 11.3803 | 10.8378 | 10.3562 | 10.0444 | 9.9097 | 9.9583 | 10.0071
F5_Commercial_Warehouse_Existing_Food Preparation_Natural Gas_Commercial Food Prep Other_E3 | F5 | Commercial | Warehouse | Existing | Food Preparation | Natural Gas | Commercial Food Prep Other | E3 | RIM BC Ratio | 0 | 0 | 0 | 0 | 0 | 0 | 0 | 0 | 0 | 0 | 0 | 0 | 0 | 0 | 0 | 0 | 0 | 0 | 0 | 0 | 0 | 0 | 0 | 0 | 0 | 0 | 0
F5_Commercial_Warehouse_Existing_Food Preparation_Natural Gas_Commercial Food Prep Other_E4 | F5 | Commercial | Warehouse | Existing | Food Preparation | Natural Gas | Commercial Food Prep Other | E4 | RIM BC Ratio | 0 | 0 | 0 | 0 | 0 | 0 | 0 | 0 | 0 | 0 | 0 | 0 | 0 | 0 | 0 | 0 | 0 | 0 | 0 | 0 | 0 | 0 | 0 | 0 | 0 | 0 | 0
F5_Commercial_Warehouse_Existing_Food Preparation_Natural Gas_Commercial Food Prep Other_E5 | F5 | Commercial | Warehouse | Existing | Food Preparation | Natural Gas | Commercial Food Prep Other | E5 | RIM BC Ratio | 0 | 0 | 0 | 0 | 0 | 0 | 0 | 0 | 0 | 0 | 0 | 0 | 0 | 0 | 0 | 0 | 0 | 0 | 0 | 0 | 0 | 0 | 0 | 0 | 0 | 0 | 0
F5_Commercial_Warehouse_Existing_Food Preparation_Natural Gas_Commercial Food Prep Other_E6 | F5 | Commercial | Warehouse | Existing | Food Preparation | Natural Gas | Commercial Food Prep Other | E6 | RIM BC Ratio | 0 | 0 | 0 | 0 | 0 | 0 | 0 | 0 | 0 | 0 | 0 | 0 | 0 | 0 | 0 | 0 | 0 | 0 | 0 | 0 | 0 | 0 | 0 | 0 | 0 | 0 | 0
F5_Commercial_Warehouse_Existing_Food Preparation_Natural Gas_Commercial Food Prep Other_E7 | F5 | Commercial | Warehouse | Existing | Food Preparation | Natural Gas | Commercial Food Prep Other | E7 | RIM BC Ratio | 0 | 0 | 0 | 0 | 0 | 0 | 0 | 0 | 0 | 0 | 0 | 0 | 0 | 0 | 0 | 0 | 0 | 0 | 0 | 0 | 0 | 0 | 0 | 0 | 0 | 0 | 0
F5_Commercial_Warehouse_Existing_Food Preparation_Natural Gas_Commercial Food Prep Other_E8 | F5 | Commercial | Warehouse | Existing | Food Preparation | Natural Gas | Commercial Food Prep Other | E8 | RIM BC Ratio | 0 | 0 | 0 | 0 | 0 | 0 | 0 | 0 | 0 | 0 | 0 | 0 | 0 | 0 | 0 | 0 | 0 | 0 | 0 | 0 | 0 | 0 | 0 | 0 | 0 | 0 | 0
F5_Commercial_Warehouse_Existing_Food Preparation_Natural Gas_Commercial Food Prep Other_E9 | F5 | Commercial | Warehouse | Existing | Food Preparation | Natural Gas | Commercial Food Prep Other | E9 | RIM BC Ratio | 0 | 0 | 0 | 0 | 0 | 0 | 0 | 0 | 0 | 0 | 0 | 0 | 0 | 0 | 0 | 0 | 0 | 0 | 0 | 0 | 0 | 0 | 0 | 0 | 0 | 0 | 0
F5_Commercial_Warehouse_Existing_Food Preparation_Natural Gas_Commercial Food Prep Other_E10 | F5 | Commercial | Warehouse | Existing | Food Preparation | Natural Gas | Commercial Food Prep Other | E10 | RIM BC Ratio | 0 | 0 | 0 | 0 | 0 | 0 | 0 | 0 | 0 | 0 | 0 | 0 | 0 | 0 | 0 | 0 | 0 | 0 | 0 | 0 | 0 | 0 | 0 | 0 | 0 | 0 | 0
F0_Commercial_Warehouse_Existing_Miscellaneous_Natural Gas_Pool Heater_E0 | F0 | Commercial | Warehouse | Existing | Miscellaneous | Natural Gas | Pool Heater | E0 | Economic Unit | Standard (EF .78) | Standard (EF .78) | Standard (EF .78) | Standard (EF .78) | Standard (EF .78) | Standard (EF .78) | Standard (EF .78) | Standard (EF .78) | Standard (EF .78) | Standard (EF .78) | Standard (EF .78) | Standard (EF .78) | Standard (EF .78) | Standard (EF .78) | Standard (EF .78) | Standard (EF .78) | Standard (EF .78) | Standard (EF .78) | Standard (EF .78) | Standard (EF .78) | Standard (EF .78) | Standard (EF .78) | Standard (EF .78) | Standard (EF .78) | Standard (EF .78) | Standard (EF .78) | Standard (EF .78)
F1_Commercial_Warehouse_Existing_Miscellaneous_Natural Gas_Pool Heater_E1 | F1 | Commercial | Warehouse | Existing | Miscellaneous | Natural Gas | Pool Heater | E1 | CCE | 0 | 0 | 0 | 0 | 0 | 0 | 0 | 0 | 0 | 0 | 0 | 0 | 0 | 0 | 0 | 0 | 0 | 0 | 0 | 0 | 0 | 0 | 0 | 0 | 0 | 0 | 0
F1_Commercial_Warehouse_Existing_Miscellaneous_Natural Gas_Pool Heater_E2 | F1 | Commercial | Warehouse | Existing | Miscellaneous | Natural Gas | Pool Heater | E2 | CCE | 0.01727 | 0.01727 | 0.01727 | 0.01727 | 0.01727 | 0.01727 | 0.01727 | 0.01727 | 0.01727 | 0.01727 | 0.01727 | 0.01727 | 0.01727 | 0.01727 | 0.01727 | 0.01727 | 0.01727 | 0.01727 | 0.01727 | 0.01727 | 0.01727 | 0.01727 | 0.01727 | 0.01727 | 0.01727 | 0.01727 | 0.01727
F1_Commercial_Warehouse_Existing_Miscellaneous_Natural Gas_Pool Heater_E3 | F1 | Commercial | Warehouse | Existing | Miscellaneous | Natural Gas | Pool Heater | E3 | CCE | 0 | 0 | 0 | 0 | 0 | 0 | 0 | 0 | 0 | 0 | 0 | 0 | 0 | 0 | 0 | 0 | 0 | 0 | 0 | 0 | 0 | 0 | 0 | 0 | 0 | 0 | 0
F1_Commercial_Warehouse_Existing_Miscellaneous_Natural Gas_Pool Heater_E4 | F1 | Commercial | Warehouse | Existing | Miscellaneous | Natural Gas | Pool Heater | E4 | CCE | 0 | 0 | 0 | 0 | 0 | 0 | 0 | 0 | 0 | 0 | 0 | 0 | 0 | 0 | 0 | 0 | 0 | 0 | 0 | 0 | 0 | 0 | 0 | 0 | 0 | 0 | 0
F1_Commercial_Warehouse_Existing_Miscellaneous_Natural Gas_Pool Heater_E5 | F1 | Commercial | Warehouse | Existing | Miscellaneous | Natural Gas | Pool Heater | E5 | CCE | 0 | 0 | 0 | 0 | 0 | 0 | 0 | 0 | 0 | 0 | 0 | 0 | 0 | 0 | 0 | 0 | 0 | 0 | 0 | 0 | 0 | 0 | 0 | 0 | 0 | 0 | 0
F1_Commercial_Warehouse_Existing_Miscellaneous_Natural Gas_Pool Heater_E6 | F1 | Commercial | Warehouse | Existing | Miscellaneous | Natural Gas | Pool Heater | E6 | CCE | 0 | 0 | 0 | 0 | 0 | 0 | 0 | 0 | 0 | 0 | 0 | 0 | 0 | 0 | 0 | 0 | 0 | 0 | 0 | 0 | 0 | 0 | 0 | 0 | 0 | 0 | 0
F1_Commercial_Warehouse_Existing_Miscellaneous_Natural Gas_Pool Heater_E7 | F1 | Commercial | Warehouse | Existing | Miscellaneous | Natural Gas | Pool Heater | E7 | CCE | 0 | 0 | 0 | 0 | 0 | 0 | 0 | 0 | 0 | 0 | 0 | 0 | 0 | 0 | 0 | 0 | 0 | 0 | 0 | 0 | 0 | 0 | 0 | 0 | 0 | 0 | 0
F1_Commercial_Warehouse_Existing_Miscellaneous_Natural Gas_Pool Heater_E8 | F1 | Commercial | Warehouse | Existing | Miscellaneous | Natural Gas | Pool Heater | E8 | CCE | 0 | 0 | 0 | 0 | 0 | 0 | 0 | 0 | 0 | 0 | 0 | 0 | 0 | 0 | 0 | 0 | 0 | 0 | 0 | 0 | 0 | 0 | 0 | 0 | 0 | 0 | 0
F1_Commercial_Warehouse_Existing_Miscellaneous_Natural Gas_Pool Heater_E9 | F1 | Commercial | Warehouse | Existing | Miscellaneous | Natural Gas | Pool Heater | E9 | CCE | 0 | 0 | 0 | 0 | 0 | 0 | 0 | 0 | 0 | 0 | 0 | 0 | 0 | 0 | 0 | 0 | 0 | 0 | 0 | 0 | 0 | 0 | 0 | 0 | 0 | 0 | 0
F1_Commercial_Warehouse_Existing_Miscellaneous_Natural Gas_Pool Heater_E10 | F1 | Commercial | Warehouse | Existing | Miscellaneous | Natural Gas | Pool Heater | E10 | CCE | 0 | 0 | 0 | 0 | 0 | 0 | 0 | 0 | 0 | 0 | 0 | 0 | 0 | 0 | 0 | 0 | 0 | 0 | 0 | 0 | 0 | 0 | 0 | 0 | 0 | 0 | 0
F2_Commercial_Warehouse_Existing_Miscellaneous_Natural Gas_Pool Heater_E1 | F2 | Commercial | Warehouse | Existing | Miscellaneous | Natural Gas | Pool Heater | E1 | TRC BC Ratio | bar: 2021 to 2047
F2_Commercial_Warehouse_Existing_Miscellaneous_Natural Gas_Pool Heater_E2 | F2 | Commercial | Warehouse | Existing | Miscellaneous | Natural Gas | Pool Heater | E2 | TRC BC Ratio | 0.81519 | 0.79395 | 0.77145 | 0.74865 | 0.74158 | 0.74479 | 0.75444 | 0.76754 | 0.78207 | 0.7969 | 0.8123 | 0.82818 | 0.84505 | 0.86169 | 0.87741 | 0.88939 | 0.89388 | 0.88772 | 0.8685 | 0.83583 | 0.79136 | 0.73728 | 0.68909 | 0.65735 | 0.64275 | 0.6459 | 0.64907
F2_Commercial_Warehouse_Existing_Miscellaneous_Natural Gas_Pool Heater_E3 | F2 | Commercial | Warehouse | Existing | Miscellaneous | Natural Gas | Pool Heater | E3 | TRC BC Ratio | 0 | 0 | 0 | 0 | 0 | 0 | 0 | 0 | 0 | 0 | 0 | 0 | 0 | 0 | 0 | 0 | 0 | 0 | 0 | 0 | 0 | 0 | 0 | 0 | 0 | 0 | 0
F2_Commercial_Warehouse_Existing_Miscellaneous_Natural Gas_Pool Heater_E4 | F2 | Commercial | Warehouse | Existing | Miscellaneous | Natural Gas | Pool Heater | E4 | TRC BC Ratio | 0 | 0 | 0 | 0 | 0 | 0 | 0 | 0 | 0 | 0 | 0 | 0 | 0 | 0 | 0 | 0 | 0 | 0 | 0 | 0 | 0 | 0 | 0 | 0 | 0 | 0 | 0
F2_Commercial_Warehouse_Existing_Miscellaneous_Natural Gas_Pool Heater_E5 | F2 | Commercial | Warehouse | Existing | Miscellaneous | Natural Gas | Pool Heater | E5 | TRC BC Ratio | 0 | 0 | 0 | 0 | 0 | 0 | 0 | 0 | 0 | 0 | 0 | 0 | 0 | 0 | 0 | 0 | 0 | 0 | 0 | 0 | 0 | 0 | 0 | 0 | 0 | 0 | 0
F2_Commercial_Warehouse_Existing_Miscellaneous_Natural Gas_Pool Heater_E6 | F2 | Commercial | Warehouse | Existing | Miscellaneous | Natural Gas | Pool Heater | E6 | TRC BC Ratio | 0 | 0 | 0 | 0 | 0 | 0 | 0 | 0 | 0 | 0 | 0 | 0 | 0 | 0 | 0 | 0 | 0 | 0 | 0 | 0 | 0 | 0 | 0 | 0 | 0 | 0 | 0
F2_Commercial_Warehouse_Existing_Miscellaneous_Natural Gas_Pool Heater_E7 | F2 | Commercial | Warehouse | Existing | Miscellaneous | Natural Gas | Pool Heater | E7 | TRC BC Ratio | 0 | 0 | 0 | 0 | 0 | 0 | 0 | 0 | 0 | 0 | 0 | 0 | 0 | 0 | 0 | 0 | 0 | 0 | 0 | 0 | 0 | 0 | 0 | 0 | 0 | 0 | 0
F2_Commercial_Warehouse_Existing_Miscellaneous_Natural Gas_Pool Heater_E8 | F2 | Commercial | Warehouse | Existing | Miscellaneous | Natural Gas | Pool Heater | E8 | TRC BC Ratio | 0 | 0 | 0 | 0 | 0 | 0 | 0 | 0 | 0 | 0 | 0 | 0 | 0 | 0 | 0 | 0 | 0 | 0 | 0 | 0 | 0 | 0 | 0 | 0 | 0 | 0 | 0
F2_Commercial_Warehouse_Existing_Miscellaneous_Natural Gas_Pool Heater_E9 | F2 | Commercial | Warehouse | Existing | Miscellaneous | Natural Gas | Pool Heater | E9 | TRC BC Ratio | 0 | 0 | 0 | 0 | 0 | 0 | 0 | 0 | 0 | 0 | 0 | 0 | 0 | 0 | 0 | 0 | 0 | 0 | 0 | 0 | 0 | 0 | 0 | 0 | 0 | 0 | 0
F2_Commercial_Warehouse_Existing_Miscellaneous_Natural Gas_Pool Heater_E10 | F2 | Commercial | Warehouse | Existing | Miscellaneous | Natural Gas | Pool Heater | E10 | TRC BC Ratio | 0 | 0 | 0 | 0 | 0 | 0 | 0 | 0 | 0 | 0 | 0 | 0 | 0 | 0 | 0 | 0 | 0 | 0 | 0 | 0 | 0 | 0 | 0 | 0 | 0 | 0 | 0
F3_Commercial_Warehouse_Existing_Miscellaneous_Natural Gas_Pool Heater_E1 | F3 | Commercial | Warehouse | Existing | Miscellaneous | Natural Gas | Pool Heater | E1 | PACT BC Ratio | bar: 2021 to 2047
F3_Commercial_Warehouse_Existing_Miscellaneous_Natural Gas_Pool Heater_E2 | F3 | Commercial | Warehouse | Existing | Miscellaneous | Natural Gas | Pool Heater | E2 | PACT BC Ratio | 1.0278 | 1.0011 | 0.9727 | 0.94395 | 0.93503 | 0.93908 | 0.95126 | 0.96777 | 0.98608 | 1.0048 | 1.0242 | 1.0442 | 1.0655 | 1.0865 | 1.1063 | 1.1214 | 1.1271 | 1.1193 | 1.0951 | 1.0539 | 0.99781 | 0.92962 | 0.86885 | 0.82883 | 0.81042 | 0.8144 | 0.81839
F3_Commercial_Warehouse_Existing_Miscellaneous_Natural Gas_Pool Heater_E3 | F3 | Commercial | Warehouse | Existing | Miscellaneous | Natural Gas | Pool Heater | E3 | PACT BC Ratio | 0 | 0 | 0 | 0 | 0 | 0 | 0 | 0 | 0 | 0 | 0 | 0 | 0 | 0 | 0 | 0 | 0 | 0 | 0 | 0 | 0 | 0 | 0 | 0 | 0 | 0 | 0
F3_Commercial_Warehouse_Existing_Miscellaneous_Natural Gas_Pool Heater_E4 | F3 | Commercial | Warehouse | Existing | Miscellaneous | Natural Gas | Pool Heater | E4 | PACT BC Ratio | 0 | 0 | 0 | 0 | 0 | 0 | 0 | 0 | 0 | 0 | 0 | 0 | 0 | 0 | 0 | 0 | 0 | 0 | 0 | 0 | 0 | 0 | 0 | 0 | 0 | 0 | 0
F3_Commercial_Warehouse_Existing_Miscellaneous_Natural Gas_Pool Heater_E5 | F3 | Commercial | Warehouse | Existing | Miscellaneous | Natural Gas | Pool Heater | E5 | PACT BC Ratio | 0 | 0 | 0 | 0 | 0 | 0 | 0 | 0 | 0 | 0 | 0 | 0 | 0 | 0 | 0 | 0 | 0 | 0 | 0 | 0 | 0 | 0 | 0 | 0 | 0 | 0 | 0
F3_Commercial_Warehouse_Existing_Miscellaneous_Natural Gas_Pool Heater_E6 | F3 | Commercial | Warehouse | Existing | Miscellaneous | Natural Gas | Pool Heater | E6 | PACT BC Ratio | 0 | 0 | 0 | 0 | 0 | 0 | 0 | 0 | 0 | 0 | 0 | 0 | 0 | 0 | 0 | 0 | 0 | 0 | 0 | 0 | 0 | 0 | 0 | 0 | 0 | 0 | 0
F3_Commercial_Warehouse_Existing_Miscellaneous_Natural Gas_Pool Heater_E7 | F3 | Commercial | Warehouse | Existing | Miscellaneous | Natural Gas | Pool Heater | E7 | PACT BC Ratio | 0 | 0 | 0 | 0 | 0 | 0 | 0 | 0 | 0 | 0 | 0 | 0 | 0 | 0 | 0 | 0 | 0 | 0 | 0 | 0 | 0 | 0 | 0 | 0 | 0 | 0 | 0
F3_Commercial_Warehouse_Existing_Miscellaneous_Natural Gas_Pool Heater_E8 | F3 | Commercial | Warehouse | Existing | Miscellaneous | Natural Gas | Pool Heater | E8 | PACT BC Ratio | 0 | 0 | 0 | 0 | 0 | 0 | 0 | 0 | 0 | 0 | 0 | 0 | 0 | 0 | 0 | 0 | 0 | 0 | 0 | 0 | 0 | 0 | 0 | 0 | 0 | 0 | 0
F3_Commercial_Warehouse_Existing_Miscellaneous_Natural Gas_Pool Heater_E9 | F3 | Commercial | Warehouse | Existing | Miscellaneous | Natural Gas | Pool Heater | E9 | PACT BC Ratio | 0 | 0 | 0 | 0 | 0 | 0 | 0 | 0 | 0 | 0 | 0 | 0 | 0 | 0 | 0 | 0 | 0 | 0 | 0 | 0 | 0 | 0 | 0 | 0 | 0 | 0 | 0
F3_Commercial_Warehouse_Existing_Miscellaneous_Natural Gas_Pool Heater_E10 | F3 | Commercial | Warehouse | Existing | Miscellaneous | Natural Gas | Pool Heater | E10 | PACT BC Ratio | 0 | 0 | 0 | 0 | 0 | 0 | 0 | 0 | 0 | 0 | 0 | 0 | 0 | 0 | 0 | 0 | 0 | 0 | 0 | 0 | 0 | 0 | 0 | 0 | 0 | 0 | 0
F4_Commercial_Warehouse_Existing_Miscellaneous_Natural Gas_Pool Heater_E1 | F4 | Commercial | Warehouse | Existing | Miscellaneous | Natural Gas | Pool Heater | E1 | RVT BC Ratio | bar: 2021 to 2047
F4_Commercial_Warehouse_Existing_Miscellaneous_Natural Gas_Pool Heater_E2 | F4 | Commercial | Warehouse | Existing | Miscellaneous | Natural Gas | Pool Heater | E2 | RVT BC Ratio | 0.7 | 0.7 | 0.7 | 0.7 | 0.7 | 0.7 | 0.7 | 0.7 | 0.7 | 0.7 | 0.7 | 0.7 | 0.7 | 0.7 | 0.7 | 0.7 | 0.7 | 0.7 | 0.7 | 0.7 | 0.7 | 0.7 | 0.7 | 0.7 | 0.7 | 0.7 | 0.7
F4_Commercial_Warehouse_Existing_Miscellaneous_Natural Gas_Pool Heater_E3 | F4 | Commercial | Warehouse | Existing | Miscellaneous | Natural Gas | Pool Heater | E3 | RVT BC Ratio | 0 | 0 | 0 | 0 | 0 | 0 | 0 | 0 | 0 | 0 | 0 | 0 | 0 | 0 | 0 | 0 | 0 | 0 | 0 | 0 | 0 | 0 | 0 | 0 | 0 | 0 | 0
F4_Commercial_Warehouse_Existing_Miscellaneous_Natural Gas_Pool Heater_E4 | F4 | Commercial | Warehouse | Existing | Miscellaneous | Natural Gas | Pool Heater | E4 | RVT BC Ratio | 0 | 0 | 0 | 0 | 0 | 0 | 0 | 0 | 0 | 0 | 0 | 0 | 0 | 0 | 0 | 0 | 0 | 0 | 0 | 0 | 0 | 0 | 0 | 0 | 0 | 0 | 0
F4_Commercial_Warehouse_Existing_Miscellaneous_Natural Gas_Pool Heater_E5 | F4 | Commercial | Warehouse | Existing | Miscellaneous | Natural Gas | Pool Heater | E5 | RVT BC Ratio | 0 | 0 | 0 | 0 | 0 | 0 | 0 | 0 | 0 | 0 | 0 | 0 | 0 | 0 | 0 | 0 | 0 | 0 | 0 | 0 | 0 | 0 | 0 | 0 | 0 | 0 | 0
F4_Commercial_Warehouse_Existing_Miscellaneous_Natural Gas_Pool Heater_E6 | F4 | Commercial | Warehouse | Existing | Miscellaneous | Natural Gas | Pool Heater | E6 | RVT BC Ratio | 0 | 0 | 0 | 0 | 0 | 0 | 0 | 0 | 0 | 0 | 0 | 0 | 0 | 0 | 0 | 0 | 0 | 0 | 0 | 0 | 0 | 0 | 0 | 0 | 0 | 0 | 0
F4_Commercial_Warehouse_Existing_Miscellaneous_Natural Gas_Pool Heater_E7 | F4 | Commercial | Warehouse | Existing | Miscellaneous | Natural Gas | Pool Heater | E7 | RVT BC Ratio | 0 | 0 | 0 | 0 | 0 | 0 | 0 | 0 | 0 | 0 | 0 | 0 | 0 | 0 | 0 | 0 | 0 | 0 | 0 | 0 | 0 | 0 | 0 | 0 | 0 | 0 | 0
F4_Commercial_Warehouse_Existing_Miscellaneous_Natural Gas_Pool Heater_E8 | F4 | Commercial | Warehouse | Existing | Miscellaneous | Natural Gas | Pool Heater | E8 | RVT BC Ratio | 0 | 0 | 0 | 0 | 0 | 0 | 0 | 0 | 0 | 0 | 0 | 0 | 0 | 0 | 0 | 0 | 0 | 0 | 0 | 0 | 0 | 0 | 0 | 0 | 0 | 0 | 0
F4_Commercial_Warehouse_Existing_Miscellaneous_Natural Gas_Pool Heater_E9 | F4 | Commercial | Warehouse | Existing | Miscellaneous | Natural Gas | Pool Heater | E9 | RVT BC Ratio | 0 | 0 | 0 | 0 | 0 | 0 | 0 | 0 | 0 | 0 | 0 | 0 | 0 | 0 | 0 | 0 | 0 | 0 | 0 | 0 | 0 | 0 | 0 | 0 | 0 | 0 | 0
F4_Commercial_Warehouse_Existing_Miscellaneous_Natural Gas_Pool Heater_E10 | F4 | Commercial | Warehouse | Existing | Miscellaneous | Natural Gas | Pool Heater | E10 | RVT BC Ratio | 0 | 0 | 0 | 0 | 0 | 0 | 0 | 0 | 0 | 0 | 0 | 0 | 0 | 0 | 0 | 0 | 0 | 0 | 0 | 0 | 0 | 0 | 0 | 0 | 0 | 0 | 0
F5_Commercial_Warehouse_Existing_Miscellaneous_Natural Gas_Pool Heater_E1 | F5 | Commercial | Warehouse | Existing | Miscellaneous | Natural Gas | Pool Heater | E1 | RIM BC Ratio | bar: 2021 to 2047
F5_Commercial_Warehouse_Existing_Miscellaneous_Natural Gas_Pool Heater_E2 | F5 | Commercial | Warehouse | Existing | Miscellaneous | Natural Gas | Pool Heater | E2 | RIM BC Ratio | 1.0278 | 1.0011 | 0.9727 | 0.94395 | 0.93503 | 0.93908 | 0.95126 | 0.96777 | 0.98608 | 1.0048 | 1.0242 | 1.0442 | 1.0655 | 1.0865 | 1.1063 | 1.1214 | 1.1271 | 1.1193 | 1.0951 | 1.0539 | 0.99781 | 0.92962 | 0.86885 | 0.82883 | 0.81042 | 0.8144 | 0.81839
F5_Commercial_Warehouse_Existing_Miscellaneous_Natural Gas_Pool Heater_E3 | F5 | Commercial | Warehouse | Existing | Miscellaneous | Natural Gas | Pool Heater | E3 | RIM BC Ratio | 0 | 0 | 0 | 0 | 0 | 0 | 0 | 0 | 0 | 0 | 0 | 0 | 0 | 0 | 0 | 0 | 0 | 0 | 0 | 0 | 0 | 0 | 0 | 0 | 0 | 0 | 0
F5_Commercial_Warehouse_Existing_Miscellaneous_Natural Gas_Pool Heater_E4 | F5 | Commercial | Warehouse | Existing | Miscellaneous | Natural Gas | Pool Heater | E4 | RIM BC Ratio | 0 | 0 | 0 | 0 | 0 | 0 | 0 | 0 | 0 | 0 | 0 | 0 | 0 | 0 | 0 | 0 | 0 | 0 | 0 | 0 | 0 | 0 | 0 | 0 | 0 | 0 | 0
F5_Commercial_Warehouse_Existing_Miscellaneous_Natural Gas_Pool Heater_E5 | F5 | Commercial | Warehouse | Existing | Miscellaneous | Natural Gas | Pool Heater | E5 | RIM BC Ratio | 0 | 0 | 0 | 0 | 0 | 0 | 0 | 0 | 0 | 0 | 0 | 0 | 0 | 0 | 0 | 0 | 0 | 0 | 0 | 0 | 0 | 0 | 0 | 0 | 0 | 0 | 0
F5_Commercial_Warehouse_Existing_Miscellaneous_Natural Gas_Pool Heater_E6 | F5 | Commercial | Warehouse | Existing | Miscellaneous | Natural Gas | Pool Heater | E6 | RIM BC Ratio | 0 | 0 | 0 | 0 | 0 | 0 | 0 | 0 | 0 | 0 | 0 | 0 | 0 | 0 | 0 | 0 | 0 | 0 | 0 | 0 | 0 | 0 | 0 | 0 | 0 | 0 | 0
F5_Commercial_Warehouse_Existing_Miscellaneous_Natural Gas_Pool Heater_E7 | F5 | Commercial | Warehouse | Existing | Miscellaneous | Natural Gas | Pool Heater | E7 | RIM BC Ratio | 0 | 0 | 0 | 0 | 0 | 0 | 0 | 0 | 0 | 0 | 0 | 0 | 0 | 0 | 0 | 0 | 0 | 0 | 0 | 0 | 0 | 0 | 0 | 0 | 0 | 0 | 0
F5_Commercial_Warehouse_Existing_Miscellaneous_Natural Gas_Pool Heater_E8 | F5 | Commercial | Warehouse | Existing | Miscellaneous | Natural Gas | Pool Heater | E8 | RIM BC Ratio | 0 | 0 | 0 | 0 | 0 | 0 | 0 | 0 | 0 | 0 | 0 | 0 | 0 | 0 | 0 | 0 | 0 | 0 | 0 | 0 | 0 | 0 | 0 | 0 | 0 | 0 | 0
F5_Commercial_Warehouse_Existing_Miscellaneous_Natural Gas_Pool Heater_E9 | F5 | Commercial | Warehouse | Existing | Miscellaneous | Natural Gas | Pool Heater | E9 | RIM BC Ratio | 0 | 0 | 0 | 0 | 0 | 0 | 0 | 0 | 0 | 0 | 0 | 0 | 0 | 0 | 0 | 0 | 0 | 0 | 0 | 0 | 0 | 0 | 0 | 0 | 0 | 0 | 0
F5_Commercial_Warehouse_Existing_Miscellaneous_Natural Gas_Pool Heater_E10 | F5 | Commercial | Warehouse | Existing | Miscellaneous | Natural Gas | Pool Heater | E10 | RIM BC Ratio | 0 | 0 | 0 | 0 | 0 | 0 | 0 | 0 | 0 | 0 | 0 | 0 | 0 | 0 | 0 | 0 | 0 | 0 | 0 | 0 | 0 | 0 | 0 | 0 | 0 | 0 | 0
F0_Commercial_Warehouse_Existing_Miscellaneous_Natural Gas_Miscellaneous_E0 | F0 | Commercial | Warehouse | Existing | Miscellaneous | Natural Gas | Miscellaneous | E0 | Economic Unit | Miscellaneous | Miscellaneous | Miscellaneous | Miscellaneous | Miscellaneous | Miscellaneous | Miscellaneous | Miscellaneous | Miscellaneous | Miscellaneous | Miscellaneous | Miscellaneous | Miscellaneous | Miscellaneous | Miscellaneous | Miscellaneous | Miscellaneous | Miscellaneous | Miscellaneous | Miscellaneous | Miscellaneous | Miscellaneous | Miscellaneous | Miscellaneous | Miscellaneous | Miscellaneous | Miscellaneous
F1_Commercial_Warehouse_Existing_Miscellaneous_Natural Gas_Miscellaneous_E1 | F1 | Commercial | Warehouse | Existing | Miscellaneous | Natural Gas | Miscellaneous | E1 | CCE | 0 | 0 | 0 | 0 | 0 | 0 | 0 | 0 | 0 | 0 | 0 | 0 | 0 | 0 | 0 | 0 | 0 | 0 | 0 | 0 | 0 | 0 | 0 | 0 | 0 | 0 | 0
F1_Commercial_Warehouse_Existing_Miscellaneous_Natural Gas_Miscellaneous_E2 | F1 | Commercial | Warehouse | Existing | Miscellaneous | Natural Gas | Miscellaneous | E2 | CCE | 0 | 0 | 0 | 0 | 0 | 0 | 0 | 0 | 0 | 0 | 0 | 0 | 0 | 0 | 0 | 0 | 0 | 0 | 0 | 0 | 0 | 0 | 0 | 0 | 0 | 0 | 0
F1_Commercial_Warehouse_Existing_Miscellaneous_Natural Gas_Miscellaneous_E3 | F1 | Commercial | Warehouse | Existing | Miscellaneous | Natural Gas | Miscellaneous | E3 | CCE | 0 | 0 | 0 | 0 | 0 | 0 | 0 | 0 | 0 | 0 | 0 | 0 | 0 | 0 | 0 | 0 | 0 | 0 | 0 | 0 | 0 | 0 | 0 | 0 | 0 | 0 | 0
F1_Commercial_Warehouse_Existing_Miscellaneous_Natural Gas_Miscellaneous_E4 | F1 | Commercial | Warehouse | Existing | Miscellaneous | Natural Gas | Miscellaneous | E4 | CCE | 0 | 0 | 0 | 0 | 0 | 0 | 0 | 0 | 0 | 0 | 0 | 0 | 0 | 0 | 0 | 0 | 0 | 0 | 0 | 0 | 0 | 0 | 0 | 0 | 0 | 0 | 0
F1_Commercial_Warehouse_Existing_Miscellaneous_Natural Gas_Miscellaneous_E5 | F1 | Commercial | Warehouse | Existing | Miscellaneous | Natural Gas | Miscellaneous | E5 | CCE | 0 | 0 | 0 | 0 | 0 | 0 | 0 | 0 | 0 | 0 | 0 | 0 | 0 | 0 | 0 | 0 | 0 | 0 | 0 | 0 | 0 | 0 | 0 | 0 | 0 | 0 | 0
F1_Commercial_Warehouse_Existing_Miscellaneous_Natural Gas_Miscellaneous_E6 | F1 | Commercial | Warehouse | Existing | Miscellaneous | Natural Gas | Miscellaneous | E6 | CCE | 0 | 0 | 0 | 0 | 0 | 0 | 0 | 0 | 0 | 0 | 0 | 0 | 0 | 0 | 0 | 0 | 0 | 0 | 0 | 0 | 0 | 0 | 0 | 0 | 0 | 0 | 0
F1_Commercial_Warehouse_Existing_Miscellaneous_Natural Gas_Miscellaneous_E7 | F1 | Commercial | Warehouse | Existing | Miscellaneous | Natural Gas | Miscellaneous | E7 | CCE | 0 | 0 | 0 | 0 | 0 | 0 | 0 | 0 | 0 | 0 | 0 | 0 | 0 | 0 | 0 | 0 | 0 | 0 | 0 | 0 | 0 | 0 | 0 | 0 | 0 | 0 | 0
F1_Commercial_Warehouse_Existing_Miscellaneous_Natural Gas_Miscellaneous_E8 | F1 | Commercial | Warehouse | Existing | Miscellaneous | Natural Gas | Miscellaneous | E8 | CCE | 0 | 0 | 0 | 0 | 0 | 0 | 0 | 0 | 0 | 0 | 0 | 0 | 0 | 0 | 0 | 0 | 0 | 0 | 0 | 0 | 0 | 0 | 0 | 0 | 0 | 0 | 0
F1_Commercial_Warehouse_Existing_Miscellaneous_Natural Gas_Miscellaneous_E9 | F1 | Commercial | Warehouse | Existing | Miscellaneous | Natural Gas | Miscellaneous | E9 | CCE | 0 | 0 | 0 | 0 | 0 | 0 | 0 | 0 | 0 | 0 | 0 | 0 | 0 | 0 | 0 | 0 | 0 | 0 | 0 | 0 | 0 | 0 | 0 | 0 | 0 | 0 | 0
F1_Commercial_Warehouse_Existing_Miscellaneous_Natural Gas_Miscellaneous_E10 | F1 | Commercial | Warehouse | Existing | Miscellaneous | Natural Gas | Miscellaneous | E10 | CCE | 0 | 0 | 0 | 0 | 0 | 0 | 0 | 0 | 0 | 0 | 0 | 0 | 0 | 0 | 0 | 0 | 0 | 0 | 0 | 0 | 0 | 0 | 0 | 0 | 0 | 0 | 0
F2_Commercial_Warehouse_Existing_Miscellaneous_Natural Gas_Miscellaneous_E1 | F2 | Commercial | Warehouse | Existing | Miscellaneous | Natural Gas | Miscellaneous | E1 | TRC BC Ratio | bar: 2021 to 2047
F2_Commercial_Warehouse_Existing_Miscellaneous_Natural Gas_Miscellaneous_E2 | F2 | Commercial | Warehouse | Existing | Miscellaneous | Natural Gas | Miscellaneous | E2 | TRC BC Ratio | 0 | 0 | 0 | 0 | 0 | 0 | 0 | 0 | 0 | 0 | 0 | 0 | 0 | 0 | 0 | 0 | 0 | 0 | 0 | 0 | 0 | 0 | 0 | 0 | 0 | 0 | 0
F2_Commercial_Warehouse_Existing_Miscellaneous_Natural Gas_Miscellaneous_E3 | F2 | Commercial | Warehouse | Existing | Miscellaneous | Natural Gas | Miscellaneous | E3 | TRC BC Ratio | 0 | 0 | 0 | 0 | 0 | 0 | 0 | 0 | 0 | 0 | 0 | 0 | 0 | 0 | 0 | 0 | 0 | 0 | 0 | 0 | 0 | 0 | 0 | 0 | 0 | 0 | 0
F2_Commercial_Warehouse_Existing_Miscellaneous_Natural Gas_Miscellaneous_E4 | F2 | Commercial | Warehouse | Existing | Miscellaneous | Natural Gas | Miscellaneous | E4 | TRC BC Ratio | 0 | 0 | 0 | 0 | 0 | 0 | 0 | 0 | 0 | 0 | 0 | 0 | 0 | 0 | 0 | 0 | 0 | 0 | 0 | 0 | 0 | 0 | 0 | 0 | 0 | 0 | 0
F2_Commercial_Warehouse_Existing_Miscellaneous_Natural Gas_Miscellaneous_E5 | F2 | Commercial | Warehouse | Existing | Miscellaneous | Natural Gas | Miscellaneous | E5 | TRC BC Ratio | 0 | 0 | 0 | 0 | 0 | 0 | 0 | 0 | 0 | 0 | 0 | 0 | 0 | 0 | 0 | 0 | 0 | 0 | 0 | 0 | 0 | 0 | 0 | 0 | 0 | 0 | 0
F2_Commercial_Warehouse_Existing_Miscellaneous_Natural Gas_Miscellaneous_E6 | F2 | Commercial | Warehouse | Existing | Miscellaneous | Natural Gas | Miscellaneous | E6 | TRC BC Ratio | 0 | 0 | 0 | 0 | 0 | 0 | 0 | 0 | 0 | 0 | 0 | 0 | 0 | 0 | 0 | 0 | 0 | 0 | 0 | 0 | 0 | 0 | 0 | 0 | 0 | 0 | 0
F2_Commercial_Warehouse_Existing_Miscellaneous_Natural Gas_Miscellaneous_E7 | F2 | Commercial | Warehouse | Existing | Miscellaneous | Natural Gas | Miscellaneous | E7 | TRC BC Ratio | 0 | 0 | 0 | 0 | 0 | 0 | 0 | 0 | 0 | 0 | 0 | 0 | 0 | 0 | 0 | 0 | 0 | 0 | 0 | 0 | 0 | 0 | 0 | 0 | 0 | 0 | 0
F2_Commercial_Warehouse_Existing_Miscellaneous_Natural Gas_Miscellaneous_E8 | F2 | Commercial | Warehouse | Existing | Miscellaneous | Natural Gas | Miscellaneous | E8 | TRC BC Ratio | 0 | 0 | 0 | 0 | 0 | 0 | 0 | 0 | 0 | 0 | 0 | 0 | 0 | 0 | 0 | 0 | 0 | 0 | 0 | 0 | 0 | 0 | 0 | 0 | 0 | 0 | 0
F2_Commercial_Warehouse_Existing_Miscellaneous_Natural Gas_Miscellaneous_E9 | F2 | Commercial | Warehouse | Existing | Miscellaneous | Natural Gas | Miscellaneous | E9 | TRC BC Ratio | 0 | 0 | 0 | 0 | 0 | 0 | 0 | 0 | 0 | 0 | 0 | 0 | 0 | 0 | 0 | 0 | 0 | 0 | 0 | 0 | 0 | 0 | 0 | 0 | 0 | 0 | 0
F2_Commercial_Warehouse_Existing_Miscellaneous_Natural Gas_Miscellaneous_E10 | F2 | Commercial | Warehouse | Existing | Miscellaneous | Natural Gas | Miscellaneous | E10 | TRC BC Ratio | 0 | 0 | 0 | 0 | 0 | 0 | 0 | 0 | 0 | 0 | 0 | 0 | 0 | 0 | 0 | 0 | 0 | 0 | 0 | 0 | 0 | 0 | 0 | 0 | 0 | 0 | 0
F3_Commercial_Warehouse_Existing_Miscellaneous_Natural Gas_Miscellaneous_E1 | F3 | Commercial | Warehouse | Existing | Miscellaneous | Natural Gas | Miscellaneous | E1 | PACT BC Ratio | bar: 2021 to 2047
F3_Commercial_Warehouse_Existing_Miscellaneous_Natural Gas_Miscellaneous_E2 | F3 | Commercial | Warehouse | Existing | Miscellaneous | Natural Gas | Miscellaneous | E2 | PACT BC Ratio | 0 | 0 | 0 | 0 | 0 | 0 | 0 | 0 | 0 | 0 | 0 | 0 | 0 | 0 | 0 | 0 | 0 | 0 | 0 | 0 | 0 | 0 | 0 | 0 | 0 | 0 | 0
F3_Commercial_Warehouse_Existing_Miscellaneous_Natural Gas_Miscellaneous_E3 | F3 | Commercial | Warehouse | Existing | Miscellaneous | Natural Gas | Miscellaneous | E3 | PACT BC Ratio | 0 | 0 | 0 | 0 | 0 | 0 | 0 | 0 | 0 | 0 | 0 | 0 | 0 | 0 | 0 | 0 | 0 | 0 | 0 | 0 | 0 | 0 | 0 | 0 | 0 | 0 | 0
F3_Commercial_Warehouse_Existing_Miscellaneous_Natural Gas_Miscellaneous_E4 | F3 | Commercial | Warehouse | Existing | Miscellaneous | Natural Gas | Miscellaneous | E4 | PACT BC Ratio | 0 | 0 | 0 | 0 | 0 | 0 | 0 | 0 | 0 | 0 | 0 | 0 | 0 | 0 | 0 | 0 | 0 | 0 | 0 | 0 | 0 | 0 | 0 | 0 | 0 | 0 | 0
F3_Commercial_Warehouse_Existing_Miscellaneous_Natural Gas_Miscellaneous_E5 | F3 | Commercial | Warehouse | Existing | Miscellaneous | Natural Gas | Miscellaneous | E5 | PACT BC Ratio | 0 | 0 | 0 | 0 | 0 | 0 | 0 | 0 | 0 | 0 | 0 | 0 | 0 | 0 | 0 | 0 | 0 | 0 | 0 | 0 | 0 | 0 | 0 | 0 | 0 | 0 | 0
F3_Commercial_Warehouse_Existing_Miscellaneous_Natural Gas_Miscellaneous_E6 | F3 | Commercial | Warehouse | Existing | Miscellaneous | Natural Gas | Miscellaneous | E6 | PACT BC Ratio | 0 | 0 | 0 | 0 | 0 | 0 | 0 | 0 | 0 | 0 | 0 | 0 | 0 | 0 | 0 | 0 | 0 | 0 | 0 | 0 | 0 | 0 | 0 | 0 | 0 | 0 | 0
F3_Commercial_Warehouse_Existing_Miscellaneous_Natural Gas_Miscellaneous_E7 | F3 | Commercial | Warehouse | Existing | Miscellaneous | Natural Gas | Miscellaneous | E7 | PACT BC Ratio | 0 | 0 | 0 | 0 | 0 | 0 | 0 | 0 | 0 | 0 | 0 | 0 | 0 | 0 | 0 | 0 | 0 | 0 | 0 | 0 | 0 | 0 | 0 | 0 | 0 | 0 | 0
F3_Commercial_Warehouse_Existing_Miscellaneous_Natural Gas_Miscellaneous_E8 | F3 | Commercial | Warehouse | Existing | Miscellaneous | Natural Gas | Miscellaneous | E8 | PACT BC Ratio | 0 | 0 | 0 | 0 | 0 | 0 | 0 | 0 | 0 | 0 | 0 | 0 | 0 | 0 | 0 | 0 | 0 | 0 | 0 | 0 | 0 | 0 | 0 | 0 | 0 | 0 | 0
F3_Commercial_Warehouse_Existing_Miscellaneous_Natural Gas_Miscellaneous_E9 | F3 | Commercial | Warehouse | Existing | Miscellaneous | Natural Gas | Miscellaneous | E9 | PACT BC Ratio | 0 | 0 | 0 | 0 | 0 | 0 | 0 | 0 | 0 | 0 | 0 | 0 | 0 | 0 | 0 | 0 | 0 | 0 | 0 | 0 | 0 | 0 | 0 | 0 | 0 | 0 | 0
F3_Commercial_Warehouse_Existing_Miscellaneous_Natural Gas_Miscellaneous_E10 | F3 | Commercial | Warehouse | Existing | Miscellaneous | Natural Gas | Miscellaneous | E10 | PACT BC Ratio | 0 | 0 | 0 | 0 | 0 | 0 | 0 | 0 | 0 | 0 | 0 | 0 | 0 | 0 | 0 | 0 | 0 | 0 | 0 | 0 | 0 | 0 | 0 | 0 | 0 | 0 | 0
F4_Commercial_Warehouse_Existing_Miscellaneous_Natural Gas_Miscellaneous_E1 | F4 | Commercial | Warehouse | Existing | Miscellaneous | Natural Gas | Miscellaneous | E1 | RVT BC Ratio | bar: 2021 to 2047
F4_Commercial_Warehouse_Existing_Miscellaneous_Natural Gas_Miscellaneous_E2 | F4 | Commercial | Warehouse | Existing | Miscellaneous | Natural Gas | Miscellaneous | E2 | RVT BC Ratio | 0 | 0 | 0 | 0 | 0 | 0 | 0 | 0 | 0 | 0 | 0 | 0 | 0 | 0 | 0 | 0 | 0 | 0 | 0 | 0 | 0 | 0 | 0 | 0 | 0 | 0 | 0
F4_Commercial_Warehouse_Existing_Miscellaneous_Natural Gas_Miscellaneous_E3 | F4 | Commercial | Warehouse | Existing | Miscellaneous | Natural Gas | Miscellaneous | E3 | RVT BC Ratio | 0 | 0 | 0 | 0 | 0 | 0 | 0 | 0 | 0 | 0 | 0 | 0 | 0 | 0 | 0 | 0 | 0 | 0 | 0 | 0 | 0 | 0 | 0 | 0 | 0 | 0 | 0
F4_Commercial_Warehouse_Existing_Miscellaneous_Natural Gas_Miscellaneous_E4 | F4 | Commercial | Warehouse | Existing | Miscellaneous | Natural Gas | Miscellaneous | E4 | RVT BC Ratio | 0 | 0 | 0 | 0 | 0 | 0 | 0 | 0 | 0 | 0 | 0 | 0 | 0 | 0 | 0 | 0 | 0 | 0 | 0 | 0 | 0 | 0 | 0 | 0 | 0 | 0 | 0
F4_Commercial_Warehouse_Existing_Miscellaneous_Natural Gas_Miscellaneous_E5 | F4 | Commercial | Warehouse | Existing | Miscellaneous | Natural Gas | Miscellaneous | E5 | RVT BC Ratio | 0 | 0 | 0 | 0 | 0 | 0 | 0 | 0 | 0 | 0 | 0 | 0 | 0 | 0 | 0 | 0 | 0 | 0 | 0 | 0 | 0 | 0 | 0 | 0 | 0 | 0 | 0
F4_Commercial_Warehouse_Existing_Miscellaneous_Natural Gas_Miscellaneous_E6 | F4 | Commercial | Warehouse | Existing | Miscellaneous | Natural Gas | Miscellaneous | E6 | RVT BC Ratio | 0 | 0 | 0 | 0 | 0 | 0 | 0 | 0 | 0 | 0 | 0 | 0 | 0 | 0 | 0 | 0 | 0 | 0 | 0 | 0 | 0 | 0 | 0 | 0 | 0 | 0 | 0
F4_Commercial_Warehouse_Existing_Miscellaneous_Natural Gas_Miscellaneous_E7 | F4 | Commercial | Warehouse | Existing | Miscellaneous | Natural Gas | Miscellaneous | E7 | RVT BC Ratio | 0 | 0 | 0 | 0 | 0 | 0 | 0 | 0 | 0 | 0 | 0 | 0 | 0 | 0 | 0 | 0 | 0 | 0 | 0 | 0 | 0 | 0 | 0 | 0 | 0 | 0 | 0
F4_Commercial_Warehouse_Existing_Miscellaneous_Natural Gas_Miscellaneous_E8 | F4 | Commercial | Warehouse | Existing | Miscellaneous | Natural Gas | Miscellaneous | E8 | RVT BC Ratio | 0 | 0 | 0 | 0 | 0 | 0 | 0 | 0 | 0 | 0 | 0 | 0 | 0 | 0 | 0 | 0 | 0 | 0 | 0 | 0 | 0 | 0 | 0 | 0 | 0 | 0 | 0
F4_Commercial_Warehouse_Existing_Miscellaneous_Natural Gas_Miscellaneous_E9 | F4 | Commercial | Warehouse | Existing | Miscellaneous | Natural Gas | Miscellaneous | E9 | RVT BC Ratio | 0 | 0 | 0 | 0 | 0 | 0 | 0 | 0 | 0 | 0 | 0 | 0 | 0 | 0 | 0 | 0 | 0 | 0 | 0 | 0 | 0 | 0 | 0 | 0 | 0 | 0 | 0
F4_Commercial_Warehouse_Existing_Miscellaneous_Natural Gas_Miscellaneous_E10 | F4 | Commercial | Warehouse | Existing | Miscellaneous | Natural Gas | Miscellaneous | E10 | RVT BC Ratio | 0 | 0 | 0 | 0 | 0 | 0 | 0 | 0 | 0 | 0 | 0 | 0 | 0 | 0 | 0 | 0 | 0 | 0 | 0 | 0 | 0 | 0 | 0 | 0 | 0 | 0 | 0
F5_Commercial_Warehouse_Existing_Miscellaneous_Natural Gas_Miscellaneous_E1 | F5 | Commercial | Warehouse | Existing | Miscellaneous | Natural Gas | Miscellaneous | E1 | RIM BC Ratio | bar: 2021 to 2047
F5_Commercial_Warehouse_Existing_Miscellaneous_Natural Gas_Miscellaneous_E2 | F5 | Commercial | Warehouse | Existing | Miscellaneous | Natural Gas | Miscellaneous | E2 | RIM BC Ratio | 0 | 0 | 0 | 0 | 0 | 0 | 0 | 0 | 0 | 0 | 0 | 0 | 0 | 0 | 0 | 0 | 0 | 0 | 0 | 0 | 0 | 0 | 0 | 0 | 0 | 0 | 0
F5_Commercial_Warehouse_Existing_Miscellaneous_Natural Gas_Miscellaneous_E3 | F5 | Commercial | Warehouse | Existing | Miscellaneous | Natural Gas | Miscellaneous | E3 | RIM BC Ratio | 0 | 0 | 0 | 0 | 0 | 0 | 0 | 0 | 0 | 0 | 0 | 0 | 0 | 0 | 0 | 0 | 0 | 0 | 0 | 0 | 0 | 0 | 0 | 0 | 0 | 0 | 0
F5_Commercial_Warehouse_Existing_Miscellaneous_Natural Gas_Miscellaneous_E4 | F5 | Commercial | Warehouse | Existing | Miscellaneous | Natural Gas | Miscellaneous | E4 | RIM BC Ratio | 0 | 0 | 0 | 0 | 0 | 0 | 0 | 0 | 0 | 0 | 0 | 0 | 0 | 0 | 0 | 0 | 0 | 0 | 0 | 0 | 0 | 0 | 0 | 0 | 0 | 0 | 0
F5_Commercial_Warehouse_Existing_Miscellaneous_Natural Gas_Miscellaneous_E5 | F5 | Commercial | Warehouse | Existing | Miscellaneous | Natural Gas | Miscellaneous | E5 | RIM BC Ratio | 0 | 0 | 0 | 0 | 0 | 0 | 0 | 0 | 0 | 0 | 0 | 0 | 0 | 0 | 0 | 0 | 0 | 0 | 0 | 0 | 0 | 0 | 0 | 0 | 0 | 0 | 0
F5_Commercial_Warehouse_Existing_Miscellaneous_Natural Gas_Miscellaneous_E6 | F5 | Commercial | Warehouse | Existing | Miscellaneous | Natural Gas | Miscellaneous | E6 | RIM BC Ratio | 0 | 0 | 0 | 0 | 0 | 0 | 0 | 0 | 0 | 0 | 0 | 0 | 0 | 0 | 0 | 0 | 0 | 0 | 0 | 0 | 0 | 0 | 0 | 0 | 0 | 0 | 0
F5_Commercial_Warehouse_Existing_Miscellaneous_Natural Gas_Miscellaneous_E7 | F5 | Commercial | Warehouse | Existing | Miscellaneous | Natural Gas | Miscellaneous | E7 | RIM BC Ratio | 0 | 0 | 0 | 0 | 0 | 0 | 0 | 0 | 0 | 0 | 0 | 0 | 0 | 0 | 0 | 0 | 0 | 0 | 0 | 0 | 0 | 0 | 0 | 0 | 0 | 0 | 0
F5_Commercial_Warehouse_Existing_Miscellaneous_Natural Gas_Miscellaneous_E8 | F5 | Commercial | Warehouse | Existing | Miscellaneous | Natural Gas | Miscellaneous | E8 | RIM BC Ratio | 0 | 0 | 0 | 0 | 0 | 0 | 0 | 0 | 0 | 0 | 0 | 0 | 0 | 0 | 0 | 0 | 0 | 0 | 0 | 0 | 0 | 0 | 0 | 0 | 0 | 0 | 0
F5_Commercial_Warehouse_Existing_Miscellaneous_Natural Gas_Miscellaneous_E9 | F5 | Commercial | Warehouse | Existing | Miscellaneous | Natural Gas | Miscellaneous | E9 | RIM BC Ratio | 0 | 0 | 0 | 0 | 0 | 0 | 0 | 0 | 0 | 0 | 0 | 0 | 0 | 0 | 0 | 0 | 0 | 0 | 0 | 0 | 0 | 0 | 0 | 0 | 0 | 0 | 0
F5_Commercial_Warehouse_Existing_Miscellaneous_Natural Gas_Miscellaneous_E10 | F5 | Commercial | Warehouse | Existing | Miscellaneous | Natural Gas | Miscellaneous | E10 | RIM BC Ratio | 0 | 0 | 0 | 0 | 0 | 0 | 0 | 0 | 0 | 0 | 0 | 0 | 0 | 0 | 0 | 0 | 0 | 0 | 0 | 0 | 0 | 0 | 0 | 0 | 0 | 0 | 0
F0_Commercial_Warehouse_New_Space Heating_Natural Gas_Furnace_E0 | F0 | Commercial | Warehouse | New | Space Heating | Natural Gas | Furnace | E0 | Economic Unit | AFUE 96% | AFUE 96% | AFUE 96% | AFUE 96% | AFUE 96% | AFUE 96% | AFUE 96% | AFUE 96% | AFUE 96% | AFUE 96% | AFUE 96% | AFUE 96% | AFUE 96% | AFUE 96% | AFUE 96% | AFUE 96% | AFUE 96% | AFUE 96% | AFUE 96% | AFUE 96% | AFUE 96% | AFUE 96% | AFUE 96% | AFUE 96% | AFUE 96% | AFUE 96% | AFUE 96%
F1_Commercial_Warehouse_New_Space Heating_Natural Gas_Furnace_E1 | F1 | Commercial | Warehouse | New | Space Heating | Natural Gas | Furnace | E1 | CCE | 0 | 0 | 0 | 0 | 0 | 0 | 0 | 0 | 0 | 0 | 0 | 0 | 0 | 0 | 0 | 0 | 0 | 0 | 0 | 0 | 0 | 0 | 0 | 0 | 0 | 0 | 0
F1_Commercial_Warehouse_New_Space Heating_Natural Gas_Furnace_E2 | F1 | Commercial | Warehouse | New | Space Heating | Natural Gas | Furnace | E2 | CCE | 0.0011384 | 0.0010581 | 0.0010623 | 0 | 0 | 0 | 0 | 0 | 0 | 0 | 0 | 0 | 0 | 0 | 0 | 0 | 0 | 0 | 0 | 0 | 0 | 0 | 0 | 0 | 0 | 0 | 0
F1_Commercial_Warehouse_New_Space Heating_Natural Gas_Furnace_E3 | F1 | Commercial | Warehouse | New | Space Heating | Natural Gas | Furnace | E3 | CCE | 0.0015178 | 0.0014109 | 0.0014163 | 0.0021245 | 0.0021245 | 0.0021245 | 0.0021245 | 0.0021245 | 0.0021245 | 0.0021245 | 0.0021245 | 0.0021245 | 0.0021245 | 0.0021245 | 0.0021245 | 0.0021245 | 0.0021245 | 0.0021245 | 0.0021245 | 0.0021245 | 0.0021245 | 0.0021245 | 0.0021245 | 0.0021245 | 0.0021245 | 0.0021245 | 0.0021245
F1_Commercial_Warehouse_New_Space Heating_Natural Gas_Furnace_E4 | F1 | Commercial | Warehouse | New | Space Heating | Natural Gas | Furnace | E4 | CCE | 0 | 0 | 0 | 0 | 0 | 0 | 0 | 0 | 0 | 0 | 0 | 0 | 0 | 0 | 0 | 0 | 0 | 0 | 0 | 0 | 0 | 0 | 0 | 0 | 0 | 0 | 0
F1_Commercial_Warehouse_New_Space Heating_Natural Gas_Furnace_E5 | F1 | Commercial | Warehouse | New | Space Heating | Natural Gas | Furnace | E5 | CCE | 0 | 0 | 0 | 0 | 0 | 0 | 0 | 0 | 0 | 0 | 0 | 0 | 0 | 0 | 0 | 0 | 0 | 0 | 0 | 0 | 0 | 0 | 0 | 0 | 0 | 0 | 0
F1_Commercial_Warehouse_New_Space Heating_Natural Gas_Furnace_E6 | F1 | Commercial | Warehouse | New | Space Heating | Natural Gas | Furnace | E6 | CCE | 0 | 0 | 0 | 0 | 0 | 0 | 0 | 0 | 0 | 0 | 0 | 0 | 0 | 0 | 0 | 0 | 0 | 0 | 0 | 0 | 0 | 0 | 0 | 0 | 0 | 0 | 0
F1_Commercial_Warehouse_New_Space Heating_Natural Gas_Furnace_E7 | F1 | Commercial | Warehouse | New | Space Heating | Natural Gas | Furnace | E7 | CCE | 0 | 0 | 0 | 0 | 0 | 0 | 0 | 0 | 0 | 0 | 0 | 0 | 0 | 0 | 0 | 0 | 0 | 0 | 0 | 0 | 0 | 0 | 0 | 0 | 0 | 0 | 0
F1_Commercial_Warehouse_New_Space Heating_Natural Gas_Furnace_E8 | F1 | Commercial | Warehouse | New | Space Heating | Natural Gas | Furnace | E8 | CCE | 0 | 0 | 0 | 0 | 0 | 0 | 0 | 0 | 0 | 0 | 0 | 0 | 0 | 0 | 0 | 0 | 0 | 0 | 0 | 0 | 0 | 0 | 0 | 0 | 0 | 0 | 0
F1_Commercial_Warehouse_New_Space Heating_Natural Gas_Furnace_E9 | F1 | Commercial | Warehouse | New | Space Heating | Natural Gas | Furnace | E9 | CCE | 0 | 0 | 0 | 0 | 0 | 0 | 0 | 0 | 0 | 0 | 0 | 0 | 0 | 0 | 0 | 0 | 0 | 0 | 0 | 0 | 0 | 0 | 0 | 0 | 0 | 0 | 0
F1_Commercial_Warehouse_New_Space Heating_Natural Gas_Furnace_E10 | F1 | Commercial | Warehouse | New | Space Heating | Natural Gas | Furnace | E10 | CCE | 0 | 0 | 0 | 0 | 0 | 0 | 0 | 0 | 0 | 0 | 0 | 0 | 0 | 0 | 0 | 0 | 0 | 0 | 0 | 0 | 0 | 0 | 0 | 0 | 0 | 0 | 0
F2_Commercial_Warehouse_New_Space Heating_Natural Gas_Furnace_E1 | F2 | Commercial | Warehouse | New | Space Heating | Natural Gas | Furnace | E1 | TRC BC Ratio | 1 | 1 | 1 | 0 | 0 | 0 | 0 | 0 | 0 | 0 | 0 | 0 | 0 | 0 | 0 | 0 | 0 | 0 | 0 | 0 | 0 | 0 | 0 | 0 | 0 | 0 | 0
F2_Commercial_Warehouse_New_Space Heating_Natural Gas_Furnace_E2 | F2 | Commercial | Warehouse | New | Space Heating | Natural Gas | Furnace | E2 | TRC BC Ratio | 13.6431 | 13.5629 | 13.3738 | 1 | 1 | 1 | 1 | 1 | 1 | 1 | 1 | 1 | 1 | 1 | 1 | 1 | 1 | 1 | 1 | 1 | 1 | 1 | 1 | 1 | 1 | 1 | 1
F2_Commercial_Warehouse_New_Space Heating_Natural Gas_Furnace_E3 | F2 | Commercial | Warehouse | New | Space Heating | Natural Gas | Furnace | E3 | TRC BC Ratio | 10.2323 | 10.1722 | 10.0303 | 6.5847 | 6.5565 | 6.5523 | 6.5653 | 6.5828 | 6.5965 | 6.6031 | 6.6025 | 6.5938 | 6.5747 | 6.5402 | 6.4903 | 6.4279 | 6.3474 | 6.2523 | 6.1391 | 6.004 | 5.8432 | 5.6605 | 5.5095 | 5.4148 | 5.3791 | 5.4054 | 5.4319
F2_Commercial_Warehouse_New_Space Heating_Natural Gas_Furnace_E4 | F2 | Commercial | Warehouse | New | Space Heating | Natural Gas | Furnace | E4 | TRC BC Ratio | 0 | 0 | 0 | 0 | 0 | 0 | 0 | 0 | 0 | 0 | 0 | 0 | 0 | 0 | 0 | 0 | 0 | 0 | 0 | 0 | 0 | 0 | 0 | 0 | 0 | 0 | 0
F2_Commercial_Warehouse_New_Space Heating_Natural Gas_Furnace_E5 | F2 | Commercial | Warehouse | New | Space Heating | Natural Gas | Furnace | E5 | TRC BC Ratio | 0 | 0 | 0 | 0 | 0 | 0 | 0 | 0 | 0 | 0 | 0 | 0 | 0 | 0 | 0 | 0 | 0 | 0 | 0 | 0 | 0 | 0 | 0 | 0 | 0 | 0 | 0
F2_Commercial_Warehouse_New_Space Heating_Natural Gas_Furnace_E6 | F2 | Commercial | Warehouse | New | Space Heating | Natural Gas | Furnace | E6 | TRC BC Ratio | 0 | 0 | 0 | 0 | 0 | 0 | 0 | 0 | 0 | 0 | 0 | 0 | 0 | 0 | 0 | 0 | 0 | 0 | 0 | 0 | 0 | 0 | 0 | 0 | 0 | 0 | 0
F2_Commercial_Warehouse_New_Space Heating_Natural Gas_Furnace_E7 | F2 | Commercial | Warehouse | New | Space Heating | Natural Gas | Furnace | E7 | TRC BC Ratio | 0 | 0 | 0 | 0 | 0 | 0 | 0 | 0 | 0 | 0 | 0 | 0 | 0 | 0 | 0 | 0 | 0 | 0 | 0 | 0 | 0 | 0 | 0 | 0 | 0 | 0 | 0
F2_Commercial_Warehouse_New_Space Heating_Natural Gas_Furnace_E8 | F2 | Commercial | Warehouse | New | Space Heating | Natural Gas | Furnace | E8 | TRC BC Ratio | 0 | 0 | 0 | 0 | 0 | 0 | 0 | 0 | 0 | 0 | 0 | 0 | 0 | 0 | 0 | 0 | 0 | 0 | 0 | 0 | 0 | 0 | 0 | 0 | 0 | 0 | 0
F2_Commercial_Warehouse_New_Space Heating_Natural Gas_Furnace_E9 | F2 | Commercial | Warehouse | New | Space Heating | Natural Gas | Furnace | E9 | TRC BC Ratio | 0 | 0 | 0 | 0 | 0 | 0 | 0 | 0 | 0 | 0 | 0 | 0 | 0 | 0 | 0 | 0 | 0 | 0 | 0 | 0 | 0 | 0 | 0 | 0 | 0 | 0 | 0
F2_Commercial_Warehouse_New_Space Heating_Natural Gas_Furnace_E10 | F2 | Commercial | Warehouse | New | Space Heating | Natural Gas | Furnace | E10 | TRC BC Ratio | 0 | 0 | 0 | 0 | 0 | 0 | 0 | 0 | 0 | 0 | 0 | 0 | 0 | 0 | 0 | 0 | 0 | 0 | 0 | 0 | 0 | 0 | 0 | 0 | 0 | 0 | 0
F3_Commercial_Warehouse_New_Space Heating_Natural Gas_Furnace_E1 | F3 | Commercial | Warehouse | New | Space Heating | Natural Gas | Furnace | E1 | PACT BC Ratio | 1 | 1 | 1 | 0 | 0 | 0 | 0 | 0 | 0 | 0 | 0 | 0 | 0 | 0 | 0 | 0 | 0 | 0 | 0 | 0 | 0 | 0 | 0 | 0 | 0 | 0 | 0
F3_Commercial_Warehouse_New_Space Heating_Natural Gas_Furnace_E2 | F3 | Commercial | Warehouse | New | Space Heating | Natural Gas | Furnace | E2 | PACT BC Ratio | 17.9515 | 17.8459 | 17.5971 | 1 | 1 | 1 | 1 | 1 | 1 | 1 | 1 | 1 | 1 | 1 | 1 | 1 | 1 | 1 | 1 | 1 | 1 | 1 | 1 | 1 | 1 | 1 | 1
F3_Commercial_Warehouse_New_Space Heating_Natural Gas_Furnace_E3 | F3 | Commercial | Warehouse | New | Space Heating | Natural Gas | Furnace | E3 | PACT BC Ratio | 13.4636 | 13.3844 | 13.1978 | 8.6641 | 8.6269 | 8.6215 | 8.6385 | 8.6616 | 8.6796 | 8.6883 | 8.6875 | 8.6761 | 8.651 | 8.6055 | 8.5399 | 8.4577 | 8.3518 | 8.2267 | 8.0778 | 7.9 | 7.6884 | 7.448 | 7.2494 | 7.1247 | 7.0777 | 7.1124 | 7.1473
F3_Commercial_Warehouse_New_Space Heating_Natural Gas_Furnace_E4 | F3 | Commercial | Warehouse | New | Space Heating | Natural Gas | Furnace | E4 | PACT BC Ratio | 0 | 0 | 0 | 0 | 0 | 0 | 0 | 0 | 0 | 0 | 0 | 0 | 0 | 0 | 0 | 0 | 0 | 0 | 0 | 0 | 0 | 0 | 0 | 0 | 0 | 0 | 0
F3_Commercial_Warehouse_New_Space Heating_Natural Gas_Furnace_E5 | F3 | Commercial | Warehouse | New | Space Heating | Natural Gas | Furnace | E5 | PACT BC Ratio | 0 | 0 | 0 | 0 | 0 | 0 | 0 | 0 | 0 | 0 | 0 | 0 | 0 | 0 | 0 | 0 | 0 | 0 | 0 | 0 | 0 | 0 | 0 | 0 | 0 | 0 | 0
F3_Commercial_Warehouse_New_Space Heating_Natural Gas_Furnace_E6 | F3 | Commercial | Warehouse | New | Space Heating | Natural Gas | Furnace | E6 | PACT BC Ratio | 0 | 0 | 0 | 0 | 0 | 0 | 0 | 0 | 0 | 0 | 0 | 0 | 0 | 0 | 0 | 0 | 0 | 0 | 0 | 0 | 0 | 0 | 0 | 0 | 0 | 0 | 0
F3_Commercial_Warehouse_New_Space Heating_Natural Gas_Furnace_E7 | F3 | Commercial | Warehouse | New | Space Heating | Natural Gas | Furnace | E7 | PACT BC Ratio | 0 | 0 | 0 | 0 | 0 | 0 | 0 | 0 | 0 | 0 | 0 | 0 | 0 | 0 | 0 | 0 | 0 | 0 | 0 | 0 | 0 | 0 | 0 | 0 | 0 | 0 | 0
F3_Commercial_Warehouse_New_Space Heating_Natural Gas_Furnace_E8 | F3 | Commercial | Warehouse | New | Space Heating | Natural Gas | Furnace | E8 | PACT BC Ratio | 0 | 0 | 0 | 0 | 0 | 0 | 0 | 0 | 0 | 0 | 0 | 0 | 0 | 0 | 0 | 0 | 0 | 0 | 0 | 0 | 0 | 0 | 0 | 0 | 0 | 0 | 0
F3_Commercial_Warehouse_New_Space Heating_Natural Gas_Furnace_E9 | F3 | Commercial | Warehouse | New | Space Heating | Natural Gas | Furnace | E9 | PACT BC Ratio | 0 | 0 | 0 | 0 | 0 | 0 | 0 | 0 | 0 | 0 | 0 | 0 | 0 | 0 | 0 | 0 | 0 | 0 | 0 | 0 | 0 | 0 | 0 | 0 | 0 | 0 | 0
F3_Commercial_Warehouse_New_Space Heating_Natural Gas_Furnace_E10 | F3 | Commercial | Warehouse | New | Space Heating | Natural Gas | Furnace | E10 | PACT BC Ratio | 0 | 0 | 0 | 0 | 0 | 0 | 0 | 0 | 0 | 0 | 0 | 0 | 0 | 0 | 0 | 0 | 0 | 0 | 0 | 0 | 0 | 0 | 0 | 0 | 0 | 0 | 0
F4_Commercial_Warehouse_New_Space Heating_Natural Gas_Furnace_E1 | F4 | Commercial | Warehouse | New | Space Heating | Natural Gas | Furnace | E1 | RVT BC Ratio | 1 | 1 | 1 | 0 | 0 | 0 | 0 | 0 | 0 | 0 | 0 | 0 | 0 | 0 | 0 | 0 | 0 | 0 | 0 | 0 | 0 | 0 | 0 | 0 | 0 | 0 | 0
F4_Commercial_Warehouse_New_Space Heating_Natural Gas_Furnace_E2 | F4 | Commercial | Warehouse | New | Space Heating | Natural Gas | Furnace | E2 | RVT BC Ratio | 0.7 | 0.7 | 0.7 | 1 | 1 | 1 | 1 | 1 | 1 | 1 | 1 | 1 | 1 | 1 | 1 | 1 | 1 | 1 | 1 | 1 | 1 | 1 | 1 | 1 | 1 | 1 | 1
F4_Commercial_Warehouse_New_Space Heating_Natural Gas_Furnace_E3 | F4 | Commercial | Warehouse | New | Space Heating | Natural Gas | Furnace | E3 | RVT BC Ratio | 0.7 | 0.7 | 0.7 | 0.7 | 0.7 | 0.7 | 0.7 | 0.7 | 0.7 | 0.7 | 0.7 | 0.7 | 0.7 | 0.7 | 0.7 | 0.7 | 0.7 | 0.7 | 0.7 | 0.7 | 0.7 | 0.7 | 0.7 | 0.7 | 0.7 | 0.7 | 0.7
F4_Commercial_Warehouse_New_Space Heating_Natural Gas_Furnace_E4 | F4 | Commercial | Warehouse | New | Space Heating | Natural Gas | Furnace | E4 | RVT BC Ratio | 0 | 0 | 0 | 0 | 0 | 0 | 0 | 0 | 0 | 0 | 0 | 0 | 0 | 0 | 0 | 0 | 0 | 0 | 0 | 0 | 0 | 0 | 0 | 0 | 0 | 0 | 0
F4_Commercial_Warehouse_New_Space Heating_Natural Gas_Furnace_E5 | F4 | Commercial | Warehouse | New | Space Heating | Natural Gas | Furnace | E5 | RVT BC Ratio | 0 | 0 | 0 | 0 | 0 | 0 | 0 | 0 | 0 | 0 | 0 | 0 | 0 | 0 | 0 | 0 | 0 | 0 | 0 | 0 | 0 | 0 | 0 | 0 | 0 | 0 | 0
F4_Commercial_Warehouse_New_Space Heating_Natural Gas_Furnace_E6 | F4 | Commercial | Warehouse | New | Space Heating | Natural Gas | Furnace | E6 | RVT BC Ratio | 0 | 0 | 0 | 0 | 0 | 0 | 0 | 0 | 0 | 0 | 0 | 0 | 0 | 0 | 0 | 0 | 0 | 0 | 0 | 0 | 0 | 0 | 0 | 0 | 0 | 0 | 0
F4_Commercial_Warehouse_New_Space Heating_Natural Gas_Furnace_E7 | F4 | Commercial | Warehouse | New | Space Heating | Natural Gas | Furnace | E7 | RVT BC Ratio | 0 | 0 | 0 | 0 | 0 | 0 | 0 | 0 | 0 | 0 | 0 | 0 | 0 | 0 | 0 | 0 | 0 | 0 | 0 | 0 | 0 | 0 | 0 | 0 | 0 | 0 | 0
F4_Commercial_Warehouse_New_Space Heating_Natural Gas_Furnace_E8 | F4 | Commercial | Warehouse | New | Space Heating | Natural Gas | Furnace | E8 | RVT BC Ratio | 0 | 0 | 0 | 0 | 0 | 0 | 0 | 0 | 0 | 0 | 0 | 0 | 0 | 0 | 0 | 0 | 0 | 0 | 0 | 0 | 0 | 0 | 0 | 0 | 0 | 0 | 0
F4_Commercial_Warehouse_New_Space Heating_Natural Gas_Furnace_E9 | F4 | Commercial | Warehouse | New | Space Heating | Natural Gas | Furnace | E9 | RVT BC Ratio | 0 | 0 | 0 | 0 | 0 | 0 | 0 | 0 | 0 | 0 | 0 | 0 | 0 | 0 | 0 | 0 | 0 | 0 | 0 | 0 | 0 | 0 | 0 | 0 | 0 | 0 | 0
F4_Commercial_Warehouse_New_Space Heating_Natural Gas_Furnace_E10 | F4 | Commercial | Warehouse | New | Space Heating | Natural Gas | Furnace | E10 | RVT BC Ratio | 0 | 0 | 0 | 0 | 0 | 0 | 0 | 0 | 0 | 0 | 0 | 0 | 0 | 0 | 0 | 0 | 0 | 0 | 0 | 0 | 0 | 0 | 0 | 0 | 0 | 0 | 0
F5_Commercial_Warehouse_New_Space Heating_Natural Gas_Furnace_E1 | F5 | Commercial | Warehouse | New | Space Heating | Natural Gas | Furnace | E1 | RIM BC Ratio | 1 | 1 | 1 | 0 | 0 | 0 | 0 | 0 | 0 | 0 | 0 | 0 | 0 | 0 | 0 | 0 | 0 | 0 | 0 | 0 | 0 | 0 | 0 | 0 | 0 | 0 | 0
F5_Commercial_Warehouse_New_Space Heating_Natural Gas_Furnace_E2 | F5 | Commercial | Warehouse | New | Space Heating | Natural Gas | Furnace | E2 | RIM BC Ratio | 17.9515 | 17.8459 | 17.5971 | 1 | 1 | 1 | 1 | 1 | 1 | 1 | 1 | 1 | 1 | 1 | 1 | 1 | 1 | 1 | 1 | 1 | 1 | 1 | 1 | 1 | 1 | 1 | 1
F5_Commercial_Warehouse_New_Space Heating_Natural Gas_Furnace_E3 | F5 | Commercial | Warehouse | New | Space Heating | Natural Gas | Furnace | E3 | RIM BC Ratio | 13.4636 | 13.3844 | 13.1978 | 8.6641 | 8.6269 | 8.6215 | 8.6385 | 8.6616 | 8.6796 | 8.6883 | 8.6875 | 8.6761 | 8.651 | 8.6055 | 8.5399 | 8.4577 | 8.3518 | 8.2267 | 8.0778 | 7.9 | 7.6884 | 7.448 | 7.2494 | 7.1247 | 7.0777 | 7.1124 | 7.1473
F5_Commercial_Warehouse_New_Space Heating_Natural Gas_Furnace_E4 | F5 | Commercial | Warehouse | New | Space Heating | Natural Gas | Furnace | E4 | RIM BC Ratio | 0 | 0 | 0 | 0 | 0 | 0 | 0 | 0 | 0 | 0 | 0 | 0 | 0 | 0 | 0 | 0 | 0 | 0 | 0 | 0 | 0 | 0 | 0 | 0 | 0 | 0 | 0
F5_Commercial_Warehouse_New_Space Heating_Natural Gas_Furnace_E5 | F5 | Commercial | Warehouse | New | Space Heating | Natural Gas | Furnace | E5 | RIM BC Ratio | 0 | 0 | 0 | 0 | 0 | 0 | 0 | 0 | 0 | 0 | 0 | 0 | 0 | 0 | 0 | 0 | 0 | 0 | 0 | 0 | 0 | 0 | 0 | 0 | 0 | 0 | 0
F5_Commercial_Warehouse_New_Space Heating_Natural Gas_Furnace_E6 | F5 | Commercial | Warehouse | New | Space Heating | Natural Gas | Furnace | E6 | RIM BC Ratio | 0 | 0 | 0 | 0 | 0 | 0 | 0 | 0 | 0 | 0 | 0 | 0 | 0 | 0 | 0 | 0 | 0 | 0 | 0 | 0 | 0 | 0 | 0 | 0 | 0 | 0 | 0
F5_Commercial_Warehouse_New_Space Heating_Natural Gas_Furnace_E7 | F5 | Commercial | Warehouse | New | Space Heating | Natural Gas | Furnace | E7 | RIM BC Ratio | 0 | 0 | 0 | 0 | 0 | 0 | 0 | 0 | 0 | 0 | 0 | 0 | 0 | 0 | 0 | 0 | 0 | 0 | 0 | 0 | 0 | 0 | 0 | 0 | 0 | 0 | 0
F5_Commercial_Warehouse_New_Space Heating_Natural Gas_Furnace_E8 | F5 | Commercial | Warehouse | New | Space Heating | Natural Gas | Furnace | E8 | RIM BC Ratio | 0 | 0 | 0 | 0 | 0 | 0 | 0 | 0 | 0 | 0 | 0 | 0 | 0 | 0 | 0 | 0 | 0 | 0 | 0 | 0 | 0 | 0 | 0 | 0 | 0 | 0 | 0
F5_Commercial_Warehouse_New_Space Heating_Natural Gas_Furnace_E9 | F5 | Commercial | Warehouse | New | Space Heating | Natural Gas | Furnace | E9 | RIM BC Ratio | 0 | 0 | 0 | 0 | 0 | 0 | 0 | 0 | 0 | 0 | 0 | 0 | 0 | 0 | 0 | 0 | 0 | 0 | 0 | 0 | 0 | 0 | 0 | 0 | 0 | 0 | 0
F5_Commercial_Warehouse_New_Space Heating_Natural Gas_Furnace_E10 | F5 | Commercial | Warehouse | New | Space Heating | Natural Gas | Furnace | E10 | RIM BC Ratio | 0 | 0 | 0 | 0 | 0 | 0 | 0 | 0 | 0 | 0 | 0 | 0 | 0 | 0 | 0 | 0 | 0 | 0 | 0 | 0 | 0 | 0 | 0 | 0 | 0 | 0 | 0
F0_Commercial_Warehouse_New_Space Heating_Natural Gas_Boiler_E0 | F0 | Commercial | Warehouse | New | Space Heating | Natural Gas | Boiler | E0 | Economic Unit | AFUE 97% | AFUE 97% | AFUE 97% | AFUE 97% | AFUE 97% | AFUE 97% | AFUE 97% | AFUE 97% | AFUE 97% | AFUE 97% | AFUE 97% | AFUE 97% | AFUE 97% | AFUE 97% | AFUE 97% | AFUE 97% | AFUE 97% | AFUE 97% | AFUE 97% | AFUE 97% | AFUE 97% | AFUE 97% | AFUE 97% | AFUE 97% | AFUE 97% | AFUE 97% | AFUE 97%
F1_Commercial_Warehouse_New_Space Heating_Natural Gas_Boiler_E1 | F1 | Commercial | Warehouse | New | Space Heating | Natural Gas | Boiler | E1 | CCE | 0 | 0 | 0 | 0 | 0 | 0 | 0 | 0 | 0 | 0 | 0 | 0 | 0 | 0 | 0 | 0 | 0 | 0 | 0 | 0 | 0 | 0 | 0 | 0 | 0 | 0 | 0
F1_Commercial_Warehouse_New_Space Heating_Natural Gas_Boiler_E2 | F1 | Commercial | Warehouse | New | Space Heating | Natural Gas | Boiler | E2 | CCE | 0.0045729 | 0.0042507 | 0.0042672 | 0.0042672 | 0.0042672 | 0.0042672 | 0.0042672 | 0.0042672 | 0.0042672 | 0.0042672 | 0.0042672 | 0.0042672 | 0.0042672 | 0.0042672 | 0.0042672 | 0.0042672 | 0.0042672 | 0.0042672 | 0.0042672 | 0.0042672 | 0.0042672 | 0.0042672 | 0.0042672 | 0.0042672 | 0.0042672 | 0.0042672 | 0.0042672
F1_Commercial_Warehouse_New_Space Heating_Natural Gas_Boiler_E3 | F1 | Commercial | Warehouse | New | Space Heating | Natural Gas | Boiler | E3 | CCE | 0.0046174 | 0.004292 | 0.0043087 | 0.0043087 | 0.0043087 | 0.0043087 | 0.0043087 | 0.0043087 | 0.0043087 | 0.0043087 | 0.0043087 | 0.0043087 | 0.0043087 | 0.0043087 | 0.0043087 | 0.0043087 | 0.0043087 | 0.0043087 | 0.0043087 | 0.0043087 | 0.0043087 | 0.0043087 | 0.0043087 | 0.0043087 | 0.0043087 | 0.0043087 | 0.0043087
F1_Commercial_Warehouse_New_Space Heating_Natural Gas_Boiler_E4 | F1 | Commercial | Warehouse | New | Space Heating | Natural Gas | Boiler | E4 | CCE | 0.019483 | 0.01811 | 0.018181 | 0.018181 | 0.018181 | 0.018181 | 0.018181 | 0.018181 | 0.018181 | 0.018181 | 0.018181 | 0.018181 | 0.018181 | 0.018181 | 0.018181 | 0.018181 | 0.018181 | 0.018181 | 0.018181 | 0.018181 | 0.018181 | 0.018181 | 0.018181 | 0.018181 | 0.018181 | 0.018181 | 0.018181
F1_Commercial_Warehouse_New_Space Heating_Natural Gas_Boiler_E5 | F1 | Commercial | Warehouse | New | Space Heating | Natural Gas | Boiler | E5 | CCE | 0 | 0 | 0 | 0 | 0 | 0 | 0 | 0 | 0 | 0 | 0 | 0 | 0 | 0 | 0 | 0 | 0 | 0 | 0 | 0 | 0 | 0 | 0 | 0 | 0 | 0 | 0
F1_Commercial_Warehouse_New_Space Heating_Natural Gas_Boiler_E6 | F1 | Commercial | Warehouse | New | Space Heating | Natural Gas | Boiler | E6 | CCE | 0 | 0 | 0 | 0 | 0 | 0 | 0 | 0 | 0 | 0 | 0 | 0 | 0 | 0 | 0 | 0 | 0 | 0 | 0 | 0 | 0 | 0 | 0 | 0 | 0 | 0 | 0
F1_Commercial_Warehouse_New_Space Heating_Natural Gas_Boiler_E7 | F1 | Commercial | Warehouse | New | Space Heating | Natural Gas | Boiler | E7 | CCE | 0 | 0 | 0 | 0 | 0 | 0 | 0 | 0 | 0 | 0 | 0 | 0 | 0 | 0 | 0 | 0 | 0 | 0 | 0 | 0 | 0 | 0 | 0 | 0 | 0 | 0 | 0
F1_Commercial_Warehouse_New_Space Heating_Natural Gas_Boiler_E8 | F1 | Commercial | Warehouse | New | Space Heating | Natural Gas | Boiler | E8 | CCE | 0 | 0 | 0 | 0 | 0 | 0 | 0 | 0 | 0 | 0 | 0 | 0 | 0 | 0 | 0 | 0 | 0 | 0 | 0 | 0 | 0 | 0 | 0 | 0 | 0 | 0 | 0
F1_Commercial_Warehouse_New_Space Heating_Natural Gas_Boiler_E9 | F1 | Commercial | Warehouse | New | Space Heating | Natural Gas | Boiler | E9 | CCE | 0 | 0 | 0 | 0 | 0 | 0 | 0 | 0 | 0 | 0 | 0 | 0 | 0 | 0 | 0 | 0 | 0 | 0 | 0 | 0 | 0 | 0 | 0 | 0 | 0 | 0 | 0
F1_Commercial_Warehouse_New_Space Heating_Natural Gas_Boiler_E10 | F1 | Commercial | Warehouse | New | Space Heating | Natural Gas | Boiler | E10 | CCE | 0 | 0 | 0 | 0 | 0 | 0 | 0 | 0 | 0 | 0 | 0 | 0 | 0 | 0 | 0 | 0 | 0 | 0 | 0 | 0 | 0 | 0 | 0 | 0 | 0 | 0 | 0
F2_Commercial_Warehouse_New_Space Heating_Natural Gas_Boiler_E1 | F2 | Commercial | Warehouse | New | Space Heating | Natural Gas | Boiler | E1 | TRC BC Ratio | bar: 2021 to 2047
F2_Commercial_Warehouse_New_Space Heating_Natural Gas_Boiler_E2 | F2 | Commercial | Warehouse | New | Space Heating | Natural Gas | Boiler | E2 | TRC BC Ratio | 3.4054 | 3.3822 | 3.3315 | 3.2768 | 3.258 | 3.2524 | 3.257 | 3.2652 | 3.2722 | 3.2759 | 3.2761 | 3.2724 | 3.2637 | 3.2475 | 3.224 | 3.1944 | 3.1562 | 3.1109 | 3.0569 | 2.9924 | 2.9154 | 2.828 | 2.7559 | 2.7107 | 2.6941 | 2.7073 | 2.7205
F2_Commercial_Warehouse_New_Space Heating_Natural Gas_Boiler_E3 | F2 | Commercial | Warehouse | New | Space Heating | Natural Gas | Boiler | E3 | TRC BC Ratio | 3.3726 | 3.3496 | 3.2995 | 3.2452 | 3.2266 | 3.2211 | 3.2256 | 3.2337 | 3.2407 | 3.2443 | 3.2445 | 3.2409 | 3.2322 | 3.2162 | 3.1929 | 3.1637 | 3.1258 | 3.0809 | 3.0275 | 2.9635 | 2.8874 | 2.8008 | 2.7293 | 2.6846 | 2.6681 | 2.6812 | 2.6943
F2_Commercial_Warehouse_New_Space Heating_Natural Gas_Boiler_E4 | F2 | Commercial | Warehouse | New | Space Heating | Natural Gas | Boiler | E4 | TRC BC Ratio | 0.81274 | 0.80569 | 0.79279 | 0.77782 | 0.76726 | 0.75842 | 0.75128 | 0.74508 | 0.73929 | 0.73379 | 0.72884 | 0.7247 | 0.7215 | 0.71871 | 0.71591 | 0.71278 | 0.70839 | 0.70298 | 0.6963 | 0.68808 | 0.67806 | 0.6665 | 0.65719 | 0.65184 | 0.65065 | 0.65384 | 0.65704
F2_Commercial_Warehouse_New_Space Heating_Natural Gas_Boiler_E5 | F2 | Commercial | Warehouse | New | Space Heating | Natural Gas | Boiler | E5 | TRC BC Ratio | 0 | 0 | 0 | 0 | 0 | 0 | 0 | 0 | 0 | 0 | 0 | 0 | 0 | 0 | 0 | 0 | 0 | 0 | 0 | 0 | 0 | 0 | 0 | 0 | 0 | 0 | 0
F2_Commercial_Warehouse_New_Space Heating_Natural Gas_Boiler_E6 | F2 | Commercial | Warehouse | New | Space Heating | Natural Gas | Boiler | E6 | TRC BC Ratio | 0 | 0 | 0 | 0 | 0 | 0 | 0 | 0 | 0 | 0 | 0 | 0 | 0 | 0 | 0 | 0 | 0 | 0 | 0 | 0 | 0 | 0 | 0 | 0 | 0 | 0 | 0
F2_Commercial_Warehouse_New_Space Heating_Natural Gas_Boiler_E7 | F2 | Commercial | Warehouse | New | Space Heating | Natural Gas | Boiler | E7 | TRC BC Ratio | 0 | 0 | 0 | 0 | 0 | 0 | 0 | 0 | 0 | 0 | 0 | 0 | 0 | 0 | 0 | 0 | 0 | 0 | 0 | 0 | 0 | 0 | 0 | 0 | 0 | 0 | 0
F2_Commercial_Warehouse_New_Space Heating_Natural Gas_Boiler_E8 | F2 | Commercial | Warehouse | New | Space Heating | Natural Gas | Boiler | E8 | TRC BC Ratio | 0 | 0 | 0 | 0 | 0 | 0 | 0 | 0 | 0 | 0 | 0 | 0 | 0 | 0 | 0 | 0 | 0 | 0 | 0 | 0 | 0 | 0 | 0 | 0 | 0 | 0 | 0
F2_Commercial_Warehouse_New_Space Heating_Natural Gas_Boiler_E9 | F2 | Commercial | Warehouse | New | Space Heating | Natural Gas | Boiler | E9 | TRC BC Ratio | 0 | 0 | 0 | 0 | 0 | 0 | 0 | 0 | 0 | 0 | 0 | 0 | 0 | 0 | 0 | 0 | 0 | 0 | 0 | 0 | 0 | 0 | 0 | 0 | 0 | 0 | 0
F2_Commercial_Warehouse_New_Space Heating_Natural Gas_Boiler_E10 | F2 | Commercial | Warehouse | New | Space Heating | Natural Gas | Boiler | E10 | TRC BC Ratio | 0 | 0 | 0 | 0 | 0 | 0 | 0 | 0 | 0 | 0 | 0 | 0 | 0 | 0 | 0 | 0 | 0 | 0 | 0 | 0 | 0 | 0 | 0 | 0 | 0 | 0 | 0
F3_Commercial_Warehouse_New_Space Heating_Natural Gas_Boiler_E1 | F3 | Commercial | Warehouse | New | Space Heating | Natural Gas | Boiler | E1 | PACT BC Ratio | bar: 2021 to 2047
F3_Commercial_Warehouse_New_Space Heating_Natural Gas_Boiler_E2 | F3 | Commercial | Warehouse | New | Space Heating | Natural Gas | Boiler | E2 | PACT BC Ratio | 4.4808 | 4.4502 | 4.3836 | 4.3115 | 4.2869 | 4.2795 | 4.2855 | 4.2963 | 4.3055 | 4.3104 | 4.3106 | 4.3057 | 4.2943 | 4.273 | 4.2421 | 4.2032 | 4.1528 | 4.0933 | 4.0222 | 3.9373 | 3.8361 | 3.721 | 3.6261 | 3.5668 | 3.5448 | 3.5622 | 3.5797
F3_Commercial_Warehouse_New_Space Heating_Natural Gas_Boiler_E3 | F3 | Commercial | Warehouse | New | Space Heating | Natural Gas | Boiler | E3 | PACT BC Ratio | 4.4377 | 4.4073 | 4.3414 | 4.27 | 4.2456 | 4.2383 | 4.2442 | 4.2549 | 4.2641 | 4.2689 | 4.2691 | 4.2643 | 4.2529 | 4.2319 | 4.2012 | 4.1627 | 4.1128 | 4.0539 | 3.9835 | 3.8994 | 3.7992 | 3.6852 | 3.5912 | 3.5324 | 3.5107 | 3.5279 | 3.5452
F3_Commercial_Warehouse_New_Space Heating_Natural Gas_Boiler_E4 | F3 | Commercial | Warehouse | New | Space Heating | Natural Gas | Boiler | E4 | PACT BC Ratio | 1.0694 | 1.0601 | 1.0431 | 1.0234 | 1.0095 | 0.99792 | 0.98853 | 0.98037 | 0.97275 | 0.96552 | 0.959 | 0.95355 | 0.94935 | 0.94568 | 0.94199 | 0.93787 | 0.93209 | 0.92497 | 0.91618 | 0.90537 | 0.89218 | 0.87697 | 0.86472 | 0.85768 | 0.85611 | 0.86031 | 0.86453
F3_Commercial_Warehouse_New_Space Heating_Natural Gas_Boiler_E5 | F3 | Commercial | Warehouse | New | Space Heating | Natural Gas | Boiler | E5 | PACT BC Ratio | 0 | 0 | 0 | 0 | 0 | 0 | 0 | 0 | 0 | 0 | 0 | 0 | 0 | 0 | 0 | 0 | 0 | 0 | 0 | 0 | 0 | 0 | 0 | 0 | 0 | 0 | 0
F3_Commercial_Warehouse_New_Space Heating_Natural Gas_Boiler_E6 | F3 | Commercial | Warehouse | New | Space Heating | Natural Gas | Boiler | E6 | PACT BC Ratio | 0 | 0 | 0 | 0 | 0 | 0 | 0 | 0 | 0 | 0 | 0 | 0 | 0 | 0 | 0 | 0 | 0 | 0 | 0 | 0 | 0 | 0 | 0 | 0 | 0 | 0 | 0
F3_Commercial_Warehouse_New_Space Heating_Natural Gas_Boiler_E7 | F3 | Commercial | Warehouse | New | Space Heating | Natural Gas | Boiler | E7 | PACT BC Ratio | 0 | 0 | 0 | 0 | 0 | 0 | 0 | 0 | 0 | 0 | 0 | 0 | 0 | 0 | 0 | 0 | 0 | 0 | 0 | 0 | 0 | 0 | 0 | 0 | 0 | 0 | 0
F3_Commercial_Warehouse_New_Space Heating_Natural Gas_Boiler_E8 | F3 | Commercial | Warehouse | New | Space Heating | Natural Gas | Boiler | E8 | PACT BC Ratio | 0 | 0 | 0 | 0 | 0 | 0 | 0 | 0 | 0 | 0 | 0 | 0 | 0 | 0 | 0 | 0 | 0 | 0 | 0 | 0 | 0 | 0 | 0 | 0 | 0 | 0 | 0
F3_Commercial_Warehouse_New_Space Heating_Natural Gas_Boiler_E9 | F3 | Commercial | Warehouse | New | Space Heating | Natural Gas | Boiler | E9 | PACT BC Ratio | 0 | 0 | 0 | 0 | 0 | 0 | 0 | 0 | 0 | 0 | 0 | 0 | 0 | 0 | 0 | 0 | 0 | 0 | 0 | 0 | 0 | 0 | 0 | 0 | 0 | 0 | 0
F3_Commercial_Warehouse_New_Space Heating_Natural Gas_Boiler_E10 | F3 | Commercial | Warehouse | New | Space Heating | Natural Gas | Boiler | E10 | PACT BC Ratio | 0 | 0 | 0 | 0 | 0 | 0 | 0 | 0 | 0 | 0 | 0 | 0 | 0 | 0 | 0 | 0 | 0 | 0 | 0 | 0 | 0 | 0 | 0 | 0 | 0 | 0 | 0
F4_Commercial_Warehouse_New_Space Heating_Natural Gas_Boiler_E1 | F4 | Commercial | Warehouse | New | Space Heating | Natural Gas | Boiler | E1 | RVT BC Ratio | bar: 2021 to 2047
F4_Commercial_Warehouse_New_Space Heating_Natural Gas_Boiler_E2 | F4 | Commercial | Warehouse | New | Space Heating | Natural Gas | Boiler | E2 | RVT BC Ratio | 0.7 | 0.7 | 0.7 | 0.7 | 0.7 | 0.7 | 0.7 | 0.7 | 0.7 | 0.7 | 0.7 | 0.7 | 0.7 | 0.7 | 0.7 | 0.7 | 0.7 | 0.7 | 0.7 | 0.7 | 0.7 | 0.7 | 0.7 | 0.7 | 0.7 | 0.7 | 0.7
F4_Commercial_Warehouse_New_Space Heating_Natural Gas_Boiler_E3 | F4 | Commercial | Warehouse | New | Space Heating | Natural Gas | Boiler | E3 | RVT BC Ratio | 0.7 | 0.7 | 0.7 | 0.7 | 0.7 | 0.7 | 0.7 | 0.7 | 0.7 | 0.7 | 0.7 | 0.7 | 0.7 | 0.7 | 0.7 | 0.7 | 0.7 | 0.7 | 0.7 | 0.7 | 0.7 | 0.7 | 0.7 | 0.7 | 0.7 | 0.7 | 0.7
F4_Commercial_Warehouse_New_Space Heating_Natural Gas_Boiler_E4 | F4 | Commercial | Warehouse | New | Space Heating | Natural Gas | Boiler | E4 | RVT BC Ratio | 0.7 | 0.7 | 0.7 | 0.7 | 0.7 | 0.7 | 0.7 | 0.7 | 0.7 | 0.7 | 0.7 | 0.7 | 0.7 | 0.7 | 0.7 | 0.7 | 0.7 | 0.7 | 0.7 | 0.7 | 0.7 | 0.7 | 0.7 | 0.7 | 0.7 | 0.7 | 0.7
F4_Commercial_Warehouse_New_Space Heating_Natural Gas_Boiler_E5 | F4 | Commercial | Warehouse | New | Space Heating | Natural Gas | Boiler | E5 | RVT BC Ratio | 0 | 0 | 0 | 0 | 0 | 0 | 0 | 0 | 0 | 0 | 0 | 0 | 0 | 0 | 0 | 0 | 0 | 0 | 0 | 0 | 0 | 0 | 0 | 0 | 0 | 0 | 0
F4_Commercial_Warehouse_New_Space Heating_Natural Gas_Boiler_E6 | F4 | Commercial | Warehouse | New | Space Heating | Natural Gas | Boiler | E6 | RVT BC Ratio | 0 | 0 | 0 | 0 | 0 | 0 | 0 | 0 | 0 | 0 | 0 | 0 | 0 | 0 | 0 | 0 | 0 | 0 | 0 | 0 | 0 | 0 | 0 | 0 | 0 | 0 | 0
F4_Commercial_Warehouse_New_Space Heating_Natural Gas_Boiler_E7 | F4 | Commercial | Warehouse | New | Space Heating | Natural Gas | Boiler | E7 | RVT BC Ratio | 0 | 0 | 0 | 0 | 0 | 0 | 0 | 0 | 0 | 0 | 0 | 0 | 0 | 0 | 0 | 0 | 0 | 0 | 0 | 0 | 0 | 0 | 0 | 0 | 0 | 0 | 0
F4_Commercial_Warehouse_New_Space Heating_Natural Gas_Boiler_E8 | F4 | Commercial | Warehouse | New | Space Heating | Natural Gas | Boiler | E8 | RVT BC Ratio | 0 | 0 | 0 | 0 | 0 | 0 | 0 | 0 | 0 | 0 | 0 | 0 | 0 | 0 | 0 | 0 | 0 | 0 | 0 | 0 | 0 | 0 | 0 | 0 | 0 | 0 | 0
F4_Commercial_Warehouse_New_Space Heating_Natural Gas_Boiler_E9 | F4 | Commercial | Warehouse | New | Space Heating | Natural Gas | Boiler | E9 | RVT BC Ratio | 0 | 0 | 0 | 0 | 0 | 0 | 0 | 0 | 0 | 0 | 0 | 0 | 0 | 0 | 0 | 0 | 0 | 0 | 0 | 0 | 0 | 0 | 0 | 0 | 0 | 0 | 0
F4_Commercial_Warehouse_New_Space Heating_Natural Gas_Boiler_E10 | F4 | Commercial | Warehouse | New | Space Heating | Natural Gas | Boiler | E10 | RVT BC Ratio | 0 | 0 | 0 | 0 | 0 | 0 | 0 | 0 | 0 | 0 | 0 | 0 | 0 | 0 | 0 | 0 | 0 | 0 | 0 | 0 | 0 | 0 | 0 | 0 | 0 | 0 | 0
F5_Commercial_Warehouse_New_Space Heating_Natural Gas_Boiler_E1 | F5 | Commercial | Warehouse | New | Space Heating | Natural Gas | Boiler | E1 | RIM BC Ratio | bar: 2021 to 2047
F5_Commercial_Warehouse_New_Space Heating_Natural Gas_Boiler_E2 | F5 | Commercial | Warehouse | New | Space Heating | Natural Gas | Boiler | E2 | RIM BC Ratio | 4.4808 | 4.4502 | 4.3836 | 4.3115 | 4.2869 | 4.2795 | 4.2855 | 4.2963 | 4.3055 | 4.3104 | 4.3106 | 4.3057 | 4.2943 | 4.273 | 4.2421 | 4.2032 | 4.1528 | 4.0933 | 4.0222 | 3.9373 | 3.8361 | 3.721 | 3.6261 | 3.5668 | 3.5448 | 3.5622 | 3.5797
F5_Commercial_Warehouse_New_Space Heating_Natural Gas_Boiler_E3 | F5 | Commercial | Warehouse | New | Space Heating | Natural Gas | Boiler | E3 | RIM BC Ratio | 4.4377 | 4.4073 | 4.3414 | 4.27 | 4.2456 | 4.2383 | 4.2442 | 4.2549 | 4.2641 | 4.2689 | 4.2691 | 4.2643 | 4.2529 | 4.2319 | 4.2012 | 4.1627 | 4.1128 | 4.0539 | 3.9835 | 3.8994 | 3.7992 | 3.6852 | 3.5912 | 3.5324 | 3.5107 | 3.5279 | 3.5452
F5_Commercial_Warehouse_New_Space Heating_Natural Gas_Boiler_E4 | F5 | Commercial | Warehouse | New | Space Heating | Natural Gas | Boiler | E4 | RIM BC Ratio | 1.0694 | 1.0601 | 1.0431 | 1.0234 | 1.0095 | 0.99792 | 0.98853 | 0.98037 | 0.97275 | 0.96552 | 0.959 | 0.95355 | 0.94935 | 0.94568 | 0.94199 | 0.93787 | 0.93209 | 0.92497 | 0.91618 | 0.90537 | 0.89218 | 0.87697 | 0.86472 | 0.85768 | 0.85611 | 0.86031 | 0.86453
F5_Commercial_Warehouse_New_Space Heating_Natural Gas_Boiler_E5 | F5 | Commercial | Warehouse | New | Space Heating | Natural Gas | Boiler | E5 | RIM BC Ratio | 0 | 0 | 0 | 0 | 0 | 0 | 0 | 0 | 0 | 0 | 0 | 0 | 0 | 0 | 0 | 0 | 0 | 0 | 0 | 0 | 0 | 0 | 0 | 0 | 0 | 0 | 0
F5_Commercial_Warehouse_New_Space Heating_Natural Gas_Boiler_E6 | F5 | Commercial | Warehouse | New | Space Heating | Natural Gas | Boiler | E6 | RIM BC Ratio | 0 | 0 | 0 | 0 | 0 | 0 | 0 | 0 | 0 | 0 | 0 | 0 | 0 | 0 | 0 | 0 | 0 | 0 | 0 | 0 | 0 | 0 | 0 | 0 | 0 | 0 | 0
F5_Commercial_Warehouse_New_Space Heating_Natural Gas_Boiler_E7 | F5 | Commercial | Warehouse | New | Space Heating | Natural Gas | Boiler | E7 | RIM BC Ratio | 0 | 0 | 0 | 0 | 0 | 0 | 0 | 0 | 0 | 0 | 0 | 0 | 0 | 0 | 0 | 0 | 0 | 0 | 0 | 0 | 0 | 0 | 0 | 0 | 0 | 0 | 0
F5_Commercial_Warehouse_New_Space Heating_Natural Gas_Boiler_E8 | F5 | Commercial | Warehouse | New | Space Heating | Natural Gas | Boiler | E8 | RIM BC Ratio | 0 | 0 | 0 | 0 | 0 | 0 | 0 | 0 | 0 | 0 | 0 | 0 | 0 | 0 | 0 | 0 | 0 | 0 | 0 | 0 | 0 | 0 | 0 | 0 | 0 | 0 | 0
F5_Commercial_Warehouse_New_Space Heating_Natural Gas_Boiler_E9 | F5 | Commercial | Warehouse | New | Space Heating | Natural Gas | Boiler | E9 | RIM BC Ratio | 0 | 0 | 0 | 0 | 0 | 0 | 0 | 0 | 0 | 0 | 0 | 0 | 0 | 0 | 0 | 0 | 0 | 0 | 0 | 0 | 0 | 0 | 0 | 0 | 0 | 0 | 0
F5_Commercial_Warehouse_New_Space Heating_Natural Gas_Boiler_E10 | F5 | Commercial | Warehouse | New | Space Heating | Natural Gas | Boiler | E10 | RIM BC Ratio | 0 | 0 | 0 | 0 | 0 | 0 | 0 | 0 | 0 | 0 | 0 | 0 | 0 | 0 | 0 | 0 | 0 | 0 | 0 | 0 | 0 | 0 | 0 | 0 | 0 | 0 | 0
F0_Commercial_Warehouse_New_Space Heating_Natural Gas_Unit Heater_E0 | F0 | Commercial | Warehouse | New | Space Heating | Natural Gas | Unit Heater | E0 | Economic Unit | Infrared Radiant | Infrared Radiant | Infrared Radiant | Infrared Radiant | Infrared Radiant | Infrared Radiant | Infrared Radiant | Infrared Radiant | Infrared Radiant | Infrared Radiant | Infrared Radiant | Infrared Radiant | Infrared Radiant | Infrared Radiant | Infrared Radiant | Infrared Radiant | Infrared Radiant | Infrared Radiant | Infrared Radiant | Infrared Radiant | Infrared Radiant | Infrared Radiant | Infrared Radiant | Infrared Radiant | Infrared Radiant | Infrared Radiant | Infrared Radiant
F1_Commercial_Warehouse_New_Space Heating_Natural Gas_Unit Heater_E1 | F1 | Commercial | Warehouse | New | Space Heating | Natural Gas | Unit Heater | E1 | CCE | 0 | 0 | 0 | 0 | 0 | 0 | 0 | 0 | 0 | 0 | 0 | 0 | 0 | 0 | 0 | 0 | 0 | 0 | 0 | 0 | 0 | 0 | 0 | 0 | 0 | 0 | 0
F1_Commercial_Warehouse_New_Space Heating_Natural Gas_Unit Heater_E2 | F1 | Commercial | Warehouse | New | Space Heating | Natural Gas | Unit Heater | E2 | CCE | 0.0010768 | 0.0010009 | 0.0010048 | 0.0010048 | 0.0010048 | 0.0010048 | 0.0010048 | 0.0010048 | 0.0010048 | 0.0010048 | 0.0010048 | 0.0010048 | 0.0010048 | 0.0010048 | 0.0010048 | 0.0010048 | 0.0010048 | 0.0010048 | 0.0010048 | 0.0010048 | 0.0010048 | 0.0010048 | 0.0010048 | 0.0010048 | 0.0010048 | 0.0010048 | 0.0010048
F1_Commercial_Warehouse_New_Space Heating_Natural Gas_Unit Heater_E3 | F1 | Commercial | Warehouse | New | Space Heating | Natural Gas | Unit Heater | E3 | CCE | 0.0016475 | 0.0015314 | 0.0015374 | 0.0015374 | 0.0015374 | 0.0015374 | 0.0015374 | 0.0015374 | 0.0015374 | 0.0015374 | 0.0015374 | 0.0015374 | 0.0015374 | 0.0015374 | 0.0015374 | 0.0015374 | 0.0015374 | 0.0015374 | 0.0015374 | 0.0015374 | 0.0015374 | 0.0015374 | 0.0015374 | 0.0015374 | 0.0015374 | 0.0015374 | 0.0015374
F1_Commercial_Warehouse_New_Space Heating_Natural Gas_Unit Heater_E4 | F1 | Commercial | Warehouse | New | Space Heating | Natural Gas | Unit Heater | E4 | CCE | 0 | 0 | 0 | 0 | 0 | 0 | 0 | 0 | 0 | 0 | 0 | 0 | 0 | 0 | 0 | 0 | 0 | 0 | 0 | 0 | 0 | 0 | 0 | 0 | 0 | 0 | 0
F1_Commercial_Warehouse_New_Space Heating_Natural Gas_Unit Heater_E5 | F1 | Commercial | Warehouse | New | Space Heating | Natural Gas | Unit Heater | E5 | CCE | 0 | 0 | 0 | 0 | 0 | 0 | 0 | 0 | 0 | 0 | 0 | 0 | 0 | 0 | 0 | 0 | 0 | 0 | 0 | 0 | 0 | 0 | 0 | 0 | 0 | 0 | 0
F1_Commercial_Warehouse_New_Space Heating_Natural Gas_Unit Heater_E6 | F1 | Commercial | Warehouse | New | Space Heating | Natural Gas | Unit Heater | E6 | CCE | 0 | 0 | 0 | 0 | 0 | 0 | 0 | 0 | 0 | 0 | 0 | 0 | 0 | 0 | 0 | 0 | 0 | 0 | 0 | 0 | 0 | 0 | 0 | 0 | 0 | 0 | 0
F1_Commercial_Warehouse_New_Space Heating_Natural Gas_Unit Heater_E7 | F1 | Commercial | Warehouse | New | Space Heating | Natural Gas | Unit Heater | E7 | CCE | 0 | 0 | 0 | 0 | 0 | 0 | 0 | 0 | 0 | 0 | 0 | 0 | 0 | 0 | 0 | 0 | 0 | 0 | 0 | 0 | 0 | 0 | 0 | 0 | 0 | 0 | 0
F1_Commercial_Warehouse_New_Space Heating_Natural Gas_Unit Heater_E8 | F1 | Commercial | Warehouse | New | Space Heating | Natural Gas | Unit Heater | E8 | CCE | 0 | 0 | 0 | 0 | 0 | 0 | 0 | 0 | 0 | 0 | 0 | 0 | 0 | 0 | 0 | 0 | 0 | 0 | 0 | 0 | 0 | 0 | 0 | 0 | 0 | 0 | 0
F1_Commercial_Warehouse_New_Space Heating_Natural Gas_Unit Heater_E9 | F1 | Commercial | Warehouse | New | Space Heating | Natural Gas | Unit Heater | E9 | CCE | 0 | 0 | 0 | 0 | 0 | 0 | 0 | 0 | 0 | 0 | 0 | 0 | 0 | 0 | 0 | 0 | 0 | 0 | 0 | 0 | 0 | 0 | 0 | 0 | 0 | 0 | 0
F1_Commercial_Warehouse_New_Space Heating_Natural Gas_Unit Heater_E10 | F1 | Commercial | Warehouse | New | Space Heating | Natural Gas | Unit Heater | E10 | CCE | 0 | 0 | 0 | 0 | 0 | 0 | 0 | 0 | 0 | 0 | 0 | 0 | 0 | 0 | 0 | 0 | 0 | 0 | 0 | 0 | 0 | 0 | 0 | 0 | 0 | 0 | 0
F2_Commercial_Warehouse_New_Space Heating_Natural Gas_Unit Heater_E1 | F2 | Commercial | Warehouse | New | Space Heating | Natural Gas | Unit Heater | E1 | TRC BC Ratio | bar: 2021 to 2047
F2_Commercial_Warehouse_New_Space Heating_Natural Gas_Unit Heater_E2 | F2 | Commercial | Warehouse | New | Space Heating | Natural Gas | Unit Heater | E2 | TRC BC Ratio | 14.4533 | 14.385 | 14.1956 | 13.9907 | 13.9542 | 13.9737 | 14.0292 | 14.0877 | 14.1283 | 14.1445 | 14.1396 | 14.1165 | 14.0699 | 13.9885 | 13.8726 | 13.7285 | 13.5436 | 13.326 | 13.0674 | 12.7596 | 12.3938 | 11.9788 | 11.6353 | 11.4182 | 11.334 | 11.3895 | 11.4454
F2_Commercial_Warehouse_New_Space Heating_Natural Gas_Unit Heater_E3 | F2 | Commercial | Warehouse | New | Space Heating | Natural Gas | Unit Heater | E3 | TRC BC Ratio | 10.3182 | 10.3189 | 10.2536 | 10.1157 | 9.8886 | 9.6065 | 9.2659 | 8.8706 | 8.4447 | 8.0252 | 7.6539 | 7.3791 | 7.2226 | 7.1736 | 7.2023 | 7.2741 | 7.353 | 7.4378 | 7.5299 | 7.6306 | 7.7416 | 7.8612 | 7.9688 | 8.0549 | 8.1185 | 8.1583 | 8.1983
F2_Commercial_Warehouse_New_Space Heating_Natural Gas_Unit Heater_E4 | F2 | Commercial | Warehouse | New | Space Heating | Natural Gas | Unit Heater | E4 | TRC BC Ratio | 0 | 0 | 0 | 0 | 0 | 0 | 0 | 0 | 0 | 0 | 0 | 0 | 0 | 0 | 0 | 0 | 0 | 0 | 0 | 0 | 0 | 0 | 0 | 0 | 0 | 0 | 0
F2_Commercial_Warehouse_New_Space Heating_Natural Gas_Unit Heater_E5 | F2 | Commercial | Warehouse | New | Space Heating | Natural Gas | Unit Heater | E5 | TRC BC Ratio | 0 | 0 | 0 | 0 | 0 | 0 | 0 | 0 | 0 | 0 | 0 | 0 | 0 | 0 | 0 | 0 | 0 | 0 | 0 | 0 | 0 | 0 | 0 | 0 | 0 | 0 | 0
F2_Commercial_Warehouse_New_Space Heating_Natural Gas_Unit Heater_E6 | F2 | Commercial | Warehouse | New | Space Heating | Natural Gas | Unit Heater | E6 | TRC BC Ratio | 0 | 0 | 0 | 0 | 0 | 0 | 0 | 0 | 0 | 0 | 0 | 0 | 0 | 0 | 0 | 0 | 0 | 0 | 0 | 0 | 0 | 0 | 0 | 0 | 0 | 0 | 0
F2_Commercial_Warehouse_New_Space Heating_Natural Gas_Unit Heater_E7 | F2 | Commercial | Warehouse | New | Space Heating | Natural Gas | Unit Heater | E7 | TRC BC Ratio | 0 | 0 | 0 | 0 | 0 | 0 | 0 | 0 | 0 | 0 | 0 | 0 | 0 | 0 | 0 | 0 | 0 | 0 | 0 | 0 | 0 | 0 | 0 | 0 | 0 | 0 | 0
F2_Commercial_Warehouse_New_Space Heating_Natural Gas_Unit Heater_E8 | F2 | Commercial | Warehouse | New | Space Heating | Natural Gas | Unit Heater | E8 | TRC BC Ratio | 0 | 0 | 0 | 0 | 0 | 0 | 0 | 0 | 0 | 0 | 0 | 0 | 0 | 0 | 0 | 0 | 0 | 0 | 0 | 0 | 0 | 0 | 0 | 0 | 0 | 0 | 0
F2_Commercial_Warehouse_New_Space Heating_Natural Gas_Unit Heater_E9 | F2 | Commercial | Warehouse | New | Space Heating | Natural Gas | Unit Heater | E9 | TRC BC Ratio | 0 | 0 | 0 | 0 | 0 | 0 | 0 | 0 | 0 | 0 | 0 | 0 | 0 | 0 | 0 | 0 | 0 | 0 | 0 | 0 | 0 | 0 | 0 | 0 | 0 | 0 | 0
F2_Commercial_Warehouse_New_Space Heating_Natural Gas_Unit Heater_E10 | F2 | Commercial | Warehouse | New | Space Heating | Natural Gas | Unit Heater | E10 | TRC BC Ratio | 0 | 0 | 0 | 0 | 0 | 0 | 0 | 0 | 0 | 0 | 0 | 0 | 0 | 0 | 0 | 0 | 0 | 0 | 0 | 0 | 0 | 0 | 0 | 0 | 0 | 0 | 0
F3_Commercial_Warehouse_New_Space Heating_Natural Gas_Unit Heater_E1 | F3 | Commercial | Warehouse | New | Space Heating | Natural Gas | Unit Heater | E1 | PACT BC Ratio | bar: 2021 to 2047
F3_Commercial_Warehouse_New_Space Heating_Natural Gas_Unit Heater_E2 | F3 | Commercial | Warehouse | New | Space Heating | Natural Gas | Unit Heater | E2 | PACT BC Ratio | 19.0175 | 18.9276 | 18.6784 | 18.4089 | 18.3609 | 18.3864 | 18.4595 | 18.5364 | 18.5899 | 18.6112 | 18.6047 | 18.5743 | 18.5131 | 18.4059 | 18.2534 | 18.0638 | 17.8205 | 17.5342 | 17.194 | 16.7889 | 16.3077 | 15.7615 | 15.3096 | 15.0239 | 14.9131 | 14.9862 | 15.0597
F3_Commercial_Warehouse_New_Space Heating_Natural Gas_Unit Heater_E3 | F3 | Commercial | Warehouse | New | Space Heating | Natural Gas | Unit Heater | E3 | PACT BC Ratio | 13.5765 | 13.5775 | 13.4916 | 13.3101 | 13.0113 | 12.6401 | 12.192 | 11.6718 | 11.1114 | 10.5595 | 10.0709 | 9.7093 | 9.5034 | 9.439 | 9.4768 | 9.5711 | 9.675 | 9.7866 | 9.9077 | 10.0403 | 10.1863 | 10.3437 | 10.4853 | 10.5986 | 10.6822 | 10.7346 | 10.7872
F3_Commercial_Warehouse_New_Space Heating_Natural Gas_Unit Heater_E4 | F3 | Commercial | Warehouse | New | Space Heating | Natural Gas | Unit Heater | E4 | PACT BC Ratio | 0 | 0 | 0 | 0 | 0 | 0 | 0 | 0 | 0 | 0 | 0 | 0 | 0 | 0 | 0 | 0 | 0 | 0 | 0 | 0 | 0 | 0 | 0 | 0 | 0 | 0 | 0
F3_Commercial_Warehouse_New_Space Heating_Natural Gas_Unit Heater_E5 | F3 | Commercial | Warehouse | New | Space Heating | Natural Gas | Unit Heater | E5 | PACT BC Ratio | 0 | 0 | 0 | 0 | 0 | 0 | 0 | 0 | 0 | 0 | 0 | 0 | 0 | 0 | 0 | 0 | 0 | 0 | 0 | 0 | 0 | 0 | 0 | 0 | 0 | 0 | 0
F3_Commercial_Warehouse_New_Space Heating_Natural Gas_Unit Heater_E6 | F3 | Commercial | Warehouse | New | Space Heating | Natural Gas | Unit Heater | E6 | PACT BC Ratio | 0 | 0 | 0 | 0 | 0 | 0 | 0 | 0 | 0 | 0 | 0 | 0 | 0 | 0 | 0 | 0 | 0 | 0 | 0 | 0 | 0 | 0 | 0 | 0 | 0 | 0 | 0
F3_Commercial_Warehouse_New_Space Heating_Natural Gas_Unit Heater_E7 | F3 | Commercial | Warehouse | New | Space Heating | Natural Gas | Unit Heater | E7 | PACT BC Ratio | 0 | 0 | 0 | 0 | 0 | 0 | 0 | 0 | 0 | 0 | 0 | 0 | 0 | 0 | 0 | 0 | 0 | 0 | 0 | 0 | 0 | 0 | 0 | 0 | 0 | 0 | 0
F3_Commercial_Warehouse_New_Space Heating_Natural Gas_Unit Heater_E8 | F3 | Commercial | Warehouse | New | Space Heating | Natural Gas | Unit Heater | E8 | PACT BC Ratio | 0 | 0 | 0 | 0 | 0 | 0 | 0 | 0 | 0 | 0 | 0 | 0 | 0 | 0 | 0 | 0 | 0 | 0 | 0 | 0 | 0 | 0 | 0 | 0 | 0 | 0 | 0
F3_Commercial_Warehouse_New_Space Heating_Natural Gas_Unit Heater_E9 | F3 | Commercial | Warehouse | New | Space Heating | Natural Gas | Unit Heater | E9 | PACT BC Ratio | 0 | 0 | 0 | 0 | 0 | 0 | 0 | 0 | 0 | 0 | 0 | 0 | 0 | 0 | 0 | 0 | 0 | 0 | 0 | 0 | 0 | 0 | 0 | 0 | 0 | 0 | 0
F3_Commercial_Warehouse_New_Space Heating_Natural Gas_Unit Heater_E10 | F3 | Commercial | Warehouse | New | Space Heating | Natural Gas | Unit Heater | E10 | PACT BC Ratio | 0 | 0 | 0 | 0 | 0 | 0 | 0 | 0 | 0 | 0 | 0 | 0 | 0 | 0 | 0 | 0 | 0 | 0 | 0 | 0 | 0 | 0 | 0 | 0 | 0 | 0 | 0
F4_Commercial_Warehouse_New_Space Heating_Natural Gas_Unit Heater_E1 | F4 | Commercial | Warehouse | New | Space Heating | Natural Gas | Unit Heater | E1 | RVT BC Ratio | bar: 2021 to 2047
F4_Commercial_Warehouse_New_Space Heating_Natural Gas_Unit Heater_E2 | F4 | Commercial | Warehouse | New | Space Heating | Natural Gas | Unit Heater | E2 | RVT BC Ratio | 0.7 | 0.7 | 0.7 | 0.7 | 0.7 | 0.7 | 0.7 | 0.7 | 0.7 | 0.7 | 0.7 | 0.7 | 0.7 | 0.7 | 0.7 | 0.7 | 0.7 | 0.7 | 0.7 | 0.7 | 0.7 | 0.7 | 0.7 | 0.7 | 0.7 | 0.7 | 0.7
F4_Commercial_Warehouse_New_Space Heating_Natural Gas_Unit Heater_E3 | F4 | Commercial | Warehouse | New | Space Heating | Natural Gas | Unit Heater | E3 | RVT BC Ratio | 0.7 | 0.7 | 0.7 | 0.7 | 0.7 | 0.7 | 0.7 | 0.7 | 0.7 | 0.7 | 0.7 | 0.7 | 0.7 | 0.7 | 0.7 | 0.7 | 0.7 | 0.7 | 0.7 | 0.7 | 0.7 | 0.7 | 0.7 | 0.7 | 0.7 | 0.7 | 0.7
F4_Commercial_Warehouse_New_Space Heating_Natural Gas_Unit Heater_E4 | F4 | Commercial | Warehouse | New | Space Heating | Natural Gas | Unit Heater | E4 | RVT BC Ratio | 0 | 0 | 0 | 0 | 0 | 0 | 0 | 0 | 0 | 0 | 0 | 0 | 0 | 0 | 0 | 0 | 0 | 0 | 0 | 0 | 0 | 0 | 0 | 0 | 0 | 0 | 0
F4_Commercial_Warehouse_New_Space Heating_Natural Gas_Unit Heater_E5 | F4 | Commercial | Warehouse | New | Space Heating | Natural Gas | Unit Heater | E5 | RVT BC Ratio | 0 | 0 | 0 | 0 | 0 | 0 | 0 | 0 | 0 | 0 | 0 | 0 | 0 | 0 | 0 | 0 | 0 | 0 | 0 | 0 | 0 | 0 | 0 | 0 | 0 | 0 | 0
F4_Commercial_Warehouse_New_Space Heating_Natural Gas_Unit Heater_E6 | F4 | Commercial | Warehouse | New | Space Heating | Natural Gas | Unit Heater | E6 | RVT BC Ratio | 0 | 0 | 0 | 0 | 0 | 0 | 0 | 0 | 0 | 0 | 0 | 0 | 0 | 0 | 0 | 0 | 0 | 0 | 0 | 0 | 0 | 0 | 0 | 0 | 0 | 0 | 0
F4_Commercial_Warehouse_New_Space Heating_Natural Gas_Unit Heater_E7 | F4 | Commercial | Warehouse | New | Space Heating | Natural Gas | Unit Heater | E7 | RVT BC Ratio | 0 | 0 | 0 | 0 | 0 | 0 | 0 | 0 | 0 | 0 | 0 | 0 | 0 | 0 | 0 | 0 | 0 | 0 | 0 | 0 | 0 | 0 | 0 | 0 | 0 | 0 | 0
F4_Commercial_Warehouse_New_Space Heating_Natural Gas_Unit Heater_E8 | F4 | Commercial | Warehouse | New | Space Heating | Natural Gas | Unit Heater | E8 | RVT BC Ratio | 0 | 0 | 0 | 0 | 0 | 0 | 0 | 0 | 0 | 0 | 0 | 0 | 0 | 0 | 0 | 0 | 0 | 0 | 0 | 0 | 0 | 0 | 0 | 0 | 0 | 0 | 0
F4_Commercial_Warehouse_New_Space Heating_Natural Gas_Unit Heater_E9 | F4 | Commercial | Warehouse | New | Space Heating | Natural Gas | Unit Heater | E9 | RVT BC Ratio | 0 | 0 | 0 | 0 | 0 | 0 | 0 | 0 | 0 | 0 | 0 | 0 | 0 | 0 | 0 | 0 | 0 | 0 | 0 | 0 | 0 | 0 | 0 | 0 | 0 | 0 | 0
F4_Commercial_Warehouse_New_Space Heating_Natural Gas_Unit Heater_E10 | F4 | Commercial | Warehouse | New | Space Heating | Natural Gas | Unit Heater | E10 | RVT BC Ratio | 0 | 0 | 0 | 0 | 0 | 0 | 0 | 0 | 0 | 0 | 0 | 0 | 0 | 0 | 0 | 0 | 0 | 0 | 0 | 0 | 0 | 0 | 0 | 0 | 0 | 0 | 0
F5_Commercial_Warehouse_New_Space Heating_Natural Gas_Unit Heater_E1 | F5 | Commercial | Warehouse | New | Space Heating | Natural Gas | Unit Heater | E1 | RIM BC Ratio | bar: 2021 to 2047
F5_Commercial_Warehouse_New_Space Heating_Natural Gas_Unit Heater_E2 | F5 | Commercial | Warehouse | New | Space Heating | Natural Gas | Unit Heater | E2 | RIM BC Ratio | 19.0175 | 18.9276 | 18.6784 | 18.4089 | 18.3609 | 18.3864 | 18.4595 | 18.5364 | 18.5899 | 18.6112 | 18.6047 | 18.5743 | 18.5131 | 18.4059 | 18.2534 | 18.0638 | 17.8205 | 17.5342 | 17.194 | 16.7889 | 16.3077 | 15.7615 | 15.3096 | 15.0239 | 14.9131 | 14.9862 | 15.0597
F5_Commercial_Warehouse_New_Space Heating_Natural Gas_Unit Heater_E3 | F5 | Commercial | Warehouse | New | Space Heating | Natural Gas | Unit Heater | E3 | RIM BC Ratio | 13.5765 | 13.5775 | 13.4916 | 13.3101 | 13.0113 | 12.6401 | 12.192 | 11.6718 | 11.1114 | 10.5595 | 10.0709 | 9.7093 | 9.5034 | 9.439 | 9.4768 | 9.5711 | 9.675 | 9.7866 | 9.9077 | 10.0403 | 10.1863 | 10.3437 | 10.4853 | 10.5986 | 10.6822 | 10.7346 | 10.7872
F5_Commercial_Warehouse_New_Space Heating_Natural Gas_Unit Heater_E4 | F5 | Commercial | Warehouse | New | Space Heating | Natural Gas | Unit Heater | E4 | RIM BC Ratio | 0 | 0 | 0 | 0 | 0 | 0 | 0 | 0 | 0 | 0 | 0 | 0 | 0 | 0 | 0 | 0 | 0 | 0 | 0 | 0 | 0 | 0 | 0 | 0 | 0 | 0 | 0
F5_Commercial_Warehouse_New_Space Heating_Natural Gas_Unit Heater_E5 | F5 | Commercial | Warehouse | New | Space Heating | Natural Gas | Unit Heater | E5 | RIM BC Ratio | 0 | 0 | 0 | 0 | 0 | 0 | 0 | 0 | 0 | 0 | 0 | 0 | 0 | 0 | 0 | 0 | 0 | 0 | 0 | 0 | 0 | 0 | 0 | 0 | 0 | 0 | 0
F5_Commercial_Warehouse_New_Space Heating_Natural Gas_Unit Heater_E6 | F5 | Commercial | Warehouse | New | Space Heating | Natural Gas | Unit Heater | E6 | RIM BC Ratio | 0 | 0 | 0 | 0 | 0 | 0 | 0 | 0 | 0 | 0 | 0 | 0 | 0 | 0 | 0 | 0 | 0 | 0 | 0 | 0 | 0 | 0 | 0 | 0 | 0 | 0 | 0
F5_Commercial_Warehouse_New_Space Heating_Natural Gas_Unit Heater_E7 | F5 | Commercial | Warehouse | New | Space Heating | Natural Gas | Unit Heater | E7 | RIM BC Ratio | 0 | 0 | 0 | 0 | 0 | 0 | 0 | 0 | 0 | 0 | 0 | 0 | 0 | 0 | 0 | 0 | 0 | 0 | 0 | 0 | 0 | 0 | 0 | 0 | 0 | 0 | 0
F5_Commercial_Warehouse_New_Space Heating_Natural Gas_Unit Heater_E8 | F5 | Commercial | Warehouse | New | Space Heating | Natural Gas | Unit Heater | E8 | RIM BC Ratio | 0 | 0 | 0 | 0 | 0 | 0 | 0 | 0 | 0 | 0 | 0 | 0 | 0 | 0 | 0 | 0 | 0 | 0 | 0 | 0 | 0 | 0 | 0 | 0 | 0 | 0 | 0
F5_Commercial_Warehouse_New_Space Heating_Natural Gas_Unit Heater_E9 | F5 | Commercial | Warehouse | New | Space Heating | Natural Gas | Unit Heater | E9 | RIM BC Ratio | 0 | 0 | 0 | 0 | 0 | 0 | 0 | 0 | 0 | 0 | 0 | 0 | 0 | 0 | 0 | 0 | 0 | 0 | 0 | 0 | 0 | 0 | 0 | 0 | 0 | 0 | 0
F5_Commercial_Warehouse_New_Space Heating_Natural Gas_Unit Heater_E10 | F5 | Commercial | Warehouse | New | Space Heating | Natural Gas | Unit Heater | E10 | RIM BC Ratio | 0 | 0 | 0 | 0 | 0 | 0 | 0 | 0 | 0 | 0 | 0 | 0 | 0 | 0 | 0 | 0 | 0 | 0 | 0 | 0 | 0 | 0 | 0 | 0 | 0 | 0 | 0
F0_Commercial_Warehouse_New_Water Heating_Natural Gas_Water Heater_E0 | F0 | Commercial | Warehouse | New | Water Heating | Natural Gas | Water Heater | E0 | Economic Unit | Tankless | Tankless | Tankless | Tankless | Tankless | Tankless | Tankless | Tankless | Tankless | Tankless | Tankless | Tankless | Tankless | Tankless | Tankless | Tankless | Tankless | Tankless | Tankless | Tankless | Tankless | Tankless | Tankless | Tankless | Tankless | Tankless | Tankless
F1_Commercial_Warehouse_New_Water Heating_Natural Gas_Water Heater_E1 | F1 | Commercial | Warehouse | New | Water Heating | Natural Gas | Water Heater | E1 | CCE | 0 | 0 | 0 | 0 | 0 | 0 | 0 | 0 | 0 | 0 | 0 | 0 | 0 | 0 | 0 | 0 | 0 | 0 | 0 | 0 | 0 | 0 | 0 | 0 | 0 | 0 | 0
F1_Commercial_Warehouse_New_Water Heating_Natural Gas_Water Heater_E2 | F1 | Commercial | Warehouse | New | Water Heating | Natural Gas | Water Heater | E2 | CCE | 0.0026027 | 0.0026027 | 0.0026027 | 0.0026027 | 0.0026027 | 0.0026027 | 0.0026027 | 0.0026027 | 0.0026027 | 0.0026027 | 0.0026027 | 0.0026027 | 0.0026027 | 0.0026027 | 0.0026027 | 0.0026027 | 0.0026027 | 0.0026027 | 0.0026027 | 0.0026027 | 0.0026027 | 0.0026027 | 0.0026027 | 0.0026027 | 0.0026027 | 0.0026027 | 0.0026027
F1_Commercial_Warehouse_New_Water Heating_Natural Gas_Water Heater_E3 | F1 | Commercial | Warehouse | New | Water Heating | Natural Gas | Water Heater | E3 | CCE | -0.0020548 | -0.0020548 | -0.0020548 | -0.0020548 | -0.0020548 | -0.0020548 | -0.0020548 | -0.0020548 | -0.0020548 | -0.0020548 | -0.0020548 | -0.0020548 | -0.0020548 | -0.0020548 | -0.0020548 | -0.0020548 | -0.0020548 | -0.0020548 | -0.0020548 | -0.0020548 | -0.0020548 | -0.0020548 | -0.0020548 | -0.0020548 | -0.0020548 | -0.0020548 | -0.0020548
F1_Commercial_Warehouse_New_Water Heating_Natural Gas_Water Heater_E4 | F1 | Commercial | Warehouse | New | Water Heating | Natural Gas | Water Heater | E4 | CCE | 0 | 0 | 0.027312 | 0.027312 | 0.027312 | 0.027312 | 0.027312 | 0.027312 | 0.027312 | 0.027312 | 0.027312 | 0.027312 | 0.027312 | 0.027312 | 0.027312 | 0.027312 | 0.027312 | 0.027312 | 0.027312 | 0.027312 | 0.027312 | 0.027312 | 0.027312 | 0.027312 | 0.027312 | 0.027312 | 0.027312
F1_Commercial_Warehouse_New_Water Heating_Natural Gas_Water Heater_E5 | F1 | Commercial | Warehouse | New | Water Heating | Natural Gas | Water Heater | E5 | CCE | 0 | 0 | 0 | 0 | 0 | 0 | 0 | 0 | 0 | 0 | 0 | 0 | 0 | 0 | 0 | 0 | 0 | 0 | 0 | 0 | 0 | 0 | 0 | 0 | 0 | 0 | 0
F1_Commercial_Warehouse_New_Water Heating_Natural Gas_Water Heater_E6 | F1 | Commercial | Warehouse | New | Water Heating | Natural Gas | Water Heater | E6 | CCE | 0 | 0 | 0 | 0 | 0 | 0 | 0 | 0 | 0 | 0 | 0 | 0 | 0 | 0 | 0 | 0 | 0 | 0 | 0 | 0 | 0 | 0 | 0 | 0 | 0 | 0 | 0
F1_Commercial_Warehouse_New_Water Heating_Natural Gas_Water Heater_E7 | F1 | Commercial | Warehouse | New | Water Heating | Natural Gas | Water Heater | E7 | CCE | 0 | 0 | 0 | 0 | 0 | 0 | 0 | 0 | 0 | 0 | 0 | 0 | 0 | 0 | 0 | 0 | 0 | 0 | 0 | 0 | 0 | 0 | 0 | 0 | 0 | 0 | 0
F1_Commercial_Warehouse_New_Water Heating_Natural Gas_Water Heater_E8 | F1 | Commercial | Warehouse | New | Water Heating | Natural Gas | Water Heater | E8 | CCE | 0 | 0 | 0 | 0 | 0 | 0 | 0 | 0 | 0 | 0 | 0 | 0 | 0 | 0 | 0 | 0 | 0 | 0 | 0 | 0 | 0 | 0 | 0 | 0 | 0 | 0 | 0
F1_Commercial_Warehouse_New_Water Heating_Natural Gas_Water Heater_E9 | F1 | Commercial | Warehouse | New | Water Heating | Natural Gas | Water Heater | E9 | CCE | 0 | 0 | 0 | 0 | 0 | 0 | 0 | 0 | 0 | 0 | 0 | 0 | 0 | 0 | 0 | 0 | 0 | 0 | 0 | 0 | 0 | 0 | 0 | 0 | 0 | 0 | 0
F1_Commercial_Warehouse_New_Water Heating_Natural Gas_Water Heater_E10 | F1 | Commercial | Warehouse | New | Water Heating | Natural Gas | Water Heater | E10 | CCE | 0 | 0 | 0 | 0 | 0 | 0 | 0 | 0 | 0 | 0 | 0 | 0 | 0 | 0 | 0 | 0 | 0 | 0 | 0 | 0 | 0 | 0 | 0 | 0 | 0 | 0 | 0
F2_Commercial_Warehouse_New_Water Heating_Natural Gas_Water Heater_E1 | F2 | Commercial | Warehouse | New | Water Heating | Natural Gas | Water Heater | E1 | TRC BC Ratio | bar: 2021 to 2047
F2_Commercial_Warehouse_New_Water Heating_Natural Gas_Water Heater_E2 | F2 | Commercial | Warehouse | New | Water Heating | Natural Gas | Water Heater | E2 | TRC BC Ratio | 5.2799 | 5.2037 | 5.1294 | 5.0573 | 5.058 | 5.106 | 5.1837 | 5.278 | 5.3797 | 5.4837 | 5.5865 | 5.6776 | 5.7471 | 5.7766 | 5.763 | 5.7065 | 5.6115 | 5.4871 | 5.339 | 5.1634 | 4.9581 | 4.7217 | 4.5119 | 4.3761 | 4.3174 | 4.3386 | 4.3598
F2_Commercial_Warehouse_New_Water Heating_Natural Gas_Water Heater_E3 | F2 | Commercial | Warehouse | New | Water Heating | Natural Gas | Water Heater | E3 | TRC BC Ratio | bar: 2021 to 2047
F2_Commercial_Warehouse_New_Water Heating_Natural Gas_Water Heater_E4 | F2 | Commercial | Warehouse | New | Water Heating | Natural Gas | Water Heater | E4 | TRC BC Ratio | 0 | 0 | 0.46668 | 0.44639 | 0.43826 | 0.43799 | 0.44354 | 0.45493 | 0.47312 | 0.49993 | 0.53429 | 0.57206 | 0.60887 | 0.63669 | 0.65104 | 0.6505 | 0.63645 | 0.61374 | 0.587 | 0.55558 | 0.51908 | 0.4773 | 0.44003 | 0.41533 | 0.40374 | 0.40572 | 0.40771
F2_Commercial_Warehouse_New_Water Heating_Natural Gas_Water Heater_E5 | F2 | Commercial | Warehouse | New | Water Heating | Natural Gas | Water Heater | E5 | TRC BC Ratio | 0 | 0 | 0 | 0 | 0 | 0 | 0 | 0 | 0 | 0 | 0 | 0 | 0 | 0 | 0 | 0 | 0 | 0 | 0 | 0 | 0 | 0 | 0 | 0 | 0 | 0 | 0
F2_Commercial_Warehouse_New_Water Heating_Natural Gas_Water Heater_E6 | F2 | Commercial | Warehouse | New | Water Heating | Natural Gas | Water Heater | E6 | TRC BC Ratio | 0 | 0 | 0 | 0 | 0 | 0 | 0 | 0 | 0 | 0 | 0 | 0 | 0 | 0 | 0 | 0 | 0 | 0 | 0 | 0 | 0 | 0 | 0 | 0 | 0 | 0 | 0
F2_Commercial_Warehouse_New_Water Heating_Natural Gas_Water Heater_E7 | F2 | Commercial | Warehouse | New | Water Heating | Natural Gas | Water Heater | E7 | TRC BC Ratio | 0 | 0 | 0 | 0 | 0 | 0 | 0 | 0 | 0 | 0 | 0 | 0 | 0 | 0 | 0 | 0 | 0 | 0 | 0 | 0 | 0 | 0 | 0 | 0 | 0 | 0 | 0
F2_Commercial_Warehouse_New_Water Heating_Natural Gas_Water Heater_E8 | F2 | Commercial | Warehouse | New | Water Heating | Natural Gas | Water Heater | E8 | TRC BC Ratio | 0 | 0 | 0 | 0 | 0 | 0 | 0 | 0 | 0 | 0 | 0 | 0 | 0 | 0 | 0 | 0 | 0 | 0 | 0 | 0 | 0 | 0 | 0 | 0 | 0 | 0 | 0
F2_Commercial_Warehouse_New_Water Heating_Natural Gas_Water Heater_E9 | F2 | Commercial | Warehouse | New | Water Heating | Natural Gas | Water Heater | E9 | TRC BC Ratio | 0 | 0 | 0 | 0 | 0 | 0 | 0 | 0 | 0 | 0 | 0 | 0 | 0 | 0 | 0 | 0 | 0 | 0 | 0 | 0 | 0 | 0 | 0 | 0 | 0 | 0 | 0
F2_Commercial_Warehouse_New_Water Heating_Natural Gas_Water Heater_E10 | F2 | Commercial | Warehouse | New | Water Heating | Natural Gas | Water Heater | E10 | TRC BC Ratio | 0 | 0 | 0 | 0 | 0 | 0 | 0 | 0 | 0 | 0 | 0 | 0 | 0 | 0 | 0 | 0 | 0 | 0 | 0 | 0 | 0 | 0 | 0 | 0 | 0 | 0 | 0
F3_Commercial_Warehouse_New_Water Heating_Natural Gas_Water Heater_E1 | F3 | Commercial | Warehouse | New | Water Heating | Natural Gas | Water Heater | E1 | PACT BC Ratio | bar: 2021 to 2047
F3_Commercial_Warehouse_New_Water Heating_Natural Gas_Water Heater_E2 | F3 | Commercial | Warehouse | New | Water Heating | Natural Gas | Water Heater | E2 | PACT BC Ratio | 6.6572 | 6.5612 | 6.4675 | 6.3766 | 6.3775 | 6.438 | 6.536 | 6.6548 | 6.783 | 6.9142 | 7.0439 | 7.1587 | 7.2463 | 7.2836 | 7.2664 | 7.1951 | 7.0753 | 6.9185 | 6.7318 | 6.5104 | 6.2515 | 5.9535 | 5.6889 | 5.5176 | 5.4437 | 5.4704 | 5.4972
F3_Commercial_Warehouse_New_Water Heating_Natural Gas_Water Heater_E3 | F3 | Commercial | Warehouse | New | Water Heating | Natural Gas | Water Heater | E3 | PACT BC Ratio | bar: 2021 to 2047
F3_Commercial_Warehouse_New_Water Heating_Natural Gas_Water Heater_E4 | F3 | Commercial | Warehouse | New | Water Heating | Natural Gas | Water Heater | E4 | PACT BC Ratio | 0 | 0 | 0.58842 | 0.56284 | 0.55259 | 0.55224 | 0.55925 | 0.57361 | 0.59654 | 0.63035 | 0.67367 | 0.72129 | 0.7677 | 0.80278 | 0.82088 | 0.8202 | 0.80248 | 0.77385 | 0.74012 | 0.70051 | 0.65449 | 0.60182 | 0.55482 | 0.52368 | 0.50907 | 0.51156 | 0.51407
F3_Commercial_Warehouse_New_Water Heating_Natural Gas_Water Heater_E5 | F3 | Commercial | Warehouse | New | Water Heating | Natural Gas | Water Heater | E5 | PACT BC Ratio | 0 | 0 | 0 | 0 | 0 | 0 | 0 | 0 | 0 | 0 | 0 | 0 | 0 | 0 | 0 | 0 | 0 | 0 | 0 | 0 | 0 | 0 | 0 | 0 | 0 | 0 | 0
F3_Commercial_Warehouse_New_Water Heating_Natural Gas_Water Heater_E6 | F3 | Commercial | Warehouse | New | Water Heating | Natural Gas | Water Heater | E6 | PACT BC Ratio | 0 | 0 | 0 | 0 | 0 | 0 | 0 | 0 | 0 | 0 | 0 | 0 | 0 | 0 | 0 | 0 | 0 | 0 | 0 | 0 | 0 | 0 | 0 | 0 | 0 | 0 | 0
F3_Commercial_Warehouse_New_Water Heating_Natural Gas_Water Heater_E7 | F3 | Commercial | Warehouse | New | Water Heating | Natural Gas | Water Heater | E7 | PACT BC Ratio | 0 | 0 | 0 | 0 | 0 | 0 | 0 | 0 | 0 | 0 | 0 | 0 | 0 | 0 | 0 | 0 | 0 | 0 | 0 | 0 | 0 | 0 | 0 | 0 | 0 | 0 | 0
F3_Commercial_Warehouse_New_Water Heating_Natural Gas_Water Heater_E8 | F3 | Commercial | Warehouse | New | Water Heating | Natural Gas | Water Heater | E8 | PACT BC Ratio | 0 | 0 | 0 | 0 | 0 | 0 | 0 | 0 | 0 | 0 | 0 | 0 | 0 | 0 | 0 | 0 | 0 | 0 | 0 | 0 | 0 | 0 | 0 | 0 | 0 | 0 | 0
F3_Commercial_Warehouse_New_Water Heating_Natural Gas_Water Heater_E9 | F3 | Commercial | Warehouse | New | Water Heating | Natural Gas | Water Heater | E9 | PACT BC Ratio | 0 | 0 | 0 | 0 | 0 | 0 | 0 | 0 | 0 | 0 | 0 | 0 | 0 | 0 | 0 | 0 | 0 | 0 | 0 | 0 | 0 | 0 | 0 | 0 | 0 | 0 | 0
F3_Commercial_Warehouse_New_Water Heating_Natural Gas_Water Heater_E10 | F3 | Commercial | Warehouse | New | Water Heating | Natural Gas | Water Heater | E10 | PACT BC Ratio | 0 | 0 | 0 | 0 | 0 | 0 | 0 | 0 | 0 | 0 | 0 | 0 | 0 | 0 | 0 | 0 | 0 | 0 | 0 | 0 | 0 | 0 | 0 | 0 | 0 | 0 | 0
F4_Commercial_Warehouse_New_Water Heating_Natural Gas_Water Heater_E1 | F4 | Commercial | Warehouse | New | Water Heating | Natural Gas | Water Heater | E1 | RVT BC Ratio | bar: 2021 to 2047
F4_Commercial_Warehouse_New_Water Heating_Natural Gas_Water Heater_E2 | F4 | Commercial | Warehouse | New | Water Heating | Natural Gas | Water Heater | E2 | RVT BC Ratio | 0.7 | 0.7 | 0.7 | 0.7 | 0.7 | 0.7 | 0.7 | 0.7 | 0.7 | 0.7 | 0.7 | 0.7 | 0.7 | 0.7 | 0.7 | 0.7 | 0.7 | 0.7 | 0.7 | 0.7 | 0.7 | 0.7 | 0.7 | 0.7 | 0.7 | 0.7 | 0.7
F4_Commercial_Warehouse_New_Water Heating_Natural Gas_Water Heater_E3 | F4 | Commercial | Warehouse | New | Water Heating | Natural Gas | Water Heater | E3 | RVT BC Ratio | bar: 2021 to 2047
F4_Commercial_Warehouse_New_Water Heating_Natural Gas_Water Heater_E4 | F4 | Commercial | Warehouse | New | Water Heating | Natural Gas | Water Heater | E4 | RVT BC Ratio | 0 | 0 | 0.7 | 0.7 | 0.7 | 0.7 | 0.7 | 0.7 | 0.7 | 0.7 | 0.7 | 0.7 | 0.7 | 0.7 | 0.7 | 0.7 | 0.7 | 0.7 | 0.7 | 0.7 | 0.7 | 0.7 | 0.7 | 0.7 | 0.7 | 0.7 | 0.7
F4_Commercial_Warehouse_New_Water Heating_Natural Gas_Water Heater_E5 | F4 | Commercial | Warehouse | New | Water Heating | Natural Gas | Water Heater | E5 | RVT BC Ratio | 0 | 0 | 0 | 0 | 0 | 0 | 0 | 0 | 0 | 0 | 0 | 0 | 0 | 0 | 0 | 0 | 0 | 0 | 0 | 0 | 0 | 0 | 0 | 0 | 0 | 0 | 0
F4_Commercial_Warehouse_New_Water Heating_Natural Gas_Water Heater_E6 | F4 | Commercial | Warehouse | New | Water Heating | Natural Gas | Water Heater | E6 | RVT BC Ratio | 0 | 0 | 0 | 0 | 0 | 0 | 0 | 0 | 0 | 0 | 0 | 0 | 0 | 0 | 0 | 0 | 0 | 0 | 0 | 0 | 0 | 0 | 0 | 0 | 0 | 0 | 0
F4_Commercial_Warehouse_New_Water Heating_Natural Gas_Water Heater_E7 | F4 | Commercial | Warehouse | New | Water Heating | Natural Gas | Water Heater | E7 | RVT BC Ratio | 0 | 0 | 0 | 0 | 0 | 0 | 0 | 0 | 0 | 0 | 0 | 0 | 0 | 0 | 0 | 0 | 0 | 0 | 0 | 0 | 0 | 0 | 0 | 0 | 0 | 0 | 0
F4_Commercial_Warehouse_New_Water Heating_Natural Gas_Water Heater_E8 | F4 | Commercial | Warehouse | New | Water Heating | Natural Gas | Water Heater | E8 | RVT BC Ratio | 0 | 0 | 0 | 0 | 0 | 0 | 0 | 0 | 0 | 0 | 0 | 0 | 0 | 0 | 0 | 0 | 0 | 0 | 0 | 0 | 0 | 0 | 0 | 0 | 0 | 0 | 0
F4_Commercial_Warehouse_New_Water Heating_Natural Gas_Water Heater_E9 | F4 | Commercial | Warehouse | New | Water Heating | Natural Gas | Water Heater | E9 | RVT BC Ratio | 0 | 0 | 0 | 0 | 0 | 0 | 0 | 0 | 0 | 0 | 0 | 0 | 0 | 0 | 0 | 0 | 0 | 0 | 0 | 0 | 0 | 0 | 0 | 0 | 0 | 0 | 0
F4_Commercial_Warehouse_New_Water Heating_Natural Gas_Water Heater_E10 | F4 | Commercial | Warehouse | New | Water Heating | Natural Gas | Water Heater | E10 | RVT BC Ratio | 0 | 0 | 0 | 0 | 0 | 0 | 0 | 0 | 0 | 0 | 0 | 0 | 0 | 0 | 0 | 0 | 0 | 0 | 0 | 0 | 0 | 0 | 0 | 0 | 0 | 0 | 0
F5_Commercial_Warehouse_New_Water Heating_Natural Gas_Water Heater_E1 | F5 | Commercial | Warehouse | New | Water Heating | Natural Gas | Water Heater | E1 | RIM BC Ratio | bar: 2021 to 2047
F5_Commercial_Warehouse_New_Water Heating_Natural Gas_Water Heater_E2 | F5 | Commercial | Warehouse | New | Water Heating | Natural Gas | Water Heater | E2 | RIM BC Ratio | 6.6572 | 6.5612 | 6.4675 | 6.3766 | 6.3775 | 6.438 | 6.536 | 6.6548 | 6.783 | 6.9142 | 7.0439 | 7.1587 | 7.2463 | 7.2836 | 7.2664 | 7.1951 | 7.0753 | 6.9185 | 6.7318 | 6.5104 | 6.2515 | 5.9535 | 5.6889 | 5.5176 | 5.4437 | 5.4704 | 5.4972
F5_Commercial_Warehouse_New_Water Heating_Natural Gas_Water Heater_E3 | F5 | Commercial | Warehouse | New | Water Heating | Natural Gas | Water Heater | E3 | RIM BC Ratio | bar: 2021 to 2047
F5_Commercial_Warehouse_New_Water Heating_Natural Gas_Water Heater_E4 | F5 | Commercial | Warehouse | New | Water Heating | Natural Gas | Water Heater | E4 | RIM BC Ratio | 0 | 0 | 0.58842 | 0.56284 | 0.55259 | 0.55224 | 0.55925 | 0.57361 | 0.59654 | 0.63035 | 0.67367 | 0.72129 | 0.7677 | 0.80278 | 0.82088 | 0.8202 | 0.80248 | 0.77385 | 0.74012 | 0.70051 | 0.65449 | 0.60182 | 0.55482 | 0.52368 | 0.50907 | 0.51156 | 0.51407
F5_Commercial_Warehouse_New_Water Heating_Natural Gas_Water Heater_E5 | F5 | Commercial | Warehouse | New | Water Heating | Natural Gas | Water Heater | E5 | RIM BC Ratio | 0 | 0 | 0 | 0 | 0 | 0 | 0 | 0 | 0 | 0 | 0 | 0 | 0 | 0 | 0 | 0 | 0 | 0 | 0 | 0 | 0 | 0 | 0 | 0 | 0 | 0 | 0
F5_Commercial_Warehouse_New_Water Heating_Natural Gas_Water Heater_E6 | F5 | Commercial | Warehouse | New | Water Heating | Natural Gas | Water Heater | E6 | RIM BC Ratio | 0 | 0 | 0 | 0 | 0 | 0 | 0 | 0 | 0 | 0 | 0 | 0 | 0 | 0 | 0 | 0 | 0 | 0 | 0 | 0 | 0 | 0 | 0 | 0 | 0 | 0 | 0
F5_Commercial_Warehouse_New_Water Heating_Natural Gas_Water Heater_E7 | F5 | Commercial | Warehouse | New | Water Heating | Natural Gas | Water Heater | E7 | RIM BC Ratio | 0 | 0 | 0 | 0 | 0 | 0 | 0 | 0 | 0 | 0 | 0 | 0 | 0 | 0 | 0 | 0 | 0 | 0 | 0 | 0 | 0 | 0 | 0 | 0 | 0 | 0 | 0
F5_Commercial_Warehouse_New_Water Heating_Natural Gas_Water Heater_E8 | F5 | Commercial | Warehouse | New | Water Heating | Natural Gas | Water Heater | E8 | RIM BC Ratio | 0 | 0 | 0 | 0 | 0 | 0 | 0 | 0 | 0 | 0 | 0 | 0 | 0 | 0 | 0 | 0 | 0 | 0 | 0 | 0 | 0 | 0 | 0 | 0 | 0 | 0 | 0
F5_Commercial_Warehouse_New_Water Heating_Natural Gas_Water Heater_E9 | F5 | Commercial | Warehouse | New | Water Heating | Natural Gas | Water Heater | E9 | RIM BC Ratio | 0 | 0 | 0 | 0 | 0 | 0 | 0 | 0 | 0 | 0 | 0 | 0 | 0 | 0 | 0 | 0 | 0 | 0 | 0 | 0 | 0 | 0 | 0 | 0 | 0 | 0 | 0
F5_Commercial_Warehouse_New_Water Heating_Natural Gas_Water Heater_E10 | F5 | Commercial | Warehouse | New | Water Heating | Natural Gas | Water Heater | E10 | RIM BC Ratio | 0 | 0 | 0 | 0 | 0 | 0 | 0 | 0 | 0 | 0 | 0 | 0 | 0 | 0 | 0 | 0 | 0 | 0 | 0 | 0 | 0 | 0 | 0 | 0 | 0 | 0 | 0
F0_Commercial_Warehouse_New_Food Preparation_Natural Gas_Oven_E0 | F0 | Commercial | Warehouse | New | Food Preparation | Natural Gas | Oven | E0 | Economic Unit | ENERGY STAR (>42% Baking Efficiency) | ENERGY STAR (>42% Baking Efficiency) | ENERGY STAR (>42% Baking Efficiency) | ENERGY STAR (>42% Baking Efficiency) | ENERGY STAR (>42% Baking Efficiency) | ENERGY STAR (>42% Baking Efficiency) | ENERGY STAR (>42% Baking Efficiency) | ENERGY STAR (>42% Baking Efficiency) | ENERGY STAR (>42% Baking Efficiency) | ENERGY STAR (>42% Baking Efficiency) | ENERGY STAR (>42% Baking Efficiency) | ENERGY STAR (>42% Baking Efficiency) | ENERGY STAR (>42% Baking Efficiency) | ENERGY STAR (>42% Baking Efficiency) | ENERGY STAR (>42% Baking Efficiency) | ENERGY STAR (>42% Baking Efficiency) | ENERGY STAR (>42% Baking Efficiency) | ENERGY STAR (>42% Baking Efficiency) | ENERGY STAR (>42% Baking Efficiency) | ENERGY STAR (>42% Baking Efficiency) | ENERGY STAR (>42% Baking Efficiency) | ENERGY STAR (>42% Baking Efficiency) | ENERGY STAR (>42% Baking Efficiency) | ENERGY STAR (>42% Baking Efficiency) | ENERGY STAR (>42% Baking Efficiency) | ENERGY STAR (>42% Baking Efficiency) | ENERGY STAR (>42% Baking Efficiency)
F1_Commercial_Warehouse_New_Food Preparation_Natural Gas_Oven_E1 | F1 | Commercial | Warehouse | New | Food Preparation | Natural Gas | Oven | E1 | CCE | 0 | 0 | 0 | 0 | 0 | 0 | 0 | 0 | 0 | 0 | 0 | 0 | 0 | 0 | 0 | 0 | 0 | 0 | 0 | 0 | 0 | 0 | 0 | 0 | 0 | 0 | 0
F1_Commercial_Warehouse_New_Food Preparation_Natural Gas_Oven_E2 | F1 | Commercial | Warehouse | New | Food Preparation | Natural Gas | Oven | E2 | CCE | 0.0064069 | 0.0064069 | 0.0064069 | 0.0064069 | 0.0064069 | 0.0064069 | 0.0064069 | 0.0064069 | 0.0064069 | 0.0064069 | 0.0064069 | 0.0064069 | 0.0064069 | 0.0064069 | 0.0064069 | 0.0064069 | 0.0064069 | 0.0064069 | 0.0064069 | 0.0064069 | 0.0064069 | 0.0064069 | 0.0064069 | 0.0064069 | 0.0064069 | 0.0064069 | 0.0064069
F1_Commercial_Warehouse_New_Food Preparation_Natural Gas_Oven_E3 | F1 | Commercial | Warehouse | New | Food Preparation | Natural Gas | Oven | E3 | CCE | 0 | 0 | 0 | 0 | 0 | 0 | 0 | 0 | 0 | 0 | 0 | 0 | 0 | 0 | 0 | 0 | 0 | 0 | 0 | 0 | 0 | 0 | 0 | 0 | 0 | 0 | 0
F1_Commercial_Warehouse_New_Food Preparation_Natural Gas_Oven_E4 | F1 | Commercial | Warehouse | New | Food Preparation | Natural Gas | Oven | E4 | CCE | 0 | 0 | 0 | 0 | 0 | 0 | 0 | 0 | 0 | 0 | 0 | 0 | 0 | 0 | 0 | 0 | 0 | 0 | 0 | 0 | 0 | 0 | 0 | 0 | 0 | 0 | 0
F1_Commercial_Warehouse_New_Food Preparation_Natural Gas_Oven_E5 | F1 | Commercial | Warehouse | New | Food Preparation | Natural Gas | Oven | E5 | CCE | 0 | 0 | 0 | 0 | 0 | 0 | 0 | 0 | 0 | 0 | 0 | 0 | 0 | 0 | 0 | 0 | 0 | 0 | 0 | 0 | 0 | 0 | 0 | 0 | 0 | 0 | 0
F1_Commercial_Warehouse_New_Food Preparation_Natural Gas_Oven_E6 | F1 | Commercial | Warehouse | New | Food Preparation | Natural Gas | Oven | E6 | CCE | 0 | 0 | 0 | 0 | 0 | 0 | 0 | 0 | 0 | 0 | 0 | 0 | 0 | 0 | 0 | 0 | 0 | 0 | 0 | 0 | 0 | 0 | 0 | 0 | 0 | 0 | 0
F1_Commercial_Warehouse_New_Food Preparation_Natural Gas_Oven_E7 | F1 | Commercial | Warehouse | New | Food Preparation | Natural Gas | Oven | E7 | CCE | 0 | 0 | 0 | 0 | 0 | 0 | 0 | 0 | 0 | 0 | 0 | 0 | 0 | 0 | 0 | 0 | 0 | 0 | 0 | 0 | 0 | 0 | 0 | 0 | 0 | 0 | 0
F1_Commercial_Warehouse_New_Food Preparation_Natural Gas_Oven_E8 | F1 | Commercial | Warehouse | New | Food Preparation | Natural Gas | Oven | E8 | CCE | 0 | 0 | 0 | 0 | 0 | 0 | 0 | 0 | 0 | 0 | 0 | 0 | 0 | 0 | 0 | 0 | 0 | 0 | 0 | 0 | 0 | 0 | 0 | 0 | 0 | 0 | 0
F1_Commercial_Warehouse_New_Food Preparation_Natural Gas_Oven_E9 | F1 | Commercial | Warehouse | New | Food Preparation | Natural Gas | Oven | E9 | CCE | 0 | 0 | 0 | 0 | 0 | 0 | 0 | 0 | 0 | 0 | 0 | 0 | 0 | 0 | 0 | 0 | 0 | 0 | 0 | 0 | 0 | 0 | 0 | 0 | 0 | 0 | 0
F1_Commercial_Warehouse_New_Food Preparation_Natural Gas_Oven_E10 | F1 | Commercial | Warehouse | New | Food Preparation | Natural Gas | Oven | E10 | CCE | 0 | 0 | 0 | 0 | 0 | 0 | 0 | 0 | 0 | 0 | 0 | 0 | 0 | 0 | 0 | 0 | 0 | 0 | 0 | 0 | 0 | 0 | 0 | 0 | 0 | 0 | 0
F2_Commercial_Warehouse_New_Food Preparation_Natural Gas_Oven_E1 | F2 | Commercial | Warehouse | New | Food Preparation | Natural Gas | Oven | E1 | TRC BC Ratio | bar: 2021 to 2047
F2_Commercial_Warehouse_New_Food Preparation_Natural Gas_Oven_E2 | F2 | Commercial | Warehouse | New | Food Preparation | Natural Gas | Oven | E2 | TRC BC Ratio | 2.1435 | 2.1209 | 2.0991 | 2.0784 | 2.0838 | 2.1062 | 2.1397 | 2.1792 | 2.22 | 2.2569 | 2.287 | 2.3059 | 2.3122 | 2.3039 | 2.2841 | 2.2551 | 2.2186 | 2.175 | 2.1228 | 2.0608 | 1.9881 | 1.9043 | 1.83 | 1.7822 | 1.7622 | 1.7709 | 1.7795
F2_Commercial_Warehouse_New_Food Preparation_Natural Gas_Oven_E3 | F2 | Commercial | Warehouse | New | Food Preparation | Natural Gas | Oven | E3 | TRC BC Ratio | 0 | 0 | 0 | 0 | 0 | 0 | 0 | 0 | 0 | 0 | 0 | 0 | 0 | 0 | 0 | 0 | 0 | 0 | 0 | 0 | 0 | 0 | 0 | 0 | 0 | 0 | 0
F2_Commercial_Warehouse_New_Food Preparation_Natural Gas_Oven_E4 | F2 | Commercial | Warehouse | New | Food Preparation | Natural Gas | Oven | E4 | TRC BC Ratio | 0 | 0 | 0 | 0 | 0 | 0 | 0 | 0 | 0 | 0 | 0 | 0 | 0 | 0 | 0 | 0 | 0 | 0 | 0 | 0 | 0 | 0 | 0 | 0 | 0 | 0 | 0
F2_Commercial_Warehouse_New_Food Preparation_Natural Gas_Oven_E5 | F2 | Commercial | Warehouse | New | Food Preparation | Natural Gas | Oven | E5 | TRC BC Ratio | 0 | 0 | 0 | 0 | 0 | 0 | 0 | 0 | 0 | 0 | 0 | 0 | 0 | 0 | 0 | 0 | 0 | 0 | 0 | 0 | 0 | 0 | 0 | 0 | 0 | 0 | 0
F2_Commercial_Warehouse_New_Food Preparation_Natural Gas_Oven_E6 | F2 | Commercial | Warehouse | New | Food Preparation | Natural Gas | Oven | E6 | TRC BC Ratio | 0 | 0 | 0 | 0 | 0 | 0 | 0 | 0 | 0 | 0 | 0 | 0 | 0 | 0 | 0 | 0 | 0 | 0 | 0 | 0 | 0 | 0 | 0 | 0 | 0 | 0 | 0
F2_Commercial_Warehouse_New_Food Preparation_Natural Gas_Oven_E7 | F2 | Commercial | Warehouse | New | Food Preparation | Natural Gas | Oven | E7 | TRC BC Ratio | 0 | 0 | 0 | 0 | 0 | 0 | 0 | 0 | 0 | 0 | 0 | 0 | 0 | 0 | 0 | 0 | 0 | 0 | 0 | 0 | 0 | 0 | 0 | 0 | 0 | 0 | 0
F2_Commercial_Warehouse_New_Food Preparation_Natural Gas_Oven_E8 | F2 | Commercial | Warehouse | New | Food Preparation | Natural Gas | Oven | E8 | TRC BC Ratio | 0 | 0 | 0 | 0 | 0 | 0 | 0 | 0 | 0 | 0 | 0 | 0 | 0 | 0 | 0 | 0 | 0 | 0 | 0 | 0 | 0 | 0 | 0 | 0 | 0 | 0 | 0
F2_Commercial_Warehouse_New_Food Preparation_Natural Gas_Oven_E9 | F2 | Commercial | Warehouse | New | Food Preparation | Natural Gas | Oven | E9 | TRC BC Ratio | 0 | 0 | 0 | 0 | 0 | 0 | 0 | 0 | 0 | 0 | 0 | 0 | 0 | 0 | 0 | 0 | 0 | 0 | 0 | 0 | 0 | 0 | 0 | 0 | 0 | 0 | 0
F2_Commercial_Warehouse_New_Food Preparation_Natural Gas_Oven_E10 | F2 | Commercial | Warehouse | New | Food Preparation | Natural Gas | Oven | E10 | TRC BC Ratio | 0 | 0 | 0 | 0 | 0 | 0 | 0 | 0 | 0 | 0 | 0 | 0 | 0 | 0 | 0 | 0 | 0 | 0 | 0 | 0 | 0 | 0 | 0 | 0 | 0 | 0 | 0
F3_Commercial_Warehouse_New_Food Preparation_Natural Gas_Oven_E1 | F3 | Commercial | Warehouse | New | Food Preparation | Natural Gas | Oven | E1 | PACT BC Ratio | bar: 2021 to 2047
F3_Commercial_Warehouse_New_Food Preparation_Natural Gas_Oven_E2 | F3 | Commercial | Warehouse | New | Food Preparation | Natural Gas | Oven | E2 | PACT BC Ratio | 2.8204 | 2.7906 | 2.762 | 2.7347 | 2.7418 | 2.7714 | 2.8154 | 2.8674 | 2.9211 | 2.9697 | 3.0092 | 3.0341 | 3.0424 | 3.0315 | 3.0054 | 2.9673 | 2.9193 | 2.8618 | 2.7932 | 2.7116 | 2.6159 | 2.5056 | 2.4079 | 2.3451 | 2.3187 | 2.3301 | 2.3415
F3_Commercial_Warehouse_New_Food Preparation_Natural Gas_Oven_E3 | F3 | Commercial | Warehouse | New | Food Preparation | Natural Gas | Oven | E3 | PACT BC Ratio | 0 | 0 | 0 | 0 | 0 | 0 | 0 | 0 | 0 | 0 | 0 | 0 | 0 | 0 | 0 | 0 | 0 | 0 | 0 | 0 | 0 | 0 | 0 | 0 | 0 | 0 | 0
F3_Commercial_Warehouse_New_Food Preparation_Natural Gas_Oven_E4 | F3 | Commercial | Warehouse | New | Food Preparation | Natural Gas | Oven | E4 | PACT BC Ratio | 0 | 0 | 0 | 0 | 0 | 0 | 0 | 0 | 0 | 0 | 0 | 0 | 0 | 0 | 0 | 0 | 0 | 0 | 0 | 0 | 0 | 0 | 0 | 0 | 0 | 0 | 0
F3_Commercial_Warehouse_New_Food Preparation_Natural Gas_Oven_E5 | F3 | Commercial | Warehouse | New | Food Preparation | Natural Gas | Oven | E5 | PACT BC Ratio | 0 | 0 | 0 | 0 | 0 | 0 | 0 | 0 | 0 | 0 | 0 | 0 | 0 | 0 | 0 | 0 | 0 | 0 | 0 | 0 | 0 | 0 | 0 | 0 | 0 | 0 | 0
F3_Commercial_Warehouse_New_Food Preparation_Natural Gas_Oven_E6 | F3 | Commercial | Warehouse | New | Food Preparation | Natural Gas | Oven | E6 | PACT BC Ratio | 0 | 0 | 0 | 0 | 0 | 0 | 0 | 0 | 0 | 0 | 0 | 0 | 0 | 0 | 0 | 0 | 0 | 0 | 0 | 0 | 0 | 0 | 0 | 0 | 0 | 0 | 0
F3_Commercial_Warehouse_New_Food Preparation_Natural Gas_Oven_E7 | F3 | Commercial | Warehouse | New | Food Preparation | Natural Gas | Oven | E7 | PACT BC Ratio | 0 | 0 | 0 | 0 | 0 | 0 | 0 | 0 | 0 | 0 | 0 | 0 | 0 | 0 | 0 | 0 | 0 | 0 | 0 | 0 | 0 | 0 | 0 | 0 | 0 | 0 | 0
F3_Commercial_Warehouse_New_Food Preparation_Natural Gas_Oven_E8 | F3 | Commercial | Warehouse | New | Food Preparation | Natural Gas | Oven | E8 | PACT BC Ratio | 0 | 0 | 0 | 0 | 0 | 0 | 0 | 0 | 0 | 0 | 0 | 0 | 0 | 0 | 0 | 0 | 0 | 0 | 0 | 0 | 0 | 0 | 0 | 0 | 0 | 0 | 0
F3_Commercial_Warehouse_New_Food Preparation_Natural Gas_Oven_E9 | F3 | Commercial | Warehouse | New | Food Preparation | Natural Gas | Oven | E9 | PACT BC Ratio | 0 | 0 | 0 | 0 | 0 | 0 | 0 | 0 | 0 | 0 | 0 | 0 | 0 | 0 | 0 | 0 | 0 | 0 | 0 | 0 | 0 | 0 | 0 | 0 | 0 | 0 | 0
F3_Commercial_Warehouse_New_Food Preparation_Natural Gas_Oven_E10 | F3 | Commercial | Warehouse | New | Food Preparation | Natural Gas | Oven | E10 | PACT BC Ratio | 0 | 0 | 0 | 0 | 0 | 0 | 0 | 0 | 0 | 0 | 0 | 0 | 0 | 0 | 0 | 0 | 0 | 0 | 0 | 0 | 0 | 0 | 0 | 0 | 0 | 0 | 0
F4_Commercial_Warehouse_New_Food Preparation_Natural Gas_Oven_E1 | F4 | Commercial | Warehouse | New | Food Preparation | Natural Gas | Oven | E1 | RVT BC Ratio | bar: 2021 to 2047
F4_Commercial_Warehouse_New_Food Preparation_Natural Gas_Oven_E2 | F4 | Commercial | Warehouse | New | Food Preparation | Natural Gas | Oven | E2 | RVT BC Ratio | 0.7 | 0.7 | 0.7 | 0.7 | 0.7 | 0.7 | 0.7 | 0.7 | 0.7 | 0.7 | 0.7 | 0.7 | 0.7 | 0.7 | 0.7 | 0.7 | 0.7 | 0.7 | 0.7 | 0.7 | 0.7 | 0.7 | 0.7 | 0.7 | 0.7 | 0.7 | 0.7
F4_Commercial_Warehouse_New_Food Preparation_Natural Gas_Oven_E3 | F4 | Commercial | Warehouse | New | Food Preparation | Natural Gas | Oven | E3 | RVT BC Ratio | 0 | 0 | 0 | 0 | 0 | 0 | 0 | 0 | 0 | 0 | 0 | 0 | 0 | 0 | 0 | 0 | 0 | 0 | 0 | 0 | 0 | 0 | 0 | 0 | 0 | 0 | 0
F4_Commercial_Warehouse_New_Food Preparation_Natural Gas_Oven_E4 | F4 | Commercial | Warehouse | New | Food Preparation | Natural Gas | Oven | E4 | RVT BC Ratio | 0 | 0 | 0 | 0 | 0 | 0 | 0 | 0 | 0 | 0 | 0 | 0 | 0 | 0 | 0 | 0 | 0 | 0 | 0 | 0 | 0 | 0 | 0 | 0 | 0 | 0 | 0
F4_Commercial_Warehouse_New_Food Preparation_Natural Gas_Oven_E5 | F4 | Commercial | Warehouse | New | Food Preparation | Natural Gas | Oven | E5 | RVT BC Ratio | 0 | 0 | 0 | 0 | 0 | 0 | 0 | 0 | 0 | 0 | 0 | 0 | 0 | 0 | 0 | 0 | 0 | 0 | 0 | 0 | 0 | 0 | 0 | 0 | 0 | 0 | 0
F4_Commercial_Warehouse_New_Food Preparation_Natural Gas_Oven_E6 | F4 | Commercial | Warehouse | New | Food Preparation | Natural Gas | Oven | E6 | RVT BC Ratio | 0 | 0 | 0 | 0 | 0 | 0 | 0 | 0 | 0 | 0 | 0 | 0 | 0 | 0 | 0 | 0 | 0 | 0 | 0 | 0 | 0 | 0 | 0 | 0 | 0 | 0 | 0
F4_Commercial_Warehouse_New_Food Preparation_Natural Gas_Oven_E7 | F4 | Commercial | Warehouse | New | Food Preparation | Natural Gas | Oven | E7 | RVT BC Ratio | 0 | 0 | 0 | 0 | 0 | 0 | 0 | 0 | 0 | 0 | 0 | 0 | 0 | 0 | 0 | 0 | 0 | 0 | 0 | 0 | 0 | 0 | 0 | 0 | 0 | 0 | 0
F4_Commercial_Warehouse_New_Food Preparation_Natural Gas_Oven_E8 | F4 | Commercial | Warehouse | New | Food Preparation | Natural Gas | Oven | E8 | RVT BC Ratio | 0 | 0 | 0 | 0 | 0 | 0 | 0 | 0 | 0 | 0 | 0 | 0 | 0 | 0 | 0 | 0 | 0 | 0 | 0 | 0 | 0 | 0 | 0 | 0 | 0 | 0 | 0
F4_Commercial_Warehouse_New_Food Preparation_Natural Gas_Oven_E9 | F4 | Commercial | Warehouse | New | Food Preparation | Natural Gas | Oven | E9 | RVT BC Ratio | 0 | 0 | 0 | 0 | 0 | 0 | 0 | 0 | 0 | 0 | 0 | 0 | 0 | 0 | 0 | 0 | 0 | 0 | 0 | 0 | 0 | 0 | 0 | 0 | 0 | 0 | 0
F4_Commercial_Warehouse_New_Food Preparation_Natural Gas_Oven_E10 | F4 | Commercial | Warehouse | New | Food Preparation | Natural Gas | Oven | E10 | RVT BC Ratio | 0 | 0 | 0 | 0 | 0 | 0 | 0 | 0 | 0 | 0 | 0 | 0 | 0 | 0 | 0 | 0 | 0 | 0 | 0 | 0 | 0 | 0 | 0 | 0 | 0 | 0 | 0
F5_Commercial_Warehouse_New_Food Preparation_Natural Gas_Oven_E1 | F5 | Commercial | Warehouse | New | Food Preparation | Natural Gas | Oven | E1 | RIM BC Ratio | bar: 2021 to 2047
F5_Commercial_Warehouse_New_Food Preparation_Natural Gas_Oven_E2 | F5 | Commercial | Warehouse | New | Food Preparation | Natural Gas | Oven | E2 | RIM BC Ratio | 2.8204 | 2.7906 | 2.762 | 2.7347 | 2.7418 | 2.7714 | 2.8154 | 2.8674 | 2.9211 | 2.9697 | 3.0092 | 3.0341 | 3.0424 | 3.0315 | 3.0054 | 2.9673 | 2.9193 | 2.8618 | 2.7932 | 2.7116 | 2.6159 | 2.5056 | 2.4079 | 2.3451 | 2.3187 | 2.3301 | 2.3415
F5_Commercial_Warehouse_New_Food Preparation_Natural Gas_Oven_E3 | F5 | Commercial | Warehouse | New | Food Preparation | Natural Gas | Oven | E3 | RIM BC Ratio | 0 | 0 | 0 | 0 | 0 | 0 | 0 | 0 | 0 | 0 | 0 | 0 | 0 | 0 | 0 | 0 | 0 | 0 | 0 | 0 | 0 | 0 | 0 | 0 | 0 | 0 | 0
F5_Commercial_Warehouse_New_Food Preparation_Natural Gas_Oven_E4 | F5 | Commercial | Warehouse | New | Food Preparation | Natural Gas | Oven | E4 | RIM BC Ratio | 0 | 0 | 0 | 0 | 0 | 0 | 0 | 0 | 0 | 0 | 0 | 0 | 0 | 0 | 0 | 0 | 0 | 0 | 0 | 0 | 0 | 0 | 0 | 0 | 0 | 0 | 0
F5_Commercial_Warehouse_New_Food Preparation_Natural Gas_Oven_E5 | F5 | Commercial | Warehouse | New | Food Preparation | Natural Gas | Oven | E5 | RIM BC Ratio | 0 | 0 | 0 | 0 | 0 | 0 | 0 | 0 | 0 | 0 | 0 | 0 | 0 | 0 | 0 | 0 | 0 | 0 | 0 | 0 | 0 | 0 | 0 | 0 | 0 | 0 | 0
F5_Commercial_Warehouse_New_Food Preparation_Natural Gas_Oven_E6 | F5 | Commercial | Warehouse | New | Food Preparation | Natural Gas | Oven | E6 | RIM BC Ratio | 0 | 0 | 0 | 0 | 0 | 0 | 0 | 0 | 0 | 0 | 0 | 0 | 0 | 0 | 0 | 0 | 0 | 0 | 0 | 0 | 0 | 0 | 0 | 0 | 0 | 0 | 0
F5_Commercial_Warehouse_New_Food Preparation_Natural Gas_Oven_E7 | F5 | Commercial | Warehouse | New | Food Preparation | Natural Gas | Oven | E7 | RIM BC Ratio | 0 | 0 | 0 | 0 | 0 | 0 | 0 | 0 | 0 | 0 | 0 | 0 | 0 | 0 | 0 | 0 | 0 | 0 | 0 | 0 | 0 | 0 | 0 | 0 | 0 | 0 | 0
F5_Commercial_Warehouse_New_Food Preparation_Natural Gas_Oven_E8 | F5 | Commercial | Warehouse | New | Food Preparation | Natural Gas | Oven | E8 | RIM BC Ratio | 0 | 0 | 0 | 0 | 0 | 0 | 0 | 0 | 0 | 0 | 0 | 0 | 0 | 0 | 0 | 0 | 0 | 0 | 0 | 0 | 0 | 0 | 0 | 0 | 0 | 0 | 0
F5_Commercial_Warehouse_New_Food Preparation_Natural Gas_Oven_E9 | F5 | Commercial | Warehouse | New | Food Preparation | Natural Gas | Oven | E9 | RIM BC Ratio | 0 | 0 | 0 | 0 | 0 | 0 | 0 | 0 | 0 | 0 | 0 | 0 | 0 | 0 | 0 | 0 | 0 | 0 | 0 | 0 | 0 | 0 | 0 | 0 | 0 | 0 | 0
F5_Commercial_Warehouse_New_Food Preparation_Natural Gas_Oven_E10 | F5 | Commercial | Warehouse | New | Food Preparation | Natural Gas | Oven | E10 | RIM BC Ratio | 0 | 0 | 0 | 0 | 0 | 0 | 0 | 0 | 0 | 0 | 0 | 0 | 0 | 0 | 0 | 0 | 0 | 0 | 0 | 0 | 0 | 0 | 0 | 0 | 0 | 0 | 0
F0_Commercial_Warehouse_New_Food Preparation_Natural Gas_Conveyor Oven_E0 | F0 | Commercial | Warehouse | New | Food Preparation | Natural Gas | Conveyor Oven | E0 | Economic Unit | Efficient (>42% Baking Efficiency) | Efficient (>42% Baking Efficiency) | Efficient (>42% Baking Efficiency) | Efficient (>42% Baking Efficiency) | Efficient (>42% Baking Efficiency) | Efficient (>42% Baking Efficiency) | Efficient (>42% Baking Efficiency) | Efficient (>42% Baking Efficiency) | Efficient (>42% Baking Efficiency) | Efficient (>42% Baking Efficiency) | Efficient (>42% Baking Efficiency) | Efficient (>42% Baking Efficiency) | Efficient (>42% Baking Efficiency) | Efficient (>42% Baking Efficiency) | Efficient (>42% Baking Efficiency) | Efficient (>42% Baking Efficiency) | Efficient (>42% Baking Efficiency) | Efficient (>42% Baking Efficiency) | Efficient (>42% Baking Efficiency) | Efficient (>42% Baking Efficiency) | Efficient (>42% Baking Efficiency) | Efficient (>42% Baking Efficiency) | Efficient (>42% Baking Efficiency) | Efficient (>42% Baking Efficiency) | Efficient (>42% Baking Efficiency) | Efficient (>42% Baking Efficiency) | Efficient (>42% Baking Efficiency)
F1_Commercial_Warehouse_New_Food Preparation_Natural Gas_Conveyor Oven_E1 | F1 | Commercial | Warehouse | New | Food Preparation | Natural Gas | Conveyor Oven | E1 | CCE | 0 | 0 | 0 | 0 | 0 | 0 | 0 | 0 | 0 | 0 | 0 | 0 | 0 | 0 | 0 | 0 | 0 | 0 | 0 | 0 | 0 | 0 | 0 | 0 | 0 | 0 | 0
F1_Commercial_Warehouse_New_Food Preparation_Natural Gas_Conveyor Oven_E2 | F1 | Commercial | Warehouse | New | Food Preparation | Natural Gas | Conveyor Oven | E2 | CCE | 0.0044579 | 0.0044579 | 0.0044579 | 0.0044579 | 0.0044579 | 0.0044579 | 0.0044579 | 0.0044579 | 0.0044579 | 0.0044579 | 0.0044579 | 0.0044579 | 0.0044579 | 0.0044579 | 0.0044579 | 0.0044579 | 0.0044579 | 0.0044579 | 0.0044579 | 0.0044579 | 0.0044579 | 0.0044579 | 0.0044579 | 0.0044579 | 0.0044579 | 0.0044579 | 0.0044579
F1_Commercial_Warehouse_New_Food Preparation_Natural Gas_Conveyor Oven_E3 | F1 | Commercial | Warehouse | New | Food Preparation | Natural Gas | Conveyor Oven | E3 | CCE | 0 | 0 | 0 | 0 | 0 | 0 | 0 | 0 | 0 | 0 | 0 | 0 | 0 | 0 | 0 | 0 | 0 | 0 | 0 | 0 | 0 | 0 | 0 | 0 | 0 | 0 | 0
F1_Commercial_Warehouse_New_Food Preparation_Natural Gas_Conveyor Oven_E4 | F1 | Commercial | Warehouse | New | Food Preparation | Natural Gas | Conveyor Oven | E4 | CCE | 0 | 0 | 0 | 0 | 0 | 0 | 0 | 0 | 0 | 0 | 0 | 0 | 0 | 0 | 0 | 0 | 0 | 0 | 0 | 0 | 0 | 0 | 0 | 0 | 0 | 0 | 0
F1_Commercial_Warehouse_New_Food Preparation_Natural Gas_Conveyor Oven_E5 | F1 | Commercial | Warehouse | New | Food Preparation | Natural Gas | Conveyor Oven | E5 | CCE | 0 | 0 | 0 | 0 | 0 | 0 | 0 | 0 | 0 | 0 | 0 | 0 | 0 | 0 | 0 | 0 | 0 | 0 | 0 | 0 | 0 | 0 | 0 | 0 | 0 | 0 | 0
F1_Commercial_Warehouse_New_Food Preparation_Natural Gas_Conveyor Oven_E6 | F1 | Commercial | Warehouse | New | Food Preparation | Natural Gas | Conveyor Oven | E6 | CCE | 0 | 0 | 0 | 0 | 0 | 0 | 0 | 0 | 0 | 0 | 0 | 0 | 0 | 0 | 0 | 0 | 0 | 0 | 0 | 0 | 0 | 0 | 0 | 0 | 0 | 0 | 0
F1_Commercial_Warehouse_New_Food Preparation_Natural Gas_Conveyor Oven_E7 | F1 | Commercial | Warehouse | New | Food Preparation | Natural Gas | Conveyor Oven | E7 | CCE | 0 | 0 | 0 | 0 | 0 | 0 | 0 | 0 | 0 | 0 | 0 | 0 | 0 | 0 | 0 | 0 | 0 | 0 | 0 | 0 | 0 | 0 | 0 | 0 | 0 | 0 | 0
F1_Commercial_Warehouse_New_Food Preparation_Natural Gas_Conveyor Oven_E8 | F1 | Commercial | Warehouse | New | Food Preparation | Natural Gas | Conveyor Oven | E8 | CCE | 0 | 0 | 0 | 0 | 0 | 0 | 0 | 0 | 0 | 0 | 0 | 0 | 0 | 0 | 0 | 0 | 0 | 0 | 0 | 0 | 0 | 0 | 0 | 0 | 0 | 0 | 0
F1_Commercial_Warehouse_New_Food Preparation_Natural Gas_Conveyor Oven_E9 | F1 | Commercial | Warehouse | New | Food Preparation | Natural Gas | Conveyor Oven | E9 | CCE | 0 | 0 | 0 | 0 | 0 | 0 | 0 | 0 | 0 | 0 | 0 | 0 | 0 | 0 | 0 | 0 | 0 | 0 | 0 | 0 | 0 | 0 | 0 | 0 | 0 | 0 | 0
F1_Commercial_Warehouse_New_Food Preparation_Natural Gas_Conveyor Oven_E10 | F1 | Commercial | Warehouse | New | Food Preparation | Natural Gas | Conveyor Oven | E10 | CCE | 0 | 0 | 0 | 0 | 0 | 0 | 0 | 0 | 0 | 0 | 0 | 0 | 0 | 0 | 0 | 0 | 0 | 0 | 0 | 0 | 0 | 0 | 0 | 0 | 0 | 0 | 0
F2_Commercial_Warehouse_New_Food Preparation_Natural Gas_Conveyor Oven_E1 | F2 | Commercial | Warehouse | New | Food Preparation | Natural Gas | Conveyor Oven | E1 | TRC BC Ratio | bar: 2021 to 2047
F2_Commercial_Warehouse_New_Food Preparation_Natural Gas_Conveyor Oven_E2 | F2 | Commercial | Warehouse | New | Food Preparation | Natural Gas | Conveyor Oven | E2 | TRC BC Ratio | 3.1168 | 3.1026 | 3.0898 | 3.0771 | 3.0914 | 3.1189 | 3.1492 | 3.1746 | 3.1913 | 3.1987 | 3.1992 | 3.1946 | 3.185 | 3.1677 | 3.1435 | 3.1119 | 3.0717 | 3.0231 | 2.9646 | 2.8946 | 2.8121 | 2.7166 | 2.6323 | 2.579 | 2.558 | 2.5706 | 2.5832
F2_Commercial_Warehouse_New_Food Preparation_Natural Gas_Conveyor Oven_E3 | F2 | Commercial | Warehouse | New | Food Preparation | Natural Gas | Conveyor Oven | E3 | TRC BC Ratio | 0 | 0 | 0 | 0 | 0 | 0 | 0 | 0 | 0 | 0 | 0 | 0 | 0 | 0 | 0 | 0 | 0 | 0 | 0 | 0 | 0 | 0 | 0 | 0 | 0 | 0 | 0
F2_Commercial_Warehouse_New_Food Preparation_Natural Gas_Conveyor Oven_E4 | F2 | Commercial | Warehouse | New | Food Preparation | Natural Gas | Conveyor Oven | E4 | TRC BC Ratio | 0 | 0 | 0 | 0 | 0 | 0 | 0 | 0 | 0 | 0 | 0 | 0 | 0 | 0 | 0 | 0 | 0 | 0 | 0 | 0 | 0 | 0 | 0 | 0 | 0 | 0 | 0
F2_Commercial_Warehouse_New_Food Preparation_Natural Gas_Conveyor Oven_E5 | F2 | Commercial | Warehouse | New | Food Preparation | Natural Gas | Conveyor Oven | E5 | TRC BC Ratio | 0 | 0 | 0 | 0 | 0 | 0 | 0 | 0 | 0 | 0 | 0 | 0 | 0 | 0 | 0 | 0 | 0 | 0 | 0 | 0 | 0 | 0 | 0 | 0 | 0 | 0 | 0
F2_Commercial_Warehouse_New_Food Preparation_Natural Gas_Conveyor Oven_E6 | F2 | Commercial | Warehouse | New | Food Preparation | Natural Gas | Conveyor Oven | E6 | TRC BC Ratio | 0 | 0 | 0 | 0 | 0 | 0 | 0 | 0 | 0 | 0 | 0 | 0 | 0 | 0 | 0 | 0 | 0 | 0 | 0 | 0 | 0 | 0 | 0 | 0 | 0 | 0 | 0
F2_Commercial_Warehouse_New_Food Preparation_Natural Gas_Conveyor Oven_E7 | F2 | Commercial | Warehouse | New | Food Preparation | Natural Gas | Conveyor Oven | E7 | TRC BC Ratio | 0 | 0 | 0 | 0 | 0 | 0 | 0 | 0 | 0 | 0 | 0 | 0 | 0 | 0 | 0 | 0 | 0 | 0 | 0 | 0 | 0 | 0 | 0 | 0 | 0 | 0 | 0
F2_Commercial_Warehouse_New_Food Preparation_Natural Gas_Conveyor Oven_E8 | F2 | Commercial | Warehouse | New | Food Preparation | Natural Gas | Conveyor Oven | E8 | TRC BC Ratio | 0 | 0 | 0 | 0 | 0 | 0 | 0 | 0 | 0 | 0 | 0 | 0 | 0 | 0 | 0 | 0 | 0 | 0 | 0 | 0 | 0 | 0 | 0 | 0 | 0 | 0 | 0
F2_Commercial_Warehouse_New_Food Preparation_Natural Gas_Conveyor Oven_E9 | F2 | Commercial | Warehouse | New | Food Preparation | Natural Gas | Conveyor Oven | E9 | TRC BC Ratio | 0 | 0 | 0 | 0 | 0 | 0 | 0 | 0 | 0 | 0 | 0 | 0 | 0 | 0 | 0 | 0 | 0 | 0 | 0 | 0 | 0 | 0 | 0 | 0 | 0 | 0 | 0
F2_Commercial_Warehouse_New_Food Preparation_Natural Gas_Conveyor Oven_E10 | F2 | Commercial | Warehouse | New | Food Preparation | Natural Gas | Conveyor Oven | E10 | TRC BC Ratio | 0 | 0 | 0 | 0 | 0 | 0 | 0 | 0 | 0 | 0 | 0 | 0 | 0 | 0 | 0 | 0 | 0 | 0 | 0 | 0 | 0 | 0 | 0 | 0 | 0 | 0 | 0
F3_Commercial_Warehouse_New_Food Preparation_Natural Gas_Conveyor Oven_E1 | F3 | Commercial | Warehouse | New | Food Preparation | Natural Gas | Conveyor Oven | E1 | PACT BC Ratio | bar: 2021 to 2047
F3_Commercial_Warehouse_New_Food Preparation_Natural Gas_Conveyor Oven_E2 | F3 | Commercial | Warehouse | New | Food Preparation | Natural Gas | Conveyor Oven | E2 | PACT BC Ratio | 4.1011 | 4.0824 | 4.0655 | 4.0488 | 4.0676 | 4.1039 | 4.1436 | 4.1771 | 4.1991 | 4.2088 | 4.2095 | 4.2034 | 4.1908 | 4.168 | 4.1362 | 4.0947 | 4.0417 | 3.9778 | 3.9008 | 3.8086 | 3.7001 | 3.5745 | 3.4635 | 3.3934 | 3.3658 | 3.3823 | 3.3989
F3_Commercial_Warehouse_New_Food Preparation_Natural Gas_Conveyor Oven_E3 | F3 | Commercial | Warehouse | New | Food Preparation | Natural Gas | Conveyor Oven | E3 | PACT BC Ratio | 0 | 0 | 0 | 0 | 0 | 0 | 0 | 0 | 0 | 0 | 0 | 0 | 0 | 0 | 0 | 0 | 0 | 0 | 0 | 0 | 0 | 0 | 0 | 0 | 0 | 0 | 0
F3_Commercial_Warehouse_New_Food Preparation_Natural Gas_Conveyor Oven_E4 | F3 | Commercial | Warehouse | New | Food Preparation | Natural Gas | Conveyor Oven | E4 | PACT BC Ratio | 0 | 0 | 0 | 0 | 0 | 0 | 0 | 0 | 0 | 0 | 0 | 0 | 0 | 0 | 0 | 0 | 0 | 0 | 0 | 0 | 0 | 0 | 0 | 0 | 0 | 0 | 0
F3_Commercial_Warehouse_New_Food Preparation_Natural Gas_Conveyor Oven_E5 | F3 | Commercial | Warehouse | New | Food Preparation | Natural Gas | Conveyor Oven | E5 | PACT BC Ratio | 0 | 0 | 0 | 0 | 0 | 0 | 0 | 0 | 0 | 0 | 0 | 0 | 0 | 0 | 0 | 0 | 0 | 0 | 0 | 0 | 0 | 0 | 0 | 0 | 0 | 0 | 0
F3_Commercial_Warehouse_New_Food Preparation_Natural Gas_Conveyor Oven_E6 | F3 | Commercial | Warehouse | New | Food Preparation | Natural Gas | Conveyor Oven | E6 | PACT BC Ratio | 0 | 0 | 0 | 0 | 0 | 0 | 0 | 0 | 0 | 0 | 0 | 0 | 0 | 0 | 0 | 0 | 0 | 0 | 0 | 0 | 0 | 0 | 0 | 0 | 0 | 0 | 0
F3_Commercial_Warehouse_New_Food Preparation_Natural Gas_Conveyor Oven_E7 | F3 | Commercial | Warehouse | New | Food Preparation | Natural Gas | Conveyor Oven | E7 | PACT BC Ratio | 0 | 0 | 0 | 0 | 0 | 0 | 0 | 0 | 0 | 0 | 0 | 0 | 0 | 0 | 0 | 0 | 0 | 0 | 0 | 0 | 0 | 0 | 0 | 0 | 0 | 0 | 0
F3_Commercial_Warehouse_New_Food Preparation_Natural Gas_Conveyor Oven_E8 | F3 | Commercial | Warehouse | New | Food Preparation | Natural Gas | Conveyor Oven | E8 | PACT BC Ratio | 0 | 0 | 0 | 0 | 0 | 0 | 0 | 0 | 0 | 0 | 0 | 0 | 0 | 0 | 0 | 0 | 0 | 0 | 0 | 0 | 0 | 0 | 0 | 0 | 0 | 0 | 0
F3_Commercial_Warehouse_New_Food Preparation_Natural Gas_Conveyor Oven_E9 | F3 | Commercial | Warehouse | New | Food Preparation | Natural Gas | Conveyor Oven | E9 | PACT BC Ratio | 0 | 0 | 0 | 0 | 0 | 0 | 0 | 0 | 0 | 0 | 0 | 0 | 0 | 0 | 0 | 0 | 0 | 0 | 0 | 0 | 0 | 0 | 0 | 0 | 0 | 0 | 0
F3_Commercial_Warehouse_New_Food Preparation_Natural Gas_Conveyor Oven_E10 | F3 | Commercial | Warehouse | New | Food Preparation | Natural Gas | Conveyor Oven | E10 | PACT BC Ratio | 0 | 0 | 0 | 0 | 0 | 0 | 0 | 0 | 0 | 0 | 0 | 0 | 0 | 0 | 0 | 0 | 0 | 0 | 0 | 0 | 0 | 0 | 0 | 0 | 0 | 0 | 0
F4_Commercial_Warehouse_New_Food Preparation_Natural Gas_Conveyor Oven_E1 | F4 | Commercial | Warehouse | New | Food Preparation | Natural Gas | Conveyor Oven | E1 | RVT BC Ratio | bar: 2021 to 2047
F4_Commercial_Warehouse_New_Food Preparation_Natural Gas_Conveyor Oven_E2 | F4 | Commercial | Warehouse | New | Food Preparation | Natural Gas | Conveyor Oven | E2 | RVT BC Ratio | 0.7 | 0.7 | 0.7 | 0.7 | 0.7 | 0.7 | 0.7 | 0.7 | 0.7 | 0.7 | 0.7 | 0.7 | 0.7 | 0.7 | 0.7 | 0.7 | 0.7 | 0.7 | 0.7 | 0.7 | 0.7 | 0.7 | 0.7 | 0.7 | 0.7 | 0.7 | 0.7
F4_Commercial_Warehouse_New_Food Preparation_Natural Gas_Conveyor Oven_E3 | F4 | Commercial | Warehouse | New | Food Preparation | Natural Gas | Conveyor Oven | E3 | RVT BC Ratio | 0 | 0 | 0 | 0 | 0 | 0 | 0 | 0 | 0 | 0 | 0 | 0 | 0 | 0 | 0 | 0 | 0 | 0 | 0 | 0 | 0 | 0 | 0 | 0 | 0 | 0 | 0
F4_Commercial_Warehouse_New_Food Preparation_Natural Gas_Conveyor Oven_E4 | F4 | Commercial | Warehouse | New | Food Preparation | Natural Gas | Conveyor Oven | E4 | RVT BC Ratio | 0 | 0 | 0 | 0 | 0 | 0 | 0 | 0 | 0 | 0 | 0 | 0 | 0 | 0 | 0 | 0 | 0 | 0 | 0 | 0 | 0 | 0 | 0 | 0 | 0 | 0 | 0
F4_Commercial_Warehouse_New_Food Preparation_Natural Gas_Conveyor Oven_E5 | F4 | Commercial | Warehouse | New | Food Preparation | Natural Gas | Conveyor Oven | E5 | RVT BC Ratio | 0 | 0 | 0 | 0 | 0 | 0 | 0 | 0 | 0 | 0 | 0 | 0 | 0 | 0 | 0 | 0 | 0 | 0 | 0 | 0 | 0 | 0 | 0 | 0 | 0 | 0 | 0
F4_Commercial_Warehouse_New_Food Preparation_Natural Gas_Conveyor Oven_E6 | F4 | Commercial | Warehouse | New | Food Preparation | Natural Gas | Conveyor Oven | E6 | RVT BC Ratio | 0 | 0 | 0 | 0 | 0 | 0 | 0 | 0 | 0 | 0 | 0 | 0 | 0 | 0 | 0 | 0 | 0 | 0 | 0 | 0 | 0 | 0 | 0 | 0 | 0 | 0 | 0
F4_Commercial_Warehouse_New_Food Preparation_Natural Gas_Conveyor Oven_E7 | F4 | Commercial | Warehouse | New | Food Preparation | Natural Gas | Conveyor Oven | E7 | RVT BC Ratio | 0 | 0 | 0 | 0 | 0 | 0 | 0 | 0 | 0 | 0 | 0 | 0 | 0 | 0 | 0 | 0 | 0 | 0 | 0 | 0 | 0 | 0 | 0 | 0 | 0 | 0 | 0
F4_Commercial_Warehouse_New_Food Preparation_Natural Gas_Conveyor Oven_E8 | F4 | Commercial | Warehouse | New | Food Preparation | Natural Gas | Conveyor Oven | E8 | RVT BC Ratio | 0 | 0 | 0 | 0 | 0 | 0 | 0 | 0 | 0 | 0 | 0 | 0 | 0 | 0 | 0 | 0 | 0 | 0 | 0 | 0 | 0 | 0 | 0 | 0 | 0 | 0 | 0
F4_Commercial_Warehouse_New_Food Preparation_Natural Gas_Conveyor Oven_E9 | F4 | Commercial | Warehouse | New | Food Preparation | Natural Gas | Conveyor Oven | E9 | RVT BC Ratio | 0 | 0 | 0 | 0 | 0 | 0 | 0 | 0 | 0 | 0 | 0 | 0 | 0 | 0 | 0 | 0 | 0 | 0 | 0 | 0 | 0 | 0 | 0 | 0 | 0 | 0 | 0
F4_Commercial_Warehouse_New_Food Preparation_Natural Gas_Conveyor Oven_E10 | F4 | Commercial | Warehouse | New | Food Preparation | Natural Gas | Conveyor Oven | E10 | RVT BC Ratio | 0 | 0 | 0 | 0 | 0 | 0 | 0 | 0 | 0 | 0 | 0 | 0 | 0 | 0 | 0 | 0 | 0 | 0 | 0 | 0 | 0 | 0 | 0 | 0 | 0 | 0 | 0
F5_Commercial_Warehouse_New_Food Preparation_Natural Gas_Conveyor Oven_E1 | F5 | Commercial | Warehouse | New | Food Preparation | Natural Gas | Conveyor Oven | E1 | RIM BC Ratio | bar: 2021 to 2047
F5_Commercial_Warehouse_New_Food Preparation_Natural Gas_Conveyor Oven_E2 | F5 | Commercial | Warehouse | New | Food Preparation | Natural Gas | Conveyor Oven | E2 | RIM BC Ratio | 4.1011 | 4.0824 | 4.0655 | 4.0488 | 4.0676 | 4.1039 | 4.1436 | 4.1771 | 4.1991 | 4.2088 | 4.2095 | 4.2034 | 4.1908 | 4.168 | 4.1362 | 4.0947 | 4.0417 | 3.9778 | 3.9008 | 3.8086 | 3.7001 | 3.5745 | 3.4635 | 3.3934 | 3.3658 | 3.3823 | 3.3989
F5_Commercial_Warehouse_New_Food Preparation_Natural Gas_Conveyor Oven_E3 | F5 | Commercial | Warehouse | New | Food Preparation | Natural Gas | Conveyor Oven | E3 | RIM BC Ratio | 0 | 0 | 0 | 0 | 0 | 0 | 0 | 0 | 0 | 0 | 0 | 0 | 0 | 0 | 0 | 0 | 0 | 0 | 0 | 0 | 0 | 0 | 0 | 0 | 0 | 0 | 0
F5_Commercial_Warehouse_New_Food Preparation_Natural Gas_Conveyor Oven_E4 | F5 | Commercial | Warehouse | New | Food Preparation | Natural Gas | Conveyor Oven | E4 | RIM BC Ratio | 0 | 0 | 0 | 0 | 0 | 0 | 0 | 0 | 0 | 0 | 0 | 0 | 0 | 0 | 0 | 0 | 0 | 0 | 0 | 0 | 0 | 0 | 0 | 0 | 0 | 0 | 0
F5_Commercial_Warehouse_New_Food Preparation_Natural Gas_Conveyor Oven_E5 | F5 | Commercial | Warehouse | New | Food Preparation | Natural Gas | Conveyor Oven | E5 | RIM BC Ratio | 0 | 0 | 0 | 0 | 0 | 0 | 0 | 0 | 0 | 0 | 0 | 0 | 0 | 0 | 0 | 0 | 0 | 0 | 0 | 0 | 0 | 0 | 0 | 0 | 0 | 0 | 0
F5_Commercial_Warehouse_New_Food Preparation_Natural Gas_Conveyor Oven_E6 | F5 | Commercial | Warehouse | New | Food Preparation | Natural Gas | Conveyor Oven | E6 | RIM BC Ratio | 0 | 0 | 0 | 0 | 0 | 0 | 0 | 0 | 0 | 0 | 0 | 0 | 0 | 0 | 0 | 0 | 0 | 0 | 0 | 0 | 0 | 0 | 0 | 0 | 0 | 0 | 0
F5_Commercial_Warehouse_New_Food Preparation_Natural Gas_Conveyor Oven_E7 | F5 | Commercial | Warehouse | New | Food Preparation | Natural Gas | Conveyor Oven | E7 | RIM BC Ratio | 0 | 0 | 0 | 0 | 0 | 0 | 0 | 0 | 0 | 0 | 0 | 0 | 0 | 0 | 0 | 0 | 0 | 0 | 0 | 0 | 0 | 0 | 0 | 0 | 0 | 0 | 0
F5_Commercial_Warehouse_New_Food Preparation_Natural Gas_Conveyor Oven_E8 | F5 | Commercial | Warehouse | New | Food Preparation | Natural Gas | Conveyor Oven | E8 | RIM BC Ratio | 0 | 0 | 0 | 0 | 0 | 0 | 0 | 0 | 0 | 0 | 0 | 0 | 0 | 0 | 0 | 0 | 0 | 0 | 0 | 0 | 0 | 0 | 0 | 0 | 0 | 0 | 0
F5_Commercial_Warehouse_New_Food Preparation_Natural Gas_Conveyor Oven_E9 | F5 | Commercial | Warehouse | New | Food Preparation | Natural Gas | Conveyor Oven | E9 | RIM BC Ratio | 0 | 0 | 0 | 0 | 0 | 0 | 0 | 0 | 0 | 0 | 0 | 0 | 0 | 0 | 0 | 0 | 0 | 0 | 0 | 0 | 0 | 0 | 0 | 0 | 0 | 0 | 0
F5_Commercial_Warehouse_New_Food Preparation_Natural Gas_Conveyor Oven_E10 | F5 | Commercial | Warehouse | New | Food Preparation | Natural Gas | Conveyor Oven | E10 | RIM BC Ratio | 0 | 0 | 0 | 0 | 0 | 0 | 0 | 0 | 0 | 0 | 0 | 0 | 0 | 0 | 0 | 0 | 0 | 0 | 0 | 0 | 0 | 0 | 0 | 0 | 0 | 0 | 0
F0_Commercial_Warehouse_New_Food Preparation_Natural Gas_Double Rack Oven_E0 | F0 | Commercial | Warehouse | New | Food Preparation | Natural Gas | Double Rack Oven | E0 | Economic Unit | FTSC Qualified (>50% Cooking Efficiency) | FTSC Qualified (>50% Cooking Efficiency) | FTSC Qualified (>50% Cooking Efficiency) | FTSC Qualified (>50% Cooking Efficiency) | FTSC Qualified (>50% Cooking Efficiency) | FTSC Qualified (>50% Cooking Efficiency) | FTSC Qualified (>50% Cooking Efficiency) | FTSC Qualified (>50% Cooking Efficiency) | FTSC Qualified (>50% Cooking Efficiency) | FTSC Qualified (>50% Cooking Efficiency) | FTSC Qualified (>50% Cooking Efficiency) | FTSC Qualified (>50% Cooking Efficiency) | FTSC Qualified (>50% Cooking Efficiency) | FTSC Qualified (>50% Cooking Efficiency) | FTSC Qualified (>50% Cooking Efficiency) | FTSC Qualified (>50% Cooking Efficiency) | FTSC Qualified (>50% Cooking Efficiency) | FTSC Qualified (>50% Cooking Efficiency) | FTSC Qualified (>50% Cooking Efficiency) | FTSC Qualified (>50% Cooking Efficiency) | FTSC Qualified (>50% Cooking Efficiency) | FTSC Qualified (>50% Cooking Efficiency) | FTSC Qualified (>50% Cooking Efficiency) | FTSC Qualified (>50% Cooking Efficiency) | FTSC Qualified (>50% Cooking Efficiency) | FTSC Qualified (>50% Cooking Efficiency) | FTSC Qualified (>50% Cooking Efficiency)
F1_Commercial_Warehouse_New_Food Preparation_Natural Gas_Double Rack Oven_E1 | F1 | Commercial | Warehouse | New | Food Preparation | Natural Gas | Double Rack Oven | E1 | CCE | 0 | 0 | 0 | 0 | 0 | 0 | 0 | 0 | 0 | 0 | 0 | 0 | 0 | 0 | 0 | 0 | 0 | 0 | 0 | 0 | 0 | 0 | 0 | 0 | 0 | 0 | 0
F1_Commercial_Warehouse_New_Food Preparation_Natural Gas_Double Rack Oven_E2 | F1 | Commercial | Warehouse | New | Food Preparation | Natural Gas | Double Rack Oven | E2 | CCE | 0.00516 | 0.00516 | 0.00516 | 0.00516 | 0.00516 | 0.00516 | 0.00516 | 0.00516 | 0.00516 | 0.00516 | 0.00516 | 0.00516 | 0.00516 | 0.00516 | 0.00516 | 0.00516 | 0.00516 | 0.00516 | 0.00516 | 0.00516 | 0.00516 | 0.00516 | 0.00516 | 0.00516 | 0.00516 | 0.00516 | 0.00516
F1_Commercial_Warehouse_New_Food Preparation_Natural Gas_Double Rack Oven_E3 | F1 | Commercial | Warehouse | New | Food Preparation | Natural Gas | Double Rack Oven | E3 | CCE | 0 | 0 | 0 | 0 | 0 | 0 | 0 | 0 | 0 | 0 | 0 | 0 | 0 | 0 | 0 | 0 | 0 | 0 | 0 | 0 | 0 | 0 | 0 | 0 | 0 | 0 | 0
F1_Commercial_Warehouse_New_Food Preparation_Natural Gas_Double Rack Oven_E4 | F1 | Commercial | Warehouse | New | Food Preparation | Natural Gas | Double Rack Oven | E4 | CCE | 0 | 0 | 0 | 0 | 0 | 0 | 0 | 0 | 0 | 0 | 0 | 0 | 0 | 0 | 0 | 0 | 0 | 0 | 0 | 0 | 0 | 0 | 0 | 0 | 0 | 0 | 0
F1_Commercial_Warehouse_New_Food Preparation_Natural Gas_Double Rack Oven_E5 | F1 | Commercial | Warehouse | New | Food Preparation | Natural Gas | Double Rack Oven | E5 | CCE | 0 | 0 | 0 | 0 | 0 | 0 | 0 | 0 | 0 | 0 | 0 | 0 | 0 | 0 | 0 | 0 | 0 | 0 | 0 | 0 | 0 | 0 | 0 | 0 | 0 | 0 | 0
F1_Commercial_Warehouse_New_Food Preparation_Natural Gas_Double Rack Oven_E6 | F1 | Commercial | Warehouse | New | Food Preparation | Natural Gas | Double Rack Oven | E6 | CCE | 0 | 0 | 0 | 0 | 0 | 0 | 0 | 0 | 0 | 0 | 0 | 0 | 0 | 0 | 0 | 0 | 0 | 0 | 0 | 0 | 0 | 0 | 0 | 0 | 0 | 0 | 0
F1_Commercial_Warehouse_New_Food Preparation_Natural Gas_Double Rack Oven_E7 | F1 | Commercial | Warehouse | New | Food Preparation | Natural Gas | Double Rack Oven | E7 | CCE | 0 | 0 | 0 | 0 | 0 | 0 | 0 | 0 | 0 | 0 | 0 | 0 | 0 | 0 | 0 | 0 | 0 | 0 | 0 | 0 | 0 | 0 | 0 | 0 | 0 | 0 | 0
F1_Commercial_Warehouse_New_Food Preparation_Natural Gas_Double Rack Oven_E8 | F1 | Commercial | Warehouse | New | Food Preparation | Natural Gas | Double Rack Oven | E8 | CCE | 0 | 0 | 0 | 0 | 0 | 0 | 0 | 0 | 0 | 0 | 0 | 0 | 0 | 0 | 0 | 0 | 0 | 0 | 0 | 0 | 0 | 0 | 0 | 0 | 0 | 0 | 0
F1_Commercial_Warehouse_New_Food Preparation_Natural Gas_Double Rack Oven_E9 | F1 | Commercial | Warehouse | New | Food Preparation | Natural Gas | Double Rack Oven | E9 | CCE | 0 | 0 | 0 | 0 | 0 | 0 | 0 | 0 | 0 | 0 | 0 | 0 | 0 | 0 | 0 | 0 | 0 | 0 | 0 | 0 | 0 | 0 | 0 | 0 | 0 | 0 | 0
F1_Commercial_Warehouse_New_Food Preparation_Natural Gas_Double Rack Oven_E10 | F1 | Commercial | Warehouse | New | Food Preparation | Natural Gas | Double Rack Oven | E10 | CCE | 0 | 0 | 0 | 0 | 0 | 0 | 0 | 0 | 0 | 0 | 0 | 0 | 0 | 0 | 0 | 0 | 0 | 0 | 0 | 0 | 0 | 0 | 0 | 0 | 0 | 0 | 0
F2_Commercial_Warehouse_New_Food Preparation_Natural Gas_Double Rack Oven_E1 | F2 | Commercial | Warehouse | New | Food Preparation | Natural Gas | Double Rack Oven | E1 | TRC BC Ratio | bar: 2021 to 2047
F2_Commercial_Warehouse_New_Food Preparation_Natural Gas_Double Rack Oven_E2 | F2 | Commercial | Warehouse | New | Food Preparation | Natural Gas | Double Rack Oven | E2 | TRC BC Ratio | 2.6451 | 2.6168 | 2.5895 | 2.5634 | 2.5698 | 2.5976 | 2.6379 | 2.6828 | 2.726 | 2.7629 | 2.793 | 2.8145 | 2.8267 | 2.8253 | 2.81 | 2.7806 | 2.7375 | 2.6832 | 2.6184 | 2.5413 | 2.451 | 2.3468 | 2.2544 | 2.1951 | 2.1701 | 2.1808 | 2.1915
F2_Commercial_Warehouse_New_Food Preparation_Natural Gas_Double Rack Oven_E3 | F2 | Commercial | Warehouse | New | Food Preparation | Natural Gas | Double Rack Oven | E3 | TRC BC Ratio | 0 | 0 | 0 | 0 | 0 | 0 | 0 | 0 | 0 | 0 | 0 | 0 | 0 | 0 | 0 | 0 | 0 | 0 | 0 | 0 | 0 | 0 | 0 | 0 | 0 | 0 | 0
F2_Commercial_Warehouse_New_Food Preparation_Natural Gas_Double Rack Oven_E4 | F2 | Commercial | Warehouse | New | Food Preparation | Natural Gas | Double Rack Oven | E4 | TRC BC Ratio | 0 | 0 | 0 | 0 | 0 | 0 | 0 | 0 | 0 | 0 | 0 | 0 | 0 | 0 | 0 | 0 | 0 | 0 | 0 | 0 | 0 | 0 | 0 | 0 | 0 | 0 | 0
F2_Commercial_Warehouse_New_Food Preparation_Natural Gas_Double Rack Oven_E5 | F2 | Commercial | Warehouse | New | Food Preparation | Natural Gas | Double Rack Oven | E5 | TRC BC Ratio | 0 | 0 | 0 | 0 | 0 | 0 | 0 | 0 | 0 | 0 | 0 | 0 | 0 | 0 | 0 | 0 | 0 | 0 | 0 | 0 | 0 | 0 | 0 | 0 | 0 | 0 | 0
F2_Commercial_Warehouse_New_Food Preparation_Natural Gas_Double Rack Oven_E6 | F2 | Commercial | Warehouse | New | Food Preparation | Natural Gas | Double Rack Oven | E6 | TRC BC Ratio | 0 | 0 | 0 | 0 | 0 | 0 | 0 | 0 | 0 | 0 | 0 | 0 | 0 | 0 | 0 | 0 | 0 | 0 | 0 | 0 | 0 | 0 | 0 | 0 | 0 | 0 | 0
F2_Commercial_Warehouse_New_Food Preparation_Natural Gas_Double Rack Oven_E7 | F2 | Commercial | Warehouse | New | Food Preparation | Natural Gas | Double Rack Oven | E7 | TRC BC Ratio | 0 | 0 | 0 | 0 | 0 | 0 | 0 | 0 | 0 | 0 | 0 | 0 | 0 | 0 | 0 | 0 | 0 | 0 | 0 | 0 | 0 | 0 | 0 | 0 | 0 | 0 | 0
F2_Commercial_Warehouse_New_Food Preparation_Natural Gas_Double Rack Oven_E8 | F2 | Commercial | Warehouse | New | Food Preparation | Natural Gas | Double Rack Oven | E8 | TRC BC Ratio | 0 | 0 | 0 | 0 | 0 | 0 | 0 | 0 | 0 | 0 | 0 | 0 | 0 | 0 | 0 | 0 | 0 | 0 | 0 | 0 | 0 | 0 | 0 | 0 | 0 | 0 | 0
F2_Commercial_Warehouse_New_Food Preparation_Natural Gas_Double Rack Oven_E9 | F2 | Commercial | Warehouse | New | Food Preparation | Natural Gas | Double Rack Oven | E9 | TRC BC Ratio | 0 | 0 | 0 | 0 | 0 | 0 | 0 | 0 | 0 | 0 | 0 | 0 | 0 | 0 | 0 | 0 | 0 | 0 | 0 | 0 | 0 | 0 | 0 | 0 | 0 | 0 | 0
F2_Commercial_Warehouse_New_Food Preparation_Natural Gas_Double Rack Oven_E10 | F2 | Commercial | Warehouse | New | Food Preparation | Natural Gas | Double Rack Oven | E10 | TRC BC Ratio | 0 | 0 | 0 | 0 | 0 | 0 | 0 | 0 | 0 | 0 | 0 | 0 | 0 | 0 | 0 | 0 | 0 | 0 | 0 | 0 | 0 | 0 | 0 | 0 | 0 | 0 | 0
F3_Commercial_Warehouse_New_Food Preparation_Natural Gas_Double Rack Oven_E1 | F3 | Commercial | Warehouse | New | Food Preparation | Natural Gas | Double Rack Oven | E1 | PACT BC Ratio | bar: 2021 to 2047
F3_Commercial_Warehouse_New_Food Preparation_Natural Gas_Double Rack Oven_E2 | F3 | Commercial | Warehouse | New | Food Preparation | Natural Gas | Double Rack Oven | E2 | PACT BC Ratio | 3.4804 | 3.4432 | 3.4073 | 3.3729 | 3.3814 | 3.4179 | 3.4709 | 3.53 | 3.5869 | 3.6354 | 3.675 | 3.7033 | 3.7193 | 3.7175 | 3.6974 | 3.6587 | 3.602 | 3.5306 | 3.4453 | 3.3438 | 3.2249 | 3.0879 | 2.9664 | 2.8883 | 2.8554 | 2.8694 | 2.8835
F3_Commercial_Warehouse_New_Food Preparation_Natural Gas_Double Rack Oven_E3 | F3 | Commercial | Warehouse | New | Food Preparation | Natural Gas | Double Rack Oven | E3 | PACT BC Ratio | 0 | 0 | 0 | 0 | 0 | 0 | 0 | 0 | 0 | 0 | 0 | 0 | 0 | 0 | 0 | 0 | 0 | 0 | 0 | 0 | 0 | 0 | 0 | 0 | 0 | 0 | 0
F3_Commercial_Warehouse_New_Food Preparation_Natural Gas_Double Rack Oven_E4 | F3 | Commercial | Warehouse | New | Food Preparation | Natural Gas | Double Rack Oven | E4 | PACT BC Ratio | 0 | 0 | 0 | 0 | 0 | 0 | 0 | 0 | 0 | 0 | 0 | 0 | 0 | 0 | 0 | 0 | 0 | 0 | 0 | 0 | 0 | 0 | 0 | 0 | 0 | 0 | 0
F3_Commercial_Warehouse_New_Food Preparation_Natural Gas_Double Rack Oven_E5 | F3 | Commercial | Warehouse | New | Food Preparation | Natural Gas | Double Rack Oven | E5 | PACT BC Ratio | 0 | 0 | 0 | 0 | 0 | 0 | 0 | 0 | 0 | 0 | 0 | 0 | 0 | 0 | 0 | 0 | 0 | 0 | 0 | 0 | 0 | 0 | 0 | 0 | 0 | 0 | 0
F3_Commercial_Warehouse_New_Food Preparation_Natural Gas_Double Rack Oven_E6 | F3 | Commercial | Warehouse | New | Food Preparation | Natural Gas | Double Rack Oven | E6 | PACT BC Ratio | 0 | 0 | 0 | 0 | 0 | 0 | 0 | 0 | 0 | 0 | 0 | 0 | 0 | 0 | 0 | 0 | 0 | 0 | 0 | 0 | 0 | 0 | 0 | 0 | 0 | 0 | 0
F3_Commercial_Warehouse_New_Food Preparation_Natural Gas_Double Rack Oven_E7 | F3 | Commercial | Warehouse | New | Food Preparation | Natural Gas | Double Rack Oven | E7 | PACT BC Ratio | 0 | 0 | 0 | 0 | 0 | 0 | 0 | 0 | 0 | 0 | 0 | 0 | 0 | 0 | 0 | 0 | 0 | 0 | 0 | 0 | 0 | 0 | 0 | 0 | 0 | 0 | 0
F3_Commercial_Warehouse_New_Food Preparation_Natural Gas_Double Rack Oven_E8 | F3 | Commercial | Warehouse | New | Food Preparation | Natural Gas | Double Rack Oven | E8 | PACT BC Ratio | 0 | 0 | 0 | 0 | 0 | 0 | 0 | 0 | 0 | 0 | 0 | 0 | 0 | 0 | 0 | 0 | 0 | 0 | 0 | 0 | 0 | 0 | 0 | 0 | 0 | 0 | 0
F3_Commercial_Warehouse_New_Food Preparation_Natural Gas_Double Rack Oven_E9 | F3 | Commercial | Warehouse | New | Food Preparation | Natural Gas | Double Rack Oven | E9 | PACT BC Ratio | 0 | 0 | 0 | 0 | 0 | 0 | 0 | 0 | 0 | 0 | 0 | 0 | 0 | 0 | 0 | 0 | 0 | 0 | 0 | 0 | 0 | 0 | 0 | 0 | 0 | 0 | 0
F3_Commercial_Warehouse_New_Food Preparation_Natural Gas_Double Rack Oven_E10 | F3 | Commercial | Warehouse | New | Food Preparation | Natural Gas | Double Rack Oven | E10 | PACT BC Ratio | 0 | 0 | 0 | 0 | 0 | 0 | 0 | 0 | 0 | 0 | 0 | 0 | 0 | 0 | 0 | 0 | 0 | 0 | 0 | 0 | 0 | 0 | 0 | 0 | 0 | 0 | 0
F4_Commercial_Warehouse_New_Food Preparation_Natural Gas_Double Rack Oven_E1 | F4 | Commercial | Warehouse | New | Food Preparation | Natural Gas | Double Rack Oven | E1 | RVT BC Ratio | bar: 2021 to 2047
F4_Commercial_Warehouse_New_Food Preparation_Natural Gas_Double Rack Oven_E2 | F4 | Commercial | Warehouse | New | Food Preparation | Natural Gas | Double Rack Oven | E2 | RVT BC Ratio | 0.7 | 0.7 | 0.7 | 0.7 | 0.7 | 0.7 | 0.7 | 0.7 | 0.7 | 0.7 | 0.7 | 0.7 | 0.7 | 0.7 | 0.7 | 0.7 | 0.7 | 0.7 | 0.7 | 0.7 | 0.7 | 0.7 | 0.7 | 0.7 | 0.7 | 0.7 | 0.7
F4_Commercial_Warehouse_New_Food Preparation_Natural Gas_Double Rack Oven_E3 | F4 | Commercial | Warehouse | New | Food Preparation | Natural Gas | Double Rack Oven | E3 | RVT BC Ratio | 0 | 0 | 0 | 0 | 0 | 0 | 0 | 0 | 0 | 0 | 0 | 0 | 0 | 0 | 0 | 0 | 0 | 0 | 0 | 0 | 0 | 0 | 0 | 0 | 0 | 0 | 0
F4_Commercial_Warehouse_New_Food Preparation_Natural Gas_Double Rack Oven_E4 | F4 | Commercial | Warehouse | New | Food Preparation | Natural Gas | Double Rack Oven | E4 | RVT BC Ratio | 0 | 0 | 0 | 0 | 0 | 0 | 0 | 0 | 0 | 0 | 0 | 0 | 0 | 0 | 0 | 0 | 0 | 0 | 0 | 0 | 0 | 0 | 0 | 0 | 0 | 0 | 0
F4_Commercial_Warehouse_New_Food Preparation_Natural Gas_Double Rack Oven_E5 | F4 | Commercial | Warehouse | New | Food Preparation | Natural Gas | Double Rack Oven | E5 | RVT BC Ratio | 0 | 0 | 0 | 0 | 0 | 0 | 0 | 0 | 0 | 0 | 0 | 0 | 0 | 0 | 0 | 0 | 0 | 0 | 0 | 0 | 0 | 0 | 0 | 0 | 0 | 0 | 0
F4_Commercial_Warehouse_New_Food Preparation_Natural Gas_Double Rack Oven_E6 | F4 | Commercial | Warehouse | New | Food Preparation | Natural Gas | Double Rack Oven | E6 | RVT BC Ratio | 0 | 0 | 0 | 0 | 0 | 0 | 0 | 0 | 0 | 0 | 0 | 0 | 0 | 0 | 0 | 0 | 0 | 0 | 0 | 0 | 0 | 0 | 0 | 0 | 0 | 0 | 0
F4_Commercial_Warehouse_New_Food Preparation_Natural Gas_Double Rack Oven_E7 | F4 | Commercial | Warehouse | New | Food Preparation | Natural Gas | Double Rack Oven | E7 | RVT BC Ratio | 0 | 0 | 0 | 0 | 0 | 0 | 0 | 0 | 0 | 0 | 0 | 0 | 0 | 0 | 0 | 0 | 0 | 0 | 0 | 0 | 0 | 0 | 0 | 0 | 0 | 0 | 0
F4_Commercial_Warehouse_New_Food Preparation_Natural Gas_Double Rack Oven_E8 | F4 | Commercial | Warehouse | New | Food Preparation | Natural Gas | Double Rack Oven | E8 | RVT BC Ratio | 0 | 0 | 0 | 0 | 0 | 0 | 0 | 0 | 0 | 0 | 0 | 0 | 0 | 0 | 0 | 0 | 0 | 0 | 0 | 0 | 0 | 0 | 0 | 0 | 0 | 0 | 0
F4_Commercial_Warehouse_New_Food Preparation_Natural Gas_Double Rack Oven_E9 | F4 | Commercial | Warehouse | New | Food Preparation | Natural Gas | Double Rack Oven | E9 | RVT BC Ratio | 0 | 0 | 0 | 0 | 0 | 0 | 0 | 0 | 0 | 0 | 0 | 0 | 0 | 0 | 0 | 0 | 0 | 0 | 0 | 0 | 0 | 0 | 0 | 0 | 0 | 0 | 0
F4_Commercial_Warehouse_New_Food Preparation_Natural Gas_Double Rack Oven_E10 | F4 | Commercial | Warehouse | New | Food Preparation | Natural Gas | Double Rack Oven | E10 | RVT BC Ratio | 0 | 0 | 0 | 0 | 0 | 0 | 0 | 0 | 0 | 0 | 0 | 0 | 0 | 0 | 0 | 0 | 0 | 0 | 0 | 0 | 0 | 0 | 0 | 0 | 0 | 0 | 0
F5_Commercial_Warehouse_New_Food Preparation_Natural Gas_Double Rack Oven_E1 | F5 | Commercial | Warehouse | New | Food Preparation | Natural Gas | Double Rack Oven | E1 | RIM BC Ratio | bar: 2021 to 2047
F5_Commercial_Warehouse_New_Food Preparation_Natural Gas_Double Rack Oven_E2 | F5 | Commercial | Warehouse | New | Food Preparation | Natural Gas | Double Rack Oven | E2 | RIM BC Ratio | 3.4804 | 3.4432 | 3.4073 | 3.3729 | 3.3814 | 3.4179 | 3.4709 | 3.53 | 3.5869 | 3.6354 | 3.675 | 3.7033 | 3.7193 | 3.7175 | 3.6974 | 3.6587 | 3.602 | 3.5306 | 3.4453 | 3.3438 | 3.2249 | 3.0879 | 2.9664 | 2.8883 | 2.8554 | 2.8694 | 2.8835
F5_Commercial_Warehouse_New_Food Preparation_Natural Gas_Double Rack Oven_E3 | F5 | Commercial | Warehouse | New | Food Preparation | Natural Gas | Double Rack Oven | E3 | RIM BC Ratio | 0 | 0 | 0 | 0 | 0 | 0 | 0 | 0 | 0 | 0 | 0 | 0 | 0 | 0 | 0 | 0 | 0 | 0 | 0 | 0 | 0 | 0 | 0 | 0 | 0 | 0 | 0
F5_Commercial_Warehouse_New_Food Preparation_Natural Gas_Double Rack Oven_E4 | F5 | Commercial | Warehouse | New | Food Preparation | Natural Gas | Double Rack Oven | E4 | RIM BC Ratio | 0 | 0 | 0 | 0 | 0 | 0 | 0 | 0 | 0 | 0 | 0 | 0 | 0 | 0 | 0 | 0 | 0 | 0 | 0 | 0 | 0 | 0 | 0 | 0 | 0 | 0 | 0
F5_Commercial_Warehouse_New_Food Preparation_Natural Gas_Double Rack Oven_E5 | F5 | Commercial | Warehouse | New | Food Preparation | Natural Gas | Double Rack Oven | E5 | RIM BC Ratio | 0 | 0 | 0 | 0 | 0 | 0 | 0 | 0 | 0 | 0 | 0 | 0 | 0 | 0 | 0 | 0 | 0 | 0 | 0 | 0 | 0 | 0 | 0 | 0 | 0 | 0 | 0
F5_Commercial_Warehouse_New_Food Preparation_Natural Gas_Double Rack Oven_E6 | F5 | Commercial | Warehouse | New | Food Preparation | Natural Gas | Double Rack Oven | E6 | RIM BC Ratio | 0 | 0 | 0 | 0 | 0 | 0 | 0 | 0 | 0 | 0 | 0 | 0 | 0 | 0 | 0 | 0 | 0 | 0 | 0 | 0 | 0 | 0 | 0 | 0 | 0 | 0 | 0
F5_Commercial_Warehouse_New_Food Preparation_Natural Gas_Double Rack Oven_E7 | F5 | Commercial | Warehouse | New | Food Preparation | Natural Gas | Double Rack Oven | E7 | RIM BC Ratio | 0 | 0 | 0 | 0 | 0 | 0 | 0 | 0 | 0 | 0 | 0 | 0 | 0 | 0 | 0 | 0 | 0 | 0 | 0 | 0 | 0 | 0 | 0 | 0 | 0 | 0 | 0
F5_Commercial_Warehouse_New_Food Preparation_Natural Gas_Double Rack Oven_E8 | F5 | Commercial | Warehouse | New | Food Preparation | Natural Gas | Double Rack Oven | E8 | RIM BC Ratio | 0 | 0 | 0 | 0 | 0 | 0 | 0 | 0 | 0 | 0 | 0 | 0 | 0 | 0 | 0 | 0 | 0 | 0 | 0 | 0 | 0 | 0 | 0 | 0 | 0 | 0 | 0
F5_Commercial_Warehouse_New_Food Preparation_Natural Gas_Double Rack Oven_E9 | F5 | Commercial | Warehouse | New | Food Preparation | Natural Gas | Double Rack Oven | E9 | RIM BC Ratio | 0 | 0 | 0 | 0 | 0 | 0 | 0 | 0 | 0 | 0 | 0 | 0 | 0 | 0 | 0 | 0 | 0 | 0 | 0 | 0 | 0 | 0 | 0 | 0 | 0 | 0 | 0
F5_Commercial_Warehouse_New_Food Preparation_Natural Gas_Double Rack Oven_E10 | F5 | Commercial | Warehouse | New | Food Preparation | Natural Gas | Double Rack Oven | E10 | RIM BC Ratio | 0 | 0 | 0 | 0 | 0 | 0 | 0 | 0 | 0 | 0 | 0 | 0 | 0 | 0 | 0 | 0 | 0 | 0 | 0 | 0 | 0 | 0 | 0 | 0 | 0 | 0 | 0
F0_Commercial_Warehouse_New_Food Preparation_Natural Gas_Fryer_E0 | F0 | Commercial | Warehouse | New | Food Preparation | Natural Gas | Fryer | E0 | Economic Unit | ENERGY STAR | ENERGY STAR | ENERGY STAR | ENERGY STAR | ENERGY STAR | ENERGY STAR | ENERGY STAR | ENERGY STAR | ENERGY STAR | ENERGY STAR | ENERGY STAR | ENERGY STAR | ENERGY STAR | ENERGY STAR | ENERGY STAR | ENERGY STAR | ENERGY STAR | ENERGY STAR | ENERGY STAR | ENERGY STAR | ENERGY STAR | ENERGY STAR | ENERGY STAR | ENERGY STAR | ENERGY STAR | ENERGY STAR | ENERGY STAR
F1_Commercial_Warehouse_New_Food Preparation_Natural Gas_Fryer_E1 | F1 | Commercial | Warehouse | New | Food Preparation | Natural Gas | Fryer | E1 | CCE | 0 | 0 | 0 | 0 | 0 | 0 | 0 | 0 | 0 | 0 | 0 | 0 | 0 | 0 | 0 | 0 | 0 | 0 | 0 | 0 | 0 | 0 | 0 | 0 | 0 | 0 | 0
F1_Commercial_Warehouse_New_Food Preparation_Natural Gas_Fryer_E2 | F1 | Commercial | Warehouse | New | Food Preparation | Natural Gas | Fryer | E2 | CCE | 0.0045119 | 0 | 0 | 0 | 0 | 0 | 0 | 0 | 0 | 0 | 0 | 0 | 0 | 0 | 0 | 0 | 0 | 0 | 0 | 0 | 0 | 0 | 0 | 0 | 0 | 0 | 0
F1_Commercial_Warehouse_New_Food Preparation_Natural Gas_Fryer_E3 | F1 | Commercial | Warehouse | New | Food Preparation | Natural Gas | Fryer | E3 | CCE | 0 | 0 | 0 | 0 | 0 | 0 | 0 | 0 | 0 | 0 | 0 | 0 | 0 | 0 | 0 | 0 | 0 | 0 | 0 | 0 | 0 | 0 | 0 | 0 | 0 | 0 | 0
F1_Commercial_Warehouse_New_Food Preparation_Natural Gas_Fryer_E4 | F1 | Commercial | Warehouse | New | Food Preparation | Natural Gas | Fryer | E4 | CCE | 0 | 0 | 0 | 0 | 0 | 0 | 0 | 0 | 0 | 0 | 0 | 0 | 0 | 0 | 0 | 0 | 0 | 0 | 0 | 0 | 0 | 0 | 0 | 0 | 0 | 0 | 0
F1_Commercial_Warehouse_New_Food Preparation_Natural Gas_Fryer_E5 | F1 | Commercial | Warehouse | New | Food Preparation | Natural Gas | Fryer | E5 | CCE | 0 | 0 | 0 | 0 | 0 | 0 | 0 | 0 | 0 | 0 | 0 | 0 | 0 | 0 | 0 | 0 | 0 | 0 | 0 | 0 | 0 | 0 | 0 | 0 | 0 | 0 | 0
F1_Commercial_Warehouse_New_Food Preparation_Natural Gas_Fryer_E6 | F1 | Commercial | Warehouse | New | Food Preparation | Natural Gas | Fryer | E6 | CCE | 0 | 0 | 0 | 0 | 0 | 0 | 0 | 0 | 0 | 0 | 0 | 0 | 0 | 0 | 0 | 0 | 0 | 0 | 0 | 0 | 0 | 0 | 0 | 0 | 0 | 0 | 0
F1_Commercial_Warehouse_New_Food Preparation_Natural Gas_Fryer_E7 | F1 | Commercial | Warehouse | New | Food Preparation | Natural Gas | Fryer | E7 | CCE | 0 | 0 | 0 | 0 | 0 | 0 | 0 | 0 | 0 | 0 | 0 | 0 | 0 | 0 | 0 | 0 | 0 | 0 | 0 | 0 | 0 | 0 | 0 | 0 | 0 | 0 | 0
F1_Commercial_Warehouse_New_Food Preparation_Natural Gas_Fryer_E8 | F1 | Commercial | Warehouse | New | Food Preparation | Natural Gas | Fryer | E8 | CCE | 0 | 0 | 0 | 0 | 0 | 0 | 0 | 0 | 0 | 0 | 0 | 0 | 0 | 0 | 0 | 0 | 0 | 0 | 0 | 0 | 0 | 0 | 0 | 0 | 0 | 0 | 0
F1_Commercial_Warehouse_New_Food Preparation_Natural Gas_Fryer_E9 | F1 | Commercial | Warehouse | New | Food Preparation | Natural Gas | Fryer | E9 | CCE | 0 | 0 | 0 | 0 | 0 | 0 | 0 | 0 | 0 | 0 | 0 | 0 | 0 | 0 | 0 | 0 | 0 | 0 | 0 | 0 | 0 | 0 | 0 | 0 | 0 | 0 | 0
F1_Commercial_Warehouse_New_Food Preparation_Natural Gas_Fryer_E10 | F1 | Commercial | Warehouse | New | Food Preparation | Natural Gas | Fryer | E10 | CCE | 0 | 0 | 0 | 0 | 0 | 0 | 0 | 0 | 0 | 0 | 0 | 0 | 0 | 0 | 0 | 0 | 0 | 0 | 0 | 0 | 0 | 0 | 0 | 0 | 0 | 0 | 0
F2_Commercial_Warehouse_New_Food Preparation_Natural Gas_Fryer_E1 | F2 | Commercial | Warehouse | New | Food Preparation | Natural Gas | Fryer | E1 | TRC BC Ratio | 1 | 0 | 0 | 0 | 0 | 0 | 0 | 0 | 0 | 0 | 0 | 0 | 0 | 0 | 0 | 0 | 0 | 0 | 0 | 0 | 0 | 0 | 0 | 0 | 0 | 0 | 0
F2_Commercial_Warehouse_New_Food Preparation_Natural Gas_Fryer_E2 | F2 | Commercial | Warehouse | New | Food Preparation | Natural Gas | Fryer | E2 | TRC BC Ratio | 3.0535 | 1 | 1 | 1 | 1 | 1 | 1 | 1 | 1 | 1 | 1 | 1 | 1 | 1 | 1 | 1 | 1 | 1 | 1 | 1 | 1 | 1 | 1 | 1 | 1 | 1 | 1
F2_Commercial_Warehouse_New_Food Preparation_Natural Gas_Fryer_E3 | F2 | Commercial | Warehouse | New | Food Preparation | Natural Gas | Fryer | E3 | TRC BC Ratio | 0 | 0 | 0 | 0 | 0 | 0 | 0 | 0 | 0 | 0 | 0 | 0 | 0 | 0 | 0 | 0 | 0 | 0 | 0 | 0 | 0 | 0 | 0 | 0 | 0 | 0 | 0
F2_Commercial_Warehouse_New_Food Preparation_Natural Gas_Fryer_E4 | F2 | Commercial | Warehouse | New | Food Preparation | Natural Gas | Fryer | E4 | TRC BC Ratio | 0 | 0 | 0 | 0 | 0 | 0 | 0 | 0 | 0 | 0 | 0 | 0 | 0 | 0 | 0 | 0 | 0 | 0 | 0 | 0 | 0 | 0 | 0 | 0 | 0 | 0 | 0
F2_Commercial_Warehouse_New_Food Preparation_Natural Gas_Fryer_E5 | F2 | Commercial | Warehouse | New | Food Preparation | Natural Gas | Fryer | E5 | TRC BC Ratio | 0 | 0 | 0 | 0 | 0 | 0 | 0 | 0 | 0 | 0 | 0 | 0 | 0 | 0 | 0 | 0 | 0 | 0 | 0 | 0 | 0 | 0 | 0 | 0 | 0 | 0 | 0
F2_Commercial_Warehouse_New_Food Preparation_Natural Gas_Fryer_E6 | F2 | Commercial | Warehouse | New | Food Preparation | Natural Gas | Fryer | E6 | TRC BC Ratio | 0 | 0 | 0 | 0 | 0 | 0 | 0 | 0 | 0 | 0 | 0 | 0 | 0 | 0 | 0 | 0 | 0 | 0 | 0 | 0 | 0 | 0 | 0 | 0 | 0 | 0 | 0
F2_Commercial_Warehouse_New_Food Preparation_Natural Gas_Fryer_E7 | F2 | Commercial | Warehouse | New | Food Preparation | Natural Gas | Fryer | E7 | TRC BC Ratio | 0 | 0 | 0 | 0 | 0 | 0 | 0 | 0 | 0 | 0 | 0 | 0 | 0 | 0 | 0 | 0 | 0 | 0 | 0 | 0 | 0 | 0 | 0 | 0 | 0 | 0 | 0
F2_Commercial_Warehouse_New_Food Preparation_Natural Gas_Fryer_E8 | F2 | Commercial | Warehouse | New | Food Preparation | Natural Gas | Fryer | E8 | TRC BC Ratio | 0 | 0 | 0 | 0 | 0 | 0 | 0 | 0 | 0 | 0 | 0 | 0 | 0 | 0 | 0 | 0 | 0 | 0 | 0 | 0 | 0 | 0 | 0 | 0 | 0 | 0 | 0
F2_Commercial_Warehouse_New_Food Preparation_Natural Gas_Fryer_E9 | F2 | Commercial | Warehouse | New | Food Preparation | Natural Gas | Fryer | E9 | TRC BC Ratio | 0 | 0 | 0 | 0 | 0 | 0 | 0 | 0 | 0 | 0 | 0 | 0 | 0 | 0 | 0 | 0 | 0 | 0 | 0 | 0 | 0 | 0 | 0 | 0 | 0 | 0 | 0
F2_Commercial_Warehouse_New_Food Preparation_Natural Gas_Fryer_E10 | F2 | Commercial | Warehouse | New | Food Preparation | Natural Gas | Fryer | E10 | TRC BC Ratio | 0 | 0 | 0 | 0 | 0 | 0 | 0 | 0 | 0 | 0 | 0 | 0 | 0 | 0 | 0 | 0 | 0 | 0 | 0 | 0 | 0 | 0 | 0 | 0 | 0 | 0 | 0
F3_Commercial_Warehouse_New_Food Preparation_Natural Gas_Fryer_E1 | F3 | Commercial | Warehouse | New | Food Preparation | Natural Gas | Fryer | E1 | PACT BC Ratio | 1 | 0 | 0 | 0 | 0 | 0 | 0 | 0 | 0 | 0 | 0 | 0 | 0 | 0 | 0 | 0 | 0 | 0 | 0 | 0 | 0 | 0 | 0 | 0 | 0 | 0 | 0
F3_Commercial_Warehouse_New_Food Preparation_Natural Gas_Fryer_E2 | F3 | Commercial | Warehouse | New | Food Preparation | Natural Gas | Fryer | E2 | PACT BC Ratio | 4.0178 | 1 | 1 | 1 | 1 | 1 | 1 | 1 | 1 | 1 | 1 | 1 | 1 | 1 | 1 | 1 | 1 | 1 | 1 | 1 | 1 | 1 | 1 | 1 | 1 | 1 | 1
F3_Commercial_Warehouse_New_Food Preparation_Natural Gas_Fryer_E3 | F3 | Commercial | Warehouse | New | Food Preparation | Natural Gas | Fryer | E3 | PACT BC Ratio | 0 | 0 | 0 | 0 | 0 | 0 | 0 | 0 | 0 | 0 | 0 | 0 | 0 | 0 | 0 | 0 | 0 | 0 | 0 | 0 | 0 | 0 | 0 | 0 | 0 | 0 | 0
F3_Commercial_Warehouse_New_Food Preparation_Natural Gas_Fryer_E4 | F3 | Commercial | Warehouse | New | Food Preparation | Natural Gas | Fryer | E4 | PACT BC Ratio | 0 | 0 | 0 | 0 | 0 | 0 | 0 | 0 | 0 | 0 | 0 | 0 | 0 | 0 | 0 | 0 | 0 | 0 | 0 | 0 | 0 | 0 | 0 | 0 | 0 | 0 | 0
F3_Commercial_Warehouse_New_Food Preparation_Natural Gas_Fryer_E5 | F3 | Commercial | Warehouse | New | Food Preparation | Natural Gas | Fryer | E5 | PACT BC Ratio | 0 | 0 | 0 | 0 | 0 | 0 | 0 | 0 | 0 | 0 | 0 | 0 | 0 | 0 | 0 | 0 | 0 | 0 | 0 | 0 | 0 | 0 | 0 | 0 | 0 | 0 | 0
F3_Commercial_Warehouse_New_Food Preparation_Natural Gas_Fryer_E6 | F3 | Commercial | Warehouse | New | Food Preparation | Natural Gas | Fryer | E6 | PACT BC Ratio | 0 | 0 | 0 | 0 | 0 | 0 | 0 | 0 | 0 | 0 | 0 | 0 | 0 | 0 | 0 | 0 | 0 | 0 | 0 | 0 | 0 | 0 | 0 | 0 | 0 | 0 | 0
F3_Commercial_Warehouse_New_Food Preparation_Natural Gas_Fryer_E7 | F3 | Commercial | Warehouse | New | Food Preparation | Natural Gas | Fryer | E7 | PACT BC Ratio | 0 | 0 | 0 | 0 | 0 | 0 | 0 | 0 | 0 | 0 | 0 | 0 | 0 | 0 | 0 | 0 | 0 | 0 | 0 | 0 | 0 | 0 | 0 | 0 | 0 | 0 | 0
F3_Commercial_Warehouse_New_Food Preparation_Natural Gas_Fryer_E8 | F3 | Commercial | Warehouse | New | Food Preparation | Natural Gas | Fryer | E8 | PACT BC Ratio | 0 | 0 | 0 | 0 | 0 | 0 | 0 | 0 | 0 | 0 | 0 | 0 | 0 | 0 | 0 | 0 | 0 | 0 | 0 | 0 | 0 | 0 | 0 | 0 | 0 | 0 | 0
F3_Commercial_Warehouse_New_Food Preparation_Natural Gas_Fryer_E9 | F3 | Commercial | Warehouse | New | Food Preparation | Natural Gas | Fryer | E9 | PACT BC Ratio | 0 | 0 | 0 | 0 | 0 | 0 | 0 | 0 | 0 | 0 | 0 | 0 | 0 | 0 | 0 | 0 | 0 | 0 | 0 | 0 | 0 | 0 | 0 | 0 | 0 | 0 | 0
F3_Commercial_Warehouse_New_Food Preparation_Natural Gas_Fryer_E10 | F3 | Commercial | Warehouse | New | Food Preparation | Natural Gas | Fryer | E10 | PACT BC Ratio | 0 | 0 | 0 | 0 | 0 | 0 | 0 | 0 | 0 | 0 | 0 | 0 | 0 | 0 | 0 | 0 | 0 | 0 | 0 | 0 | 0 | 0 | 0 | 0 | 0 | 0 | 0
F4_Commercial_Warehouse_New_Food Preparation_Natural Gas_Fryer_E1 | F4 | Commercial | Warehouse | New | Food Preparation | Natural Gas | Fryer | E1 | RVT BC Ratio | 1 | 0 | 0 | 0 | 0 | 0 | 0 | 0 | 0 | 0 | 0 | 0 | 0 | 0 | 0 | 0 | 0 | 0 | 0 | 0 | 0 | 0 | 0 | 0 | 0 | 0 | 0
F4_Commercial_Warehouse_New_Food Preparation_Natural Gas_Fryer_E2 | F4 | Commercial | Warehouse | New | Food Preparation | Natural Gas | Fryer | E2 | RVT BC Ratio | 0.7 | 1 | 1 | 1 | 1 | 1 | 1 | 1 | 1 | 1 | 1 | 1 | 1 | 1 | 1 | 1 | 1 | 1 | 1 | 1 | 1 | 1 | 1 | 1 | 1 | 1 | 1
F4_Commercial_Warehouse_New_Food Preparation_Natural Gas_Fryer_E3 | F4 | Commercial | Warehouse | New | Food Preparation | Natural Gas | Fryer | E3 | RVT BC Ratio | 0 | 0 | 0 | 0 | 0 | 0 | 0 | 0 | 0 | 0 | 0 | 0 | 0 | 0 | 0 | 0 | 0 | 0 | 0 | 0 | 0 | 0 | 0 | 0 | 0 | 0 | 0
F4_Commercial_Warehouse_New_Food Preparation_Natural Gas_Fryer_E4 | F4 | Commercial | Warehouse | New | Food Preparation | Natural Gas | Fryer | E4 | RVT BC Ratio | 0 | 0 | 0 | 0 | 0 | 0 | 0 | 0 | 0 | 0 | 0 | 0 | 0 | 0 | 0 | 0 | 0 | 0 | 0 | 0 | 0 | 0 | 0 | 0 | 0 | 0 | 0
F4_Commercial_Warehouse_New_Food Preparation_Natural Gas_Fryer_E5 | F4 | Commercial | Warehouse | New | Food Preparation | Natural Gas | Fryer | E5 | RVT BC Ratio | 0 | 0 | 0 | 0 | 0 | 0 | 0 | 0 | 0 | 0 | 0 | 0 | 0 | 0 | 0 | 0 | 0 | 0 | 0 | 0 | 0 | 0 | 0 | 0 | 0 | 0 | 0
F4_Commercial_Warehouse_New_Food Preparation_Natural Gas_Fryer_E6 | F4 | Commercial | Warehouse | New | Food Preparation | Natural Gas | Fryer | E6 | RVT BC Ratio | 0 | 0 | 0 | 0 | 0 | 0 | 0 | 0 | 0 | 0 | 0 | 0 | 0 | 0 | 0 | 0 | 0 | 0 | 0 | 0 | 0 | 0 | 0 | 0 | 0 | 0 | 0
F4_Commercial_Warehouse_New_Food Preparation_Natural Gas_Fryer_E7 | F4 | Commercial | Warehouse | New | Food Preparation | Natural Gas | Fryer | E7 | RVT BC Ratio | 0 | 0 | 0 | 0 | 0 | 0 | 0 | 0 | 0 | 0 | 0 | 0 | 0 | 0 | 0 | 0 | 0 | 0 | 0 | 0 | 0 | 0 | 0 | 0 | 0 | 0 | 0
F4_Commercial_Warehouse_New_Food Preparation_Natural Gas_Fryer_E8 | F4 | Commercial | Warehouse | New | Food Preparation | Natural Gas | Fryer | E8 | RVT BC Ratio | 0 | 0 | 0 | 0 | 0 | 0 | 0 | 0 | 0 | 0 | 0 | 0 | 0 | 0 | 0 | 0 | 0 | 0 | 0 | 0 | 0 | 0 | 0 | 0 | 0 | 0 | 0
F4_Commercial_Warehouse_New_Food Preparation_Natural Gas_Fryer_E9 | F4 | Commercial | Warehouse | New | Food Preparation | Natural Gas | Fryer | E9 | RVT BC Ratio | 0 | 0 | 0 | 0 | 0 | 0 | 0 | 0 | 0 | 0 | 0 | 0 | 0 | 0 | 0 | 0 | 0 | 0 | 0 | 0 | 0 | 0 | 0 | 0 | 0 | 0 | 0
F4_Commercial_Warehouse_New_Food Preparation_Natural Gas_Fryer_E10 | F4 | Commercial | Warehouse | New | Food Preparation | Natural Gas | Fryer | E10 | RVT BC Ratio | 0 | 0 | 0 | 0 | 0 | 0 | 0 | 0 | 0 | 0 | 0 | 0 | 0 | 0 | 0 | 0 | 0 | 0 | 0 | 0 | 0 | 0 | 0 | 0 | 0 | 0 | 0
F5_Commercial_Warehouse_New_Food Preparation_Natural Gas_Fryer_E1 | F5 | Commercial | Warehouse | New | Food Preparation | Natural Gas | Fryer | E1 | RIM BC Ratio | 1 | 0 | 0 | 0 | 0 | 0 | 0 | 0 | 0 | 0 | 0 | 0 | 0 | 0 | 0 | 0 | 0 | 0 | 0 | 0 | 0 | 0 | 0 | 0 | 0 | 0 | 0
F5_Commercial_Warehouse_New_Food Preparation_Natural Gas_Fryer_E2 | F5 | Commercial | Warehouse | New | Food Preparation | Natural Gas | Fryer | E2 | RIM BC Ratio | 4.0178 | 1 | 1 | 1 | 1 | 1 | 1 | 1 | 1 | 1 | 1 | 1 | 1 | 1 | 1 | 1 | 1 | 1 | 1 | 1 | 1 | 1 | 1 | 1 | 1 | 1 | 1
F5_Commercial_Warehouse_New_Food Preparation_Natural Gas_Fryer_E3 | F5 | Commercial | Warehouse | New | Food Preparation | Natural Gas | Fryer | E3 | RIM BC Ratio | 0 | 0 | 0 | 0 | 0 | 0 | 0 | 0 | 0 | 0 | 0 | 0 | 0 | 0 | 0 | 0 | 0 | 0 | 0 | 0 | 0 | 0 | 0 | 0 | 0 | 0 | 0
F5_Commercial_Warehouse_New_Food Preparation_Natural Gas_Fryer_E4 | F5 | Commercial | Warehouse | New | Food Preparation | Natural Gas | Fryer | E4 | RIM BC Ratio | 0 | 0 | 0 | 0 | 0 | 0 | 0 | 0 | 0 | 0 | 0 | 0 | 0 | 0 | 0 | 0 | 0 | 0 | 0 | 0 | 0 | 0 | 0 | 0 | 0 | 0 | 0
F5_Commercial_Warehouse_New_Food Preparation_Natural Gas_Fryer_E5 | F5 | Commercial | Warehouse | New | Food Preparation | Natural Gas | Fryer | E5 | RIM BC Ratio | 0 | 0 | 0 | 0 | 0 | 0 | 0 | 0 | 0 | 0 | 0 | 0 | 0 | 0 | 0 | 0 | 0 | 0 | 0 | 0 | 0 | 0 | 0 | 0 | 0 | 0 | 0
F5_Commercial_Warehouse_New_Food Preparation_Natural Gas_Fryer_E6 | F5 | Commercial | Warehouse | New | Food Preparation | Natural Gas | Fryer | E6 | RIM BC Ratio | 0 | 0 | 0 | 0 | 0 | 0 | 0 | 0 | 0 | 0 | 0 | 0 | 0 | 0 | 0 | 0 | 0 | 0 | 0 | 0 | 0 | 0 | 0 | 0 | 0 | 0 | 0
F5_Commercial_Warehouse_New_Food Preparation_Natural Gas_Fryer_E7 | F5 | Commercial | Warehouse | New | Food Preparation | Natural Gas | Fryer | E7 | RIM BC Ratio | 0 | 0 | 0 | 0 | 0 | 0 | 0 | 0 | 0 | 0 | 0 | 0 | 0 | 0 | 0 | 0 | 0 | 0 | 0 | 0 | 0 | 0 | 0 | 0 | 0 | 0 | 0
F5_Commercial_Warehouse_New_Food Preparation_Natural Gas_Fryer_E8 | F5 | Commercial | Warehouse | New | Food Preparation | Natural Gas | Fryer | E8 | RIM BC Ratio | 0 | 0 | 0 | 0 | 0 | 0 | 0 | 0 | 0 | 0 | 0 | 0 | 0 | 0 | 0 | 0 | 0 | 0 | 0 | 0 | 0 | 0 | 0 | 0 | 0 | 0 | 0
F5_Commercial_Warehouse_New_Food Preparation_Natural Gas_Fryer_E9 | F5 | Commercial | Warehouse | New | Food Preparation | Natural Gas | Fryer | E9 | RIM BC Ratio | 0 | 0 | 0 | 0 | 0 | 0 | 0 | 0 | 0 | 0 | 0 | 0 | 0 | 0 | 0 | 0 | 0 | 0 | 0 | 0 | 0 | 0 | 0 | 0 | 0 | 0 | 0
F5_Commercial_Warehouse_New_Food Preparation_Natural Gas_Fryer_E10 | F5 | Commercial | Warehouse | New | Food Preparation | Natural Gas | Fryer | E10 | RIM BC Ratio | 0 | 0 | 0 | 0 | 0 | 0 | 0 | 0 | 0 | 0 | 0 | 0 | 0 | 0 | 0 | 0 | 0 | 0 | 0 | 0 | 0 | 0 | 0 | 0 | 0 | 0 | 0
F0_Commercial_Warehouse_New_Food Preparation_Natural Gas_Broiler_E0 | F0 | Commercial | Warehouse | New | Food Preparation | Natural Gas | Broiler | E0 | Economic Unit | Infrared Burners | Infrared Burners | Infrared Burners | Infrared Burners | Infrared Burners | Infrared Burners | Infrared Burners | Infrared Burners | Infrared Burners | Infrared Burners | Infrared Burners | Infrared Burners | Infrared Burners | Infrared Burners | Infrared Burners | Infrared Burners | Infrared Burners | Infrared Burners | Infrared Burners | Infrared Burners | Infrared Burners | Infrared Burners | Infrared Burners | Infrared Burners | Infrared Burners | Infrared Burners | Infrared Burners
F1_Commercial_Warehouse_New_Food Preparation_Natural Gas_Broiler_E1 | F1 | Commercial | Warehouse | New | Food Preparation | Natural Gas | Broiler | E1 | CCE | 0 | 0 | 0 | 0 | 0 | 0 | 0 | 0 | 0 | 0 | 0 | 0 | 0 | 0 | 0 | 0 | 0 | 0 | 0 | 0 | 0 | 0 | 0 | 0 | 0 | 0 | 0
F1_Commercial_Warehouse_New_Food Preparation_Natural Gas_Broiler_E2 | F1 | Commercial | Warehouse | New | Food Preparation | Natural Gas | Broiler | E2 | CCE | 0.0088234 | 0.0088234 | 0.0088234 | 0.0088234 | 0.0088234 | 0.0088234 | 0.0088234 | 0.0088234 | 0.0088234 | 0.0088234 | 0.0088234 | 0.0088234 | 0.0088234 | 0.0088234 | 0.0088234 | 0.0088234 | 0.0088234 | 0.0088234 | 0.0088234 | 0.0088234 | 0.0088234 | 0.0088234 | 0.0088234 | 0.0088234 | 0.0088234 | 0.0088234 | 0.0088234
F1_Commercial_Warehouse_New_Food Preparation_Natural Gas_Broiler_E3 | F1 | Commercial | Warehouse | New | Food Preparation | Natural Gas | Broiler | E3 | CCE | 0 | 0 | 0 | 0 | 0 | 0 | 0 | 0 | 0 | 0 | 0 | 0 | 0 | 0 | 0 | 0 | 0 | 0 | 0 | 0 | 0 | 0 | 0 | 0 | 0 | 0 | 0
F1_Commercial_Warehouse_New_Food Preparation_Natural Gas_Broiler_E4 | F1 | Commercial | Warehouse | New | Food Preparation | Natural Gas | Broiler | E4 | CCE | 0 | 0 | 0 | 0 | 0 | 0 | 0 | 0 | 0 | 0 | 0 | 0 | 0 | 0 | 0 | 0 | 0 | 0 | 0 | 0 | 0 | 0 | 0 | 0 | 0 | 0 | 0
F1_Commercial_Warehouse_New_Food Preparation_Natural Gas_Broiler_E5 | F1 | Commercial | Warehouse | New | Food Preparation | Natural Gas | Broiler | E5 | CCE | 0 | 0 | 0 | 0 | 0 | 0 | 0 | 0 | 0 | 0 | 0 | 0 | 0 | 0 | 0 | 0 | 0 | 0 | 0 | 0 | 0 | 0 | 0 | 0 | 0 | 0 | 0
F1_Commercial_Warehouse_New_Food Preparation_Natural Gas_Broiler_E6 | F1 | Commercial | Warehouse | New | Food Preparation | Natural Gas | Broiler | E6 | CCE | 0 | 0 | 0 | 0 | 0 | 0 | 0 | 0 | 0 | 0 | 0 | 0 | 0 | 0 | 0 | 0 | 0 | 0 | 0 | 0 | 0 | 0 | 0 | 0 | 0 | 0 | 0
F1_Commercial_Warehouse_New_Food Preparation_Natural Gas_Broiler_E7 | F1 | Commercial | Warehouse | New | Food Preparation | Natural Gas | Broiler | E7 | CCE | 0 | 0 | 0 | 0 | 0 | 0 | 0 | 0 | 0 | 0 | 0 | 0 | 0 | 0 | 0 | 0 | 0 | 0 | 0 | 0 | 0 | 0 | 0 | 0 | 0 | 0 | 0
F1_Commercial_Warehouse_New_Food Preparation_Natural Gas_Broiler_E8 | F1 | Commercial | Warehouse | New | Food Preparation | Natural Gas | Broiler | E8 | CCE | 0 | 0 | 0 | 0 | 0 | 0 | 0 | 0 | 0 | 0 | 0 | 0 | 0 | 0 | 0 | 0 | 0 | 0 | 0 | 0 | 0 | 0 | 0 | 0 | 0 | 0 | 0
F1_Commercial_Warehouse_New_Food Preparation_Natural Gas_Broiler_E9 | F1 | Commercial | Warehouse | New | Food Preparation | Natural Gas | Broiler | E9 | CCE | 0 | 0 | 0 | 0 | 0 | 0 | 0 | 0 | 0 | 0 | 0 | 0 | 0 | 0 | 0 | 0 | 0 | 0 | 0 | 0 | 0 | 0 | 0 | 0 | 0 | 0 | 0
F1_Commercial_Warehouse_New_Food Preparation_Natural Gas_Broiler_E10 | F1 | Commercial | Warehouse | New | Food Preparation | Natural Gas | Broiler | E10 | CCE | 0 | 0 | 0 | 0 | 0 | 0 | 0 | 0 | 0 | 0 | 0 | 0 | 0 | 0 | 0 | 0 | 0 | 0 | 0 | 0 | 0 | 0 | 0 | 0 | 0 | 0 | 0
F2_Commercial_Warehouse_New_Food Preparation_Natural Gas_Broiler_E1 | F2 | Commercial | Warehouse | New | Food Preparation | Natural Gas | Broiler | E1 | TRC BC Ratio | bar: 2021 to 2047
F2_Commercial_Warehouse_New_Food Preparation_Natural Gas_Broiler_E2 | F2 | Commercial | Warehouse | New | Food Preparation | Natural Gas | Broiler | E2 | TRC BC Ratio | 1.5469 | 1.5304 | 1.5144 | 1.4991 | 1.5029 | 1.5191 | 1.5427 | 1.5689 | 1.5942 | 1.6158 | 1.6334 | 1.6459 | 1.6531 | 1.6523 | 1.6433 | 1.6261 | 1.6009 | 1.5692 | 1.5313 | 1.4862 | 1.4333 | 1.3724 | 1.3184 | 1.2837 | 1.2691 | 1.2753 | 1.2816
F2_Commercial_Warehouse_New_Food Preparation_Natural Gas_Broiler_E3 | F2 | Commercial | Warehouse | New | Food Preparation | Natural Gas | Broiler | E3 | TRC BC Ratio | 0 | 0 | 0 | 0 | 0 | 0 | 0 | 0 | 0 | 0 | 0 | 0 | 0 | 0 | 0 | 0 | 0 | 0 | 0 | 0 | 0 | 0 | 0 | 0 | 0 | 0 | 0
F2_Commercial_Warehouse_New_Food Preparation_Natural Gas_Broiler_E4 | F2 | Commercial | Warehouse | New | Food Preparation | Natural Gas | Broiler | E4 | TRC BC Ratio | 0 | 0 | 0 | 0 | 0 | 0 | 0 | 0 | 0 | 0 | 0 | 0 | 0 | 0 | 0 | 0 | 0 | 0 | 0 | 0 | 0 | 0 | 0 | 0 | 0 | 0 | 0
F2_Commercial_Warehouse_New_Food Preparation_Natural Gas_Broiler_E5 | F2 | Commercial | Warehouse | New | Food Preparation | Natural Gas | Broiler | E5 | TRC BC Ratio | 0 | 0 | 0 | 0 | 0 | 0 | 0 | 0 | 0 | 0 | 0 | 0 | 0 | 0 | 0 | 0 | 0 | 0 | 0 | 0 | 0 | 0 | 0 | 0 | 0 | 0 | 0
F2_Commercial_Warehouse_New_Food Preparation_Natural Gas_Broiler_E6 | F2 | Commercial | Warehouse | New | Food Preparation | Natural Gas | Broiler | E6 | TRC BC Ratio | 0 | 0 | 0 | 0 | 0 | 0 | 0 | 0 | 0 | 0 | 0 | 0 | 0 | 0 | 0 | 0 | 0 | 0 | 0 | 0 | 0 | 0 | 0 | 0 | 0 | 0 | 0
F2_Commercial_Warehouse_New_Food Preparation_Natural Gas_Broiler_E7 | F2 | Commercial | Warehouse | New | Food Preparation | Natural Gas | Broiler | E7 | TRC BC Ratio | 0 | 0 | 0 | 0 | 0 | 0 | 0 | 0 | 0 | 0 | 0 | 0 | 0 | 0 | 0 | 0 | 0 | 0 | 0 | 0 | 0 | 0 | 0 | 0 | 0 | 0 | 0
F2_Commercial_Warehouse_New_Food Preparation_Natural Gas_Broiler_E8 | F2 | Commercial | Warehouse | New | Food Preparation | Natural Gas | Broiler | E8 | TRC BC Ratio | 0 | 0 | 0 | 0 | 0 | 0 | 0 | 0 | 0 | 0 | 0 | 0 | 0 | 0 | 0 | 0 | 0 | 0 | 0 | 0 | 0 | 0 | 0 | 0 | 0 | 0 | 0
F2_Commercial_Warehouse_New_Food Preparation_Natural Gas_Broiler_E9 | F2 | Commercial | Warehouse | New | Food Preparation | Natural Gas | Broiler | E9 | TRC BC Ratio | 0 | 0 | 0 | 0 | 0 | 0 | 0 | 0 | 0 | 0 | 0 | 0 | 0 | 0 | 0 | 0 | 0 | 0 | 0 | 0 | 0 | 0 | 0 | 0 | 0 | 0 | 0
F2_Commercial_Warehouse_New_Food Preparation_Natural Gas_Broiler_E10 | F2 | Commercial | Warehouse | New | Food Preparation | Natural Gas | Broiler | E10 | TRC BC Ratio | 0 | 0 | 0 | 0 | 0 | 0 | 0 | 0 | 0 | 0 | 0 | 0 | 0 | 0 | 0 | 0 | 0 | 0 | 0 | 0 | 0 | 0 | 0 | 0 | 0 | 0 | 0
F3_Commercial_Warehouse_New_Food Preparation_Natural Gas_Broiler_E1 | F3 | Commercial | Warehouse | New | Food Preparation | Natural Gas | Broiler | E1 | PACT BC Ratio | bar: 2021 to 2047
F3_Commercial_Warehouse_New_Food Preparation_Natural Gas_Broiler_E2 | F3 | Commercial | Warehouse | New | Food Preparation | Natural Gas | Broiler | E2 | PACT BC Ratio | 1.9504 | 1.9296 | 1.9094 | 1.8902 | 1.8949 | 1.9154 | 1.9451 | 1.9782 | 2.0101 | 2.0373 | 2.0595 | 2.0753 | 2.0843 | 2.0833 | 2.072 | 2.0503 | 2.0186 | 1.9785 | 1.9307 | 1.8739 | 1.8073 | 1.7304 | 1.6624 | 1.6186 | 1.6002 | 1.608 | 1.6159
F3_Commercial_Warehouse_New_Food Preparation_Natural Gas_Broiler_E3 | F3 | Commercial | Warehouse | New | Food Preparation | Natural Gas | Broiler | E3 | PACT BC Ratio | 0 | 0 | 0 | 0 | 0 | 0 | 0 | 0 | 0 | 0 | 0 | 0 | 0 | 0 | 0 | 0 | 0 | 0 | 0 | 0 | 0 | 0 | 0 | 0 | 0 | 0 | 0
F3_Commercial_Warehouse_New_Food Preparation_Natural Gas_Broiler_E4 | F3 | Commercial | Warehouse | New | Food Preparation | Natural Gas | Broiler | E4 | PACT BC Ratio | 0 | 0 | 0 | 0 | 0 | 0 | 0 | 0 | 0 | 0 | 0 | 0 | 0 | 0 | 0 | 0 | 0 | 0 | 0 | 0 | 0 | 0 | 0 | 0 | 0 | 0 | 0
F3_Commercial_Warehouse_New_Food Preparation_Natural Gas_Broiler_E5 | F3 | Commercial | Warehouse | New | Food Preparation | Natural Gas | Broiler | E5 | PACT BC Ratio | 0 | 0 | 0 | 0 | 0 | 0 | 0 | 0 | 0 | 0 | 0 | 0 | 0 | 0 | 0 | 0 | 0 | 0 | 0 | 0 | 0 | 0 | 0 | 0 | 0 | 0 | 0
F3_Commercial_Warehouse_New_Food Preparation_Natural Gas_Broiler_E6 | F3 | Commercial | Warehouse | New | Food Preparation | Natural Gas | Broiler | E6 | PACT BC Ratio | 0 | 0 | 0 | 0 | 0 | 0 | 0 | 0 | 0 | 0 | 0 | 0 | 0 | 0 | 0 | 0 | 0 | 0 | 0 | 0 | 0 | 0 | 0 | 0 | 0 | 0 | 0
F3_Commercial_Warehouse_New_Food Preparation_Natural Gas_Broiler_E7 | F3 | Commercial | Warehouse | New | Food Preparation | Natural Gas | Broiler | E7 | PACT BC Ratio | 0 | 0 | 0 | 0 | 0 | 0 | 0 | 0 | 0 | 0 | 0 | 0 | 0 | 0 | 0 | 0 | 0 | 0 | 0 | 0 | 0 | 0 | 0 | 0 | 0 | 0 | 0
F3_Commercial_Warehouse_New_Food Preparation_Natural Gas_Broiler_E8 | F3 | Commercial | Warehouse | New | Food Preparation | Natural Gas | Broiler | E8 | PACT BC Ratio | 0 | 0 | 0 | 0 | 0 | 0 | 0 | 0 | 0 | 0 | 0 | 0 | 0 | 0 | 0 | 0 | 0 | 0 | 0 | 0 | 0 | 0 | 0 | 0 | 0 | 0 | 0
F3_Commercial_Warehouse_New_Food Preparation_Natural Gas_Broiler_E9 | F3 | Commercial | Warehouse | New | Food Preparation | Natural Gas | Broiler | E9 | PACT BC Ratio | 0 | 0 | 0 | 0 | 0 | 0 | 0 | 0 | 0 | 0 | 0 | 0 | 0 | 0 | 0 | 0 | 0 | 0 | 0 | 0 | 0 | 0 | 0 | 0 | 0 | 0 | 0
F3_Commercial_Warehouse_New_Food Preparation_Natural Gas_Broiler_E10 | F3 | Commercial | Warehouse | New | Food Preparation | Natural Gas | Broiler | E10 | PACT BC Ratio | 0 | 0 | 0 | 0 | 0 | 0 | 0 | 0 | 0 | 0 | 0 | 0 | 0 | 0 | 0 | 0 | 0 | 0 | 0 | 0 | 0 | 0 | 0 | 0 | 0 | 0 | 0
F4_Commercial_Warehouse_New_Food Preparation_Natural Gas_Broiler_E1 | F4 | Commercial | Warehouse | New | Food Preparation | Natural Gas | Broiler | E1 | RVT BC Ratio | bar: 2021 to 2047
F4_Commercial_Warehouse_New_Food Preparation_Natural Gas_Broiler_E2 | F4 | Commercial | Warehouse | New | Food Preparation | Natural Gas | Broiler | E2 | RVT BC Ratio | 0.7 | 0.7 | 0.7 | 0.7 | 0.7 | 0.7 | 0.7 | 0.7 | 0.7 | 0.7 | 0.7 | 0.7 | 0.7 | 0.7 | 0.7 | 0.7 | 0.7 | 0.7 | 0.7 | 0.7 | 0.7 | 0.7 | 0.7 | 0.7 | 0.7 | 0.7 | 0.7
F4_Commercial_Warehouse_New_Food Preparation_Natural Gas_Broiler_E3 | F4 | Commercial | Warehouse | New | Food Preparation | Natural Gas | Broiler | E3 | RVT BC Ratio | 0 | 0 | 0 | 0 | 0 | 0 | 0 | 0 | 0 | 0 | 0 | 0 | 0 | 0 | 0 | 0 | 0 | 0 | 0 | 0 | 0 | 0 | 0 | 0 | 0 | 0 | 0
F4_Commercial_Warehouse_New_Food Preparation_Natural Gas_Broiler_E4 | F4 | Commercial | Warehouse | New | Food Preparation | Natural Gas | Broiler | E4 | RVT BC Ratio | 0 | 0 | 0 | 0 | 0 | 0 | 0 | 0 | 0 | 0 | 0 | 0 | 0 | 0 | 0 | 0 | 0 | 0 | 0 | 0 | 0 | 0 | 0 | 0 | 0 | 0 | 0
F4_Commercial_Warehouse_New_Food Preparation_Natural Gas_Broiler_E5 | F4 | Commercial | Warehouse | New | Food Preparation | Natural Gas | Broiler | E5 | RVT BC Ratio | 0 | 0 | 0 | 0 | 0 | 0 | 0 | 0 | 0 | 0 | 0 | 0 | 0 | 0 | 0 | 0 | 0 | 0 | 0 | 0 | 0 | 0 | 0 | 0 | 0 | 0 | 0
F4_Commercial_Warehouse_New_Food Preparation_Natural Gas_Broiler_E6 | F4 | Commercial | Warehouse | New | Food Preparation | Natural Gas | Broiler | E6 | RVT BC Ratio | 0 | 0 | 0 | 0 | 0 | 0 | 0 | 0 | 0 | 0 | 0 | 0 | 0 | 0 | 0 | 0 | 0 | 0 | 0 | 0 | 0 | 0 | 0 | 0 | 0 | 0 | 0
F4_Commercial_Warehouse_New_Food Preparation_Natural Gas_Broiler_E7 | F4 | Commercial | Warehouse | New | Food Preparation | Natural Gas | Broiler | E7 | RVT BC Ratio | 0 | 0 | 0 | 0 | 0 | 0 | 0 | 0 | 0 | 0 | 0 | 0 | 0 | 0 | 0 | 0 | 0 | 0 | 0 | 0 | 0 | 0 | 0 | 0 | 0 | 0 | 0
F4_Commercial_Warehouse_New_Food Preparation_Natural Gas_Broiler_E8 | F4 | Commercial | Warehouse | New | Food Preparation | Natural Gas | Broiler | E8 | RVT BC Ratio | 0 | 0 | 0 | 0 | 0 | 0 | 0 | 0 | 0 | 0 | 0 | 0 | 0 | 0 | 0 | 0 | 0 | 0 | 0 | 0 | 0 | 0 | 0 | 0 | 0 | 0 | 0
F4_Commercial_Warehouse_New_Food Preparation_Natural Gas_Broiler_E9 | F4 | Commercial | Warehouse | New | Food Preparation | Natural Gas | Broiler | E9 | RVT BC Ratio | 0 | 0 | 0 | 0 | 0 | 0 | 0 | 0 | 0 | 0 | 0 | 0 | 0 | 0 | 0 | 0 | 0 | 0 | 0 | 0 | 0 | 0 | 0 | 0 | 0 | 0 | 0
F4_Commercial_Warehouse_New_Food Preparation_Natural Gas_Broiler_E10 | F4 | Commercial | Warehouse | New | Food Preparation | Natural Gas | Broiler | E10 | RVT BC Ratio | 0 | 0 | 0 | 0 | 0 | 0 | 0 | 0 | 0 | 0 | 0 | 0 | 0 | 0 | 0 | 0 | 0 | 0 | 0 | 0 | 0 | 0 | 0 | 0 | 0 | 0 | 0
F5_Commercial_Warehouse_New_Food Preparation_Natural Gas_Broiler_E1 | F5 | Commercial | Warehouse | New | Food Preparation | Natural Gas | Broiler | E1 | RIM BC Ratio | bar: 2021 to 2047
F5_Commercial_Warehouse_New_Food Preparation_Natural Gas_Broiler_E2 | F5 | Commercial | Warehouse | New | Food Preparation | Natural Gas | Broiler | E2 | RIM BC Ratio | 1.9504 | 1.9296 | 1.9094 | 1.8902 | 1.8949 | 1.9154 | 1.9451 | 1.9782 | 2.0101 | 2.0373 | 2.0595 | 2.0753 | 2.0843 | 2.0833 | 2.072 | 2.0503 | 2.0186 | 1.9785 | 1.9307 | 1.8739 | 1.8073 | 1.7304 | 1.6624 | 1.6186 | 1.6002 | 1.608 | 1.6159
F5_Commercial_Warehouse_New_Food Preparation_Natural Gas_Broiler_E3 | F5 | Commercial | Warehouse | New | Food Preparation | Natural Gas | Broiler | E3 | RIM BC Ratio | 0 | 0 | 0 | 0 | 0 | 0 | 0 | 0 | 0 | 0 | 0 | 0 | 0 | 0 | 0 | 0 | 0 | 0 | 0 | 0 | 0 | 0 | 0 | 0 | 0 | 0 | 0
F5_Commercial_Warehouse_New_Food Preparation_Natural Gas_Broiler_E4 | F5 | Commercial | Warehouse | New | Food Preparation | Natural Gas | Broiler | E4 | RIM BC Ratio | 0 | 0 | 0 | 0 | 0 | 0 | 0 | 0 | 0 | 0 | 0 | 0 | 0 | 0 | 0 | 0 | 0 | 0 | 0 | 0 | 0 | 0 | 0 | 0 | 0 | 0 | 0
F5_Commercial_Warehouse_New_Food Preparation_Natural Gas_Broiler_E5 | F5 | Commercial | Warehouse | New | Food Preparation | Natural Gas | Broiler | E5 | RIM BC Ratio | 0 | 0 | 0 | 0 | 0 | 0 | 0 | 0 | 0 | 0 | 0 | 0 | 0 | 0 | 0 | 0 | 0 | 0 | 0 | 0 | 0 | 0 | 0 | 0 | 0 | 0 | 0
F5_Commercial_Warehouse_New_Food Preparation_Natural Gas_Broiler_E6 | F5 | Commercial | Warehouse | New | Food Preparation | Natural Gas | Broiler | E6 | RIM BC Ratio | 0 | 0 | 0 | 0 | 0 | 0 | 0 | 0 | 0 | 0 | 0 | 0 | 0 | 0 | 0 | 0 | 0 | 0 | 0 | 0 | 0 | 0 | 0 | 0 | 0 | 0 | 0
F5_Commercial_Warehouse_New_Food Preparation_Natural Gas_Broiler_E7 | F5 | Commercial | Warehouse | New | Food Preparation | Natural Gas | Broiler | E7 | RIM BC Ratio | 0 | 0 | 0 | 0 | 0 | 0 | 0 | 0 | 0 | 0 | 0 | 0 | 0 | 0 | 0 | 0 | 0 | 0 | 0 | 0 | 0 | 0 | 0 | 0 | 0 | 0 | 0
F5_Commercial_Warehouse_New_Food Preparation_Natural Gas_Broiler_E8 | F5 | Commercial | Warehouse | New | Food Preparation | Natural Gas | Broiler | E8 | RIM BC Ratio | 0 | 0 | 0 | 0 | 0 | 0 | 0 | 0 | 0 | 0 | 0 | 0 | 0 | 0 | 0 | 0 | 0 | 0 | 0 | 0 | 0 | 0 | 0 | 0 | 0 | 0 | 0
F5_Commercial_Warehouse_New_Food Preparation_Natural Gas_Broiler_E9 | F5 | Commercial | Warehouse | New | Food Preparation | Natural Gas | Broiler | E9 | RIM BC Ratio | 0 | 0 | 0 | 0 | 0 | 0 | 0 | 0 | 0 | 0 | 0 | 0 | 0 | 0 | 0 | 0 | 0 | 0 | 0 | 0 | 0 | 0 | 0 | 0 | 0 | 0 | 0
F5_Commercial_Warehouse_New_Food Preparation_Natural Gas_Broiler_E10 | F5 | Commercial | Warehouse | New | Food Preparation | Natural Gas | Broiler | E10 | RIM BC Ratio | 0 | 0 | 0 | 0 | 0 | 0 | 0 | 0 | 0 | 0 | 0 | 0 | 0 | 0 | 0 | 0 | 0 | 0 | 0 | 0 | 0 | 0 | 0 | 0 | 0 | 0 | 0
F0_Commercial_Warehouse_New_Food Preparation_Natural Gas_Griddle_E0 | F0 | Commercial | Warehouse | New | Food Preparation | Natural Gas | Griddle | E0 | Economic Unit | ENERGY STAR | ENERGY STAR | ENERGY STAR | ENERGY STAR | ENERGY STAR | ENERGY STAR | ENERGY STAR | ENERGY STAR | ENERGY STAR | ENERGY STAR | ENERGY STAR | ENERGY STAR | ENERGY STAR | ENERGY STAR | ENERGY STAR | ENERGY STAR | ENERGY STAR | ENERGY STAR | ENERGY STAR | ENERGY STAR | Standard | Standard | Standard | Standard | Standard | Standard | Standard
F1_Commercial_Warehouse_New_Food Preparation_Natural Gas_Griddle_E1 | F1 | Commercial | Warehouse | New | Food Preparation | Natural Gas | Griddle | E1 | CCE | 0 | 0 | 0 | 0 | 0 | 0 | 0 | 0 | 0 | 0 | 0 | 0 | 0 | 0 | 0 | 0 | 0 | 0 | 0 | 0 | 0 | 0 | 0 | 0 | 0 | 0 | 0
F1_Commercial_Warehouse_New_Food Preparation_Natural Gas_Griddle_E2 | F1 | Commercial | Warehouse | New | Food Preparation | Natural Gas | Griddle | E2 | CCE | 0.01311 | 0.01311 | 0.01311 | 0.01311 | 0.01311 | 0.01311 | 0.01311 | 0.01311 | 0.01311 | 0.01311 | 0.01311 | 0.01311 | 0.01311 | 0.01311 | 0.01311 | 0.01311 | 0.01311 | 0.01311 | 0.01311 | 0.01311 | 0.01311 | 0.01311 | 0.01311 | 0.01311 | 0.01311 | 0.01311 | 0.01311
F1_Commercial_Warehouse_New_Food Preparation_Natural Gas_Griddle_E3 | F1 | Commercial | Warehouse | New | Food Preparation | Natural Gas | Griddle | E3 | CCE | 0 | 0 | 0 | 0 | 0 | 0 | 0 | 0 | 0 | 0 | 0 | 0 | 0 | 0 | 0 | 0 | 0 | 0 | 0 | 0 | 0 | 0 | 0 | 0 | 0 | 0 | 0
F1_Commercial_Warehouse_New_Food Preparation_Natural Gas_Griddle_E4 | F1 | Commercial | Warehouse | New | Food Preparation | Natural Gas | Griddle | E4 | CCE | 0 | 0 | 0 | 0 | 0 | 0 | 0 | 0 | 0 | 0 | 0 | 0 | 0 | 0 | 0 | 0 | 0 | 0 | 0 | 0 | 0 | 0 | 0 | 0 | 0 | 0 | 0
F1_Commercial_Warehouse_New_Food Preparation_Natural Gas_Griddle_E5 | F1 | Commercial | Warehouse | New | Food Preparation | Natural Gas | Griddle | E5 | CCE | 0 | 0 | 0 | 0 | 0 | 0 | 0 | 0 | 0 | 0 | 0 | 0 | 0 | 0 | 0 | 0 | 0 | 0 | 0 | 0 | 0 | 0 | 0 | 0 | 0 | 0 | 0
F1_Commercial_Warehouse_New_Food Preparation_Natural Gas_Griddle_E6 | F1 | Commercial | Warehouse | New | Food Preparation | Natural Gas | Griddle | E6 | CCE | 0 | 0 | 0 | 0 | 0 | 0 | 0 | 0 | 0 | 0 | 0 | 0 | 0 | 0 | 0 | 0 | 0 | 0 | 0 | 0 | 0 | 0 | 0 | 0 | 0 | 0 | 0
F1_Commercial_Warehouse_New_Food Preparation_Natural Gas_Griddle_E7 | F1 | Commercial | Warehouse | New | Food Preparation | Natural Gas | Griddle | E7 | CCE | 0 | 0 | 0 | 0 | 0 | 0 | 0 | 0 | 0 | 0 | 0 | 0 | 0 | 0 | 0 | 0 | 0 | 0 | 0 | 0 | 0 | 0 | 0 | 0 | 0 | 0 | 0
F1_Commercial_Warehouse_New_Food Preparation_Natural Gas_Griddle_E8 | F1 | Commercial | Warehouse | New | Food Preparation | Natural Gas | Griddle | E8 | CCE | 0 | 0 | 0 | 0 | 0 | 0 | 0 | 0 | 0 | 0 | 0 | 0 | 0 | 0 | 0 | 0 | 0 | 0 | 0 | 0 | 0 | 0 | 0 | 0 | 0 | 0 | 0
F1_Commercial_Warehouse_New_Food Preparation_Natural Gas_Griddle_E9 | F1 | Commercial | Warehouse | New | Food Preparation | Natural Gas | Griddle | E9 | CCE | 0 | 0 | 0 | 0 | 0 | 0 | 0 | 0 | 0 | 0 | 0 | 0 | 0 | 0 | 0 | 0 | 0 | 0 | 0 | 0 | 0 | 0 | 0 | 0 | 0 | 0 | 0
F1_Commercial_Warehouse_New_Food Preparation_Natural Gas_Griddle_E10 | F1 | Commercial | Warehouse | New | Food Preparation | Natural Gas | Griddle | E10 | CCE | 0 | 0 | 0 | 0 | 0 | 0 | 0 | 0 | 0 | 0 | 0 | 0 | 0 | 0 | 0 | 0 | 0 | 0 | 0 | 0 | 0 | 0 | 0 | 0 | 0 | 0 | 0
F2_Commercial_Warehouse_New_Food Preparation_Natural Gas_Griddle_E1 | F2 | Commercial | Warehouse | New | Food Preparation | Natural Gas | Griddle | E1 | TRC BC Ratio | bar: 2021 to 2047
F2_Commercial_Warehouse_New_Food Preparation_Natural Gas_Griddle_E2 | F2 | Commercial | Warehouse | New | Food Preparation | Natural Gas | Griddle | E2 | TRC BC Ratio | 1.0411 | 1.0299 | 1.0192 | 1.0089 | 1.0114 | 1.0224 | 1.0382 | 1.0559 | 1.0729 | 1.0874 | 1.0993 | 1.1077 | 1.1125 | 1.112 | 1.106 | 1.0944 | 1.0774 | 1.0561 | 1.0305 | 1.0002 | 0.96464 | 0.92365 | 0.8873 | 0.86394 | 0.85412 | 0.85831 | 0.86251
F2_Commercial_Warehouse_New_Food Preparation_Natural Gas_Griddle_E3 | F2 | Commercial | Warehouse | New | Food Preparation | Natural Gas | Griddle | E3 | TRC BC Ratio | 0 | 0 | 0 | 0 | 0 | 0 | 0 | 0 | 0 | 0 | 0 | 0 | 0 | 0 | 0 | 0 | 0 | 0 | 0 | 0 | 0 | 0 | 0 | 0 | 0 | 0 | 0
F2_Commercial_Warehouse_New_Food Preparation_Natural Gas_Griddle_E4 | F2 | Commercial | Warehouse | New | Food Preparation | Natural Gas | Griddle | E4 | TRC BC Ratio | 0 | 0 | 0 | 0 | 0 | 0 | 0 | 0 | 0 | 0 | 0 | 0 | 0 | 0 | 0 | 0 | 0 | 0 | 0 | 0 | 0 | 0 | 0 | 0 | 0 | 0 | 0
F2_Commercial_Warehouse_New_Food Preparation_Natural Gas_Griddle_E5 | F2 | Commercial | Warehouse | New | Food Preparation | Natural Gas | Griddle | E5 | TRC BC Ratio | 0 | 0 | 0 | 0 | 0 | 0 | 0 | 0 | 0 | 0 | 0 | 0 | 0 | 0 | 0 | 0 | 0 | 0 | 0 | 0 | 0 | 0 | 0 | 0 | 0 | 0 | 0
F2_Commercial_Warehouse_New_Food Preparation_Natural Gas_Griddle_E6 | F2 | Commercial | Warehouse | New | Food Preparation | Natural Gas | Griddle | E6 | TRC BC Ratio | 0 | 0 | 0 | 0 | 0 | 0 | 0 | 0 | 0 | 0 | 0 | 0 | 0 | 0 | 0 | 0 | 0 | 0 | 0 | 0 | 0 | 0 | 0 | 0 | 0 | 0 | 0
F2_Commercial_Warehouse_New_Food Preparation_Natural Gas_Griddle_E7 | F2 | Commercial | Warehouse | New | Food Preparation | Natural Gas | Griddle | E7 | TRC BC Ratio | 0 | 0 | 0 | 0 | 0 | 0 | 0 | 0 | 0 | 0 | 0 | 0 | 0 | 0 | 0 | 0 | 0 | 0 | 0 | 0 | 0 | 0 | 0 | 0 | 0 | 0 | 0
F2_Commercial_Warehouse_New_Food Preparation_Natural Gas_Griddle_E8 | F2 | Commercial | Warehouse | New | Food Preparation | Natural Gas | Griddle | E8 | TRC BC Ratio | 0 | 0 | 0 | 0 | 0 | 0 | 0 | 0 | 0 | 0 | 0 | 0 | 0 | 0 | 0 | 0 | 0 | 0 | 0 | 0 | 0 | 0 | 0 | 0 | 0 | 0 | 0
F2_Commercial_Warehouse_New_Food Preparation_Natural Gas_Griddle_E9 | F2 | Commercial | Warehouse | New | Food Preparation | Natural Gas | Griddle | E9 | TRC BC Ratio | 0 | 0 | 0 | 0 | 0 | 0 | 0 | 0 | 0 | 0 | 0 | 0 | 0 | 0 | 0 | 0 | 0 | 0 | 0 | 0 | 0 | 0 | 0 | 0 | 0 | 0 | 0
F2_Commercial_Warehouse_New_Food Preparation_Natural Gas_Griddle_E10 | F2 | Commercial | Warehouse | New | Food Preparation | Natural Gas | Griddle | E10 | TRC BC Ratio | 0 | 0 | 0 | 0 | 0 | 0 | 0 | 0 | 0 | 0 | 0 | 0 | 0 | 0 | 0 | 0 | 0 | 0 | 0 | 0 | 0 | 0 | 0 | 0 | 0 | 0 | 0
F3_Commercial_Warehouse_New_Food Preparation_Natural Gas_Griddle_E1 | F3 | Commercial | Warehouse | New | Food Preparation | Natural Gas | Griddle | E1 | PACT BC Ratio | bar: 2021 to 2047
F3_Commercial_Warehouse_New_Food Preparation_Natural Gas_Griddle_E2 | F3 | Commercial | Warehouse | New | Food Preparation | Natural Gas | Griddle | E2 | PACT BC Ratio | 1.3698 | 1.3552 | 1.341 | 1.3275 | 1.3308 | 1.3452 | 1.3661 | 1.3893 | 1.4117 | 1.4308 | 1.4464 | 1.4575 | 1.4639 | 1.4631 | 1.4552 | 1.44 | 1.4177 | 1.3896 | 1.356 | 1.3161 | 1.2693 | 1.2153 | 1.1675 | 1.1368 | 1.1238 | 1.1294 | 1.1349
F3_Commercial_Warehouse_New_Food Preparation_Natural Gas_Griddle_E3 | F3 | Commercial | Warehouse | New | Food Preparation | Natural Gas | Griddle | E3 | PACT BC Ratio | 0 | 0 | 0 | 0 | 0 | 0 | 0 | 0 | 0 | 0 | 0 | 0 | 0 | 0 | 0 | 0 | 0 | 0 | 0 | 0 | 0 | 0 | 0 | 0 | 0 | 0 | 0
F3_Commercial_Warehouse_New_Food Preparation_Natural Gas_Griddle_E4 | F3 | Commercial | Warehouse | New | Food Preparation | Natural Gas | Griddle | E4 | PACT BC Ratio | 0 | 0 | 0 | 0 | 0 | 0 | 0 | 0 | 0 | 0 | 0 | 0 | 0 | 0 | 0 | 0 | 0 | 0 | 0 | 0 | 0 | 0 | 0 | 0 | 0 | 0 | 0
F3_Commercial_Warehouse_New_Food Preparation_Natural Gas_Griddle_E5 | F3 | Commercial | Warehouse | New | Food Preparation | Natural Gas | Griddle | E5 | PACT BC Ratio | 0 | 0 | 0 | 0 | 0 | 0 | 0 | 0 | 0 | 0 | 0 | 0 | 0 | 0 | 0 | 0 | 0 | 0 | 0 | 0 | 0 | 0 | 0 | 0 | 0 | 0 | 0
F3_Commercial_Warehouse_New_Food Preparation_Natural Gas_Griddle_E6 | F3 | Commercial | Warehouse | New | Food Preparation | Natural Gas | Griddle | E6 | PACT BC Ratio | 0 | 0 | 0 | 0 | 0 | 0 | 0 | 0 | 0 | 0 | 0 | 0 | 0 | 0 | 0 | 0 | 0 | 0 | 0 | 0 | 0 | 0 | 0 | 0 | 0 | 0 | 0
F3_Commercial_Warehouse_New_Food Preparation_Natural Gas_Griddle_E7 | F3 | Commercial | Warehouse | New | Food Preparation | Natural Gas | Griddle | E7 | PACT BC Ratio | 0 | 0 | 0 | 0 | 0 | 0 | 0 | 0 | 0 | 0 | 0 | 0 | 0 | 0 | 0 | 0 | 0 | 0 | 0 | 0 | 0 | 0 | 0 | 0 | 0 | 0 | 0
F3_Commercial_Warehouse_New_Food Preparation_Natural Gas_Griddle_E8 | F3 | Commercial | Warehouse | New | Food Preparation | Natural Gas | Griddle | E8 | PACT BC Ratio | 0 | 0 | 0 | 0 | 0 | 0 | 0 | 0 | 0 | 0 | 0 | 0 | 0 | 0 | 0 | 0 | 0 | 0 | 0 | 0 | 0 | 0 | 0 | 0 | 0 | 0 | 0
F3_Commercial_Warehouse_New_Food Preparation_Natural Gas_Griddle_E9 | F3 | Commercial | Warehouse | New | Food Preparation | Natural Gas | Griddle | E9 | PACT BC Ratio | 0 | 0 | 0 | 0 | 0 | 0 | 0 | 0 | 0 | 0 | 0 | 0 | 0 | 0 | 0 | 0 | 0 | 0 | 0 | 0 | 0 | 0 | 0 | 0 | 0 | 0 | 0
F3_Commercial_Warehouse_New_Food Preparation_Natural Gas_Griddle_E10 | F3 | Commercial | Warehouse | New | Food Preparation | Natural Gas | Griddle | E10 | PACT BC Ratio | 0 | 0 | 0 | 0 | 0 | 0 | 0 | 0 | 0 | 0 | 0 | 0 | 0 | 0 | 0 | 0 | 0 | 0 | 0 | 0 | 0 | 0 | 0 | 0 | 0 | 0 | 0
F4_Commercial_Warehouse_New_Food Preparation_Natural Gas_Griddle_E1 | F4 | Commercial | Warehouse | New | Food Preparation | Natural Gas | Griddle | E1 | RVT BC Ratio | bar: 2021 to 2047
F4_Commercial_Warehouse_New_Food Preparation_Natural Gas_Griddle_E2 | F4 | Commercial | Warehouse | New | Food Preparation | Natural Gas | Griddle | E2 | RVT BC Ratio | 0.7 | 0.7 | 0.7 | 0.7 | 0.7 | 0.7 | 0.7 | 0.7 | 0.7 | 0.7 | 0.7 | 0.7 | 0.7 | 0.7 | 0.7 | 0.7 | 0.7 | 0.7 | 0.7 | 0.7 | 0.7 | 0.7 | 0.7 | 0.7 | 0.7 | 0.7 | 0.7
F4_Commercial_Warehouse_New_Food Preparation_Natural Gas_Griddle_E3 | F4 | Commercial | Warehouse | New | Food Preparation | Natural Gas | Griddle | E3 | RVT BC Ratio | 0 | 0 | 0 | 0 | 0 | 0 | 0 | 0 | 0 | 0 | 0 | 0 | 0 | 0 | 0 | 0 | 0 | 0 | 0 | 0 | 0 | 0 | 0 | 0 | 0 | 0 | 0
F4_Commercial_Warehouse_New_Food Preparation_Natural Gas_Griddle_E4 | F4 | Commercial | Warehouse | New | Food Preparation | Natural Gas | Griddle | E4 | RVT BC Ratio | 0 | 0 | 0 | 0 | 0 | 0 | 0 | 0 | 0 | 0 | 0 | 0 | 0 | 0 | 0 | 0 | 0 | 0 | 0 | 0 | 0 | 0 | 0 | 0 | 0 | 0 | 0
F4_Commercial_Warehouse_New_Food Preparation_Natural Gas_Griddle_E5 | F4 | Commercial | Warehouse | New | Food Preparation | Natural Gas | Griddle | E5 | RVT BC Ratio | 0 | 0 | 0 | 0 | 0 | 0 | 0 | 0 | 0 | 0 | 0 | 0 | 0 | 0 | 0 | 0 | 0 | 0 | 0 | 0 | 0 | 0 | 0 | 0 | 0 | 0 | 0
F4_Commercial_Warehouse_New_Food Preparation_Natural Gas_Griddle_E6 | F4 | Commercial | Warehouse | New | Food Preparation | Natural Gas | Griddle | E6 | RVT BC Ratio | 0 | 0 | 0 | 0 | 0 | 0 | 0 | 0 | 0 | 0 | 0 | 0 | 0 | 0 | 0 | 0 | 0 | 0 | 0 | 0 | 0 | 0 | 0 | 0 | 0 | 0 | 0
F4_Commercial_Warehouse_New_Food Preparation_Natural Gas_Griddle_E7 | F4 | Commercial | Warehouse | New | Food Preparation | Natural Gas | Griddle | E7 | RVT BC Ratio | 0 | 0 | 0 | 0 | 0 | 0 | 0 | 0 | 0 | 0 | 0 | 0 | 0 | 0 | 0 | 0 | 0 | 0 | 0 | 0 | 0 | 0 | 0 | 0 | 0 | 0 | 0
F4_Commercial_Warehouse_New_Food Preparation_Natural Gas_Griddle_E8 | F4 | Commercial | Warehouse | New | Food Preparation | Natural Gas | Griddle | E8 | RVT BC Ratio | 0 | 0 | 0 | 0 | 0 | 0 | 0 | 0 | 0 | 0 | 0 | 0 | 0 | 0 | 0 | 0 | 0 | 0 | 0 | 0 | 0 | 0 | 0 | 0 | 0 | 0 | 0
F4_Commercial_Warehouse_New_Food Preparation_Natural Gas_Griddle_E9 | F4 | Commercial | Warehouse | New | Food Preparation | Natural Gas | Griddle | E9 | RVT BC Ratio | 0 | 0 | 0 | 0 | 0 | 0 | 0 | 0 | 0 | 0 | 0 | 0 | 0 | 0 | 0 | 0 | 0 | 0 | 0 | 0 | 0 | 0 | 0 | 0 | 0 | 0 | 0
F4_Commercial_Warehouse_New_Food Preparation_Natural Gas_Griddle_E10 | F4 | Commercial | Warehouse | New | Food Preparation | Natural Gas | Griddle | E10 | RVT BC Ratio | 0 | 0 | 0 | 0 | 0 | 0 | 0 | 0 | 0 | 0 | 0 | 0 | 0 | 0 | 0 | 0 | 0 | 0 | 0 | 0 | 0 | 0 | 0 | 0 | 0 | 0 | 0
F5_Commercial_Warehouse_New_Food Preparation_Natural Gas_Griddle_E1 | F5 | Commercial | Warehouse | New | Food Preparation | Natural Gas | Griddle | E1 | RIM BC Ratio | bar: 2021 to 2047
F5_Commercial_Warehouse_New_Food Preparation_Natural Gas_Griddle_E2 | F5 | Commercial | Warehouse | New | Food Preparation | Natural Gas | Griddle | E2 | RIM BC Ratio | 1.3698 | 1.3552 | 1.341 | 1.3275 | 1.3308 | 1.3452 | 1.3661 | 1.3893 | 1.4117 | 1.4308 | 1.4464 | 1.4575 | 1.4639 | 1.4631 | 1.4552 | 1.44 | 1.4177 | 1.3896 | 1.356 | 1.3161 | 1.2693 | 1.2153 | 1.1675 | 1.1368 | 1.1238 | 1.1294 | 1.1349
F5_Commercial_Warehouse_New_Food Preparation_Natural Gas_Griddle_E3 | F5 | Commercial | Warehouse | New | Food Preparation | Natural Gas | Griddle | E3 | RIM BC Ratio | 0 | 0 | 0 | 0 | 0 | 0 | 0 | 0 | 0 | 0 | 0 | 0 | 0 | 0 | 0 | 0 | 0 | 0 | 0 | 0 | 0 | 0 | 0 | 0 | 0 | 0 | 0
F5_Commercial_Warehouse_New_Food Preparation_Natural Gas_Griddle_E4 | F5 | Commercial | Warehouse | New | Food Preparation | Natural Gas | Griddle | E4 | RIM BC Ratio | 0 | 0 | 0 | 0 | 0 | 0 | 0 | 0 | 0 | 0 | 0 | 0 | 0 | 0 | 0 | 0 | 0 | 0 | 0 | 0 | 0 | 0 | 0 | 0 | 0 | 0 | 0
F5_Commercial_Warehouse_New_Food Preparation_Natural Gas_Griddle_E5 | F5 | Commercial | Warehouse | New | Food Preparation | Natural Gas | Griddle | E5 | RIM BC Ratio | 0 | 0 | 0 | 0 | 0 | 0 | 0 | 0 | 0 | 0 | 0 | 0 | 0 | 0 | 0 | 0 | 0 | 0 | 0 | 0 | 0 | 0 | 0 | 0 | 0 | 0 | 0
F5_Commercial_Warehouse_New_Food Preparation_Natural Gas_Griddle_E6 | F5 | Commercial | Warehouse | New | Food Preparation | Natural Gas | Griddle | E6 | RIM BC Ratio | 0 | 0 | 0 | 0 | 0 | 0 | 0 | 0 | 0 | 0 | 0 | 0 | 0 | 0 | 0 | 0 | 0 | 0 | 0 | 0 | 0 | 0 | 0 | 0 | 0 | 0 | 0
F5_Commercial_Warehouse_New_Food Preparation_Natural Gas_Griddle_E7 | F5 | Commercial | Warehouse | New | Food Preparation | Natural Gas | Griddle | E7 | RIM BC Ratio | 0 | 0 | 0 | 0 | 0 | 0 | 0 | 0 | 0 | 0 | 0 | 0 | 0 | 0 | 0 | 0 | 0 | 0 | 0 | 0 | 0 | 0 | 0 | 0 | 0 | 0 | 0
F5_Commercial_Warehouse_New_Food Preparation_Natural Gas_Griddle_E8 | F5 | Commercial | Warehouse | New | Food Preparation | Natural Gas | Griddle | E8 | RIM BC Ratio | 0 | 0 | 0 | 0 | 0 | 0 | 0 | 0 | 0 | 0 | 0 | 0 | 0 | 0 | 0 | 0 | 0 | 0 | 0 | 0 | 0 | 0 | 0 | 0 | 0 | 0 | 0
F5_Commercial_Warehouse_New_Food Preparation_Natural Gas_Griddle_E9 | F5 | Commercial | Warehouse | New | Food Preparation | Natural Gas | Griddle | E9 | RIM BC Ratio | 0 | 0 | 0 | 0 | 0 | 0 | 0 | 0 | 0 | 0 | 0 | 0 | 0 | 0 | 0 | 0 | 0 | 0 | 0 | 0 | 0 | 0 | 0 | 0 | 0 | 0 | 0
F5_Commercial_Warehouse_New_Food Preparation_Natural Gas_Griddle_E10 | F5 | Commercial | Warehouse | New | Food Preparation | Natural Gas | Griddle | E10 | RIM BC Ratio | 0 | 0 | 0 | 0 | 0 | 0 | 0 | 0 | 0 | 0 | 0 | 0 | 0 | 0 | 0 | 0 | 0 | 0 | 0 | 0 | 0 | 0 | 0 | 0 | 0 | 0 | 0
F0_Commercial_Warehouse_New_Food Preparation_Natural Gas_Range_E0 | F0 | Commercial | Warehouse | New | Food Preparation | Natural Gas | Range | E0 | Economic Unit | High Efficiency | High Efficiency | High Efficiency | High Efficiency | High Efficiency | High Efficiency | High Efficiency | High Efficiency | High Efficiency | High Efficiency | High Efficiency | High Efficiency | High Efficiency | High Efficiency | High Efficiency | High Efficiency | High Efficiency | High Efficiency | High Efficiency | High Efficiency | High Efficiency | High Efficiency | High Efficiency | High Efficiency | High Efficiency | High Efficiency | High Efficiency
F1_Commercial_Warehouse_New_Food Preparation_Natural Gas_Range_E1 | F1 | Commercial | Warehouse | New | Food Preparation | Natural Gas | Range | E1 | CCE | 0 | 0 | 0 | 0 | 0 | 0 | 0 | 0 | 0 | 0 | 0 | 0 | 0 | 0 | 0 | 0 | 0 | 0 | 0 | 0 | 0 | 0 | 0 | 0 | 0 | 0 | 0
F1_Commercial_Warehouse_New_Food Preparation_Natural Gas_Range_E2 | F1 | Commercial | Warehouse | New | Food Preparation | Natural Gas | Range | E2 | CCE | 1.2749e-07 | 1.2749e-07 | 1.2749e-07 | 1.2749e-07 | 1.2749e-07 | 1.2749e-07 | 1.2749e-07 | 1.2749e-07 | 1.2749e-07 | 1.2749e-07 | 1.2749e-07 | 1.2749e-07 | 1.2749e-07 | 1.2749e-07 | 1.2749e-07 | 1.2749e-07 | 1.2749e-07 | 1.2749e-07 | 1.2749e-07 | 1.2749e-07 | 1.2749e-07 | 1.2749e-07 | 1.2749e-07 | 1.2749e-07 | 1.2749e-07 | 1.2749e-07 | 1.2749e-07
F1_Commercial_Warehouse_New_Food Preparation_Natural Gas_Range_E3 | F1 | Commercial | Warehouse | New | Food Preparation | Natural Gas | Range | E3 | CCE | 0 | 0 | 0 | 0 | 0 | 0 | 0 | 0 | 0 | 0 | 0 | 0 | 0 | 0 | 0 | 0 | 0 | 0 | 0 | 0 | 0 | 0 | 0 | 0 | 0 | 0 | 0
F1_Commercial_Warehouse_New_Food Preparation_Natural Gas_Range_E4 | F1 | Commercial | Warehouse | New | Food Preparation | Natural Gas | Range | E4 | CCE | 0 | 0 | 0 | 0 | 0 | 0 | 0 | 0 | 0 | 0 | 0 | 0 | 0 | 0 | 0 | 0 | 0 | 0 | 0 | 0 | 0 | 0 | 0 | 0 | 0 | 0 | 0
F1_Commercial_Warehouse_New_Food Preparation_Natural Gas_Range_E5 | F1 | Commercial | Warehouse | New | Food Preparation | Natural Gas | Range | E5 | CCE | 0 | 0 | 0 | 0 | 0 | 0 | 0 | 0 | 0 | 0 | 0 | 0 | 0 | 0 | 0 | 0 | 0 | 0 | 0 | 0 | 0 | 0 | 0 | 0 | 0 | 0 | 0
F1_Commercial_Warehouse_New_Food Preparation_Natural Gas_Range_E6 | F1 | Commercial | Warehouse | New | Food Preparation | Natural Gas | Range | E6 | CCE | 0 | 0 | 0 | 0 | 0 | 0 | 0 | 0 | 0 | 0 | 0 | 0 | 0 | 0 | 0 | 0 | 0 | 0 | 0 | 0 | 0 | 0 | 0 | 0 | 0 | 0 | 0
F1_Commercial_Warehouse_New_Food Preparation_Natural Gas_Range_E7 | F1 | Commercial | Warehouse | New | Food Preparation | Natural Gas | Range | E7 | CCE | 0 | 0 | 0 | 0 | 0 | 0 | 0 | 0 | 0 | 0 | 0 | 0 | 0 | 0 | 0 | 0 | 0 | 0 | 0 | 0 | 0 | 0 | 0 | 0 | 0 | 0 | 0
F1_Commercial_Warehouse_New_Food Preparation_Natural Gas_Range_E8 | F1 | Commercial | Warehouse | New | Food Preparation | Natural Gas | Range | E8 | CCE | 0 | 0 | 0 | 0 | 0 | 0 | 0 | 0 | 0 | 0 | 0 | 0 | 0 | 0 | 0 | 0 | 0 | 0 | 0 | 0 | 0 | 0 | 0 | 0 | 0 | 0 | 0
F1_Commercial_Warehouse_New_Food Preparation_Natural Gas_Range_E9 | F1 | Commercial | Warehouse | New | Food Preparation | Natural Gas | Range | E9 | CCE | 0 | 0 | 0 | 0 | 0 | 0 | 0 | 0 | 0 | 0 | 0 | 0 | 0 | 0 | 0 | 0 | 0 | 0 | 0 | 0 | 0 | 0 | 0 | 0 | 0 | 0 | 0
F1_Commercial_Warehouse_New_Food Preparation_Natural Gas_Range_E10 | F1 | Commercial | Warehouse | New | Food Preparation | Natural Gas | Range | E10 | CCE | 0 | 0 | 0 | 0 | 0 | 0 | 0 | 0 | 0 | 0 | 0 | 0 | 0 | 0 | 0 | 0 | 0 | 0 | 0 | 0 | 0 | 0 | 0 | 0 | 0 | 0 | 0
F2_Commercial_Warehouse_New_Food Preparation_Natural Gas_Range_E1 | F2 | Commercial | Warehouse | New | Food Preparation | Natural Gas | Range | E1 | TRC BC Ratio | bar: 2021 to 2047
F2_Commercial_Warehouse_New_Food Preparation_Natural Gas_Range_E2 | F2 | Commercial | Warehouse | New | Food Preparation | Natural Gas | Range | E2 | TRC BC Ratio | 107783.7748 | 106228.1866 | 104711.2526 | 103240.7276 | 103254.6449 | 104233.7468 | 105821.2112 | 107744.3581 | 109820.4161 | 111943.5488 | 114043.9247 | 115902.5227 | 117321.4185 | 117924.3994 | 117645.6271 | 116492.5653 | 114552.5979 | 112013.3614 | 108990.1291 | 105406.5736 | 101214.1852 | 96389.3927 | 92105.7121 | 89333.183 | 88135.3969 | 88567.4331 | 89001.5872
F2_Commercial_Warehouse_New_Food Preparation_Natural Gas_Range_E3 | F2 | Commercial | Warehouse | New | Food Preparation | Natural Gas | Range | E3 | TRC BC Ratio | 0 | 0 | 0 | 0 | 0 | 0 | 0 | 0 | 0 | 0 | 0 | 0 | 0 | 0 | 0 | 0 | 0 | 0 | 0 | 0 | 0 | 0 | 0 | 0 | 0 | 0 | 0
F2_Commercial_Warehouse_New_Food Preparation_Natural Gas_Range_E4 | F2 | Commercial | Warehouse | New | Food Preparation | Natural Gas | Range | E4 | TRC BC Ratio | 0 | 0 | 0 | 0 | 0 | 0 | 0 | 0 | 0 | 0 | 0 | 0 | 0 | 0 | 0 | 0 | 0 | 0 | 0 | 0 | 0 | 0 | 0 | 0 | 0 | 0 | 0
F2_Commercial_Warehouse_New_Food Preparation_Natural Gas_Range_E5 | F2 | Commercial | Warehouse | New | Food Preparation | Natural Gas | Range | E5 | TRC BC Ratio | 0 | 0 | 0 | 0 | 0 | 0 | 0 | 0 | 0 | 0 | 0 | 0 | 0 | 0 | 0 | 0 | 0 | 0 | 0 | 0 | 0 | 0 | 0 | 0 | 0 | 0 | 0
F2_Commercial_Warehouse_New_Food Preparation_Natural Gas_Range_E6 | F2 | Commercial | Warehouse | New | Food Preparation | Natural Gas | Range | E6 | TRC BC Ratio | 0 | 0 | 0 | 0 | 0 | 0 | 0 | 0 | 0 | 0 | 0 | 0 | 0 | 0 | 0 | 0 | 0 | 0 | 0 | 0 | 0 | 0 | 0 | 0 | 0 | 0 | 0
F2_Commercial_Warehouse_New_Food Preparation_Natural Gas_Range_E7 | F2 | Commercial | Warehouse | New | Food Preparation | Natural Gas | Range | E7 | TRC BC Ratio | 0 | 0 | 0 | 0 | 0 | 0 | 0 | 0 | 0 | 0 | 0 | 0 | 0 | 0 | 0 | 0 | 0 | 0 | 0 | 0 | 0 | 0 | 0 | 0 | 0 | 0 | 0
F2_Commercial_Warehouse_New_Food Preparation_Natural Gas_Range_E8 | F2 | Commercial | Warehouse | New | Food Preparation | Natural Gas | Range | E8 | TRC BC Ratio | 0 | 0 | 0 | 0 | 0 | 0 | 0 | 0 | 0 | 0 | 0 | 0 | 0 | 0 | 0 | 0 | 0 | 0 | 0 | 0 | 0 | 0 | 0 | 0 | 0 | 0 | 0
F2_Commercial_Warehouse_New_Food Preparation_Natural Gas_Range_E9 | F2 | Commercial | Warehouse | New | Food Preparation | Natural Gas | Range | E9 | TRC BC Ratio | 0 | 0 | 0 | 0 | 0 | 0 | 0 | 0 | 0 | 0 | 0 | 0 | 0 | 0 | 0 | 0 | 0 | 0 | 0 | 0 | 0 | 0 | 0 | 0 | 0 | 0 | 0
F2_Commercial_Warehouse_New_Food Preparation_Natural Gas_Range_E10 | F2 | Commercial | Warehouse | New | Food Preparation | Natural Gas | Range | E10 | TRC BC Ratio | 0 | 0 | 0 | 0 | 0 | 0 | 0 | 0 | 0 | 0 | 0 | 0 | 0 | 0 | 0 | 0 | 0 | 0 | 0 | 0 | 0 | 0 | 0 | 0 | 0 | 0 | 0
F3_Commercial_Warehouse_New_Food Preparation_Natural Gas_Range_E1 | F3 | Commercial | Warehouse | New | Food Preparation | Natural Gas | Range | E1 | PACT BC Ratio | bar: 2021 to 2047
F3_Commercial_Warehouse_New_Food Preparation_Natural Gas_Range_E2 | F3 | Commercial | Warehouse | New | Food Preparation | Natural Gas | Range | E2 | PACT BC Ratio | 135901.2813 | 133939.8874 | 132027.2315 | 130173.0913 | 130190.6392 | 131425.1589 | 133426.7446 | 135851.5819 | 138469.2203 | 141146.2137 | 143794.5137 | 146137.9634 | 147927.0059 | 148687.2862 | 148335.7906 | 146881.9302 | 144435.8844 | 141234.2382 | 137422.3367 | 132903.9406 | 127617.8857 | 121534.4517 | 116133.2892 | 112637.4916 | 111127.2395 | 111671.9809 | 112219.3926
F3_Commercial_Warehouse_New_Food Preparation_Natural Gas_Range_E3 | F3 | Commercial | Warehouse | New | Food Preparation | Natural Gas | Range | E3 | PACT BC Ratio | 0 | 0 | 0 | 0 | 0 | 0 | 0 | 0 | 0 | 0 | 0 | 0 | 0 | 0 | 0 | 0 | 0 | 0 | 0 | 0 | 0 | 0 | 0 | 0 | 0 | 0 | 0
F3_Commercial_Warehouse_New_Food Preparation_Natural Gas_Range_E4 | F3 | Commercial | Warehouse | New | Food Preparation | Natural Gas | Range | E4 | PACT BC Ratio | 0 | 0 | 0 | 0 | 0 | 0 | 0 | 0 | 0 | 0 | 0 | 0 | 0 | 0 | 0 | 0 | 0 | 0 | 0 | 0 | 0 | 0 | 0 | 0 | 0 | 0 | 0
F3_Commercial_Warehouse_New_Food Preparation_Natural Gas_Range_E5 | F3 | Commercial | Warehouse | New | Food Preparation | Natural Gas | Range | E5 | PACT BC Ratio | 0 | 0 | 0 | 0 | 0 | 0 | 0 | 0 | 0 | 0 | 0 | 0 | 0 | 0 | 0 | 0 | 0 | 0 | 0 | 0 | 0 | 0 | 0 | 0 | 0 | 0 | 0
F3_Commercial_Warehouse_New_Food Preparation_Natural Gas_Range_E6 | F3 | Commercial | Warehouse | New | Food Preparation | Natural Gas | Range | E6 | PACT BC Ratio | 0 | 0 | 0 | 0 | 0 | 0 | 0 | 0 | 0 | 0 | 0 | 0 | 0 | 0 | 0 | 0 | 0 | 0 | 0 | 0 | 0 | 0 | 0 | 0 | 0 | 0 | 0
F3_Commercial_Warehouse_New_Food Preparation_Natural Gas_Range_E7 | F3 | Commercial | Warehouse | New | Food Preparation | Natural Gas | Range | E7 | PACT BC Ratio | 0 | 0 | 0 | 0 | 0 | 0 | 0 | 0 | 0 | 0 | 0 | 0 | 0 | 0 | 0 | 0 | 0 | 0 | 0 | 0 | 0 | 0 | 0 | 0 | 0 | 0 | 0
F3_Commercial_Warehouse_New_Food Preparation_Natural Gas_Range_E8 | F3 | Commercial | Warehouse | New | Food Preparation | Natural Gas | Range | E8 | PACT BC Ratio | 0 | 0 | 0 | 0 | 0 | 0 | 0 | 0 | 0 | 0 | 0 | 0 | 0 | 0 | 0 | 0 | 0 | 0 | 0 | 0 | 0 | 0 | 0 | 0 | 0 | 0 | 0
F3_Commercial_Warehouse_New_Food Preparation_Natural Gas_Range_E9 | F3 | Commercial | Warehouse | New | Food Preparation | Natural Gas | Range | E9 | PACT BC Ratio | 0 | 0 | 0 | 0 | 0 | 0 | 0 | 0 | 0 | 0 | 0 | 0 | 0 | 0 | 0 | 0 | 0 | 0 | 0 | 0 | 0 | 0 | 0 | 0 | 0 | 0 | 0
F3_Commercial_Warehouse_New_Food Preparation_Natural Gas_Range_E10 | F3 | Commercial | Warehouse | New | Food Preparation | Natural Gas | Range | E10 | PACT BC Ratio | 0 | 0 | 0 | 0 | 0 | 0 | 0 | 0 | 0 | 0 | 0 | 0 | 0 | 0 | 0 | 0 | 0 | 0 | 0 | 0 | 0 | 0 | 0 | 0 | 0 | 0 | 0
F4_Commercial_Warehouse_New_Food Preparation_Natural Gas_Range_E1 | F4 | Commercial | Warehouse | New | Food Preparation | Natural Gas | Range | E1 | RVT BC Ratio | bar: 2021 to 2047
F4_Commercial_Warehouse_New_Food Preparation_Natural Gas_Range_E2 | F4 | Commercial | Warehouse | New | Food Preparation | Natural Gas | Range | E2 | RVT BC Ratio | 0.7 | 0.7 | 0.7 | 0.7 | 0.7 | 0.7 | 0.7 | 0.7 | 0.7 | 0.7 | 0.7 | 0.7 | 0.7 | 0.7 | 0.7 | 0.7 | 0.7 | 0.7 | 0.7 | 0.7 | 0.7 | 0.7 | 0.7 | 0.7 | 0.7 | 0.7 | 0.7
F4_Commercial_Warehouse_New_Food Preparation_Natural Gas_Range_E3 | F4 | Commercial | Warehouse | New | Food Preparation | Natural Gas | Range | E3 | RVT BC Ratio | 0 | 0 | 0 | 0 | 0 | 0 | 0 | 0 | 0 | 0 | 0 | 0 | 0 | 0 | 0 | 0 | 0 | 0 | 0 | 0 | 0 | 0 | 0 | 0 | 0 | 0 | 0
F4_Commercial_Warehouse_New_Food Preparation_Natural Gas_Range_E4 | F4 | Commercial | Warehouse | New | Food Preparation | Natural Gas | Range | E4 | RVT BC Ratio | 0 | 0 | 0 | 0 | 0 | 0 | 0 | 0 | 0 | 0 | 0 | 0 | 0 | 0 | 0 | 0 | 0 | 0 | 0 | 0 | 0 | 0 | 0 | 0 | 0 | 0 | 0
F4_Commercial_Warehouse_New_Food Preparation_Natural Gas_Range_E5 | F4 | Commercial | Warehouse | New | Food Preparation | Natural Gas | Range | E5 | RVT BC Ratio | 0 | 0 | 0 | 0 | 0 | 0 | 0 | 0 | 0 | 0 | 0 | 0 | 0 | 0 | 0 | 0 | 0 | 0 | 0 | 0 | 0 | 0 | 0 | 0 | 0 | 0 | 0
F4_Commercial_Warehouse_New_Food Preparation_Natural Gas_Range_E6 | F4 | Commercial | Warehouse | New | Food Preparation | Natural Gas | Range | E6 | RVT BC Ratio | 0 | 0 | 0 | 0 | 0 | 0 | 0 | 0 | 0 | 0 | 0 | 0 | 0 | 0 | 0 | 0 | 0 | 0 | 0 | 0 | 0 | 0 | 0 | 0 | 0 | 0 | 0
F4_Commercial_Warehouse_New_Food Preparation_Natural Gas_Range_E7 | F4 | Commercial | Warehouse | New | Food Preparation | Natural Gas | Range | E7 | RVT BC Ratio | 0 | 0 | 0 | 0 | 0 | 0 | 0 | 0 | 0 | 0 | 0 | 0 | 0 | 0 | 0 | 0 | 0 | 0 | 0 | 0 | 0 | 0 | 0 | 0 | 0 | 0 | 0
F4_Commercial_Warehouse_New_Food Preparation_Natural Gas_Range_E8 | F4 | Commercial | Warehouse | New | Food Preparation | Natural Gas | Range | E8 | RVT BC Ratio | 0 | 0 | 0 | 0 | 0 | 0 | 0 | 0 | 0 | 0 | 0 | 0 | 0 | 0 | 0 | 0 | 0 | 0 | 0 | 0 | 0 | 0 | 0 | 0 | 0 | 0 | 0
F4_Commercial_Warehouse_New_Food Preparation_Natural Gas_Range_E9 | F4 | Commercial | Warehouse | New | Food Preparation | Natural Gas | Range | E9 | RVT BC Ratio | 0 | 0 | 0 | 0 | 0 | 0 | 0 | 0 | 0 | 0 | 0 | 0 | 0 | 0 | 0 | 0 | 0 | 0 | 0 | 0 | 0 | 0 | 0 | 0 | 0 | 0 | 0
F4_Commercial_Warehouse_New_Food Preparation_Natural Gas_Range_E10 | F4 | Commercial | Warehouse | New | Food Preparation | Natural Gas | Range | E10 | RVT BC Ratio | 0 | 0 | 0 | 0 | 0 | 0 | 0 | 0 | 0 | 0 | 0 | 0 | 0 | 0 | 0 | 0 | 0 | 0 | 0 | 0 | 0 | 0 | 0 | 0 | 0 | 0 | 0
F5_Commercial_Warehouse_New_Food Preparation_Natural Gas_Range_E1 | F5 | Commercial | Warehouse | New | Food Preparation | Natural Gas | Range | E1 | RIM BC Ratio | bar: 2021 to 2047
F5_Commercial_Warehouse_New_Food Preparation_Natural Gas_Range_E2 | F5 | Commercial | Warehouse | New | Food Preparation | Natural Gas | Range | E2 | RIM BC Ratio | 135901.2813 | 133939.8874 | 132027.2315 | 130173.0913 | 130190.6392 | 131425.1589 | 133426.7446 | 135851.5819 | 138469.2203 | 141146.2137 | 143794.5137 | 146137.9634 | 147927.0059 | 148687.2862 | 148335.7906 | 146881.9302 | 144435.8844 | 141234.2382 | 137422.3367 | 132903.9406 | 127617.8857 | 121534.4517 | 116133.2892 | 112637.4916 | 111127.2395 | 111671.9809 | 112219.3926
F5_Commercial_Warehouse_New_Food Preparation_Natural Gas_Range_E3 | F5 | Commercial | Warehouse | New | Food Preparation | Natural Gas | Range | E3 | RIM BC Ratio | 0 | 0 | 0 | 0 | 0 | 0 | 0 | 0 | 0 | 0 | 0 | 0 | 0 | 0 | 0 | 0 | 0 | 0 | 0 | 0 | 0 | 0 | 0 | 0 | 0 | 0 | 0
F5_Commercial_Warehouse_New_Food Preparation_Natural Gas_Range_E4 | F5 | Commercial | Warehouse | New | Food Preparation | Natural Gas | Range | E4 | RIM BC Ratio | 0 | 0 | 0 | 0 | 0 | 0 | 0 | 0 | 0 | 0 | 0 | 0 | 0 | 0 | 0 | 0 | 0 | 0 | 0 | 0 | 0 | 0 | 0 | 0 | 0 | 0 | 0
F5_Commercial_Warehouse_New_Food Preparation_Natural Gas_Range_E5 | F5 | Commercial | Warehouse | New | Food Preparation | Natural Gas | Range | E5 | RIM BC Ratio | 0 | 0 | 0 | 0 | 0 | 0 | 0 | 0 | 0 | 0 | 0 | 0 | 0 | 0 | 0 | 0 | 0 | 0 | 0 | 0 | 0 | 0 | 0 | 0 | 0 | 0 | 0
F5_Commercial_Warehouse_New_Food Preparation_Natural Gas_Range_E6 | F5 | Commercial | Warehouse | New | Food Preparation | Natural Gas | Range | E6 | RIM BC Ratio | 0 | 0 | 0 | 0 | 0 | 0 | 0 | 0 | 0 | 0 | 0 | 0 | 0 | 0 | 0 | 0 | 0 | 0 | 0 | 0 | 0 | 0 | 0 | 0 | 0 | 0 | 0
F5_Commercial_Warehouse_New_Food Preparation_Natural Gas_Range_E7 | F5 | Commercial | Warehouse | New | Food Preparation | Natural Gas | Range | E7 | RIM BC Ratio | 0 | 0 | 0 | 0 | 0 | 0 | 0 | 0 | 0 | 0 | 0 | 0 | 0 | 0 | 0 | 0 | 0 | 0 | 0 | 0 | 0 | 0 | 0 | 0 | 0 | 0 | 0
F5_Commercial_Warehouse_New_Food Preparation_Natural Gas_Range_E8 | F5 | Commercial | Warehouse | New | Food Preparation | Natural Gas | Range | E8 | RIM BC Ratio | 0 | 0 | 0 | 0 | 0 | 0 | 0 | 0 | 0 | 0 | 0 | 0 | 0 | 0 | 0 | 0 | 0 | 0 | 0 | 0 | 0 | 0 | 0 | 0 | 0 | 0 | 0
F5_Commercial_Warehouse_New_Food Preparation_Natural Gas_Range_E9 | F5 | Commercial | Warehouse | New | Food Preparation | Natural Gas | Range | E9 | RIM BC Ratio | 0 | 0 | 0 | 0 | 0 | 0 | 0 | 0 | 0 | 0 | 0 | 0 | 0 | 0 | 0 | 0 | 0 | 0 | 0 | 0 | 0 | 0 | 0 | 0 | 0 | 0 | 0
F5_Commercial_Warehouse_New_Food Preparation_Natural Gas_Range_E10 | F5 | Commercial | Warehouse | New | Food Preparation | Natural Gas | Range | E10 | RIM BC Ratio | 0 | 0 | 0 | 0 | 0 | 0 | 0 | 0 | 0 | 0 | 0 | 0 | 0 | 0 | 0 | 0 | 0 | 0 | 0 | 0 | 0 | 0 | 0 | 0 | 0 | 0 | 0
F0_Commercial_Warehouse_New_Food Preparation_Natural Gas_Steamer_E0 | F0 | Commercial | Warehouse | New | Food Preparation | Natural Gas | Steamer | E0 | Economic Unit | ENERGY STAR | ENERGY STAR | ENERGY STAR | ENERGY STAR | ENERGY STAR | ENERGY STAR | ENERGY STAR | ENERGY STAR | ENERGY STAR | ENERGY STAR | ENERGY STAR | ENERGY STAR | ENERGY STAR | ENERGY STAR | ENERGY STAR | ENERGY STAR | ENERGY STAR | ENERGY STAR | ENERGY STAR | ENERGY STAR | ENERGY STAR | ENERGY STAR | ENERGY STAR | ENERGY STAR | ENERGY STAR | ENERGY STAR | ENERGY STAR
F1_Commercial_Warehouse_New_Food Preparation_Natural Gas_Steamer_E1 | F1 | Commercial | Warehouse | New | Food Preparation | Natural Gas | Steamer | E1 | CCE | 0 | 0 | 0 | 0 | 0 | 0 | 0 | 0 | 0 | 0 | 0 | 0 | 0 | 0 | 0 | 0 | 0 | 0 | 0 | 0 | 0 | 0 | 0 | 0 | 0 | 0 | 0
F1_Commercial_Warehouse_New_Food Preparation_Natural Gas_Steamer_E2 | F1 | Commercial | Warehouse | New | Food Preparation | Natural Gas | Steamer | E2 | CCE | -0.0080635 | 0 | 0 | 0 | 0 | 0 | 0 | 0 | 0 | 0 | 0 | 0 | 0 | 0 | 0 | 0 | 0 | 0 | 0 | 0 | 0 | 0 | 0 | 0 | 0 | 0 | 0
F1_Commercial_Warehouse_New_Food Preparation_Natural Gas_Steamer_E3 | F1 | Commercial | Warehouse | New | Food Preparation | Natural Gas | Steamer | E3 | CCE | 0 | 0 | 0 | 0 | 0 | 0 | 0 | 0 | 0 | 0 | 0 | 0 | 0 | 0 | 0 | 0 | 0 | 0 | 0 | 0 | 0 | 0 | 0 | 0 | 0 | 0 | 0
F1_Commercial_Warehouse_New_Food Preparation_Natural Gas_Steamer_E4 | F1 | Commercial | Warehouse | New | Food Preparation | Natural Gas | Steamer | E4 | CCE | 0 | 0 | 0 | 0 | 0 | 0 | 0 | 0 | 0 | 0 | 0 | 0 | 0 | 0 | 0 | 0 | 0 | 0 | 0 | 0 | 0 | 0 | 0 | 0 | 0 | 0 | 0
F1_Commercial_Warehouse_New_Food Preparation_Natural Gas_Steamer_E5 | F1 | Commercial | Warehouse | New | Food Preparation | Natural Gas | Steamer | E5 | CCE | 0 | 0 | 0 | 0 | 0 | 0 | 0 | 0 | 0 | 0 | 0 | 0 | 0 | 0 | 0 | 0 | 0 | 0 | 0 | 0 | 0 | 0 | 0 | 0 | 0 | 0 | 0
F1_Commercial_Warehouse_New_Food Preparation_Natural Gas_Steamer_E6 | F1 | Commercial | Warehouse | New | Food Preparation | Natural Gas | Steamer | E6 | CCE | 0 | 0 | 0 | 0 | 0 | 0 | 0 | 0 | 0 | 0 | 0 | 0 | 0 | 0 | 0 | 0 | 0 | 0 | 0 | 0 | 0 | 0 | 0 | 0 | 0 | 0 | 0
F1_Commercial_Warehouse_New_Food Preparation_Natural Gas_Steamer_E7 | F1 | Commercial | Warehouse | New | Food Preparation | Natural Gas | Steamer | E7 | CCE | 0 | 0 | 0 | 0 | 0 | 0 | 0 | 0 | 0 | 0 | 0 | 0 | 0 | 0 | 0 | 0 | 0 | 0 | 0 | 0 | 0 | 0 | 0 | 0 | 0 | 0 | 0
F1_Commercial_Warehouse_New_Food Preparation_Natural Gas_Steamer_E8 | F1 | Commercial | Warehouse | New | Food Preparation | Natural Gas | Steamer | E8 | CCE | 0 | 0 | 0 | 0 | 0 | 0 | 0 | 0 | 0 | 0 | 0 | 0 | 0 | 0 | 0 | 0 | 0 | 0 | 0 | 0 | 0 | 0 | 0 | 0 | 0 | 0 | 0
F1_Commercial_Warehouse_New_Food Preparation_Natural Gas_Steamer_E9 | F1 | Commercial | Warehouse | New | Food Preparation | Natural Gas | Steamer | E9 | CCE | 0 | 0 | 0 | 0 | 0 | 0 | 0 | 0 | 0 | 0 | 0 | 0 | 0 | 0 | 0 | 0 | 0 | 0 | 0 | 0 | 0 | 0 | 0 | 0 | 0 | 0 | 0
F1_Commercial_Warehouse_New_Food Preparation_Natural Gas_Steamer_E10 | F1 | Commercial | Warehouse | New | Food Preparation | Natural Gas | Steamer | E10 | CCE | 0 | 0 | 0 | 0 | 0 | 0 | 0 | 0 | 0 | 0 | 0 | 0 | 0 | 0 | 0 | 0 | 0 | 0 | 0 | 0 | 0 | 0 | 0 | 0 | 0 | 0 | 0
F2_Commercial_Warehouse_New_Food Preparation_Natural Gas_Steamer_E1 | F2 | Commercial | Warehouse | New | Food Preparation | Natural Gas | Steamer | E1 | TRC BC Ratio | 1 | 0 | 0 | 0 | 0 | 0 | 0 | 0 | 0 | 0 | 0 | 0 | 0 | 0 | 0 | 0 | 0 | 0 | 0 | 0 | 0 | 0 | 0 | 0 | 0 | 0 | 0
F2_Commercial_Warehouse_New_Food Preparation_Natural Gas_Steamer_E2 | F2 | Commercial | Warehouse | New | Food Preparation | Natural Gas | Steamer | E2 | TRC BC Ratio | bar: 2021 to 2047
F2_Commercial_Warehouse_New_Food Preparation_Natural Gas_Steamer_E3 | F2 | Commercial | Warehouse | New | Food Preparation | Natural Gas | Steamer | E3 | TRC BC Ratio | 0 | 0 | 0 | 0 | 0 | 0 | 0 | 0 | 0 | 0 | 0 | 0 | 0 | 0 | 0 | 0 | 0 | 0 | 0 | 0 | 0 | 0 | 0 | 0 | 0 | 0 | 0
F2_Commercial_Warehouse_New_Food Preparation_Natural Gas_Steamer_E4 | F2 | Commercial | Warehouse | New | Food Preparation | Natural Gas | Steamer | E4 | TRC BC Ratio | 0 | 0 | 0 | 0 | 0 | 0 | 0 | 0 | 0 | 0 | 0 | 0 | 0 | 0 | 0 | 0 | 0 | 0 | 0 | 0 | 0 | 0 | 0 | 0 | 0 | 0 | 0
F2_Commercial_Warehouse_New_Food Preparation_Natural Gas_Steamer_E5 | F2 | Commercial | Warehouse | New | Food Preparation | Natural Gas | Steamer | E5 | TRC BC Ratio | 0 | 0 | 0 | 0 | 0 | 0 | 0 | 0 | 0 | 0 | 0 | 0 | 0 | 0 | 0 | 0 | 0 | 0 | 0 | 0 | 0 | 0 | 0 | 0 | 0 | 0 | 0
F2_Commercial_Warehouse_New_Food Preparation_Natural Gas_Steamer_E6 | F2 | Commercial | Warehouse | New | Food Preparation | Natural Gas | Steamer | E6 | TRC BC Ratio | 0 | 0 | 0 | 0 | 0 | 0 | 0 | 0 | 0 | 0 | 0 | 0 | 0 | 0 | 0 | 0 | 0 | 0 | 0 | 0 | 0 | 0 | 0 | 0 | 0 | 0 | 0
F2_Commercial_Warehouse_New_Food Preparation_Natural Gas_Steamer_E7 | F2 | Commercial | Warehouse | New | Food Preparation | Natural Gas | Steamer | E7 | TRC BC Ratio | 0 | 0 | 0 | 0 | 0 | 0 | 0 | 0 | 0 | 0 | 0 | 0 | 0 | 0 | 0 | 0 | 0 | 0 | 0 | 0 | 0 | 0 | 0 | 0 | 0 | 0 | 0
F2_Commercial_Warehouse_New_Food Preparation_Natural Gas_Steamer_E8 | F2 | Commercial | Warehouse | New | Food Preparation | Natural Gas | Steamer | E8 | TRC BC Ratio | 0 | 0 | 0 | 0 | 0 | 0 | 0 | 0 | 0 | 0 | 0 | 0 | 0 | 0 | 0 | 0 | 0 | 0 | 0 | 0 | 0 | 0 | 0 | 0 | 0 | 0 | 0
F2_Commercial_Warehouse_New_Food Preparation_Natural Gas_Steamer_E9 | F2 | Commercial | Warehouse | New | Food Preparation | Natural Gas | Steamer | E9 | TRC BC Ratio | 0 | 0 | 0 | 0 | 0 | 0 | 0 | 0 | 0 | 0 | 0 | 0 | 0 | 0 | 0 | 0 | 0 | 0 | 0 | 0 | 0 | 0 | 0 | 0 | 0 | 0 | 0
F2_Commercial_Warehouse_New_Food Preparation_Natural Gas_Steamer_E10 | F2 | Commercial | Warehouse | New | Food Preparation | Natural Gas | Steamer | E10 | TRC BC Ratio | 0 | 0 | 0 | 0 | 0 | 0 | 0 | 0 | 0 | 0 | 0 | 0 | 0 | 0 | 0 | 0 | 0 | 0 | 0 | 0 | 0 | 0 | 0 | 0 | 0 | 0 | 0
F3_Commercial_Warehouse_New_Food Preparation_Natural Gas_Steamer_E1 | F3 | Commercial | Warehouse | New | Food Preparation | Natural Gas | Steamer | E1 | PACT BC Ratio | 1 | 0 | 0 | 0 | 0 | 0 | 0 | 0 | 0 | 0 | 0 | 0 | 0 | 0 | 0 | 0 | 0 | 0 | 0 | 0 | 0 | 0 | 0 | 0 | 0 | 0 | 0
F3_Commercial_Warehouse_New_Food Preparation_Natural Gas_Steamer_E2 | F3 | Commercial | Warehouse | New | Food Preparation | Natural Gas | Steamer | E2 | PACT BC Ratio | bar: 2021 to 2047
F3_Commercial_Warehouse_New_Food Preparation_Natural Gas_Steamer_E3 | F3 | Commercial | Warehouse | New | Food Preparation | Natural Gas | Steamer | E3 | PACT BC Ratio | 0 | 0 | 0 | 0 | 0 | 0 | 0 | 0 | 0 | 0 | 0 | 0 | 0 | 0 | 0 | 0 | 0 | 0 | 0 | 0 | 0 | 0 | 0 | 0 | 0 | 0 | 0
F3_Commercial_Warehouse_New_Food Preparation_Natural Gas_Steamer_E4 | F3 | Commercial | Warehouse | New | Food Preparation | Natural Gas | Steamer | E4 | PACT BC Ratio | 0 | 0 | 0 | 0 | 0 | 0 | 0 | 0 | 0 | 0 | 0 | 0 | 0 | 0 | 0 | 0 | 0 | 0 | 0 | 0 | 0 | 0 | 0 | 0 | 0 | 0 | 0
F3_Commercial_Warehouse_New_Food Preparation_Natural Gas_Steamer_E5 | F3 | Commercial | Warehouse | New | Food Preparation | Natural Gas | Steamer | E5 | PACT BC Ratio | 0 | 0 | 0 | 0 | 0 | 0 | 0 | 0 | 0 | 0 | 0 | 0 | 0 | 0 | 0 | 0 | 0 | 0 | 0 | 0 | 0 | 0 | 0 | 0 | 0 | 0 | 0
F3_Commercial_Warehouse_New_Food Preparation_Natural Gas_Steamer_E6 | F3 | Commercial | Warehouse | New | Food Preparation | Natural Gas | Steamer | E6 | PACT BC Ratio | 0 | 0 | 0 | 0 | 0 | 0 | 0 | 0 | 0 | 0 | 0 | 0 | 0 | 0 | 0 | 0 | 0 | 0 | 0 | 0 | 0 | 0 | 0 | 0 | 0 | 0 | 0
F3_Commercial_Warehouse_New_Food Preparation_Natural Gas_Steamer_E7 | F3 | Commercial | Warehouse | New | Food Preparation | Natural Gas | Steamer | E7 | PACT BC Ratio | 0 | 0 | 0 | 0 | 0 | 0 | 0 | 0 | 0 | 0 | 0 | 0 | 0 | 0 | 0 | 0 | 0 | 0 | 0 | 0 | 0 | 0 | 0 | 0 | 0 | 0 | 0
F3_Commercial_Warehouse_New_Food Preparation_Natural Gas_Steamer_E8 | F3 | Commercial | Warehouse | New | Food Preparation | Natural Gas | Steamer | E8 | PACT BC Ratio | 0 | 0 | 0 | 0 | 0 | 0 | 0 | 0 | 0 | 0 | 0 | 0 | 0 | 0 | 0 | 0 | 0 | 0 | 0 | 0 | 0 | 0 | 0 | 0 | 0 | 0 | 0
F3_Commercial_Warehouse_New_Food Preparation_Natural Gas_Steamer_E9 | F3 | Commercial | Warehouse | New | Food Preparation | Natural Gas | Steamer | E9 | PACT BC Ratio | 0 | 0 | 0 | 0 | 0 | 0 | 0 | 0 | 0 | 0 | 0 | 0 | 0 | 0 | 0 | 0 | 0 | 0 | 0 | 0 | 0 | 0 | 0 | 0 | 0 | 0 | 0
F3_Commercial_Warehouse_New_Food Preparation_Natural Gas_Steamer_E10 | F3 | Commercial | Warehouse | New | Food Preparation | Natural Gas | Steamer | E10 | PACT BC Ratio | 0 | 0 | 0 | 0 | 0 | 0 | 0 | 0 | 0 | 0 | 0 | 0 | 0 | 0 | 0 | 0 | 0 | 0 | 0 | 0 | 0 | 0 | 0 | 0 | 0 | 0 | 0
F4_Commercial_Warehouse_New_Food Preparation_Natural Gas_Steamer_E1 | F4 | Commercial | Warehouse | New | Food Preparation | Natural Gas | Steamer | E1 | RVT BC Ratio | 1 | 0 | 0 | 0 | 0 | 0 | 0 | 0 | 0 | 0 | 0 | 0 | 0 | 0 | 0 | 0 | 0 | 0 | 0 | 0 | 0 | 0 | 0 | 0 | 0 | 0 | 0
F4_Commercial_Warehouse_New_Food Preparation_Natural Gas_Steamer_E2 | F4 | Commercial | Warehouse | New | Food Preparation | Natural Gas | Steamer | E2 | RVT BC Ratio | bar: 2021 to 2047
F4_Commercial_Warehouse_New_Food Preparation_Natural Gas_Steamer_E3 | F4 | Commercial | Warehouse | New | Food Preparation | Natural Gas | Steamer | E3 | RVT BC Ratio | 0 | 0 | 0 | 0 | 0 | 0 | 0 | 0 | 0 | 0 | 0 | 0 | 0 | 0 | 0 | 0 | 0 | 0 | 0 | 0 | 0 | 0 | 0 | 0 | 0 | 0 | 0
F4_Commercial_Warehouse_New_Food Preparation_Natural Gas_Steamer_E4 | F4 | Commercial | Warehouse | New | Food Preparation | Natural Gas | Steamer | E4 | RVT BC Ratio | 0 | 0 | 0 | 0 | 0 | 0 | 0 | 0 | 0 | 0 | 0 | 0 | 0 | 0 | 0 | 0 | 0 | 0 | 0 | 0 | 0 | 0 | 0 | 0 | 0 | 0 | 0
F4_Commercial_Warehouse_New_Food Preparation_Natural Gas_Steamer_E5 | F4 | Commercial | Warehouse | New | Food Preparation | Natural Gas | Steamer | E5 | RVT BC Ratio | 0 | 0 | 0 | 0 | 0 | 0 | 0 | 0 | 0 | 0 | 0 | 0 | 0 | 0 | 0 | 0 | 0 | 0 | 0 | 0 | 0 | 0 | 0 | 0 | 0 | 0 | 0
F4_Commercial_Warehouse_New_Food Preparation_Natural Gas_Steamer_E6 | F4 | Commercial | Warehouse | New | Food Preparation | Natural Gas | Steamer | E6 | RVT BC Ratio | 0 | 0 | 0 | 0 | 0 | 0 | 0 | 0 | 0 | 0 | 0 | 0 | 0 | 0 | 0 | 0 | 0 | 0 | 0 | 0 | 0 | 0 | 0 | 0 | 0 | 0 | 0
F4_Commercial_Warehouse_New_Food Preparation_Natural Gas_Steamer_E7 | F4 | Commercial | Warehouse | New | Food Preparation | Natural Gas | Steamer | E7 | RVT BC Ratio | 0 | 0 | 0 | 0 | 0 | 0 | 0 | 0 | 0 | 0 | 0 | 0 | 0 | 0 | 0 | 0 | 0 | 0 | 0 | 0 | 0 | 0 | 0 | 0 | 0 | 0 | 0
F4_Commercial_Warehouse_New_Food Preparation_Natural Gas_Steamer_E8 | F4 | Commercial | Warehouse | New | Food Preparation | Natural Gas | Steamer | E8 | RVT BC Ratio | 0 | 0 | 0 | 0 | 0 | 0 | 0 | 0 | 0 | 0 | 0 | 0 | 0 | 0 | 0 | 0 | 0 | 0 | 0 | 0 | 0 | 0 | 0 | 0 | 0 | 0 | 0
F4_Commercial_Warehouse_New_Food Preparation_Natural Gas_Steamer_E9 | F4 | Commercial | Warehouse | New | Food Preparation | Natural Gas | Steamer | E9 | RVT BC Ratio | 0 | 0 | 0 | 0 | 0 | 0 | 0 | 0 | 0 | 0 | 0 | 0 | 0 | 0 | 0 | 0 | 0 | 0 | 0 | 0 | 0 | 0 | 0 | 0 | 0 | 0 | 0
F4_Commercial_Warehouse_New_Food Preparation_Natural Gas_Steamer_E10 | F4 | Commercial | Warehouse | New | Food Preparation | Natural Gas | Steamer | E10 | RVT BC Ratio | 0 | 0 | 0 | 0 | 0 | 0 | 0 | 0 | 0 | 0 | 0 | 0 | 0 | 0 | 0 | 0 | 0 | 0 | 0 | 0 | 0 | 0 | 0 | 0 | 0 | 0 | 0
F5_Commercial_Warehouse_New_Food Preparation_Natural Gas_Steamer_E1 | F5 | Commercial | Warehouse | New | Food Preparation | Natural Gas | Steamer | E1 | RIM BC Ratio | 1 | 0 | 0 | 0 | 0 | 0 | 0 | 0 | 0 | 0 | 0 | 0 | 0 | 0 | 0 | 0 | 0 | 0 | 0 | 0 | 0 | 0 | 0 | 0 | 0 | 0 | 0
F5_Commercial_Warehouse_New_Food Preparation_Natural Gas_Steamer_E2 | F5 | Commercial | Warehouse | New | Food Preparation | Natural Gas | Steamer | E2 | RIM BC Ratio | bar: 2021 to 2047
F5_Commercial_Warehouse_New_Food Preparation_Natural Gas_Steamer_E3 | F5 | Commercial | Warehouse | New | Food Preparation | Natural Gas | Steamer | E3 | RIM BC Ratio | 0 | 0 | 0 | 0 | 0 | 0 | 0 | 0 | 0 | 0 | 0 | 0 | 0 | 0 | 0 | 0 | 0 | 0 | 0 | 0 | 0 | 0 | 0 | 0 | 0 | 0 | 0
F5_Commercial_Warehouse_New_Food Preparation_Natural Gas_Steamer_E4 | F5 | Commercial | Warehouse | New | Food Preparation | Natural Gas | Steamer | E4 | RIM BC Ratio | 0 | 0 | 0 | 0 | 0 | 0 | 0 | 0 | 0 | 0 | 0 | 0 | 0 | 0 | 0 | 0 | 0 | 0 | 0 | 0 | 0 | 0 | 0 | 0 | 0 | 0 | 0
F5_Commercial_Warehouse_New_Food Preparation_Natural Gas_Steamer_E5 | F5 | Commercial | Warehouse | New | Food Preparation | Natural Gas | Steamer | E5 | RIM BC Ratio | 0 | 0 | 0 | 0 | 0 | 0 | 0 | 0 | 0 | 0 | 0 | 0 | 0 | 0 | 0 | 0 | 0 | 0 | 0 | 0 | 0 | 0 | 0 | 0 | 0 | 0 | 0
F5_Commercial_Warehouse_New_Food Preparation_Natural Gas_Steamer_E6 | F5 | Commercial | Warehouse | New | Food Preparation | Natural Gas | Steamer | E6 | RIM BC Ratio | 0 | 0 | 0 | 0 | 0 | 0 | 0 | 0 | 0 | 0 | 0 | 0 | 0 | 0 | 0 | 0 | 0 | 0 | 0 | 0 | 0 | 0 | 0 | 0 | 0 | 0 | 0
F5_Commercial_Warehouse_New_Food Preparation_Natural Gas_Steamer_E7 | F5 | Commercial | Warehouse | New | Food Preparation | Natural Gas | Steamer | E7 | RIM BC Ratio | 0 | 0 | 0 | 0 | 0 | 0 | 0 | 0 | 0 | 0 | 0 | 0 | 0 | 0 | 0 | 0 | 0 | 0 | 0 | 0 | 0 | 0 | 0 | 0 | 0 | 0 | 0
F5_Commercial_Warehouse_New_Food Preparation_Natural Gas_Steamer_E8 | F5 | Commercial | Warehouse | New | Food Preparation | Natural Gas | Steamer | E8 | RIM BC Ratio | 0 | 0 | 0 | 0 | 0 | 0 | 0 | 0 | 0 | 0 | 0 | 0 | 0 | 0 | 0 | 0 | 0 | 0 | 0 | 0 | 0 | 0 | 0 | 0 | 0 | 0 | 0
F5_Commercial_Warehouse_New_Food Preparation_Natural Gas_Steamer_E9 | F5 | Commercial | Warehouse | New | Food Preparation | Natural Gas | Steamer | E9 | RIM BC Ratio | 0 | 0 | 0 | 0 | 0 | 0 | 0 | 0 | 0 | 0 | 0 | 0 | 0 | 0 | 0 | 0 | 0 | 0 | 0 | 0 | 0 | 0 | 0 | 0 | 0 | 0 | 0
F5_Commercial_Warehouse_New_Food Preparation_Natural Gas_Steamer_E10 | F5 | Commercial | Warehouse | New | Food Preparation | Natural Gas | Steamer | E10 | RIM BC Ratio | 0 | 0 | 0 | 0 | 0 | 0 | 0 | 0 | 0 | 0 | 0 | 0 | 0 | 0 | 0 | 0 | 0 | 0 | 0 | 0 | 0 | 0 | 0 | 0 | 0 | 0 | 0
F0_Commercial_Warehouse_New_Food Preparation_Natural Gas_Commercial Food Prep Other_E0 | F0 | Commercial | Warehouse | New | Food Preparation | Natural Gas | Commercial Food Prep Other | E0 | Economic Unit | ENERGY STAR | ENERGY STAR | ENERGY STAR | ENERGY STAR | ENERGY STAR | ENERGY STAR | ENERGY STAR | ENERGY STAR | ENERGY STAR | ENERGY STAR | ENERGY STAR | ENERGY STAR | ENERGY STAR | ENERGY STAR | ENERGY STAR | ENERGY STAR | ENERGY STAR | ENERGY STAR | ENERGY STAR | ENERGY STAR | ENERGY STAR | ENERGY STAR | ENERGY STAR | ENERGY STAR | ENERGY STAR | ENERGY STAR | ENERGY STAR
F1_Commercial_Warehouse_New_Food Preparation_Natural Gas_Commercial Food Prep Other_E1 | F1 | Commercial | Warehouse | New | Food Preparation | Natural Gas | Commercial Food Prep Other | E1 | CCE | 0 | 0 | 0 | 0 | 0 | 0 | 0 | 0 | 0 | 0 | 0 | 0 | 0 | 0 | 0 | 0 | 0 | 0 | 0 | 0 | 0 | 0 | 0 | 0 | 0 | 0 | 0
F1_Commercial_Warehouse_New_Food Preparation_Natural Gas_Commercial Food Prep Other_E2 | F1 | Commercial | Warehouse | New | Food Preparation | Natural Gas | Commercial Food Prep Other | E2 | CCE | 0.0014297 | 0.0014297 | 0.0014297 | 0.0014297 | 0.0014297 | 0.0014297 | 0.0014297 | 0.0014297 | 0.0014297 | 0.0014297 | 0.0014297 | 0.0014297 | 0.0014297 | 0.0014297 | 0.0014297 | 0.0014297 | 0.0014297 | 0.0014297 | 0.0014297 | 0.0014297 | 0.0014297 | 0.0014297 | 0.0014297 | 0.0014297 | 0.0014297 | 0.0014297 | 0.0014297
F1_Commercial_Warehouse_New_Food Preparation_Natural Gas_Commercial Food Prep Other_E3 | F1 | Commercial | Warehouse | New | Food Preparation | Natural Gas | Commercial Food Prep Other | E3 | CCE | 0 | 0 | 0 | 0 | 0 | 0 | 0 | 0 | 0 | 0 | 0 | 0 | 0 | 0 | 0 | 0 | 0 | 0 | 0 | 0 | 0 | 0 | 0 | 0 | 0 | 0 | 0
F1_Commercial_Warehouse_New_Food Preparation_Natural Gas_Commercial Food Prep Other_E4 | F1 | Commercial | Warehouse | New | Food Preparation | Natural Gas | Commercial Food Prep Other | E4 | CCE | 0 | 0 | 0 | 0 | 0 | 0 | 0 | 0 | 0 | 0 | 0 | 0 | 0 | 0 | 0 | 0 | 0 | 0 | 0 | 0 | 0 | 0 | 0 | 0 | 0 | 0 | 0
F1_Commercial_Warehouse_New_Food Preparation_Natural Gas_Commercial Food Prep Other_E5 | F1 | Commercial | Warehouse | New | Food Preparation | Natural Gas | Commercial Food Prep Other | E5 | CCE | 0 | 0 | 0 | 0 | 0 | 0 | 0 | 0 | 0 | 0 | 0 | 0 | 0 | 0 | 0 | 0 | 0 | 0 | 0 | 0 | 0 | 0 | 0 | 0 | 0 | 0 | 0
F1_Commercial_Warehouse_New_Food Preparation_Natural Gas_Commercial Food Prep Other_E6 | F1 | Commercial | Warehouse | New | Food Preparation | Natural Gas | Commercial Food Prep Other | E6 | CCE | 0 | 0 | 0 | 0 | 0 | 0 | 0 | 0 | 0 | 0 | 0 | 0 | 0 | 0 | 0 | 0 | 0 | 0 | 0 | 0 | 0 | 0 | 0 | 0 | 0 | 0 | 0
F1_Commercial_Warehouse_New_Food Preparation_Natural Gas_Commercial Food Prep Other_E7 | F1 | Commercial | Warehouse | New | Food Preparation | Natural Gas | Commercial Food Prep Other | E7 | CCE | 0 | 0 | 0 | 0 | 0 | 0 | 0 | 0 | 0 | 0 | 0 | 0 | 0 | 0 | 0 | 0 | 0 | 0 | 0 | 0 | 0 | 0 | 0 | 0 | 0 | 0 | 0
F1_Commercial_Warehouse_New_Food Preparation_Natural Gas_Commercial Food Prep Other_E8 | F1 | Commercial | Warehouse | New | Food Preparation | Natural Gas | Commercial Food Prep Other | E8 | CCE | 0 | 0 | 0 | 0 | 0 | 0 | 0 | 0 | 0 | 0 | 0 | 0 | 0 | 0 | 0 | 0 | 0 | 0 | 0 | 0 | 0 | 0 | 0 | 0 | 0 | 0 | 0
F1_Commercial_Warehouse_New_Food Preparation_Natural Gas_Commercial Food Prep Other_E9 | F1 | Commercial | Warehouse | New | Food Preparation | Natural Gas | Commercial Food Prep Other | E9 | CCE | 0 | 0 | 0 | 0 | 0 | 0 | 0 | 0 | 0 | 0 | 0 | 0 | 0 | 0 | 0 | 0 | 0 | 0 | 0 | 0 | 0 | 0 | 0 | 0 | 0 | 0 | 0
F1_Commercial_Warehouse_New_Food Preparation_Natural Gas_Commercial Food Prep Other_E10 | F1 | Commercial | Warehouse | New | Food Preparation | Natural Gas | Commercial Food Prep Other | E10 | CCE | 0 | 0 | 0 | 0 | 0 | 0 | 0 | 0 | 0 | 0 | 0 | 0 | 0 | 0 | 0 | 0 | 0 | 0 | 0 | 0 | 0 | 0 | 0 | 0 | 0 | 0 | 0
F2_Commercial_Warehouse_New_Food Preparation_Natural Gas_Commercial Food Prep Other_E1 | F2 | Commercial | Warehouse | New | Food Preparation | Natural Gas | Commercial Food Prep Other | E1 | TRC BC Ratio | bar: 2021 to 2047
F2_Commercial_Warehouse_New_Food Preparation_Natural Gas_Commercial Food Prep Other_E2 | F2 | Commercial | Warehouse | New | Food Preparation | Natural Gas | Commercial Food Prep Other | E2 | TRC BC Ratio | 9.6116 | 9.4729 | 9.3376 | 9.2065 | 9.2077 | 9.295 | 9.4366 | 9.6081 | 9.7932 | 9.9825 | 10.1698 | 10.3356 | 10.4621 | 10.5159 | 10.491 | 10.3882 | 10.2152 | 9.9888 | 9.7192 | 9.3996 | 9.0257 | 8.5955 | 8.2135 | 7.9663 | 7.8594 | 7.898 | 7.9367
F2_Commercial_Warehouse_New_Food Preparation_Natural Gas_Commercial Food Prep Other_E3 | F2 | Commercial | Warehouse | New | Food Preparation | Natural Gas | Commercial Food Prep Other | E3 | TRC BC Ratio | 0 | 0 | 0 | 0 | 0 | 0 | 0 | 0 | 0 | 0 | 0 | 0 | 0 | 0 | 0 | 0 | 0 | 0 | 0 | 0 | 0 | 0 | 0 | 0 | 0 | 0 | 0
F2_Commercial_Warehouse_New_Food Preparation_Natural Gas_Commercial Food Prep Other_E4 | F2 | Commercial | Warehouse | New | Food Preparation | Natural Gas | Commercial Food Prep Other | E4 | TRC BC Ratio | 0 | 0 | 0 | 0 | 0 | 0 | 0 | 0 | 0 | 0 | 0 | 0 | 0 | 0 | 0 | 0 | 0 | 0 | 0 | 0 | 0 | 0 | 0 | 0 | 0 | 0 | 0
F2_Commercial_Warehouse_New_Food Preparation_Natural Gas_Commercial Food Prep Other_E5 | F2 | Commercial | Warehouse | New | Food Preparation | Natural Gas | Commercial Food Prep Other | E5 | TRC BC Ratio | 0 | 0 | 0 | 0 | 0 | 0 | 0 | 0 | 0 | 0 | 0 | 0 | 0 | 0 | 0 | 0 | 0 | 0 | 0 | 0 | 0 | 0 | 0 | 0 | 0 | 0 | 0
F2_Commercial_Warehouse_New_Food Preparation_Natural Gas_Commercial Food Prep Other_E6 | F2 | Commercial | Warehouse | New | Food Preparation | Natural Gas | Commercial Food Prep Other | E6 | TRC BC Ratio | 0 | 0 | 0 | 0 | 0 | 0 | 0 | 0 | 0 | 0 | 0 | 0 | 0 | 0 | 0 | 0 | 0 | 0 | 0 | 0 | 0 | 0 | 0 | 0 | 0 | 0 | 0
F2_Commercial_Warehouse_New_Food Preparation_Natural Gas_Commercial Food Prep Other_E7 | F2 | Commercial | Warehouse | New | Food Preparation | Natural Gas | Commercial Food Prep Other | E7 | TRC BC Ratio | 0 | 0 | 0 | 0 | 0 | 0 | 0 | 0 | 0 | 0 | 0 | 0 | 0 | 0 | 0 | 0 | 0 | 0 | 0 | 0 | 0 | 0 | 0 | 0 | 0 | 0 | 0
F2_Commercial_Warehouse_New_Food Preparation_Natural Gas_Commercial Food Prep Other_E8 | F2 | Commercial | Warehouse | New | Food Preparation | Natural Gas | Commercial Food Prep Other | E8 | TRC BC Ratio | 0 | 0 | 0 | 0 | 0 | 0 | 0 | 0 | 0 | 0 | 0 | 0 | 0 | 0 | 0 | 0 | 0 | 0 | 0 | 0 | 0 | 0 | 0 | 0 | 0 | 0 | 0
F2_Commercial_Warehouse_New_Food Preparation_Natural Gas_Commercial Food Prep Other_E9 | F2 | Commercial | Warehouse | New | Food Preparation | Natural Gas | Commercial Food Prep Other | E9 | TRC BC Ratio | 0 | 0 | 0 | 0 | 0 | 0 | 0 | 0 | 0 | 0 | 0 | 0 | 0 | 0 | 0 | 0 | 0 | 0 | 0 | 0 | 0 | 0 | 0 | 0 | 0 | 0 | 0
F2_Commercial_Warehouse_New_Food Preparation_Natural Gas_Commercial Food Prep Other_E10 | F2 | Commercial | Warehouse | New | Food Preparation | Natural Gas | Commercial Food Prep Other | E10 | TRC BC Ratio | 0 | 0 | 0 | 0 | 0 | 0 | 0 | 0 | 0 | 0 | 0 | 0 | 0 | 0 | 0 | 0 | 0 | 0 | 0 | 0 | 0 | 0 | 0 | 0 | 0 | 0 | 0
F3_Commercial_Warehouse_New_Food Preparation_Natural Gas_Commercial Food Prep Other_E1 | F3 | Commercial | Warehouse | New | Food Preparation | Natural Gas | Commercial Food Prep Other | E1 | PACT BC Ratio | bar: 2021 to 2047
F3_Commercial_Warehouse_New_Food Preparation_Natural Gas_Commercial Food Prep Other_E2 | F3 | Commercial | Warehouse | New | Food Preparation | Natural Gas | Commercial Food Prep Other | E2 | PACT BC Ratio | 12.119 | 11.9441 | 11.7735 | 11.6081 | 11.6097 | 11.7198 | 11.8983 | 12.1145 | 12.348 | 12.5867 | 12.8228 | 13.0318 | 13.1913 | 13.2591 | 13.2278 | 13.0982 | 12.88 | 12.5945 | 12.2546 | 11.8517 | 11.3803 | 10.8378 | 10.3562 | 10.0444 | 9.9097 | 9.9583 | 10.0071
F3_Commercial_Warehouse_New_Food Preparation_Natural Gas_Commercial Food Prep Other_E3 | F3 | Commercial | Warehouse | New | Food Preparation | Natural Gas | Commercial Food Prep Other | E3 | PACT BC Ratio | 0 | 0 | 0 | 0 | 0 | 0 | 0 | 0 | 0 | 0 | 0 | 0 | 0 | 0 | 0 | 0 | 0 | 0 | 0 | 0 | 0 | 0 | 0 | 0 | 0 | 0 | 0
F3_Commercial_Warehouse_New_Food Preparation_Natural Gas_Commercial Food Prep Other_E4 | F3 | Commercial | Warehouse | New | Food Preparation | Natural Gas | Commercial Food Prep Other | E4 | PACT BC Ratio | 0 | 0 | 0 | 0 | 0 | 0 | 0 | 0 | 0 | 0 | 0 | 0 | 0 | 0 | 0 | 0 | 0 | 0 | 0 | 0 | 0 | 0 | 0 | 0 | 0 | 0 | 0
F3_Commercial_Warehouse_New_Food Preparation_Natural Gas_Commercial Food Prep Other_E5 | F3 | Commercial | Warehouse | New | Food Preparation | Natural Gas | Commercial Food Prep Other | E5 | PACT BC Ratio | 0 | 0 | 0 | 0 | 0 | 0 | 0 | 0 | 0 | 0 | 0 | 0 | 0 | 0 | 0 | 0 | 0 | 0 | 0 | 0 | 0 | 0 | 0 | 0 | 0 | 0 | 0
F3_Commercial_Warehouse_New_Food Preparation_Natural Gas_Commercial Food Prep Other_E6 | F3 | Commercial | Warehouse | New | Food Preparation | Natural Gas | Commercial Food Prep Other | E6 | PACT BC Ratio | 0 | 0 | 0 | 0 | 0 | 0 | 0 | 0 | 0 | 0 | 0 | 0 | 0 | 0 | 0 | 0 | 0 | 0 | 0 | 0 | 0 | 0 | 0 | 0 | 0 | 0 | 0
F3_Commercial_Warehouse_New_Food Preparation_Natural Gas_Commercial Food Prep Other_E7 | F3 | Commercial | Warehouse | New | Food Preparation | Natural Gas | Commercial Food Prep Other | E7 | PACT BC Ratio | 0 | 0 | 0 | 0 | 0 | 0 | 0 | 0 | 0 | 0 | 0 | 0 | 0 | 0 | 0 | 0 | 0 | 0 | 0 | 0 | 0 | 0 | 0 | 0 | 0 | 0 | 0
F3_Commercial_Warehouse_New_Food Preparation_Natural Gas_Commercial Food Prep Other_E8 | F3 | Commercial | Warehouse | New | Food Preparation | Natural Gas | Commercial Food Prep Other | E8 | PACT BC Ratio | 0 | 0 | 0 | 0 | 0 | 0 | 0 | 0 | 0 | 0 | 0 | 0 | 0 | 0 | 0 | 0 | 0 | 0 | 0 | 0 | 0 | 0 | 0 | 0 | 0 | 0 | 0
F3_Commercial_Warehouse_New_Food Preparation_Natural Gas_Commercial Food Prep Other_E9 | F3 | Commercial | Warehouse | New | Food Preparation | Natural Gas | Commercial Food Prep Other | E9 | PACT BC Ratio | 0 | 0 | 0 | 0 | 0 | 0 | 0 | 0 | 0 | 0 | 0 | 0 | 0 | 0 | 0 | 0 | 0 | 0 | 0 | 0 | 0 | 0 | 0 | 0 | 0 | 0 | 0
F3_Commercial_Warehouse_New_Food Preparation_Natural Gas_Commercial Food Prep Other_E10 | F3 | Commercial | Warehouse | New | Food Preparation | Natural Gas | Commercial Food Prep Other | E10 | PACT BC Ratio | 0 | 0 | 0 | 0 | 0 | 0 | 0 | 0 | 0 | 0 | 0 | 0 | 0 | 0 | 0 | 0 | 0 | 0 | 0 | 0 | 0 | 0 | 0 | 0 | 0 | 0 | 0
F4_Commercial_Warehouse_New_Food Preparation_Natural Gas_Commercial Food Prep Other_E1 | F4 | Commercial | Warehouse | New | Food Preparation | Natural Gas | Commercial Food Prep Other | E1 | RVT BC Ratio | bar: 2021 to 2047
F4_Commercial_Warehouse_New_Food Preparation_Natural Gas_Commercial Food Prep Other_E2 | F4 | Commercial | Warehouse | New | Food Preparation | Natural Gas | Commercial Food Prep Other | E2 | RVT BC Ratio | 0.7 | 0.7 | 0.7 | 0.7 | 0.7 | 0.7 | 0.7 | 0.7 | 0.7 | 0.7 | 0.7 | 0.7 | 0.7 | 0.7 | 0.7 | 0.7 | 0.7 | 0.7 | 0.7 | 0.7 | 0.7 | 0.7 | 0.7 | 0.7 | 0.7 | 0.7 | 0.7
F4_Commercial_Warehouse_New_Food Preparation_Natural Gas_Commercial Food Prep Other_E3 | F4 | Commercial | Warehouse | New | Food Preparation | Natural Gas | Commercial Food Prep Other | E3 | RVT BC Ratio | 0 | 0 | 0 | 0 | 0 | 0 | 0 | 0 | 0 | 0 | 0 | 0 | 0 | 0 | 0 | 0 | 0 | 0 | 0 | 0 | 0 | 0 | 0 | 0 | 0 | 0 | 0
F4_Commercial_Warehouse_New_Food Preparation_Natural Gas_Commercial Food Prep Other_E4 | F4 | Commercial | Warehouse | New | Food Preparation | Natural Gas | Commercial Food Prep Other | E4 | RVT BC Ratio | 0 | 0 | 0 | 0 | 0 | 0 | 0 | 0 | 0 | 0 | 0 | 0 | 0 | 0 | 0 | 0 | 0 | 0 | 0 | 0 | 0 | 0 | 0 | 0 | 0 | 0 | 0
F4_Commercial_Warehouse_New_Food Preparation_Natural Gas_Commercial Food Prep Other_E5 | F4 | Commercial | Warehouse | New | Food Preparation | Natural Gas | Commercial Food Prep Other | E5 | RVT BC Ratio | 0 | 0 | 0 | 0 | 0 | 0 | 0 | 0 | 0 | 0 | 0 | 0 | 0 | 0 | 0 | 0 | 0 | 0 | 0 | 0 | 0 | 0 | 0 | 0 | 0 | 0 | 0
F4_Commercial_Warehouse_New_Food Preparation_Natural Gas_Commercial Food Prep Other_E6 | F4 | Commercial | Warehouse | New | Food Preparation | Natural Gas | Commercial Food Prep Other | E6 | RVT BC Ratio | 0 | 0 | 0 | 0 | 0 | 0 | 0 | 0 | 0 | 0 | 0 | 0 | 0 | 0 | 0 | 0 | 0 | 0 | 0 | 0 | 0 | 0 | 0 | 0 | 0 | 0 | 0
F4_Commercial_Warehouse_New_Food Preparation_Natural Gas_Commercial Food Prep Other_E7 | F4 | Commercial | Warehouse | New | Food Preparation | Natural Gas | Commercial Food Prep Other | E7 | RVT BC Ratio | 0 | 0 | 0 | 0 | 0 | 0 | 0 | 0 | 0 | 0 | 0 | 0 | 0 | 0 | 0 | 0 | 0 | 0 | 0 | 0 | 0 | 0 | 0 | 0 | 0 | 0 | 0
F4_Commercial_Warehouse_New_Food Preparation_Natural Gas_Commercial Food Prep Other_E8 | F4 | Commercial | Warehouse | New | Food Preparation | Natural Gas | Commercial Food Prep Other | E8 | RVT BC Ratio | 0 | 0 | 0 | 0 | 0 | 0 | 0 | 0 | 0 | 0 | 0 | 0 | 0 | 0 | 0 | 0 | 0 | 0 | 0 | 0 | 0 | 0 | 0 | 0 | 0 | 0 | 0
F4_Commercial_Warehouse_New_Food Preparation_Natural Gas_Commercial Food Prep Other_E9 | F4 | Commercial | Warehouse | New | Food Preparation | Natural Gas | Commercial Food Prep Other | E9 | RVT BC Ratio | 0 | 0 | 0 | 0 | 0 | 0 | 0 | 0 | 0 | 0 | 0 | 0 | 0 | 0 | 0 | 0 | 0 | 0 | 0 | 0 | 0 | 0 | 0 | 0 | 0 | 0 | 0
F4_Commercial_Warehouse_New_Food Preparation_Natural Gas_Commercial Food Prep Other_E10 | F4 | Commercial | Warehouse | New | Food Preparation | Natural Gas | Commercial Food Prep Other | E10 | RVT BC Ratio | 0 | 0 | 0 | 0 | 0 | 0 | 0 | 0 | 0 | 0 | 0 | 0 | 0 | 0 | 0 | 0 | 0 | 0 | 0 | 0 | 0 | 0 | 0 | 0 | 0 | 0 | 0
F5_Commercial_Warehouse_New_Food Preparation_Natural Gas_Commercial Food Prep Other_E1 | F5 | Commercial | Warehouse | New | Food Preparation | Natural Gas | Commercial Food Prep Other | E1 | RIM BC Ratio | bar: 2021 to 2047
F5_Commercial_Warehouse_New_Food Preparation_Natural Gas_Commercial Food Prep Other_E2 | F5 | Commercial | Warehouse | New | Food Preparation | Natural Gas | Commercial Food Prep Other | E2 | RIM BC Ratio | 12.119 | 11.9441 | 11.7735 | 11.6081 | 11.6097 | 11.7198 | 11.8983 | 12.1145 | 12.348 | 12.5867 | 12.8228 | 13.0318 | 13.1913 | 13.2591 | 13.2278 | 13.0982 | 12.88 | 12.5945 | 12.2546 | 11.8517 | 11.3803 | 10.8378 | 10.3562 | 10.0444 | 9.9097 | 9.9583 | 10.0071
F5_Commercial_Warehouse_New_Food Preparation_Natural Gas_Commercial Food Prep Other_E3 | F5 | Commercial | Warehouse | New | Food Preparation | Natural Gas | Commercial Food Prep Other | E3 | RIM BC Ratio | 0 | 0 | 0 | 0 | 0 | 0 | 0 | 0 | 0 | 0 | 0 | 0 | 0 | 0 | 0 | 0 | 0 | 0 | 0 | 0 | 0 | 0 | 0 | 0 | 0 | 0 | 0
F5_Commercial_Warehouse_New_Food Preparation_Natural Gas_Commercial Food Prep Other_E4 | F5 | Commercial | Warehouse | New | Food Preparation | Natural Gas | Commercial Food Prep Other | E4 | RIM BC Ratio | 0 | 0 | 0 | 0 | 0 | 0 | 0 | 0 | 0 | 0 | 0 | 0 | 0 | 0 | 0 | 0 | 0 | 0 | 0 | 0 | 0 | 0 | 0 | 0 | 0 | 0 | 0
F5_Commercial_Warehouse_New_Food Preparation_Natural Gas_Commercial Food Prep Other_E5 | F5 | Commercial | Warehouse | New | Food Preparation | Natural Gas | Commercial Food Prep Other | E5 | RIM BC Ratio | 0 | 0 | 0 | 0 | 0 | 0 | 0 | 0 | 0 | 0 | 0 | 0 | 0 | 0 | 0 | 0 | 0 | 0 | 0 | 0 | 0 | 0 | 0 | 0 | 0 | 0 | 0
F5_Commercial_Warehouse_New_Food Preparation_Natural Gas_Commercial Food Prep Other_E6 | F5 | Commercial | Warehouse | New | Food Preparation | Natural Gas | Commercial Food Prep Other | E6 | RIM BC Ratio | 0 | 0 | 0 | 0 | 0 | 0 | 0 | 0 | 0 | 0 | 0 | 0 | 0 | 0 | 0 | 0 | 0 | 0 | 0 | 0 | 0 | 0 | 0 | 0 | 0 | 0 | 0
F5_Commercial_Warehouse_New_Food Preparation_Natural Gas_Commercial Food Prep Other_E7 | F5 | Commercial | Warehouse | New | Food Preparation | Natural Gas | Commercial Food Prep Other | E7 | RIM BC Ratio | 0 | 0 | 0 | 0 | 0 | 0 | 0 | 0 | 0 | 0 | 0 | 0 | 0 | 0 | 0 | 0 | 0 | 0 | 0 | 0 | 0 | 0 | 0 | 0 | 0 | 0 | 0
F5_Commercial_Warehouse_New_Food Preparation_Natural Gas_Commercial Food Prep Other_E8 | F5 | Commercial | Warehouse | New | Food Preparation | Natural Gas | Commercial Food Prep Other | E8 | RIM BC Ratio | 0 | 0 | 0 | 0 | 0 | 0 | 0 | 0 | 0 | 0 | 0 | 0 | 0 | 0 | 0 | 0 | 0 | 0 | 0 | 0 | 0 | 0 | 0 | 0 | 0 | 0 | 0
F5_Commercial_Warehouse_New_Food Preparation_Natural Gas_Commercial Food Prep Other_E9 | F5 | Commercial | Warehouse | New | Food Preparation | Natural Gas | Commercial Food Prep Other | E9 | RIM BC Ratio | 0 | 0 | 0 | 0 | 0 | 0 | 0 | 0 | 0 | 0 | 0 | 0 | 0 | 0 | 0 | 0 | 0 | 0 | 0 | 0 | 0 | 0 | 0 | 0 | 0 | 0 | 0
F5_Commercial_Warehouse_New_Food Preparation_Natural Gas_Commercial Food Prep Other_E10 | F5 | Commercial | Warehouse | New | Food Preparation | Natural Gas | Commercial Food Prep Other | E10 | RIM BC Ratio | 0 | 0 | 0 | 0 | 0 | 0 | 0 | 0 | 0 | 0 | 0 | 0 | 0 | 0 | 0 | 0 | 0 | 0 | 0 | 0 | 0 | 0 | 0 | 0 | 0 | 0 | 0
F0_Commercial_Warehouse_New_Miscellaneous_Natural Gas_Pool Heater_E0 | F0 | Commercial | Warehouse | New | Miscellaneous | Natural Gas | Pool Heater | E0 | Economic Unit | Standard (EF .78) | Standard (EF .78) | Standard (EF .78) | Standard (EF .78) | Standard (EF .78) | Standard (EF .78) | Standard (EF .78) | Standard (EF .78) | Standard (EF .78) | Standard (EF .78) | Standard (EF .78) | Standard (EF .78) | Standard (EF .78) | Standard (EF .78) | Standard (EF .78) | Standard (EF .78) | Standard (EF .78) | Standard (EF .78) | Standard (EF .78) | Standard (EF .78) | Standard (EF .78) | Standard (EF .78) | Standard (EF .78) | Standard (EF .78) | Standard (EF .78) | Standard (EF .78) | Standard (EF .78)
F1_Commercial_Warehouse_New_Miscellaneous_Natural Gas_Pool Heater_E1 | F1 | Commercial | Warehouse | New | Miscellaneous | Natural Gas | Pool Heater | E1 | CCE | 0 | 0 | 0 | 0 | 0 | 0 | 0 | 0 | 0 | 0 | 0 | 0 | 0 | 0 | 0 | 0 | 0 | 0 | 0 | 0 | 0 | 0 | 0 | 0 | 0 | 0 | 0
F1_Commercial_Warehouse_New_Miscellaneous_Natural Gas_Pool Heater_E2 | F1 | Commercial | Warehouse | New | Miscellaneous | Natural Gas | Pool Heater | E2 | CCE | 0.01727 | 0.01727 | 0.01727 | 0.01727 | 0.01727 | 0.01727 | 0.01727 | 0.01727 | 0.01727 | 0.01727 | 0.01727 | 0.01727 | 0.01727 | 0.01727 | 0.01727 | 0.01727 | 0.01727 | 0.01727 | 0.01727 | 0.01727 | 0.01727 | 0.01727 | 0.01727 | 0.01727 | 0.01727 | 0.01727 | 0.01727
F1_Commercial_Warehouse_New_Miscellaneous_Natural Gas_Pool Heater_E3 | F1 | Commercial | Warehouse | New | Miscellaneous | Natural Gas | Pool Heater | E3 | CCE | 0 | 0 | 0 | 0 | 0 | 0 | 0 | 0 | 0 | 0 | 0 | 0 | 0 | 0 | 0 | 0 | 0 | 0 | 0 | 0 | 0 | 0 | 0 | 0 | 0 | 0 | 0
F1_Commercial_Warehouse_New_Miscellaneous_Natural Gas_Pool Heater_E4 | F1 | Commercial | Warehouse | New | Miscellaneous | Natural Gas | Pool Heater | E4 | CCE | 0 | 0 | 0 | 0 | 0 | 0 | 0 | 0 | 0 | 0 | 0 | 0 | 0 | 0 | 0 | 0 | 0 | 0 | 0 | 0 | 0 | 0 | 0 | 0 | 0 | 0 | 0
F1_Commercial_Warehouse_New_Miscellaneous_Natural Gas_Pool Heater_E5 | F1 | Commercial | Warehouse | New | Miscellaneous | Natural Gas | Pool Heater | E5 | CCE | 0 | 0 | 0 | 0 | 0 | 0 | 0 | 0 | 0 | 0 | 0 | 0 | 0 | 0 | 0 | 0 | 0 | 0 | 0 | 0 | 0 | 0 | 0 | 0 | 0 | 0 | 0
F1_Commercial_Warehouse_New_Miscellaneous_Natural Gas_Pool Heater_E6 | F1 | Commercial | Warehouse | New | Miscellaneous | Natural Gas | Pool Heater | E6 | CCE | 0 | 0 | 0 | 0 | 0 | 0 | 0 | 0 | 0 | 0 | 0 | 0 | 0 | 0 | 0 | 0 | 0 | 0 | 0 | 0 | 0 | 0 | 0 | 0 | 0 | 0 | 0
F1_Commercial_Warehouse_New_Miscellaneous_Natural Gas_Pool Heater_E7 | F1 | Commercial | Warehouse | New | Miscellaneous | Natural Gas | Pool Heater | E7 | CCE | 0 | 0 | 0 | 0 | 0 | 0 | 0 | 0 | 0 | 0 | 0 | 0 | 0 | 0 | 0 | 0 | 0 | 0 | 0 | 0 | 0 | 0 | 0 | 0 | 0 | 0 | 0
F1_Commercial_Warehouse_New_Miscellaneous_Natural Gas_Pool Heater_E8 | F1 | Commercial | Warehouse | New | Miscellaneous | Natural Gas | Pool Heater | E8 | CCE | 0 | 0 | 0 | 0 | 0 | 0 | 0 | 0 | 0 | 0 | 0 | 0 | 0 | 0 | 0 | 0 | 0 | 0 | 0 | 0 | 0 | 0 | 0 | 0 | 0 | 0 | 0
F1_Commercial_Warehouse_New_Miscellaneous_Natural Gas_Pool Heater_E9 | F1 | Commercial | Warehouse | New | Miscellaneous | Natural Gas | Pool Heater | E9 | CCE | 0 | 0 | 0 | 0 | 0 | 0 | 0 | 0 | 0 | 0 | 0 | 0 | 0 | 0 | 0 | 0 | 0 | 0 | 0 | 0 | 0 | 0 | 0 | 0 | 0 | 0 | 0
F1_Commercial_Warehouse_New_Miscellaneous_Natural Gas_Pool Heater_E10 | F1 | Commercial | Warehouse | New | Miscellaneous | Natural Gas | Pool Heater | E10 | CCE | 0 | 0 | 0 | 0 | 0 | 0 | 0 | 0 | 0 | 0 | 0 | 0 | 0 | 0 | 0 | 0 | 0 | 0 | 0 | 0 | 0 | 0 | 0 | 0 | 0 | 0 | 0
F2_Commercial_Warehouse_New_Miscellaneous_Natural Gas_Pool Heater_E1 | F2 | Commercial | Warehouse | New | Miscellaneous | Natural Gas | Pool Heater | E1 | TRC BC Ratio | bar: 2021 to 2047
F2_Commercial_Warehouse_New_Miscellaneous_Natural Gas_Pool Heater_E2 | F2 | Commercial | Warehouse | New | Miscellaneous | Natural Gas | Pool Heater | E2 | TRC BC Ratio | 0.81519 | 0.79395 | 0.77145 | 0.74865 | 0.74158 | 0.74479 | 0.75444 | 0.76754 | 0.78207 | 0.7969 | 0.8123 | 0.82818 | 0.84505 | 0.86169 | 0.87741 | 0.88939 | 0.89388 | 0.88772 | 0.8685 | 0.83583 | 0.79136 | 0.73728 | 0.68909 | 0.65735 | 0.64275 | 0.6459 | 0.64907
F2_Commercial_Warehouse_New_Miscellaneous_Natural Gas_Pool Heater_E3 | F2 | Commercial | Warehouse | New | Miscellaneous | Natural Gas | Pool Heater | E3 | TRC BC Ratio | 0 | 0 | 0 | 0 | 0 | 0 | 0 | 0 | 0 | 0 | 0 | 0 | 0 | 0 | 0 | 0 | 0 | 0 | 0 | 0 | 0 | 0 | 0 | 0 | 0 | 0 | 0
F2_Commercial_Warehouse_New_Miscellaneous_Natural Gas_Pool Heater_E4 | F2 | Commercial | Warehouse | New | Miscellaneous | Natural Gas | Pool Heater | E4 | TRC BC Ratio | 0 | 0 | 0 | 0 | 0 | 0 | 0 | 0 | 0 | 0 | 0 | 0 | 0 | 0 | 0 | 0 | 0 | 0 | 0 | 0 | 0 | 0 | 0 | 0 | 0 | 0 | 0
F2_Commercial_Warehouse_New_Miscellaneous_Natural Gas_Pool Heater_E5 | F2 | Commercial | Warehouse | New | Miscellaneous | Natural Gas | Pool Heater | E5 | TRC BC Ratio | 0 | 0 | 0 | 0 | 0 | 0 | 0 | 0 | 0 | 0 | 0 | 0 | 0 | 0 | 0 | 0 | 0 | 0 | 0 | 0 | 0 | 0 | 0 | 0 | 0 | 0 | 0
F2_Commercial_Warehouse_New_Miscellaneous_Natural Gas_Pool Heater_E6 | F2 | Commercial | Warehouse | New | Miscellaneous | Natural Gas | Pool Heater | E6 | TRC BC Ratio | 0 | 0 | 0 | 0 | 0 | 0 | 0 | 0 | 0 | 0 | 0 | 0 | 0 | 0 | 0 | 0 | 0 | 0 | 0 | 0 | 0 | 0 | 0 | 0 | 0 | 0 | 0
F2_Commercial_Warehouse_New_Miscellaneous_Natural Gas_Pool Heater_E7 | F2 | Commercial | Warehouse | New | Miscellaneous | Natural Gas | Pool Heater | E7 | TRC BC Ratio | 0 | 0 | 0 | 0 | 0 | 0 | 0 | 0 | 0 | 0 | 0 | 0 | 0 | 0 | 0 | 0 | 0 | 0 | 0 | 0 | 0 | 0 | 0 | 0 | 0 | 0 | 0
F2_Commercial_Warehouse_New_Miscellaneous_Natural Gas_Pool Heater_E8 | F2 | Commercial | Warehouse | New | Miscellaneous | Natural Gas | Pool Heater | E8 | TRC BC Ratio | 0 | 0 | 0 | 0 | 0 | 0 | 0 | 0 | 0 | 0 | 0 | 0 | 0 | 0 | 0 | 0 | 0 | 0 | 0 | 0 | 0 | 0 | 0 | 0 | 0 | 0 | 0
F2_Commercial_Warehouse_New_Miscellaneous_Natural Gas_Pool Heater_E9 | F2 | Commercial | Warehouse | New | Miscellaneous | Natural Gas | Pool Heater | E9 | TRC BC Ratio | 0 | 0 | 0 | 0 | 0 | 0 | 0 | 0 | 0 | 0 | 0 | 0 | 0 | 0 | 0 | 0 | 0 | 0 | 0 | 0 | 0 | 0 | 0 | 0 | 0 | 0 | 0
F2_Commercial_Warehouse_New_Miscellaneous_Natural Gas_Pool Heater_E10 | F2 | Commercial | Warehouse | New | Miscellaneous | Natural Gas | Pool Heater | E10 | TRC BC Ratio | 0 | 0 | 0 | 0 | 0 | 0 | 0 | 0 | 0 | 0 | 0 | 0 | 0 | 0 | 0 | 0 | 0 | 0 | 0 | 0 | 0 | 0 | 0 | 0 | 0 | 0 | 0
F3_Commercial_Warehouse_New_Miscellaneous_Natural Gas_Pool Heater_E1 | F3 | Commercial | Warehouse | New | Miscellaneous | Natural Gas | Pool Heater | E1 | PACT BC Ratio | bar: 2021 to 2047
F3_Commercial_Warehouse_New_Miscellaneous_Natural Gas_Pool Heater_E2 | F3 | Commercial | Warehouse | New | Miscellaneous | Natural Gas | Pool Heater | E2 | PACT BC Ratio | 1.0278 | 1.0011 | 0.9727 | 0.94395 | 0.93503 | 0.93908 | 0.95126 | 0.96777 | 0.98608 | 1.0048 | 1.0242 | 1.0442 | 1.0655 | 1.0865 | 1.1063 | 1.1214 | 1.1271 | 1.1193 | 1.0951 | 1.0539 | 0.99781 | 0.92962 | 0.86885 | 0.82883 | 0.81042 | 0.8144 | 0.81839
F3_Commercial_Warehouse_New_Miscellaneous_Natural Gas_Pool Heater_E3 | F3 | Commercial | Warehouse | New | Miscellaneous | Natural Gas | Pool Heater | E3 | PACT BC Ratio | 0 | 0 | 0 | 0 | 0 | 0 | 0 | 0 | 0 | 0 | 0 | 0 | 0 | 0 | 0 | 0 | 0 | 0 | 0 | 0 | 0 | 0 | 0 | 0 | 0 | 0 | 0
F3_Commercial_Warehouse_New_Miscellaneous_Natural Gas_Pool Heater_E4 | F3 | Commercial | Warehouse | New | Miscellaneous | Natural Gas | Pool Heater | E4 | PACT BC Ratio | 0 | 0 | 0 | 0 | 0 | 0 | 0 | 0 | 0 | 0 | 0 | 0 | 0 | 0 | 0 | 0 | 0 | 0 | 0 | 0 | 0 | 0 | 0 | 0 | 0 | 0 | 0
F3_Commercial_Warehouse_New_Miscellaneous_Natural Gas_Pool Heater_E5 | F3 | Commercial | Warehouse | New | Miscellaneous | Natural Gas | Pool Heater | E5 | PACT BC Ratio | 0 | 0 | 0 | 0 | 0 | 0 | 0 | 0 | 0 | 0 | 0 | 0 | 0 | 0 | 0 | 0 | 0 | 0 | 0 | 0 | 0 | 0 | 0 | 0 | 0 | 0 | 0
F3_Commercial_Warehouse_New_Miscellaneous_Natural Gas_Pool Heater_E6 | F3 | Commercial | Warehouse | New | Miscellaneous | Natural Gas | Pool Heater | E6 | PACT BC Ratio | 0 | 0 | 0 | 0 | 0 | 0 | 0 | 0 | 0 | 0 | 0 | 0 | 0 | 0 | 0 | 0 | 0 | 0 | 0 | 0 | 0 | 0 | 0 | 0 | 0 | 0 | 0
F3_Commercial_Warehouse_New_Miscellaneous_Natural Gas_Pool Heater_E7 | F3 | Commercial | Warehouse | New | Miscellaneous | Natural Gas | Pool Heater | E7 | PACT BC Ratio | 0 | 0 | 0 | 0 | 0 | 0 | 0 | 0 | 0 | 0 | 0 | 0 | 0 | 0 | 0 | 0 | 0 | 0 | 0 | 0 | 0 | 0 | 0 | 0 | 0 | 0 | 0
F3_Commercial_Warehouse_New_Miscellaneous_Natural Gas_Pool Heater_E8 | F3 | Commercial | Warehouse | New | Miscellaneous | Natural Gas | Pool Heater | E8 | PACT BC Ratio | 0 | 0 | 0 | 0 | 0 | 0 | 0 | 0 | 0 | 0 | 0 | 0 | 0 | 0 | 0 | 0 | 0 | 0 | 0 | 0 | 0 | 0 | 0 | 0 | 0 | 0 | 0
F3_Commercial_Warehouse_New_Miscellaneous_Natural Gas_Pool Heater_E9 | F3 | Commercial | Warehouse | New | Miscellaneous | Natural Gas | Pool Heater | E9 | PACT BC Ratio | 0 | 0 | 0 | 0 | 0 | 0 | 0 | 0 | 0 | 0 | 0 | 0 | 0 | 0 | 0 | 0 | 0 | 0 | 0 | 0 | 0 | 0 | 0 | 0 | 0 | 0 | 0
F3_Commercial_Warehouse_New_Miscellaneous_Natural Gas_Pool Heater_E10 | F3 | Commercial | Warehouse | New | Miscellaneous | Natural Gas | Pool Heater | E10 | PACT BC Ratio | 0 | 0 | 0 | 0 | 0 | 0 | 0 | 0 | 0 | 0 | 0 | 0 | 0 | 0 | 0 | 0 | 0 | 0 | 0 | 0 | 0 | 0 | 0 | 0 | 0 | 0 | 0
F4_Commercial_Warehouse_New_Miscellaneous_Natural Gas_Pool Heater_E1 | F4 | Commercial | Warehouse | New | Miscellaneous | Natural Gas | Pool Heater | E1 | RVT BC Ratio | bar: 2021 to 2047
F4_Commercial_Warehouse_New_Miscellaneous_Natural Gas_Pool Heater_E2 | F4 | Commercial | Warehouse | New | Miscellaneous | Natural Gas | Pool Heater | E2 | RVT BC Ratio | 0.7 | 0.7 | 0.7 | 0.7 | 0.7 | 0.7 | 0.7 | 0.7 | 0.7 | 0.7 | 0.7 | 0.7 | 0.7 | 0.7 | 0.7 | 0.7 | 0.7 | 0.7 | 0.7 | 0.7 | 0.7 | 0.7 | 0.7 | 0.7 | 0.7 | 0.7 | 0.7
F4_Commercial_Warehouse_New_Miscellaneous_Natural Gas_Pool Heater_E3 | F4 | Commercial | Warehouse | New | Miscellaneous | Natural Gas | Pool Heater | E3 | RVT BC Ratio | 0 | 0 | 0 | 0 | 0 | 0 | 0 | 0 | 0 | 0 | 0 | 0 | 0 | 0 | 0 | 0 | 0 | 0 | 0 | 0 | 0 | 0 | 0 | 0 | 0 | 0 | 0
F4_Commercial_Warehouse_New_Miscellaneous_Natural Gas_Pool Heater_E4 | F4 | Commercial | Warehouse | New | Miscellaneous | Natural Gas | Pool Heater | E4 | RVT BC Ratio | 0 | 0 | 0 | 0 | 0 | 0 | 0 | 0 | 0 | 0 | 0 | 0 | 0 | 0 | 0 | 0 | 0 | 0 | 0 | 0 | 0 | 0 | 0 | 0 | 0 | 0 | 0
F4_Commercial_Warehouse_New_Miscellaneous_Natural Gas_Pool Heater_E5 | F4 | Commercial | Warehouse | New | Miscellaneous | Natural Gas | Pool Heater | E5 | RVT BC Ratio | 0 | 0 | 0 | 0 | 0 | 0 | 0 | 0 | 0 | 0 | 0 | 0 | 0 | 0 | 0 | 0 | 0 | 0 | 0 | 0 | 0 | 0 | 0 | 0 | 0 | 0 | 0
F4_Commercial_Warehouse_New_Miscellaneous_Natural Gas_Pool Heater_E6 | F4 | Commercial | Warehouse | New | Miscellaneous | Natural Gas | Pool Heater | E6 | RVT BC Ratio | 0 | 0 | 0 | 0 | 0 | 0 | 0 | 0 | 0 | 0 | 0 | 0 | 0 | 0 | 0 | 0 | 0 | 0 | 0 | 0 | 0 | 0 | 0 | 0 | 0 | 0 | 0
F4_Commercial_Warehouse_New_Miscellaneous_Natural Gas_Pool Heater_E7 | F4 | Commercial | Warehouse | New | Miscellaneous | Natural Gas | Pool Heater | E7 | RVT BC Ratio | 0 | 0 | 0 | 0 | 0 | 0 | 0 | 0 | 0 | 0 | 0 | 0 | 0 | 0 | 0 | 0 | 0 | 0 | 0 | 0 | 0 | 0 | 0 | 0 | 0 | 0 | 0
F4_Commercial_Warehouse_New_Miscellaneous_Natural Gas_Pool Heater_E8 | F4 | Commercial | Warehouse | New | Miscellaneous | Natural Gas | Pool Heater | E8 | RVT BC Ratio | 0 | 0 | 0 | 0 | 0 | 0 | 0 | 0 | 0 | 0 | 0 | 0 | 0 | 0 | 0 | 0 | 0 | 0 | 0 | 0 | 0 | 0 | 0 | 0 | 0 | 0 | 0
F4_Commercial_Warehouse_New_Miscellaneous_Natural Gas_Pool Heater_E9 | F4 | Commercial | Warehouse | New | Miscellaneous | Natural Gas | Pool Heater | E9 | RVT BC Ratio | 0 | 0 | 0 | 0 | 0 | 0 | 0 | 0 | 0 | 0 | 0 | 0 | 0 | 0 | 0 | 0 | 0 | 0 | 0 | 0 | 0 | 0 | 0 | 0 | 0 | 0 | 0
F4_Commercial_Warehouse_New_Miscellaneous_Natural Gas_Pool Heater_E10 | F4 | Commercial | Warehouse | New | Miscellaneous | Natural Gas | Pool Heater | E10 | RVT BC Ratio | 0 | 0 | 0 | 0 | 0 | 0 | 0 | 0 | 0 | 0 | 0 | 0 | 0 | 0 | 0 | 0 | 0 | 0 | 0 | 0 | 0 | 0 | 0 | 0 | 0 | 0 | 0
F5_Commercial_Warehouse_New_Miscellaneous_Natural Gas_Pool Heater_E1 | F5 | Commercial | Warehouse | New | Miscellaneous | Natural Gas | Pool Heater | E1 | RIM BC Ratio | bar: 2021 to 2047
F5_Commercial_Warehouse_New_Miscellaneous_Natural Gas_Pool Heater_E2 | F5 | Commercial | Warehouse | New | Miscellaneous | Natural Gas | Pool Heater | E2 | RIM BC Ratio | 1.0278 | 1.0011 | 0.9727 | 0.94395 | 0.93503 | 0.93908 | 0.95126 | 0.96777 | 0.98608 | 1.0048 | 1.0242 | 1.0442 | 1.0655 | 1.0865 | 1.1063 | 1.1214 | 1.1271 | 1.1193 | 1.0951 | 1.0539 | 0.99781 | 0.92962 | 0.86885 | 0.82883 | 0.81042 | 0.8144 | 0.81839
F5_Commercial_Warehouse_New_Miscellaneous_Natural Gas_Pool Heater_E3 | F5 | Commercial | Warehouse | New | Miscellaneous | Natural Gas | Pool Heater | E3 | RIM BC Ratio | 0 | 0 | 0 | 0 | 0 | 0 | 0 | 0 | 0 | 0 | 0 | 0 | 0 | 0 | 0 | 0 | 0 | 0 | 0 | 0 | 0 | 0 | 0 | 0 | 0 | 0 | 0
F5_Commercial_Warehouse_New_Miscellaneous_Natural Gas_Pool Heater_E4 | F5 | Commercial | Warehouse | New | Miscellaneous | Natural Gas | Pool Heater | E4 | RIM BC Ratio | 0 | 0 | 0 | 0 | 0 | 0 | 0 | 0 | 0 | 0 | 0 | 0 | 0 | 0 | 0 | 0 | 0 | 0 | 0 | 0 | 0 | 0 | 0 | 0 | 0 | 0 | 0
F5_Commercial_Warehouse_New_Miscellaneous_Natural Gas_Pool Heater_E5 | F5 | Commercial | Warehouse | New | Miscellaneous | Natural Gas | Pool Heater | E5 | RIM BC Ratio | 0 | 0 | 0 | 0 | 0 | 0 | 0 | 0 | 0 | 0 | 0 | 0 | 0 | 0 | 0 | 0 | 0 | 0 | 0 | 0 | 0 | 0 | 0 | 0 | 0 | 0 | 0
F5_Commercial_Warehouse_New_Miscellaneous_Natural Gas_Pool Heater_E6 | F5 | Commercial | Warehouse | New | Miscellaneous | Natural Gas | Pool Heater | E6 | RIM BC Ratio | 0 | 0 | 0 | 0 | 0 | 0 | 0 | 0 | 0 | 0 | 0 | 0 | 0 | 0 | 0 | 0 | 0 | 0 | 0 | 0 | 0 | 0 | 0 | 0 | 0 | 0 | 0
F5_Commercial_Warehouse_New_Miscellaneous_Natural Gas_Pool Heater_E7 | F5 | Commercial | Warehouse | New | Miscellaneous | Natural Gas | Pool Heater | E7 | RIM BC Ratio | 0 | 0 | 0 | 0 | 0 | 0 | 0 | 0 | 0 | 0 | 0 | 0 | 0 | 0 | 0 | 0 | 0 | 0 | 0 | 0 | 0 | 0 | 0 | 0 | 0 | 0 | 0
F5_Commercial_Warehouse_New_Miscellaneous_Natural Gas_Pool Heater_E8 | F5 | Commercial | Warehouse | New | Miscellaneous | Natural Gas | Pool Heater | E8 | RIM BC Ratio | 0 | 0 | 0 | 0 | 0 | 0 | 0 | 0 | 0 | 0 | 0 | 0 | 0 | 0 | 0 | 0 | 0 | 0 | 0 | 0 | 0 | 0 | 0 | 0 | 0 | 0 | 0
F5_Commercial_Warehouse_New_Miscellaneous_Natural Gas_Pool Heater_E9 | F5 | Commercial | Warehouse | New | Miscellaneous | Natural Gas | Pool Heater | E9 | RIM BC Ratio | 0 | 0 | 0 | 0 | 0 | 0 | 0 | 0 | 0 | 0 | 0 | 0 | 0 | 0 | 0 | 0 | 0 | 0 | 0 | 0 | 0 | 0 | 0 | 0 | 0 | 0 | 0
F5_Commercial_Warehouse_New_Miscellaneous_Natural Gas_Pool Heater_E10 | F5 | Commercial | Warehouse | New | Miscellaneous | Natural Gas | Pool Heater | E10 | RIM BC Ratio | 0 | 0 | 0 | 0 | 0 | 0 | 0 | 0 | 0 | 0 | 0 | 0 | 0 | 0 | 0 | 0 | 0 | 0 | 0 | 0 | 0 | 0 | 0 | 0 | 0 | 0 | 0
F0_Commercial_Warehouse_New_Miscellaneous_Natural Gas_Miscellaneous_E0 | F0 | Commercial | Warehouse | New | Miscellaneous | Natural Gas | Miscellaneous | E0 | Economic Unit | Miscellaneous | Miscellaneous | Miscellaneous | Miscellaneous | Miscellaneous | Miscellaneous | Miscellaneous | Miscellaneous | Miscellaneous | Miscellaneous | Miscellaneous | Miscellaneous | Miscellaneous | Miscellaneous | Miscellaneous | Miscellaneous | Miscellaneous | Miscellaneous | Miscellaneous | Miscellaneous | Miscellaneous | Miscellaneous | Miscellaneous | Miscellaneous | Miscellaneous | Miscellaneous | Miscellaneous
F1_Commercial_Warehouse_New_Miscellaneous_Natural Gas_Miscellaneous_E1 | F1 | Commercial | Warehouse | New | Miscellaneous | Natural Gas | Miscellaneous | E1 | CCE | 0 | 0 | 0 | 0 | 0 | 0 | 0 | 0 | 0 | 0 | 0 | 0 | 0 | 0 | 0 | 0 | 0 | 0 | 0 | 0 | 0 | 0 | 0 | 0 | 0 | 0 | 0
F1_Commercial_Warehouse_New_Miscellaneous_Natural Gas_Miscellaneous_E2 | F1 | Commercial | Warehouse | New | Miscellaneous | Natural Gas | Miscellaneous | E2 | CCE | 0 | 0 | 0 | 0 | 0 | 0 | 0 | 0 | 0 | 0 | 0 | 0 | 0 | 0 | 0 | 0 | 0 | 0 | 0 | 0 | 0 | 0 | 0 | 0 | 0 | 0 | 0
F1_Commercial_Warehouse_New_Miscellaneous_Natural Gas_Miscellaneous_E3 | F1 | Commercial | Warehouse | New | Miscellaneous | Natural Gas | Miscellaneous | E3 | CCE | 0 | 0 | 0 | 0 | 0 | 0 | 0 | 0 | 0 | 0 | 0 | 0 | 0 | 0 | 0 | 0 | 0 | 0 | 0 | 0 | 0 | 0 | 0 | 0 | 0 | 0 | 0
F1_Commercial_Warehouse_New_Miscellaneous_Natural Gas_Miscellaneous_E4 | F1 | Commercial | Warehouse | New | Miscellaneous | Natural Gas | Miscellaneous | E4 | CCE | 0 | 0 | 0 | 0 | 0 | 0 | 0 | 0 | 0 | 0 | 0 | 0 | 0 | 0 | 0 | 0 | 0 | 0 | 0 | 0 | 0 | 0 | 0 | 0 | 0 | 0 | 0
F1_Commercial_Warehouse_New_Miscellaneous_Natural Gas_Miscellaneous_E5 | F1 | Commercial | Warehouse | New | Miscellaneous | Natural Gas | Miscellaneous | E5 | CCE | 0 | 0 | 0 | 0 | 0 | 0 | 0 | 0 | 0 | 0 | 0 | 0 | 0 | 0 | 0 | 0 | 0 | 0 | 0 | 0 | 0 | 0 | 0 | 0 | 0 | 0 | 0
F1_Commercial_Warehouse_New_Miscellaneous_Natural Gas_Miscellaneous_E6 | F1 | Commercial | Warehouse | New | Miscellaneous | Natural Gas | Miscellaneous | E6 | CCE | 0 | 0 | 0 | 0 | 0 | 0 | 0 | 0 | 0 | 0 | 0 | 0 | 0 | 0 | 0 | 0 | 0 | 0 | 0 | 0 | 0 | 0 | 0 | 0 | 0 | 0 | 0
F1_Commercial_Warehouse_New_Miscellaneous_Natural Gas_Miscellaneous_E7 | F1 | Commercial | Warehouse | New | Miscellaneous | Natural Gas | Miscellaneous | E7 | CCE | 0 | 0 | 0 | 0 | 0 | 0 | 0 | 0 | 0 | 0 | 0 | 0 | 0 | 0 | 0 | 0 | 0 | 0 | 0 | 0 | 0 | 0 | 0 | 0 | 0 | 0 | 0
F1_Commercial_Warehouse_New_Miscellaneous_Natural Gas_Miscellaneous_E8 | F1 | Commercial | Warehouse | New | Miscellaneous | Natural Gas | Miscellaneous | E8 | CCE | 0 | 0 | 0 | 0 | 0 | 0 | 0 | 0 | 0 | 0 | 0 | 0 | 0 | 0 | 0 | 0 | 0 | 0 | 0 | 0 | 0 | 0 | 0 | 0 | 0 | 0 | 0
F1_Commercial_Warehouse_New_Miscellaneous_Natural Gas_Miscellaneous_E9 | F1 | Commercial | Warehouse | New | Miscellaneous | Natural Gas | Miscellaneous | E9 | CCE | 0 | 0 | 0 | 0 | 0 | 0 | 0 | 0 | 0 | 0 | 0 | 0 | 0 | 0 | 0 | 0 | 0 | 0 | 0 | 0 | 0 | 0 | 0 | 0 | 0 | 0 | 0
F1_Commercial_Warehouse_New_Miscellaneous_Natural Gas_Miscellaneous_E10 | F1 | Commercial | Warehouse | New | Miscellaneous | Natural Gas | Miscellaneous | E10 | CCE | 0 | 0 | 0 | 0 | 0 | 0 | 0 | 0 | 0 | 0 | 0 | 0 | 0 | 0 | 0 | 0 | 0 | 0 | 0 | 0 | 0 | 0 | 0 | 0 | 0 | 0 | 0
F2_Commercial_Warehouse_New_Miscellaneous_Natural Gas_Miscellaneous_E1 | F2 | Commercial | Warehouse | New | Miscellaneous | Natural Gas | Miscellaneous | E1 | TRC BC Ratio | bar: 2021 to 2047
F2_Commercial_Warehouse_New_Miscellaneous_Natural Gas_Miscellaneous_E2 | F2 | Commercial | Warehouse | New | Miscellaneous | Natural Gas | Miscellaneous | E2 | TRC BC Ratio | 0 | 0 | 0 | 0 | 0 | 0 | 0 | 0 | 0 | 0 | 0 | 0 | 0 | 0 | 0 | 0 | 0 | 0 | 0 | 0 | 0 | 0 | 0 | 0 | 0 | 0 | 0
F2_Commercial_Warehouse_New_Miscellaneous_Natural Gas_Miscellaneous_E3 | F2 | Commercial | Warehouse | New | Miscellaneous | Natural Gas | Miscellaneous | E3 | TRC BC Ratio | 0 | 0 | 0 | 0 | 0 | 0 | 0 | 0 | 0 | 0 | 0 | 0 | 0 | 0 | 0 | 0 | 0 | 0 | 0 | 0 | 0 | 0 | 0 | 0 | 0 | 0 | 0
F2_Commercial_Warehouse_New_Miscellaneous_Natural Gas_Miscellaneous_E4 | F2 | Commercial | Warehouse | New | Miscellaneous | Natural Gas | Miscellaneous | E4 | TRC BC Ratio | 0 | 0 | 0 | 0 | 0 | 0 | 0 | 0 | 0 | 0 | 0 | 0 | 0 | 0 | 0 | 0 | 0 | 0 | 0 | 0 | 0 | 0 | 0 | 0 | 0 | 0 | 0
F2_Commercial_Warehouse_New_Miscellaneous_Natural Gas_Miscellaneous_E5 | F2 | Commercial | Warehouse | New | Miscellaneous | Natural Gas | Miscellaneous | E5 | TRC BC Ratio | 0 | 0 | 0 | 0 | 0 | 0 | 0 | 0 | 0 | 0 | 0 | 0 | 0 | 0 | 0 | 0 | 0 | 0 | 0 | 0 | 0 | 0 | 0 | 0 | 0 | 0 | 0
F2_Commercial_Warehouse_New_Miscellaneous_Natural Gas_Miscellaneous_E6 | F2 | Commercial | Warehouse | New | Miscellaneous | Natural Gas | Miscellaneous | E6 | TRC BC Ratio | 0 | 0 | 0 | 0 | 0 | 0 | 0 | 0 | 0 | 0 | 0 | 0 | 0 | 0 | 0 | 0 | 0 | 0 | 0 | 0 | 0 | 0 | 0 | 0 | 0 | 0 | 0
F2_Commercial_Warehouse_New_Miscellaneous_Natural Gas_Miscellaneous_E7 | F2 | Commercial | Warehouse | New | Miscellaneous | Natural Gas | Miscellaneous | E7 | TRC BC Ratio | 0 | 0 | 0 | 0 | 0 | 0 | 0 | 0 | 0 | 0 | 0 | 0 | 0 | 0 | 0 | 0 | 0 | 0 | 0 | 0 | 0 | 0 | 0 | 0 | 0 | 0 | 0
F2_Commercial_Warehouse_New_Miscellaneous_Natural Gas_Miscellaneous_E8 | F2 | Commercial | Warehouse | New | Miscellaneous | Natural Gas | Miscellaneous | E8 | TRC BC Ratio | 0 | 0 | 0 | 0 | 0 | 0 | 0 | 0 | 0 | 0 | 0 | 0 | 0 | 0 | 0 | 0 | 0 | 0 | 0 | 0 | 0 | 0 | 0 | 0 | 0 | 0 | 0
F2_Commercial_Warehouse_New_Miscellaneous_Natural Gas_Miscellaneous_E9 | F2 | Commercial | Warehouse | New | Miscellaneous | Natural Gas | Miscellaneous | E9 | TRC BC Ratio | 0 | 0 | 0 | 0 | 0 | 0 | 0 | 0 | 0 | 0 | 0 | 0 | 0 | 0 | 0 | 0 | 0 | 0 | 0 | 0 | 0 | 0 | 0 | 0 | 0 | 0 | 0
F2_Commercial_Warehouse_New_Miscellaneous_Natural Gas_Miscellaneous_E10 | F2 | Commercial | Warehouse | New | Miscellaneous | Natural Gas | Miscellaneous | E10 | TRC BC Ratio | 0 | 0 | 0 | 0 | 0 | 0 | 0 | 0 | 0 | 0 | 0 | 0 | 0 | 0 | 0 | 0 | 0 | 0 | 0 | 0 | 0 | 0 | 0 | 0 | 0 | 0 | 0
F3_Commercial_Warehouse_New_Miscellaneous_Natural Gas_Miscellaneous_E1 | F3 | Commercial | Warehouse | New | Miscellaneous | Natural Gas | Miscellaneous | E1 | PACT BC Ratio | bar: 2021 to 2047
F3_Commercial_Warehouse_New_Miscellaneous_Natural Gas_Miscellaneous_E2 | F3 | Commercial | Warehouse | New | Miscellaneous | Natural Gas | Miscellaneous | E2 | PACT BC Ratio | 0 | 0 | 0 | 0 | 0 | 0 | 0 | 0 | 0 | 0 | 0 | 0 | 0 | 0 | 0 | 0 | 0 | 0 | 0 | 0 | 0 | 0 | 0 | 0 | 0 | 0 | 0
F3_Commercial_Warehouse_New_Miscellaneous_Natural Gas_Miscellaneous_E3 | F3 | Commercial | Warehouse | New | Miscellaneous | Natural Gas | Miscellaneous | E3 | PACT BC Ratio | 0 | 0 | 0 | 0 | 0 | 0 | 0 | 0 | 0 | 0 | 0 | 0 | 0 | 0 | 0 | 0 | 0 | 0 | 0 | 0 | 0 | 0 | 0 | 0 | 0 | 0 | 0
F3_Commercial_Warehouse_New_Miscellaneous_Natural Gas_Miscellaneous_E4 | F3 | Commercial | Warehouse | New | Miscellaneous | Natural Gas | Miscellaneous | E4 | PACT BC Ratio | 0 | 0 | 0 | 0 | 0 | 0 | 0 | 0 | 0 | 0 | 0 | 0 | 0 | 0 | 0 | 0 | 0 | 0 | 0 | 0 | 0 | 0 | 0 | 0 | 0 | 0 | 0
F3_Commercial_Warehouse_New_Miscellaneous_Natural Gas_Miscellaneous_E5 | F3 | Commercial | Warehouse | New | Miscellaneous | Natural Gas | Miscellaneous | E5 | PACT BC Ratio | 0 | 0 | 0 | 0 | 0 | 0 | 0 | 0 | 0 | 0 | 0 | 0 | 0 | 0 | 0 | 0 | 0 | 0 | 0 | 0 | 0 | 0 | 0 | 0 | 0 | 0 | 0
F3_Commercial_Warehouse_New_Miscellaneous_Natural Gas_Miscellaneous_E6 | F3 | Commercial | Warehouse | New | Miscellaneous | Natural Gas | Miscellaneous | E6 | PACT BC Ratio | 0 | 0 | 0 | 0 | 0 | 0 | 0 | 0 | 0 | 0 | 0 | 0 | 0 | 0 | 0 | 0 | 0 | 0 | 0 | 0 | 0 | 0 | 0 | 0 | 0 | 0 | 0
F3_Commercial_Warehouse_New_Miscellaneous_Natural Gas_Miscellaneous_E7 | F3 | Commercial | Warehouse | New | Miscellaneous | Natural Gas | Miscellaneous | E7 | PACT BC Ratio | 0 | 0 | 0 | 0 | 0 | 0 | 0 | 0 | 0 | 0 | 0 | 0 | 0 | 0 | 0 | 0 | 0 | 0 | 0 | 0 | 0 | 0 | 0 | 0 | 0 | 0 | 0
F3_Commercial_Warehouse_New_Miscellaneous_Natural Gas_Miscellaneous_E8 | F3 | Commercial | Warehouse | New | Miscellaneous | Natural Gas | Miscellaneous | E8 | PACT BC Ratio | 0 | 0 | 0 | 0 | 0 | 0 | 0 | 0 | 0 | 0 | 0 | 0 | 0 | 0 | 0 | 0 | 0 | 0 | 0 | 0 | 0 | 0 | 0 | 0 | 0 | 0 | 0
F3_Commercial_Warehouse_New_Miscellaneous_Natural Gas_Miscellaneous_E9 | F3 | Commercial | Warehouse | New | Miscellaneous | Natural Gas | Miscellaneous | E9 | PACT BC Ratio | 0 | 0 | 0 | 0 | 0 | 0 | 0 | 0 | 0 | 0 | 0 | 0 | 0 | 0 | 0 | 0 | 0 | 0 | 0 | 0 | 0 | 0 | 0 | 0 | 0 | 0 | 0
F3_Commercial_Warehouse_New_Miscellaneous_Natural Gas_Miscellaneous_E10 | F3 | Commercial | Warehouse | New | Miscellaneous | Natural Gas | Miscellaneous | E10 | PACT BC Ratio | 0 | 0 | 0 | 0 | 0 | 0 | 0 | 0 | 0 | 0 | 0 | 0 | 0 | 0 | 0 | 0 | 0 | 0 | 0 | 0 | 0 | 0 | 0 | 0 | 0 | 0 | 0
F4_Commercial_Warehouse_New_Miscellaneous_Natural Gas_Miscellaneous_E1 | F4 | Commercial | Warehouse | New | Miscellaneous | Natural Gas | Miscellaneous | E1 | RVT BC Ratio | bar: 2021 to 2047
F4_Commercial_Warehouse_New_Miscellaneous_Natural Gas_Miscellaneous_E2 | F4 | Commercial | Warehouse | New | Miscellaneous | Natural Gas | Miscellaneous | E2 | RVT BC Ratio | 0 | 0 | 0 | 0 | 0 | 0 | 0 | 0 | 0 | 0 | 0 | 0 | 0 | 0 | 0 | 0 | 0 | 0 | 0 | 0 | 0 | 0 | 0 | 0 | 0 | 0 | 0
F4_Commercial_Warehouse_New_Miscellaneous_Natural Gas_Miscellaneous_E3 | F4 | Commercial | Warehouse | New | Miscellaneous | Natural Gas | Miscellaneous | E3 | RVT BC Ratio | 0 | 0 | 0 | 0 | 0 | 0 | 0 | 0 | 0 | 0 | 0 | 0 | 0 | 0 | 0 | 0 | 0 | 0 | 0 | 0 | 0 | 0 | 0 | 0 | 0 | 0 | 0
F4_Commercial_Warehouse_New_Miscellaneous_Natural Gas_Miscellaneous_E4 | F4 | Commercial | Warehouse | New | Miscellaneous | Natural Gas | Miscellaneous | E4 | RVT BC Ratio | 0 | 0 | 0 | 0 | 0 | 0 | 0 | 0 | 0 | 0 | 0 | 0 | 0 | 0 | 0 | 0 | 0 | 0 | 0 | 0 | 0 | 0 | 0 | 0 | 0 | 0 | 0
F4_Commercial_Warehouse_New_Miscellaneous_Natural Gas_Miscellaneous_E5 | F4 | Commercial | Warehouse | New | Miscellaneous | Natural Gas | Miscellaneous | E5 | RVT BC Ratio | 0 | 0 | 0 | 0 | 0 | 0 | 0 | 0 | 0 | 0 | 0 | 0 | 0 | 0 | 0 | 0 | 0 | 0 | 0 | 0 | 0 | 0 | 0 | 0 | 0 | 0 | 0
F4_Commercial_Warehouse_New_Miscellaneous_Natural Gas_Miscellaneous_E6 | F4 | Commercial | Warehouse | New | Miscellaneous | Natural Gas | Miscellaneous | E6 | RVT BC Ratio | 0 | 0 | 0 | 0 | 0 | 0 | 0 | 0 | 0 | 0 | 0 | 0 | 0 | 0 | 0 | 0 | 0 | 0 | 0 | 0 | 0 | 0 | 0 | 0 | 0 | 0 | 0
F4_Commercial_Warehouse_New_Miscellaneous_Natural Gas_Miscellaneous_E7 | F4 | Commercial | Warehouse | New | Miscellaneous | Natural Gas | Miscellaneous | E7 | RVT BC Ratio | 0 | 0 | 0 | 0 | 0 | 0 | 0 | 0 | 0 | 0 | 0 | 0 | 0 | 0 | 0 | 0 | 0 | 0 | 0 | 0 | 0 | 0 | 0 | 0 | 0 | 0 | 0
F4_Commercial_Warehouse_New_Miscellaneous_Natural Gas_Miscellaneous_E8 | F4 | Commercial | Warehouse | New | Miscellaneous | Natural Gas | Miscellaneous | E8 | RVT BC Ratio | 0 | 0 | 0 | 0 | 0 | 0 | 0 | 0 | 0 | 0 | 0 | 0 | 0 | 0 | 0 | 0 | 0 | 0 | 0 | 0 | 0 | 0 | 0 | 0 | 0 | 0 | 0
F4_Commercial_Warehouse_New_Miscellaneous_Natural Gas_Miscellaneous_E9 | F4 | Commercial | Warehouse | New | Miscellaneous | Natural Gas | Miscellaneous | E9 | RVT BC Ratio | 0 | 0 | 0 | 0 | 0 | 0 | 0 | 0 | 0 | 0 | 0 | 0 | 0 | 0 | 0 | 0 | 0 | 0 | 0 | 0 | 0 | 0 | 0 | 0 | 0 | 0 | 0
F4_Commercial_Warehouse_New_Miscellaneous_Natural Gas_Miscellaneous_E10 | F4 | Commercial | Warehouse | New | Miscellaneous | Natural Gas | Miscellaneous | E10 | RVT BC Ratio | 0 | 0 | 0 | 0 | 0 | 0 | 0 | 0 | 0 | 0 | 0 | 0 | 0 | 0 | 0 | 0 | 0 | 0 | 0 | 0 | 0 | 0 | 0 | 0 | 0 | 0 | 0
F5_Commercial_Warehouse_New_Miscellaneous_Natural Gas_Miscellaneous_E1 | F5 | Commercial | Warehouse | New | Miscellaneous | Natural Gas | Miscellaneous | E1 | RIM BC Ratio | bar: 2021 to 2047
F5_Commercial_Warehouse_New_Miscellaneous_Natural Gas_Miscellaneous_E2 | F5 | Commercial | Warehouse | New | Miscellaneous | Natural Gas | Miscellaneous | E2 | RIM BC Ratio | 0 | 0 | 0 | 0 | 0 | 0 | 0 | 0 | 0 | 0 | 0 | 0 | 0 | 0 | 0 | 0 | 0 | 0 | 0 | 0 | 0 | 0 | 0 | 0 | 0 | 0 | 0
F5_Commercial_Warehouse_New_Miscellaneous_Natural Gas_Miscellaneous_E3 | F5 | Commercial | Warehouse | New | Miscellaneous | Natural Gas | Miscellaneous | E3 | RIM BC Ratio | 0 | 0 | 0 | 0 | 0 | 0 | 0 | 0 | 0 | 0 | 0 | 0 | 0 | 0 | 0 | 0 | 0 | 0 | 0 | 0 | 0 | 0 | 0 | 0 | 0 | 0 | 0
F5_Commercial_Warehouse_New_Miscellaneous_Natural Gas_Miscellaneous_E4 | F5 | Commercial | Warehouse | New | Miscellaneous | Natural Gas | Miscellaneous | E4 | RIM BC Ratio | 0 | 0 | 0 | 0 | 0 | 0 | 0 | 0 | 0 | 0 | 0 | 0 | 0 | 0 | 0 | 0 | 0 | 0 | 0 | 0 | 0 | 0 | 0 | 0 | 0 | 0 | 0
F5_Commercial_Warehouse_New_Miscellaneous_Natural Gas_Miscellaneous_E5 | F5 | Commercial | Warehouse | New | Miscellaneous | Natural Gas | Miscellaneous | E5 | RIM BC Ratio | 0 | 0 | 0 | 0 | 0 | 0 | 0 | 0 | 0 | 0 | 0 | 0 | 0 | 0 | 0 | 0 | 0 | 0 | 0 | 0 | 0 | 0 | 0 | 0 | 0 | 0 | 0
F5_Commercial_Warehouse_New_Miscellaneous_Natural Gas_Miscellaneous_E6 | F5 | Commercial | Warehouse | New | Miscellaneous | Natural Gas | Miscellaneous | E6 | RIM BC Ratio | 0 | 0 | 0 | 0 | 0 | 0 | 0 | 0 | 0 | 0 | 0 | 0 | 0 | 0 | 0 | 0 | 0 | 0 | 0 | 0 | 0 | 0 | 0 | 0 | 0 | 0 | 0
F5_Commercial_Warehouse_New_Miscellaneous_Natural Gas_Miscellaneous_E7 | F5 | Commercial | Warehouse | New | Miscellaneous | Natural Gas | Miscellaneous | E7 | RIM BC Ratio | 0 | 0 | 0 | 0 | 0 | 0 | 0 | 0 | 0 | 0 | 0 | 0 | 0 | 0 | 0 | 0 | 0 | 0 | 0 | 0 | 0 | 0 | 0 | 0 | 0 | 0 | 0
F5_Commercial_Warehouse_New_Miscellaneous_Natural Gas_Miscellaneous_E8 | F5 | Commercial | Warehouse | New | Miscellaneous | Natural Gas | Miscellaneous | E8 | RIM BC Ratio | 0 | 0 | 0 | 0 | 0 | 0 | 0 | 0 | 0 | 0 | 0 | 0 | 0 | 0 | 0 | 0 | 0 | 0 | 0 | 0 | 0 | 0 | 0 | 0 | 0 | 0 | 0
F5_Commercial_Warehouse_New_Miscellaneous_Natural Gas_Miscellaneous_E9 | F5 | Commercial | Warehouse | New | Miscellaneous | Natural Gas | Miscellaneous | E9 | RIM BC Ratio | 0 | 0 | 0 | 0 | 0 | 0 | 0 | 0 | 0 | 0 | 0 | 0 | 0 | 0 | 0 | 0 | 0 | 0 | 0 | 0 | 0 | 0 | 0 | 0 | 0 | 0 | 0
F5_Commercial_Warehouse_New_Miscellaneous_Natural Gas_Miscellaneous_E10 | F5 | Commercial | Warehouse | New | Miscellaneous | Natural Gas | Miscellaneous | E10 | RIM BC Ratio | 0 | 0 | 0 | 0 | 0 | 0 | 0 | 0 | 0 | 0 | 0 | 0 | 0 | 0 | 0 | 0 | 0 | 0 | 0 | 0 | 0 | 0 | 0 | 0 | 0 | 0 | 0
F0_Commercial_Miscellaneous_Existing_Space Heating_Natural Gas_Furnace_E0 | F0 | Commercial | Miscellaneous | Existing | Space Heating | Natural Gas | Furnace | E0 | Economic Unit | AFUE 96% | AFUE 96% | AFUE 96% | AFUE 96% | AFUE 96% | AFUE 96% | AFUE 96% | AFUE 96% | AFUE 96% | AFUE 96% | AFUE 96% | AFUE 96% | AFUE 96% | AFUE 96% | AFUE 96% | AFUE 96% | AFUE 96% | AFUE 96% | AFUE 96% | AFUE 96% | AFUE 96% | AFUE 96% | AFUE 96% | AFUE 96% | AFUE 96% | AFUE 96% | AFUE 96%
F1_Commercial_Miscellaneous_Existing_Space Heating_Natural Gas_Furnace_E1 | F1 | Commercial | Miscellaneous | Existing | Space Heating | Natural Gas | Furnace | E1 | CCE | 0 | 0 | 0 | 0 | 0 | 0 | 0 | 0 | 0 | 0 | 0 | 0 | 0 | 0 | 0 | 0 | 0 | 0 | 0 | 0 | 0 | 0 | 0 | 0 | 0 | 0 | 0
F1_Commercial_Miscellaneous_Existing_Space Heating_Natural Gas_Furnace_E2 | F1 | Commercial | Miscellaneous | Existing | Space Heating | Natural Gas | Furnace | E2 | CCE | 0.0028382 | 0.0026382 | 0.0026485 | 0 | 0 | 0 | 0 | 0 | 0 | 0 | 0 | 0 | 0 | 0 | 0 | 0 | 0 | 0 | 0 | 0 | 0 | 0 | 0 | 0 | 0 | 0 | 0
F1_Commercial_Miscellaneous_Existing_Space Heating_Natural Gas_Furnace_E3 | F1 | Commercial | Miscellaneous | Existing | Space Heating | Natural Gas | Furnace | E3 | CCE | 0.0037843 | 0.0035176 | 0.0035313 | 0.005297 | 0.005297 | 0.005297 | 0.005297 | 0.005297 | 0.005297 | 0.005297 | 0.005297 | 0.005297 | 0.005297 | 0.005297 | 0.005297 | 0.005297 | 0.005297 | 0.005297 | 0.005297 | 0.005297 | 0.005297 | 0.005297 | 0.005297 | 0.005297 | 0.005297 | 0.005297 | 0.005297
F1_Commercial_Miscellaneous_Existing_Space Heating_Natural Gas_Furnace_E4 | F1 | Commercial | Miscellaneous | Existing | Space Heating | Natural Gas | Furnace | E4 | CCE | 0 | 0 | 0 | 0 | 0 | 0 | 0 | 0 | 0 | 0 | 0 | 0 | 0 | 0 | 0 | 0 | 0 | 0 | 0 | 0 | 0 | 0 | 0 | 0 | 0 | 0 | 0
F1_Commercial_Miscellaneous_Existing_Space Heating_Natural Gas_Furnace_E5 | F1 | Commercial | Miscellaneous | Existing | Space Heating | Natural Gas | Furnace | E5 | CCE | 0 | 0 | 0 | 0 | 0 | 0 | 0 | 0 | 0 | 0 | 0 | 0 | 0 | 0 | 0 | 0 | 0 | 0 | 0 | 0 | 0 | 0 | 0 | 0 | 0 | 0 | 0
F1_Commercial_Miscellaneous_Existing_Space Heating_Natural Gas_Furnace_E6 | F1 | Commercial | Miscellaneous | Existing | Space Heating | Natural Gas | Furnace | E6 | CCE | 0 | 0 | 0 | 0 | 0 | 0 | 0 | 0 | 0 | 0 | 0 | 0 | 0 | 0 | 0 | 0 | 0 | 0 | 0 | 0 | 0 | 0 | 0 | 0 | 0 | 0 | 0
F1_Commercial_Miscellaneous_Existing_Space Heating_Natural Gas_Furnace_E7 | F1 | Commercial | Miscellaneous | Existing | Space Heating | Natural Gas | Furnace | E7 | CCE | 0 | 0 | 0 | 0 | 0 | 0 | 0 | 0 | 0 | 0 | 0 | 0 | 0 | 0 | 0 | 0 | 0 | 0 | 0 | 0 | 0 | 0 | 0 | 0 | 0 | 0 | 0
F1_Commercial_Miscellaneous_Existing_Space Heating_Natural Gas_Furnace_E8 | F1 | Commercial | Miscellaneous | Existing | Space Heating | Natural Gas | Furnace | E8 | CCE | 0 | 0 | 0 | 0 | 0 | 0 | 0 | 0 | 0 | 0 | 0 | 0 | 0 | 0 | 0 | 0 | 0 | 0 | 0 | 0 | 0 | 0 | 0 | 0 | 0 | 0 | 0
F1_Commercial_Miscellaneous_Existing_Space Heating_Natural Gas_Furnace_E9 | F1 | Commercial | Miscellaneous | Existing | Space Heating | Natural Gas | Furnace | E9 | CCE | 0 | 0 | 0 | 0 | 0 | 0 | 0 | 0 | 0 | 0 | 0 | 0 | 0 | 0 | 0 | 0 | 0 | 0 | 0 | 0 | 0 | 0 | 0 | 0 | 0 | 0 | 0
F1_Commercial_Miscellaneous_Existing_Space Heating_Natural Gas_Furnace_E10 | F1 | Commercial | Miscellaneous | Existing | Space Heating | Natural Gas | Furnace | E10 | CCE | 0 | 0 | 0 | 0 | 0 | 0 | 0 | 0 | 0 | 0 | 0 | 0 | 0 | 0 | 0 | 0 | 0 | 0 | 0 | 0 | 0 | 0 | 0 | 0 | 0 | 0 | 0
F2_Commercial_Miscellaneous_Existing_Space Heating_Natural Gas_Furnace_E1 | F2 | Commercial | Miscellaneous | Existing | Space Heating | Natural Gas | Furnace | E1 | TRC BC Ratio | 1 | 1 | 1 | 0 | 0 | 0 | 0 | 0 | 0 | 0 | 0 | 0 | 0 | 0 | 0 | 0 | 0 | 0 | 0 | 0 | 0 | 0 | 0 | 0 | 0 | 0 | 0
F2_Commercial_Miscellaneous_Existing_Space Heating_Natural Gas_Furnace_E2 | F2 | Commercial | Miscellaneous | Existing | Space Heating | Natural Gas | Furnace | E2 | TRC BC Ratio | 5.472 | 5.4398 | 5.364 | 1 | 1 | 1 | 1 | 1 | 1 | 1 | 1 | 1 | 1 | 1 | 1 | 1 | 1 | 1 | 1 | 1 | 1 | 1 | 1 | 1 | 1 | 1 | 1
F2_Commercial_Miscellaneous_Existing_Space Heating_Natural Gas_Furnace_E3 | F2 | Commercial | Miscellaneous | Existing | Space Heating | Natural Gas | Furnace | E3 | TRC BC Ratio | 4.104 | 4.0799 | 4.023 | 2.641 | 2.6297 | 2.628 | 2.6332 | 2.6402 | 2.6457 | 2.6484 | 2.6481 | 2.6447 | 2.637 | 2.6231 | 2.6031 | 2.5781 | 2.5458 | 2.5077 | 2.4623 | 2.4081 | 2.3436 | 2.2703 | 2.2098 | 2.1718 | 2.1574 | 2.168 | 2.1786
F2_Commercial_Miscellaneous_Existing_Space Heating_Natural Gas_Furnace_E4 | F2 | Commercial | Miscellaneous | Existing | Space Heating | Natural Gas | Furnace | E4 | TRC BC Ratio | 0 | 0 | 0 | 0 | 0 | 0 | 0 | 0 | 0 | 0 | 0 | 0 | 0 | 0 | 0 | 0 | 0 | 0 | 0 | 0 | 0 | 0 | 0 | 0 | 0 | 0 | 0
F2_Commercial_Miscellaneous_Existing_Space Heating_Natural Gas_Furnace_E5 | F2 | Commercial | Miscellaneous | Existing | Space Heating | Natural Gas | Furnace | E5 | TRC BC Ratio | 0 | 0 | 0 | 0 | 0 | 0 | 0 | 0 | 0 | 0 | 0 | 0 | 0 | 0 | 0 | 0 | 0 | 0 | 0 | 0 | 0 | 0 | 0 | 0 | 0 | 0 | 0
F2_Commercial_Miscellaneous_Existing_Space Heating_Natural Gas_Furnace_E6 | F2 | Commercial | Miscellaneous | Existing | Space Heating | Natural Gas | Furnace | E6 | TRC BC Ratio | 0 | 0 | 0 | 0 | 0 | 0 | 0 | 0 | 0 | 0 | 0 | 0 | 0 | 0 | 0 | 0 | 0 | 0 | 0 | 0 | 0 | 0 | 0 | 0 | 0 | 0 | 0
F2_Commercial_Miscellaneous_Existing_Space Heating_Natural Gas_Furnace_E7 | F2 | Commercial | Miscellaneous | Existing | Space Heating | Natural Gas | Furnace | E7 | TRC BC Ratio | 0 | 0 | 0 | 0 | 0 | 0 | 0 | 0 | 0 | 0 | 0 | 0 | 0 | 0 | 0 | 0 | 0 | 0 | 0 | 0 | 0 | 0 | 0 | 0 | 0 | 0 | 0
F2_Commercial_Miscellaneous_Existing_Space Heating_Natural Gas_Furnace_E8 | F2 | Commercial | Miscellaneous | Existing | Space Heating | Natural Gas | Furnace | E8 | TRC BC Ratio | 0 | 0 | 0 | 0 | 0 | 0 | 0 | 0 | 0 | 0 | 0 | 0 | 0 | 0 | 0 | 0 | 0 | 0 | 0 | 0 | 0 | 0 | 0 | 0 | 0 | 0 | 0
F2_Commercial_Miscellaneous_Existing_Space Heating_Natural Gas_Furnace_E9 | F2 | Commercial | Miscellaneous | Existing | Space Heating | Natural Gas | Furnace | E9 | TRC BC Ratio | 0 | 0 | 0 | 0 | 0 | 0 | 0 | 0 | 0 | 0 | 0 | 0 | 0 | 0 | 0 | 0 | 0 | 0 | 0 | 0 | 0 | 0 | 0 | 0 | 0 | 0 | 0
F2_Commercial_Miscellaneous_Existing_Space Heating_Natural Gas_Furnace_E10 | F2 | Commercial | Miscellaneous | Existing | Space Heating | Natural Gas | Furnace | E10 | TRC BC Ratio | 0 | 0 | 0 | 0 | 0 | 0 | 0 | 0 | 0 | 0 | 0 | 0 | 0 | 0 | 0 | 0 | 0 | 0 | 0 | 0 | 0 | 0 | 0 | 0 | 0 | 0 | 0
F3_Commercial_Miscellaneous_Existing_Space Heating_Natural Gas_Furnace_E1 | F3 | Commercial | Miscellaneous | Existing | Space Heating | Natural Gas | Furnace | E1 | PACT BC Ratio | 1 | 1 | 1 | 0 | 0 | 0 | 0 | 0 | 0 | 0 | 0 | 0 | 0 | 0 | 0 | 0 | 0 | 0 | 0 | 0 | 0 | 0 | 0 | 0 | 0 | 0 | 0
F3_Commercial_Miscellaneous_Existing_Space Heating_Natural Gas_Furnace_E2 | F3 | Commercial | Miscellaneous | Existing | Space Heating | Natural Gas | Furnace | E2 | PACT BC Ratio | 7.2 | 7.1577 | 7.0578 | 1 | 1 | 1 | 1 | 1 | 1 | 1 | 1 | 1 | 1 | 1 | 1 | 1 | 1 | 1 | 1 | 1 | 1 | 1 | 1 | 1 | 1 | 1 | 1
F3_Commercial_Miscellaneous_Existing_Space Heating_Natural Gas_Furnace_E3 | F3 | Commercial | Miscellaneous | Existing | Space Heating | Natural Gas | Furnace | E3 | PACT BC Ratio | 5.4 | 5.3682 | 5.2934 | 3.475 | 3.4601 | 3.4579 | 3.4647 | 3.474 | 3.4812 | 3.4847 | 3.4844 | 3.4798 | 3.4697 | 3.4515 | 3.4252 | 3.3922 | 3.3497 | 3.2996 | 3.2398 | 3.1685 | 3.0837 | 2.9872 | 2.9076 | 2.8576 | 2.8387 | 2.8526 | 2.8666
F3_Commercial_Miscellaneous_Existing_Space Heating_Natural Gas_Furnace_E4 | F3 | Commercial | Miscellaneous | Existing | Space Heating | Natural Gas | Furnace | E4 | PACT BC Ratio | 0 | 0 | 0 | 0 | 0 | 0 | 0 | 0 | 0 | 0 | 0 | 0 | 0 | 0 | 0 | 0 | 0 | 0 | 0 | 0 | 0 | 0 | 0 | 0 | 0 | 0 | 0
F3_Commercial_Miscellaneous_Existing_Space Heating_Natural Gas_Furnace_E5 | F3 | Commercial | Miscellaneous | Existing | Space Heating | Natural Gas | Furnace | E5 | PACT BC Ratio | 0 | 0 | 0 | 0 | 0 | 0 | 0 | 0 | 0 | 0 | 0 | 0 | 0 | 0 | 0 | 0 | 0 | 0 | 0 | 0 | 0 | 0 | 0 | 0 | 0 | 0 | 0
F3_Commercial_Miscellaneous_Existing_Space Heating_Natural Gas_Furnace_E6 | F3 | Commercial | Miscellaneous | Existing | Space Heating | Natural Gas | Furnace | E6 | PACT BC Ratio | 0 | 0 | 0 | 0 | 0 | 0 | 0 | 0 | 0 | 0 | 0 | 0 | 0 | 0 | 0 | 0 | 0 | 0 | 0 | 0 | 0 | 0 | 0 | 0 | 0 | 0 | 0
F3_Commercial_Miscellaneous_Existing_Space Heating_Natural Gas_Furnace_E7 | F3 | Commercial | Miscellaneous | Existing | Space Heating | Natural Gas | Furnace | E7 | PACT BC Ratio | 0 | 0 | 0 | 0 | 0 | 0 | 0 | 0 | 0 | 0 | 0 | 0 | 0 | 0 | 0 | 0 | 0 | 0 | 0 | 0 | 0 | 0 | 0 | 0 | 0 | 0 | 0
F3_Commercial_Miscellaneous_Existing_Space Heating_Natural Gas_Furnace_E8 | F3 | Commercial | Miscellaneous | Existing | Space Heating | Natural Gas | Furnace | E8 | PACT BC Ratio | 0 | 0 | 0 | 0 | 0 | 0 | 0 | 0 | 0 | 0 | 0 | 0 | 0 | 0 | 0 | 0 | 0 | 0 | 0 | 0 | 0 | 0 | 0 | 0 | 0 | 0 | 0
F3_Commercial_Miscellaneous_Existing_Space Heating_Natural Gas_Furnace_E9 | F3 | Commercial | Miscellaneous | Existing | Space Heating | Natural Gas | Furnace | E9 | PACT BC Ratio | 0 | 0 | 0 | 0 | 0 | 0 | 0 | 0 | 0 | 0 | 0 | 0 | 0 | 0 | 0 | 0 | 0 | 0 | 0 | 0 | 0 | 0 | 0 | 0 | 0 | 0 | 0
F3_Commercial_Miscellaneous_Existing_Space Heating_Natural Gas_Furnace_E10 | F3 | Commercial | Miscellaneous | Existing | Space Heating | Natural Gas | Furnace | E10 | PACT BC Ratio | 0 | 0 | 0 | 0 | 0 | 0 | 0 | 0 | 0 | 0 | 0 | 0 | 0 | 0 | 0 | 0 | 0 | 0 | 0 | 0 | 0 | 0 | 0 | 0 | 0 | 0 | 0
F4_Commercial_Miscellaneous_Existing_Space Heating_Natural Gas_Furnace_E1 | F4 | Commercial | Miscellaneous | Existing | Space Heating | Natural Gas | Furnace | E1 | RVT BC Ratio | 1 | 1 | 1 | 0 | 0 | 0 | 0 | 0 | 0 | 0 | 0 | 0 | 0 | 0 | 0 | 0 | 0 | 0 | 0 | 0 | 0 | 0 | 0 | 0 | 0 | 0 | 0
F4_Commercial_Miscellaneous_Existing_Space Heating_Natural Gas_Furnace_E2 | F4 | Commercial | Miscellaneous | Existing | Space Heating | Natural Gas | Furnace | E2 | RVT BC Ratio | 0.7 | 0.7 | 0.7 | 1 | 1 | 1 | 1 | 1 | 1 | 1 | 1 | 1 | 1 | 1 | 1 | 1 | 1 | 1 | 1 | 1 | 1 | 1 | 1 | 1 | 1 | 1 | 1
F4_Commercial_Miscellaneous_Existing_Space Heating_Natural Gas_Furnace_E3 | F4 | Commercial | Miscellaneous | Existing | Space Heating | Natural Gas | Furnace | E3 | RVT BC Ratio | 0.7 | 0.7 | 0.7 | 0.7 | 0.7 | 0.7 | 0.7 | 0.7 | 0.7 | 0.7 | 0.7 | 0.7 | 0.7 | 0.7 | 0.7 | 0.7 | 0.7 | 0.7 | 0.7 | 0.7 | 0.7 | 0.7 | 0.7 | 0.7 | 0.7 | 0.7 | 0.7
F4_Commercial_Miscellaneous_Existing_Space Heating_Natural Gas_Furnace_E4 | F4 | Commercial | Miscellaneous | Existing | Space Heating | Natural Gas | Furnace | E4 | RVT BC Ratio | 0 | 0 | 0 | 0 | 0 | 0 | 0 | 0 | 0 | 0 | 0 | 0 | 0 | 0 | 0 | 0 | 0 | 0 | 0 | 0 | 0 | 0 | 0 | 0 | 0 | 0 | 0
F4_Commercial_Miscellaneous_Existing_Space Heating_Natural Gas_Furnace_E5 | F4 | Commercial | Miscellaneous | Existing | Space Heating | Natural Gas | Furnace | E5 | RVT BC Ratio | 0 | 0 | 0 | 0 | 0 | 0 | 0 | 0 | 0 | 0 | 0 | 0 | 0 | 0 | 0 | 0 | 0 | 0 | 0 | 0 | 0 | 0 | 0 | 0 | 0 | 0 | 0
F4_Commercial_Miscellaneous_Existing_Space Heating_Natural Gas_Furnace_E6 | F4 | Commercial | Miscellaneous | Existing | Space Heating | Natural Gas | Furnace | E6 | RVT BC Ratio | 0 | 0 | 0 | 0 | 0 | 0 | 0 | 0 | 0 | 0 | 0 | 0 | 0 | 0 | 0 | 0 | 0 | 0 | 0 | 0 | 0 | 0 | 0 | 0 | 0 | 0 | 0
F4_Commercial_Miscellaneous_Existing_Space Heating_Natural Gas_Furnace_E7 | F4 | Commercial | Miscellaneous | Existing | Space Heating | Natural Gas | Furnace | E7 | RVT BC Ratio | 0 | 0 | 0 | 0 | 0 | 0 | 0 | 0 | 0 | 0 | 0 | 0 | 0 | 0 | 0 | 0 | 0 | 0 | 0 | 0 | 0 | 0 | 0 | 0 | 0 | 0 | 0
F4_Commercial_Miscellaneous_Existing_Space Heating_Natural Gas_Furnace_E8 | F4 | Commercial | Miscellaneous | Existing | Space Heating | Natural Gas | Furnace | E8 | RVT BC Ratio | 0 | 0 | 0 | 0 | 0 | 0 | 0 | 0 | 0 | 0 | 0 | 0 | 0 | 0 | 0 | 0 | 0 | 0 | 0 | 0 | 0 | 0 | 0 | 0 | 0 | 0 | 0
F4_Commercial_Miscellaneous_Existing_Space Heating_Natural Gas_Furnace_E9 | F4 | Commercial | Miscellaneous | Existing | Space Heating | Natural Gas | Furnace | E9 | RVT BC Ratio | 0 | 0 | 0 | 0 | 0 | 0 | 0 | 0 | 0 | 0 | 0 | 0 | 0 | 0 | 0 | 0 | 0 | 0 | 0 | 0 | 0 | 0 | 0 | 0 | 0 | 0 | 0
F4_Commercial_Miscellaneous_Existing_Space Heating_Natural Gas_Furnace_E10 | F4 | Commercial | Miscellaneous | Existing | Space Heating | Natural Gas | Furnace | E10 | RVT BC Ratio | 0 | 0 | 0 | 0 | 0 | 0 | 0 | 0 | 0 | 0 | 0 | 0 | 0 | 0 | 0 | 0 | 0 | 0 | 0 | 0 | 0 | 0 | 0 | 0 | 0 | 0 | 0
F5_Commercial_Miscellaneous_Existing_Space Heating_Natural Gas_Furnace_E1 | F5 | Commercial | Miscellaneous | Existing | Space Heating | Natural Gas | Furnace | E1 | RIM BC Ratio | 1 | 1 | 1 | 0 | 0 | 0 | 0 | 0 | 0 | 0 | 0 | 0 | 0 | 0 | 0 | 0 | 0 | 0 | 0 | 0 | 0 | 0 | 0 | 0 | 0 | 0 | 0
F5_Commercial_Miscellaneous_Existing_Space Heating_Natural Gas_Furnace_E2 | F5 | Commercial | Miscellaneous | Existing | Space Heating | Natural Gas | Furnace | E2 | RIM BC Ratio | 7.2 | 7.1577 | 7.0578 | 1 | 1 | 1 | 1 | 1 | 1 | 1 | 1 | 1 | 1 | 1 | 1 | 1 | 1 | 1 | 1 | 1 | 1 | 1 | 1 | 1 | 1 | 1 | 1
F5_Commercial_Miscellaneous_Existing_Space Heating_Natural Gas_Furnace_E3 | F5 | Commercial | Miscellaneous | Existing | Space Heating | Natural Gas | Furnace | E3 | RIM BC Ratio | 5.4 | 5.3682 | 5.2934 | 3.475 | 3.4601 | 3.4579 | 3.4647 | 3.474 | 3.4812 | 3.4847 | 3.4844 | 3.4798 | 3.4697 | 3.4515 | 3.4252 | 3.3922 | 3.3497 | 3.2996 | 3.2398 | 3.1685 | 3.0837 | 2.9872 | 2.9076 | 2.8576 | 2.8387 | 2.8526 | 2.8666
F5_Commercial_Miscellaneous_Existing_Space Heating_Natural Gas_Furnace_E4 | F5 | Commercial | Miscellaneous | Existing | Space Heating | Natural Gas | Furnace | E4 | RIM BC Ratio | 0 | 0 | 0 | 0 | 0 | 0 | 0 | 0 | 0 | 0 | 0 | 0 | 0 | 0 | 0 | 0 | 0 | 0 | 0 | 0 | 0 | 0 | 0 | 0 | 0 | 0 | 0
F5_Commercial_Miscellaneous_Existing_Space Heating_Natural Gas_Furnace_E5 | F5 | Commercial | Miscellaneous | Existing | Space Heating | Natural Gas | Furnace | E5 | RIM BC Ratio | 0 | 0 | 0 | 0 | 0 | 0 | 0 | 0 | 0 | 0 | 0 | 0 | 0 | 0 | 0 | 0 | 0 | 0 | 0 | 0 | 0 | 0 | 0 | 0 | 0 | 0 | 0
F5_Commercial_Miscellaneous_Existing_Space Heating_Natural Gas_Furnace_E6 | F5 | Commercial | Miscellaneous | Existing | Space Heating | Natural Gas | Furnace | E6 | RIM BC Ratio | 0 | 0 | 0 | 0 | 0 | 0 | 0 | 0 | 0 | 0 | 0 | 0 | 0 | 0 | 0 | 0 | 0 | 0 | 0 | 0 | 0 | 0 | 0 | 0 | 0 | 0 | 0
F5_Commercial_Miscellaneous_Existing_Space Heating_Natural Gas_Furnace_E7 | F5 | Commercial | Miscellaneous | Existing | Space Heating | Natural Gas | Furnace | E7 | RIM BC Ratio | 0 | 0 | 0 | 0 | 0 | 0 | 0 | 0 | 0 | 0 | 0 | 0 | 0 | 0 | 0 | 0 | 0 | 0 | 0 | 0 | 0 | 0 | 0 | 0 | 0 | 0 | 0
F5_Commercial_Miscellaneous_Existing_Space Heating_Natural Gas_Furnace_E8 | F5 | Commercial | Miscellaneous | Existing | Space Heating | Natural Gas | Furnace | E8 | RIM BC Ratio | 0 | 0 | 0 | 0 | 0 | 0 | 0 | 0 | 0 | 0 | 0 | 0 | 0 | 0 | 0 | 0 | 0 | 0 | 0 | 0 | 0 | 0 | 0 | 0 | 0 | 0 | 0
F5_Commercial_Miscellaneous_Existing_Space Heating_Natural Gas_Furnace_E9 | F5 | Commercial | Miscellaneous | Existing | Space Heating | Natural Gas | Furnace | E9 | RIM BC Ratio | 0 | 0 | 0 | 0 | 0 | 0 | 0 | 0 | 0 | 0 | 0 | 0 | 0 | 0 | 0 | 0 | 0 | 0 | 0 | 0 | 0 | 0 | 0 | 0 | 0 | 0 | 0
F5_Commercial_Miscellaneous_Existing_Space Heating_Natural Gas_Furnace_E10 | F5 | Commercial | Miscellaneous | Existing | Space Heating | Natural Gas | Furnace | E10 | RIM BC Ratio | 0 | 0 | 0 | 0 | 0 | 0 | 0 | 0 | 0 | 0 | 0 | 0 | 0 | 0 | 0 | 0 | 0 | 0 | 0 | 0 | 0 | 0 | 0 | 0 | 0 | 0 | 0
F0_Commercial_Miscellaneous_Existing_Space Heating_Natural Gas_Boiler_E0 | F0 | Commercial | Miscellaneous | Existing | Space Heating | Natural Gas | Boiler | E0 | Economic Unit | AFUE 97% | AFUE 97% | AFUE 97% | AFUE 97% | AFUE 97% | AFUE 97% | AFUE 97% | AFUE 97% | AFUE 97% | AFUE 97% | AFUE 97% | AFUE 97% | AFUE 97% | AFUE 97% | AFUE 97% | AFUE 97% | AFUE 97% | AFUE 97% | AFUE 97% | AFUE 97% | AFUE 97% | AFUE 97% | AFUE 97% | AFUE 97% | AFUE 97% | AFUE 97% | AFUE 97%
F1_Commercial_Miscellaneous_Existing_Space Heating_Natural Gas_Boiler_E1 | F1 | Commercial | Miscellaneous | Existing | Space Heating | Natural Gas | Boiler | E1 | CCE | 0 | 0 | 0 | 0 | 0 | 0 | 0 | 0 | 0 | 0 | 0 | 0 | 0 | 0 | 0 | 0 | 0 | 0 | 0 | 0 | 0 | 0 | 0 | 0 | 0 | 0 | 0
F1_Commercial_Miscellaneous_Existing_Space Heating_Natural Gas_Boiler_E2 | F1 | Commercial | Miscellaneous | Existing | Space Heating | Natural Gas | Boiler | E2 | CCE | 0.011401 | 0.010598 | 0.010639 | 0.010639 | 0.010639 | 0.010639 | 0.010639 | 0.010639 | 0.010639 | 0.010639 | 0.010639 | 0.010639 | 0.010639 | 0.010639 | 0.010639 | 0.010639 | 0.010639 | 0.010639 | 0.010639 | 0.010639 | 0.010639 | 0.010639 | 0.010639 | 0.010639 | 0.010639 | 0.010639 | 0.010639
F1_Commercial_Miscellaneous_Existing_Space Heating_Natural Gas_Boiler_E3 | F1 | Commercial | Miscellaneous | Existing | Space Heating | Natural Gas | Boiler | E3 | CCE | 0.011512 | 0.010701 | 0.010743 | 0.010743 | 0.010743 | 0.010743 | 0.010743 | 0.010743 | 0.010743 | 0.010743 | 0.010743 | 0.010743 | 0.010743 | 0.010743 | 0.010743 | 0.010743 | 0.010743 | 0.010743 | 0.010743 | 0.010743 | 0.010743 | 0.010743 | 0.010743 | 0.010743 | 0.010743 | 0.010743 | 0.010743
F1_Commercial_Miscellaneous_Existing_Space Heating_Natural Gas_Boiler_E4 | F1 | Commercial | Miscellaneous | Existing | Space Heating | Natural Gas | Boiler | E4 | CCE | 0.048577 | 0.045154 | 0.04533 | 0.04533 | 0.04533 | 0.04533 | 0.04533 | 0.04533 | 0.04533 | 0.04533 | 0.04533 | 0.04533 | 0.04533 | 0.04533 | 0.04533 | 0.04533 | 0.04533 | 0.04533 | 0.04533 | 0.04533 | 0.04533 | 0.04533 | 0.04533 | 0.04533 | 0.04533 | 0.04533 | 0.04533
F1_Commercial_Miscellaneous_Existing_Space Heating_Natural Gas_Boiler_E5 | F1 | Commercial | Miscellaneous | Existing | Space Heating | Natural Gas | Boiler | E5 | CCE | 0 | 0 | 0 | 0 | 0 | 0 | 0 | 0 | 0 | 0 | 0 | 0 | 0 | 0 | 0 | 0 | 0 | 0 | 0 | 0 | 0 | 0 | 0 | 0 | 0 | 0 | 0
F1_Commercial_Miscellaneous_Existing_Space Heating_Natural Gas_Boiler_E6 | F1 | Commercial | Miscellaneous | Existing | Space Heating | Natural Gas | Boiler | E6 | CCE | 0 | 0 | 0 | 0 | 0 | 0 | 0 | 0 | 0 | 0 | 0 | 0 | 0 | 0 | 0 | 0 | 0 | 0 | 0 | 0 | 0 | 0 | 0 | 0 | 0 | 0 | 0
F1_Commercial_Miscellaneous_Existing_Space Heating_Natural Gas_Boiler_E7 | F1 | Commercial | Miscellaneous | Existing | Space Heating | Natural Gas | Boiler | E7 | CCE | 0 | 0 | 0 | 0 | 0 | 0 | 0 | 0 | 0 | 0 | 0 | 0 | 0 | 0 | 0 | 0 | 0 | 0 | 0 | 0 | 0 | 0 | 0 | 0 | 0 | 0 | 0
F1_Commercial_Miscellaneous_Existing_Space Heating_Natural Gas_Boiler_E8 | F1 | Commercial | Miscellaneous | Existing | Space Heating | Natural Gas | Boiler | E8 | CCE | 0 | 0 | 0 | 0 | 0 | 0 | 0 | 0 | 0 | 0 | 0 | 0 | 0 | 0 | 0 | 0 | 0 | 0 | 0 | 0 | 0 | 0 | 0 | 0 | 0 | 0 | 0
F1_Commercial_Miscellaneous_Existing_Space Heating_Natural Gas_Boiler_E9 | F1 | Commercial | Miscellaneous | Existing | Space Heating | Natural Gas | Boiler | E9 | CCE | 0 | 0 | 0 | 0 | 0 | 0 | 0 | 0 | 0 | 0 | 0 | 0 | 0 | 0 | 0 | 0 | 0 | 0 | 0 | 0 | 0 | 0 | 0 | 0 | 0 | 0 | 0
F1_Commercial_Miscellaneous_Existing_Space Heating_Natural Gas_Boiler_E10 | F1 | Commercial | Miscellaneous | Existing | Space Heating | Natural Gas | Boiler | E10 | CCE | 0 | 0 | 0 | 0 | 0 | 0 | 0 | 0 | 0 | 0 | 0 | 0 | 0 | 0 | 0 | 0 | 0 | 0 | 0 | 0 | 0 | 0 | 0 | 0 | 0 | 0 | 0
F2_Commercial_Miscellaneous_Existing_Space Heating_Natural Gas_Boiler_E1 | F2 | Commercial | Miscellaneous | Existing | Space Heating | Natural Gas | Boiler | E1 | TRC BC Ratio | bar: 2021 to 2047
F2_Commercial_Miscellaneous_Existing_Space Heating_Natural Gas_Boiler_E2 | F2 | Commercial | Miscellaneous | Existing | Space Heating | Natural Gas | Boiler | E2 | TRC BC Ratio | 1.3659 | 1.3565 | 1.3362 | 1.3142 | 1.3067 | 1.3045 | 1.3063 | 1.3096 | 1.3124 | 1.3139 | 1.314 | 1.3125 | 1.309 | 1.3025 | 1.2931 | 1.2812 | 1.2659 | 1.2477 | 1.2261 | 1.2002 | 1.1693 | 1.1343 | 1.1053 | 1.0872 | 1.0805 | 1.0858 | 1.0912
F2_Commercial_Miscellaneous_Existing_Space Heating_Natural Gas_Boiler_E3 | F2 | Commercial | Miscellaneous | Existing | Space Heating | Natural Gas | Boiler | E3 | TRC BC Ratio | 1.3527 | 1.3435 | 1.3233 | 1.3016 | 1.2941 | 1.2919 | 1.2937 | 1.297 | 1.2998 | 1.3012 | 1.3013 | 1.2998 | 1.2964 | 1.29 | 1.2806 | 1.2689 | 1.2537 | 1.2357 | 1.2143 | 1.1886 | 1.1581 | 1.1233 | 1.0947 | 1.0768 | 1.0701 | 1.0754 | 1.0806
F2_Commercial_Miscellaneous_Existing_Space Heating_Natural Gas_Boiler_E4 | F2 | Commercial | Miscellaneous | Existing | Space Heating | Natural Gas | Boiler | E4 | TRC BC Ratio | 0.32597 | 0.32314 | 0.31797 | 0.31197 | 0.30773 | 0.30419 | 0.30133 | 0.29884 | 0.29651 | 0.29431 | 0.29232 | 0.29066 | 0.28938 | 0.28826 | 0.28714 | 0.28588 | 0.28412 | 0.28195 | 0.27927 | 0.27598 | 0.27196 | 0.26732 | 0.26359 | 0.26144 | 0.26096 | 0.26224 | 0.26353
F2_Commercial_Miscellaneous_Existing_Space Heating_Natural Gas_Boiler_E5 | F2 | Commercial | Miscellaneous | Existing | Space Heating | Natural Gas | Boiler | E5 | TRC BC Ratio | 0 | 0 | 0 | 0 | 0 | 0 | 0 | 0 | 0 | 0 | 0 | 0 | 0 | 0 | 0 | 0 | 0 | 0 | 0 | 0 | 0 | 0 | 0 | 0 | 0 | 0 | 0
F2_Commercial_Miscellaneous_Existing_Space Heating_Natural Gas_Boiler_E6 | F2 | Commercial | Miscellaneous | Existing | Space Heating | Natural Gas | Boiler | E6 | TRC BC Ratio | 0 | 0 | 0 | 0 | 0 | 0 | 0 | 0 | 0 | 0 | 0 | 0 | 0 | 0 | 0 | 0 | 0 | 0 | 0 | 0 | 0 | 0 | 0 | 0 | 0 | 0 | 0
F2_Commercial_Miscellaneous_Existing_Space Heating_Natural Gas_Boiler_E7 | F2 | Commercial | Miscellaneous | Existing | Space Heating | Natural Gas | Boiler | E7 | TRC BC Ratio | 0 | 0 | 0 | 0 | 0 | 0 | 0 | 0 | 0 | 0 | 0 | 0 | 0 | 0 | 0 | 0 | 0 | 0 | 0 | 0 | 0 | 0 | 0 | 0 | 0 | 0 | 0
F2_Commercial_Miscellaneous_Existing_Space Heating_Natural Gas_Boiler_E8 | F2 | Commercial | Miscellaneous | Existing | Space Heating | Natural Gas | Boiler | E8 | TRC BC Ratio | 0 | 0 | 0 | 0 | 0 | 0 | 0 | 0 | 0 | 0 | 0 | 0 | 0 | 0 | 0 | 0 | 0 | 0 | 0 | 0 | 0 | 0 | 0 | 0 | 0 | 0 | 0
F2_Commercial_Miscellaneous_Existing_Space Heating_Natural Gas_Boiler_E9 | F2 | Commercial | Miscellaneous | Existing | Space Heating | Natural Gas | Boiler | E9 | TRC BC Ratio | 0 | 0 | 0 | 0 | 0 | 0 | 0 | 0 | 0 | 0 | 0 | 0 | 0 | 0 | 0 | 0 | 0 | 0 | 0 | 0 | 0 | 0 | 0 | 0 | 0 | 0 | 0
F2_Commercial_Miscellaneous_Existing_Space Heating_Natural Gas_Boiler_E10 | F2 | Commercial | Miscellaneous | Existing | Space Heating | Natural Gas | Boiler | E10 | TRC BC Ratio | 0 | 0 | 0 | 0 | 0 | 0 | 0 | 0 | 0 | 0 | 0 | 0 | 0 | 0 | 0 | 0 | 0 | 0 | 0 | 0 | 0 | 0 | 0 | 0 | 0 | 0 | 0
F3_Commercial_Miscellaneous_Existing_Space Heating_Natural Gas_Boiler_E1 | F3 | Commercial | Miscellaneous | Existing | Space Heating | Natural Gas | Boiler | E1 | PACT BC Ratio | bar: 2021 to 2047
F3_Commercial_Miscellaneous_Existing_Space Heating_Natural Gas_Boiler_E2 | F3 | Commercial | Miscellaneous | Existing | Space Heating | Natural Gas | Boiler | E2 | PACT BC Ratio | 1.7972 | 1.7849 | 1.7582 | 1.7293 | 1.7194 | 1.7164 | 1.7188 | 1.7232 | 1.7269 | 1.7288 | 1.7289 | 1.727 | 1.7224 | 1.7138 | 1.7014 | 1.6858 | 1.6656 | 1.6417 | 1.6132 | 1.5792 | 1.5386 | 1.4924 | 1.4544 | 1.4306 | 1.4218 | 1.4287 | 1.4357
F3_Commercial_Miscellaneous_Existing_Space Heating_Natural Gas_Boiler_E3 | F3 | Commercial | Miscellaneous | Existing | Space Heating | Natural Gas | Boiler | E3 | PACT BC Ratio | 1.7799 | 1.7677 | 1.7412 | 1.7126 | 1.7028 | 1.6999 | 1.7023 | 1.7066 | 1.7102 | 1.7122 | 1.7123 | 1.7103 | 1.7058 | 1.6973 | 1.685 | 1.6696 | 1.6496 | 1.6259 | 1.5977 | 1.564 | 1.5238 | 1.4781 | 1.4404 | 1.4168 | 1.4081 | 1.415 | 1.4219
F3_Commercial_Miscellaneous_Existing_Space Heating_Natural Gas_Boiler_E4 | F3 | Commercial | Miscellaneous | Existing | Space Heating | Natural Gas | Boiler | E4 | PACT BC Ratio | 0.42891 | 0.42519 | 0.41838 | 0.41048 | 0.40491 | 0.40025 | 0.39648 | 0.39321 | 0.39015 | 0.38725 | 0.38464 | 0.38245 | 0.38076 | 0.37929 | 0.37781 | 0.37616 | 0.37384 | 0.37099 | 0.36746 | 0.36313 | 0.35784 | 0.35174 | 0.34682 | 0.344 | 0.34337 | 0.34505 | 0.34675
F3_Commercial_Miscellaneous_Existing_Space Heating_Natural Gas_Boiler_E5 | F3 | Commercial | Miscellaneous | Existing | Space Heating | Natural Gas | Boiler | E5 | PACT BC Ratio | 0 | 0 | 0 | 0 | 0 | 0 | 0 | 0 | 0 | 0 | 0 | 0 | 0 | 0 | 0 | 0 | 0 | 0 | 0 | 0 | 0 | 0 | 0 | 0 | 0 | 0 | 0
F3_Commercial_Miscellaneous_Existing_Space Heating_Natural Gas_Boiler_E6 | F3 | Commercial | Miscellaneous | Existing | Space Heating | Natural Gas | Boiler | E6 | PACT BC Ratio | 0 | 0 | 0 | 0 | 0 | 0 | 0 | 0 | 0 | 0 | 0 | 0 | 0 | 0 | 0 | 0 | 0 | 0 | 0 | 0 | 0 | 0 | 0 | 0 | 0 | 0 | 0
F3_Commercial_Miscellaneous_Existing_Space Heating_Natural Gas_Boiler_E7 | F3 | Commercial | Miscellaneous | Existing | Space Heating | Natural Gas | Boiler | E7 | PACT BC Ratio | 0 | 0 | 0 | 0 | 0 | 0 | 0 | 0 | 0 | 0 | 0 | 0 | 0 | 0 | 0 | 0 | 0 | 0 | 0 | 0 | 0 | 0 | 0 | 0 | 0 | 0 | 0
F3_Commercial_Miscellaneous_Existing_Space Heating_Natural Gas_Boiler_E8 | F3 | Commercial | Miscellaneous | Existing | Space Heating | Natural Gas | Boiler | E8 | PACT BC Ratio | 0 | 0 | 0 | 0 | 0 | 0 | 0 | 0 | 0 | 0 | 0 | 0 | 0 | 0 | 0 | 0 | 0 | 0 | 0 | 0 | 0 | 0 | 0 | 0 | 0 | 0 | 0
F3_Commercial_Miscellaneous_Existing_Space Heating_Natural Gas_Boiler_E9 | F3 | Commercial | Miscellaneous | Existing | Space Heating | Natural Gas | Boiler | E9 | PACT BC Ratio | 0 | 0 | 0 | 0 | 0 | 0 | 0 | 0 | 0 | 0 | 0 | 0 | 0 | 0 | 0 | 0 | 0 | 0 | 0 | 0 | 0 | 0 | 0 | 0 | 0 | 0 | 0
F3_Commercial_Miscellaneous_Existing_Space Heating_Natural Gas_Boiler_E10 | F3 | Commercial | Miscellaneous | Existing | Space Heating | Natural Gas | Boiler | E10 | PACT BC Ratio | 0 | 0 | 0 | 0 | 0 | 0 | 0 | 0 | 0 | 0 | 0 | 0 | 0 | 0 | 0 | 0 | 0 | 0 | 0 | 0 | 0 | 0 | 0 | 0 | 0 | 0 | 0
F4_Commercial_Miscellaneous_Existing_Space Heating_Natural Gas_Boiler_E1 | F4 | Commercial | Miscellaneous | Existing | Space Heating | Natural Gas | Boiler | E1 | RVT BC Ratio | bar: 2021 to 2047
F4_Commercial_Miscellaneous_Existing_Space Heating_Natural Gas_Boiler_E2 | F4 | Commercial | Miscellaneous | Existing | Space Heating | Natural Gas | Boiler | E2 | RVT BC Ratio | 0.7 | 0.7 | 0.7 | 0.7 | 0.7 | 0.7 | 0.7 | 0.7 | 0.7 | 0.7 | 0.7 | 0.7 | 0.7 | 0.7 | 0.7 | 0.7 | 0.7 | 0.7 | 0.7 | 0.7 | 0.7 | 0.7 | 0.7 | 0.7 | 0.7 | 0.7 | 0.7
F4_Commercial_Miscellaneous_Existing_Space Heating_Natural Gas_Boiler_E3 | F4 | Commercial | Miscellaneous | Existing | Space Heating | Natural Gas | Boiler | E3 | RVT BC Ratio | 0.7 | 0.7 | 0.7 | 0.7 | 0.7 | 0.7 | 0.7 | 0.7 | 0.7 | 0.7 | 0.7 | 0.7 | 0.7 | 0.7 | 0.7 | 0.7 | 0.7 | 0.7 | 0.7 | 0.7 | 0.7 | 0.7 | 0.7 | 0.7 | 0.7 | 0.7 | 0.7
F4_Commercial_Miscellaneous_Existing_Space Heating_Natural Gas_Boiler_E4 | F4 | Commercial | Miscellaneous | Existing | Space Heating | Natural Gas | Boiler | E4 | RVT BC Ratio | 0.7 | 0.7 | 0.7 | 0.7 | 0.7 | 0.7 | 0.7 | 0.7 | 0.7 | 0.7 | 0.7 | 0.7 | 0.7 | 0.7 | 0.7 | 0.7 | 0.7 | 0.7 | 0.7 | 0.7 | 0.7 | 0.7 | 0.7 | 0.7 | 0.7 | 0.7 | 0.7
F4_Commercial_Miscellaneous_Existing_Space Heating_Natural Gas_Boiler_E5 | F4 | Commercial | Miscellaneous | Existing | Space Heating | Natural Gas | Boiler | E5 | RVT BC Ratio | 0 | 0 | 0 | 0 | 0 | 0 | 0 | 0 | 0 | 0 | 0 | 0 | 0 | 0 | 0 | 0 | 0 | 0 | 0 | 0 | 0 | 0 | 0 | 0 | 0 | 0 | 0
F4_Commercial_Miscellaneous_Existing_Space Heating_Natural Gas_Boiler_E6 | F4 | Commercial | Miscellaneous | Existing | Space Heating | Natural Gas | Boiler | E6 | RVT BC Ratio | 0 | 0 | 0 | 0 | 0 | 0 | 0 | 0 | 0 | 0 | 0 | 0 | 0 | 0 | 0 | 0 | 0 | 0 | 0 | 0 | 0 | 0 | 0 | 0 | 0 | 0 | 0
F4_Commercial_Miscellaneous_Existing_Space Heating_Natural Gas_Boiler_E7 | F4 | Commercial | Miscellaneous | Existing | Space Heating | Natural Gas | Boiler | E7 | RVT BC Ratio | 0 | 0 | 0 | 0 | 0 | 0 | 0 | 0 | 0 | 0 | 0 | 0 | 0 | 0 | 0 | 0 | 0 | 0 | 0 | 0 | 0 | 0 | 0 | 0 | 0 | 0 | 0
F4_Commercial_Miscellaneous_Existing_Space Heating_Natural Gas_Boiler_E8 | F4 | Commercial | Miscellaneous | Existing | Space Heating | Natural Gas | Boiler | E8 | RVT BC Ratio | 0 | 0 | 0 | 0 | 0 | 0 | 0 | 0 | 0 | 0 | 0 | 0 | 0 | 0 | 0 | 0 | 0 | 0 | 0 | 0 | 0 | 0 | 0 | 0 | 0 | 0 | 0
F4_Commercial_Miscellaneous_Existing_Space Heating_Natural Gas_Boiler_E9 | F4 | Commercial | Miscellaneous | Existing | Space Heating | Natural Gas | Boiler | E9 | RVT BC Ratio | 0 | 0 | 0 | 0 | 0 | 0 | 0 | 0 | 0 | 0 | 0 | 0 | 0 | 0 | 0 | 0 | 0 | 0 | 0 | 0 | 0 | 0 | 0 | 0 | 0 | 0 | 0
F4_Commercial_Miscellaneous_Existing_Space Heating_Natural Gas_Boiler_E10 | F4 | Commercial | Miscellaneous | Existing | Space Heating | Natural Gas | Boiler | E10 | RVT BC Ratio | 0 | 0 | 0 | 0 | 0 | 0 | 0 | 0 | 0 | 0 | 0 | 0 | 0 | 0 | 0 | 0 | 0 | 0 | 0 | 0 | 0 | 0 | 0 | 0 | 0 | 0 | 0
F5_Commercial_Miscellaneous_Existing_Space Heating_Natural Gas_Boiler_E1 | F5 | Commercial | Miscellaneous | Existing | Space Heating | Natural Gas | Boiler | E1 | RIM BC Ratio | bar: 2021 to 2047
F5_Commercial_Miscellaneous_Existing_Space Heating_Natural Gas_Boiler_E2 | F5 | Commercial | Miscellaneous | Existing | Space Heating | Natural Gas | Boiler | E2 | RIM BC Ratio | 1.7972 | 1.7849 | 1.7582 | 1.7293 | 1.7194 | 1.7164 | 1.7188 | 1.7232 | 1.7269 | 1.7288 | 1.7289 | 1.727 | 1.7224 | 1.7138 | 1.7014 | 1.6858 | 1.6656 | 1.6417 | 1.6132 | 1.5792 | 1.5386 | 1.4924 | 1.4544 | 1.4306 | 1.4218 | 1.4287 | 1.4357
F5_Commercial_Miscellaneous_Existing_Space Heating_Natural Gas_Boiler_E3 | F5 | Commercial | Miscellaneous | Existing | Space Heating | Natural Gas | Boiler | E3 | RIM BC Ratio | 1.7799 | 1.7677 | 1.7412 | 1.7126 | 1.7028 | 1.6999 | 1.7023 | 1.7066 | 1.7102 | 1.7122 | 1.7123 | 1.7103 | 1.7058 | 1.6973 | 1.685 | 1.6696 | 1.6496 | 1.6259 | 1.5977 | 1.564 | 1.5238 | 1.4781 | 1.4404 | 1.4168 | 1.4081 | 1.415 | 1.4219
F5_Commercial_Miscellaneous_Existing_Space Heating_Natural Gas_Boiler_E4 | F5 | Commercial | Miscellaneous | Existing | Space Heating | Natural Gas | Boiler | E4 | RIM BC Ratio | 0.42891 | 0.42519 | 0.41838 | 0.41048 | 0.40491 | 0.40025 | 0.39648 | 0.39321 | 0.39015 | 0.38725 | 0.38464 | 0.38245 | 0.38076 | 0.37929 | 0.37781 | 0.37616 | 0.37384 | 0.37099 | 0.36746 | 0.36313 | 0.35784 | 0.35174 | 0.34682 | 0.344 | 0.34337 | 0.34505 | 0.34675
F5_Commercial_Miscellaneous_Existing_Space Heating_Natural Gas_Boiler_E5 | F5 | Commercial | Miscellaneous | Existing | Space Heating | Natural Gas | Boiler | E5 | RIM BC Ratio | 0 | 0 | 0 | 0 | 0 | 0 | 0 | 0 | 0 | 0 | 0 | 0 | 0 | 0 | 0 | 0 | 0 | 0 | 0 | 0 | 0 | 0 | 0 | 0 | 0 | 0 | 0
F5_Commercial_Miscellaneous_Existing_Space Heating_Natural Gas_Boiler_E6 | F5 | Commercial | Miscellaneous | Existing | Space Heating | Natural Gas | Boiler | E6 | RIM BC Ratio | 0 | 0 | 0 | 0 | 0 | 0 | 0 | 0 | 0 | 0 | 0 | 0 | 0 | 0 | 0 | 0 | 0 | 0 | 0 | 0 | 0 | 0 | 0 | 0 | 0 | 0 | 0
F5_Commercial_Miscellaneous_Existing_Space Heating_Natural Gas_Boiler_E7 | F5 | Commercial | Miscellaneous | Existing | Space Heating | Natural Gas | Boiler | E7 | RIM BC Ratio | 0 | 0 | 0 | 0 | 0 | 0 | 0 | 0 | 0 | 0 | 0 | 0 | 0 | 0 | 0 | 0 | 0 | 0 | 0 | 0 | 0 | 0 | 0 | 0 | 0 | 0 | 0
F5_Commercial_Miscellaneous_Existing_Space Heating_Natural Gas_Boiler_E8 | F5 | Commercial | Miscellaneous | Existing | Space Heating | Natural Gas | Boiler | E8 | RIM BC Ratio | 0 | 0 | 0 | 0 | 0 | 0 | 0 | 0 | 0 | 0 | 0 | 0 | 0 | 0 | 0 | 0 | 0 | 0 | 0 | 0 | 0 | 0 | 0 | 0 | 0 | 0 | 0
F5_Commercial_Miscellaneous_Existing_Space Heating_Natural Gas_Boiler_E9 | F5 | Commercial | Miscellaneous | Existing | Space Heating | Natural Gas | Boiler | E9 | RIM BC Ratio | 0 | 0 | 0 | 0 | 0 | 0 | 0 | 0 | 0 | 0 | 0 | 0 | 0 | 0 | 0 | 0 | 0 | 0 | 0 | 0 | 0 | 0 | 0 | 0 | 0 | 0 | 0
F5_Commercial_Miscellaneous_Existing_Space Heating_Natural Gas_Boiler_E10 | F5 | Commercial | Miscellaneous | Existing | Space Heating | Natural Gas | Boiler | E10 | RIM BC Ratio | 0 | 0 | 0 | 0 | 0 | 0 | 0 | 0 | 0 | 0 | 0 | 0 | 0 | 0 | 0 | 0 | 0 | 0 | 0 | 0 | 0 | 0 | 0 | 0 | 0 | 0 | 0
F0_Commercial_Miscellaneous_Existing_Space Heating_Natural Gas_Unit Heater_E0 | F0 | Commercial | Miscellaneous | Existing | Space Heating | Natural Gas | Unit Heater | E0 | Economic Unit | Infrared Radiant | Infrared Radiant | Infrared Radiant | Infrared Radiant | Infrared Radiant | Infrared Radiant | Infrared Radiant | Infrared Radiant | Infrared Radiant | Infrared Radiant | Infrared Radiant | Infrared Radiant | Infrared Radiant | Infrared Radiant | Infrared Radiant | Infrared Radiant | Infrared Radiant | Infrared Radiant | Infrared Radiant | Infrared Radiant | Infrared Radiant | Infrared Radiant | Infrared Radiant | Infrared Radiant | Infrared Radiant | Infrared Radiant | Infrared Radiant
F1_Commercial_Miscellaneous_Existing_Space Heating_Natural Gas_Unit Heater_E1 | F1 | Commercial | Miscellaneous | Existing | Space Heating | Natural Gas | Unit Heater | E1 | CCE | 0 | 0 | 0 | 0 | 0 | 0 | 0 | 0 | 0 | 0 | 0 | 0 | 0 | 0 | 0 | 0 | 0 | 0 | 0 | 0 | 0 | 0 | 0 | 0 | 0 | 0 | 0
F1_Commercial_Miscellaneous_Existing_Space Heating_Natural Gas_Unit Heater_E2 | F1 | Commercial | Miscellaneous | Existing | Space Heating | Natural Gas | Unit Heater | E2 | CCE | 0.0010768 | 0.0010009 | 0.0010048 | 0.0010048 | 0.0010048 | 0.0010048 | 0.0010048 | 0.0010048 | 0.0010048 | 0.0010048 | 0.0010048 | 0.0010048 | 0.0010048 | 0.0010048 | 0.0010048 | 0.0010048 | 0.0010048 | 0.0010048 | 0.0010048 | 0.0010048 | 0.0010048 | 0.0010048 | 0.0010048 | 0.0010048 | 0.0010048 | 0.0010048 | 0.0010048
F1_Commercial_Miscellaneous_Existing_Space Heating_Natural Gas_Unit Heater_E3 | F1 | Commercial | Miscellaneous | Existing | Space Heating | Natural Gas | Unit Heater | E3 | CCE | 0.0016475 | 0.0015314 | 0.0015374 | 0.0015374 | 0.0015374 | 0.0015374 | 0.0015374 | 0.0015374 | 0.0015374 | 0.0015374 | 0.0015374 | 0.0015374 | 0.0015374 | 0.0015374 | 0.0015374 | 0.0015374 | 0.0015374 | 0.0015374 | 0.0015374 | 0.0015374 | 0.0015374 | 0.0015374 | 0.0015374 | 0.0015374 | 0.0015374 | 0.0015374 | 0.0015374
F1_Commercial_Miscellaneous_Existing_Space Heating_Natural Gas_Unit Heater_E4 | F1 | Commercial | Miscellaneous | Existing | Space Heating | Natural Gas | Unit Heater | E4 | CCE | 0 | 0 | 0 | 0 | 0 | 0 | 0 | 0 | 0 | 0 | 0 | 0 | 0 | 0 | 0 | 0 | 0 | 0 | 0 | 0 | 0 | 0 | 0 | 0 | 0 | 0 | 0
F1_Commercial_Miscellaneous_Existing_Space Heating_Natural Gas_Unit Heater_E5 | F1 | Commercial | Miscellaneous | Existing | Space Heating | Natural Gas | Unit Heater | E5 | CCE | 0 | 0 | 0 | 0 | 0 | 0 | 0 | 0 | 0 | 0 | 0 | 0 | 0 | 0 | 0 | 0 | 0 | 0 | 0 | 0 | 0 | 0 | 0 | 0 | 0 | 0 | 0
F1_Commercial_Miscellaneous_Existing_Space Heating_Natural Gas_Unit Heater_E6 | F1 | Commercial | Miscellaneous | Existing | Space Heating | Natural Gas | Unit Heater | E6 | CCE | 0 | 0 | 0 | 0 | 0 | 0 | 0 | 0 | 0 | 0 | 0 | 0 | 0 | 0 | 0 | 0 | 0 | 0 | 0 | 0 | 0 | 0 | 0 | 0 | 0 | 0 | 0
F1_Commercial_Miscellaneous_Existing_Space Heating_Natural Gas_Unit Heater_E7 | F1 | Commercial | Miscellaneous | Existing | Space Heating | Natural Gas | Unit Heater | E7 | CCE | 0 | 0 | 0 | 0 | 0 | 0 | 0 | 0 | 0 | 0 | 0 | 0 | 0 | 0 | 0 | 0 | 0 | 0 | 0 | 0 | 0 | 0 | 0 | 0 | 0 | 0 | 0
F1_Commercial_Miscellaneous_Existing_Space Heating_Natural Gas_Unit Heater_E8 | F1 | Commercial | Miscellaneous | Existing | Space Heating | Natural Gas | Unit Heater | E8 | CCE | 0 | 0 | 0 | 0 | 0 | 0 | 0 | 0 | 0 | 0 | 0 | 0 | 0 | 0 | 0 | 0 | 0 | 0 | 0 | 0 | 0 | 0 | 0 | 0 | 0 | 0 | 0
F1_Commercial_Miscellaneous_Existing_Space Heating_Natural Gas_Unit Heater_E9 | F1 | Commercial | Miscellaneous | Existing | Space Heating | Natural Gas | Unit Heater | E9 | CCE | 0 | 0 | 0 | 0 | 0 | 0 | 0 | 0 | 0 | 0 | 0 | 0 | 0 | 0 | 0 | 0 | 0 | 0 | 0 | 0 | 0 | 0 | 0 | 0 | 0 | 0 | 0
F1_Commercial_Miscellaneous_Existing_Space Heating_Natural Gas_Unit Heater_E10 | F1 | Commercial | Miscellaneous | Existing | Space Heating | Natural Gas | Unit Heater | E10 | CCE | 0 | 0 | 0 | 0 | 0 | 0 | 0 | 0 | 0 | 0 | 0 | 0 | 0 | 0 | 0 | 0 | 0 | 0 | 0 | 0 | 0 | 0 | 0 | 0 | 0 | 0 | 0
F2_Commercial_Miscellaneous_Existing_Space Heating_Natural Gas_Unit Heater_E1 | F2 | Commercial | Miscellaneous | Existing | Space Heating | Natural Gas | Unit Heater | E1 | TRC BC Ratio | bar: 2021 to 2047
F2_Commercial_Miscellaneous_Existing_Space Heating_Natural Gas_Unit Heater_E2 | F2 | Commercial | Miscellaneous | Existing | Space Heating | Natural Gas | Unit Heater | E2 | TRC BC Ratio | 14.4533 | 14.385 | 14.1956 | 13.9907 | 13.9542 | 13.9737 | 14.0292 | 14.0877 | 14.1283 | 14.1445 | 14.1396 | 14.1165 | 14.0699 | 13.9885 | 13.8726 | 13.7285 | 13.5436 | 13.326 | 13.0674 | 12.7596 | 12.3938 | 11.9788 | 11.6353 | 11.4182 | 11.334 | 11.3895 | 11.4454
F2_Commercial_Miscellaneous_Existing_Space Heating_Natural Gas_Unit Heater_E3 | F2 | Commercial | Miscellaneous | Existing | Space Heating | Natural Gas | Unit Heater | E3 | TRC BC Ratio | 10.3182 | 10.3189 | 10.2536 | 10.1157 | 9.8886 | 9.6065 | 9.2659 | 8.8706 | 8.4447 | 8.0252 | 7.6539 | 7.3791 | 7.2226 | 7.1736 | 7.2023 | 7.2741 | 7.353 | 7.4378 | 7.5299 | 7.6306 | 7.7416 | 7.8612 | 7.9688 | 8.0549 | 8.1185 | 8.1583 | 8.1983
F2_Commercial_Miscellaneous_Existing_Space Heating_Natural Gas_Unit Heater_E4 | F2 | Commercial | Miscellaneous | Existing | Space Heating | Natural Gas | Unit Heater | E4 | TRC BC Ratio | 0 | 0 | 0 | 0 | 0 | 0 | 0 | 0 | 0 | 0 | 0 | 0 | 0 | 0 | 0 | 0 | 0 | 0 | 0 | 0 | 0 | 0 | 0 | 0 | 0 | 0 | 0
F2_Commercial_Miscellaneous_Existing_Space Heating_Natural Gas_Unit Heater_E5 | F2 | Commercial | Miscellaneous | Existing | Space Heating | Natural Gas | Unit Heater | E5 | TRC BC Ratio | 0 | 0 | 0 | 0 | 0 | 0 | 0 | 0 | 0 | 0 | 0 | 0 | 0 | 0 | 0 | 0 | 0 | 0 | 0 | 0 | 0 | 0 | 0 | 0 | 0 | 0 | 0
F2_Commercial_Miscellaneous_Existing_Space Heating_Natural Gas_Unit Heater_E6 | F2 | Commercial | Miscellaneous | Existing | Space Heating | Natural Gas | Unit Heater | E6 | TRC BC Ratio | 0 | 0 | 0 | 0 | 0 | 0 | 0 | 0 | 0 | 0 | 0 | 0 | 0 | 0 | 0 | 0 | 0 | 0 | 0 | 0 | 0 | 0 | 0 | 0 | 0 | 0 | 0
F2_Commercial_Miscellaneous_Existing_Space Heating_Natural Gas_Unit Heater_E7 | F2 | Commercial | Miscellaneous | Existing | Space Heating | Natural Gas | Unit Heater | E7 | TRC BC Ratio | 0 | 0 | 0 | 0 | 0 | 0 | 0 | 0 | 0 | 0 | 0 | 0 | 0 | 0 | 0 | 0 | 0 | 0 | 0 | 0 | 0 | 0 | 0 | 0 | 0 | 0 | 0
F2_Commercial_Miscellaneous_Existing_Space Heating_Natural Gas_Unit Heater_E8 | F2 | Commercial | Miscellaneous | Existing | Space Heating | Natural Gas | Unit Heater | E8 | TRC BC Ratio | 0 | 0 | 0 | 0 | 0 | 0 | 0 | 0 | 0 | 0 | 0 | 0 | 0 | 0 | 0 | 0 | 0 | 0 | 0 | 0 | 0 | 0 | 0 | 0 | 0 | 0 | 0
F2_Commercial_Miscellaneous_Existing_Space Heating_Natural Gas_Unit Heater_E9 | F2 | Commercial | Miscellaneous | Existing | Space Heating | Natural Gas | Unit Heater | E9 | TRC BC Ratio | 0 | 0 | 0 | 0 | 0 | 0 | 0 | 0 | 0 | 0 | 0 | 0 | 0 | 0 | 0 | 0 | 0 | 0 | 0 | 0 | 0 | 0 | 0 | 0 | 0 | 0 | 0
F2_Commercial_Miscellaneous_Existing_Space Heating_Natural Gas_Unit Heater_E10 | F2 | Commercial | Miscellaneous | Existing | Space Heating | Natural Gas | Unit Heater | E10 | TRC BC Ratio | 0 | 0 | 0 | 0 | 0 | 0 | 0 | 0 | 0 | 0 | 0 | 0 | 0 | 0 | 0 | 0 | 0 | 0 | 0 | 0 | 0 | 0 | 0 | 0 | 0 | 0 | 0
F3_Commercial_Miscellaneous_Existing_Space Heating_Natural Gas_Unit Heater_E1 | F3 | Commercial | Miscellaneous | Existing | Space Heating | Natural Gas | Unit Heater | E1 | PACT BC Ratio | bar: 2021 to 2047
F3_Commercial_Miscellaneous_Existing_Space Heating_Natural Gas_Unit Heater_E2 | F3 | Commercial | Miscellaneous | Existing | Space Heating | Natural Gas | Unit Heater | E2 | PACT BC Ratio | 19.0175 | 18.9276 | 18.6784 | 18.4089 | 18.3609 | 18.3864 | 18.4595 | 18.5364 | 18.5899 | 18.6112 | 18.6047 | 18.5743 | 18.5131 | 18.4059 | 18.2534 | 18.0638 | 17.8205 | 17.5342 | 17.194 | 16.7889 | 16.3077 | 15.7615 | 15.3096 | 15.0239 | 14.9131 | 14.9862 | 15.0597
F3_Commercial_Miscellaneous_Existing_Space Heating_Natural Gas_Unit Heater_E3 | F3 | Commercial | Miscellaneous | Existing | Space Heating | Natural Gas | Unit Heater | E3 | PACT BC Ratio | 13.5765 | 13.5775 | 13.4916 | 13.3101 | 13.0113 | 12.6401 | 12.192 | 11.6718 | 11.1114 | 10.5595 | 10.0709 | 9.7093 | 9.5034 | 9.439 | 9.4768 | 9.5711 | 9.675 | 9.7866 | 9.9077 | 10.0403 | 10.1863 | 10.3437 | 10.4853 | 10.5986 | 10.6822 | 10.7346 | 10.7872
F3_Commercial_Miscellaneous_Existing_Space Heating_Natural Gas_Unit Heater_E4 | F3 | Commercial | Miscellaneous | Existing | Space Heating | Natural Gas | Unit Heater | E4 | PACT BC Ratio | 0 | 0 | 0 | 0 | 0 | 0 | 0 | 0 | 0 | 0 | 0 | 0 | 0 | 0 | 0 | 0 | 0 | 0 | 0 | 0 | 0 | 0 | 0 | 0 | 0 | 0 | 0
F3_Commercial_Miscellaneous_Existing_Space Heating_Natural Gas_Unit Heater_E5 | F3 | Commercial | Miscellaneous | Existing | Space Heating | Natural Gas | Unit Heater | E5 | PACT BC Ratio | 0 | 0 | 0 | 0 | 0 | 0 | 0 | 0 | 0 | 0 | 0 | 0 | 0 | 0 | 0 | 0 | 0 | 0 | 0 | 0 | 0 | 0 | 0 | 0 | 0 | 0 | 0
F3_Commercial_Miscellaneous_Existing_Space Heating_Natural Gas_Unit Heater_E6 | F3 | Commercial | Miscellaneous | Existing | Space Heating | Natural Gas | Unit Heater | E6 | PACT BC Ratio | 0 | 0 | 0 | 0 | 0 | 0 | 0 | 0 | 0 | 0 | 0 | 0 | 0 | 0 | 0 | 0 | 0 | 0 | 0 | 0 | 0 | 0 | 0 | 0 | 0 | 0 | 0
F3_Commercial_Miscellaneous_Existing_Space Heating_Natural Gas_Unit Heater_E7 | F3 | Commercial | Miscellaneous | Existing | Space Heating | Natural Gas | Unit Heater | E7 | PACT BC Ratio | 0 | 0 | 0 | 0 | 0 | 0 | 0 | 0 | 0 | 0 | 0 | 0 | 0 | 0 | 0 | 0 | 0 | 0 | 0 | 0 | 0 | 0 | 0 | 0 | 0 | 0 | 0
F3_Commercial_Miscellaneous_Existing_Space Heating_Natural Gas_Unit Heater_E8 | F3 | Commercial | Miscellaneous | Existing | Space Heating | Natural Gas | Unit Heater | E8 | PACT BC Ratio | 0 | 0 | 0 | 0 | 0 | 0 | 0 | 0 | 0 | 0 | 0 | 0 | 0 | 0 | 0 | 0 | 0 | 0 | 0 | 0 | 0 | 0 | 0 | 0 | 0 | 0 | 0
F3_Commercial_Miscellaneous_Existing_Space Heating_Natural Gas_Unit Heater_E9 | F3 | Commercial | Miscellaneous | Existing | Space Heating | Natural Gas | Unit Heater | E9 | PACT BC Ratio | 0 | 0 | 0 | 0 | 0 | 0 | 0 | 0 | 0 | 0 | 0 | 0 | 0 | 0 | 0 | 0 | 0 | 0 | 0 | 0 | 0 | 0 | 0 | 0 | 0 | 0 | 0
F3_Commercial_Miscellaneous_Existing_Space Heating_Natural Gas_Unit Heater_E10 | F3 | Commercial | Miscellaneous | Existing | Space Heating | Natural Gas | Unit Heater | E10 | PACT BC Ratio | 0 | 0 | 0 | 0 | 0 | 0 | 0 | 0 | 0 | 0 | 0 | 0 | 0 | 0 | 0 | 0 | 0 | 0 | 0 | 0 | 0 | 0 | 0 | 0 | 0 | 0 | 0
F4_Commercial_Miscellaneous_Existing_Space Heating_Natural Gas_Unit Heater_E1 | F4 | Commercial | Miscellaneous | Existing | Space Heating | Natural Gas | Unit Heater | E1 | RVT BC Ratio | bar: 2021 to 2047
F4_Commercial_Miscellaneous_Existing_Space Heating_Natural Gas_Unit Heater_E2 | F4 | Commercial | Miscellaneous | Existing | Space Heating | Natural Gas | Unit Heater | E2 | RVT BC Ratio | 0.7 | 0.7 | 0.7 | 0.7 | 0.7 | 0.7 | 0.7 | 0.7 | 0.7 | 0.7 | 0.7 | 0.7 | 0.7 | 0.7 | 0.7 | 0.7 | 0.7 | 0.7 | 0.7 | 0.7 | 0.7 | 0.7 | 0.7 | 0.7 | 0.7 | 0.7 | 0.7
F4_Commercial_Miscellaneous_Existing_Space Heating_Natural Gas_Unit Heater_E3 | F4 | Commercial | Miscellaneous | Existing | Space Heating | Natural Gas | Unit Heater | E3 | RVT BC Ratio | 0.7 | 0.7 | 0.7 | 0.7 | 0.7 | 0.7 | 0.7 | 0.7 | 0.7 | 0.7 | 0.7 | 0.7 | 0.7 | 0.7 | 0.7 | 0.7 | 0.7 | 0.7 | 0.7 | 0.7 | 0.7 | 0.7 | 0.7 | 0.7 | 0.7 | 0.7 | 0.7
F4_Commercial_Miscellaneous_Existing_Space Heating_Natural Gas_Unit Heater_E4 | F4 | Commercial | Miscellaneous | Existing | Space Heating | Natural Gas | Unit Heater | E4 | RVT BC Ratio | 0 | 0 | 0 | 0 | 0 | 0 | 0 | 0 | 0 | 0 | 0 | 0 | 0 | 0 | 0 | 0 | 0 | 0 | 0 | 0 | 0 | 0 | 0 | 0 | 0 | 0 | 0
F4_Commercial_Miscellaneous_Existing_Space Heating_Natural Gas_Unit Heater_E5 | F4 | Commercial | Miscellaneous | Existing | Space Heating | Natural Gas | Unit Heater | E5 | RVT BC Ratio | 0 | 0 | 0 | 0 | 0 | 0 | 0 | 0 | 0 | 0 | 0 | 0 | 0 | 0 | 0 | 0 | 0 | 0 | 0 | 0 | 0 | 0 | 0 | 0 | 0 | 0 | 0
F4_Commercial_Miscellaneous_Existing_Space Heating_Natural Gas_Unit Heater_E6 | F4 | Commercial | Miscellaneous | Existing | Space Heating | Natural Gas | Unit Heater | E6 | RVT BC Ratio | 0 | 0 | 0 | 0 | 0 | 0 | 0 | 0 | 0 | 0 | 0 | 0 | 0 | 0 | 0 | 0 | 0 | 0 | 0 | 0 | 0 | 0 | 0 | 0 | 0 | 0 | 0
F4_Commercial_Miscellaneous_Existing_Space Heating_Natural Gas_Unit Heater_E7 | F4 | Commercial | Miscellaneous | Existing | Space Heating | Natural Gas | Unit Heater | E7 | RVT BC Ratio | 0 | 0 | 0 | 0 | 0 | 0 | 0 | 0 | 0 | 0 | 0 | 0 | 0 | 0 | 0 | 0 | 0 | 0 | 0 | 0 | 0 | 0 | 0 | 0 | 0 | 0 | 0
F4_Commercial_Miscellaneous_Existing_Space Heating_Natural Gas_Unit Heater_E8 | F4 | Commercial | Miscellaneous | Existing | Space Heating | Natural Gas | Unit Heater | E8 | RVT BC Ratio | 0 | 0 | 0 | 0 | 0 | 0 | 0 | 0 | 0 | 0 | 0 | 0 | 0 | 0 | 0 | 0 | 0 | 0 | 0 | 0 | 0 | 0 | 0 | 0 | 0 | 0 | 0
F4_Commercial_Miscellaneous_Existing_Space Heating_Natural Gas_Unit Heater_E9 | F4 | Commercial | Miscellaneous | Existing | Space Heating | Natural Gas | Unit Heater | E9 | RVT BC Ratio | 0 | 0 | 0 | 0 | 0 | 0 | 0 | 0 | 0 | 0 | 0 | 0 | 0 | 0 | 0 | 0 | 0 | 0 | 0 | 0 | 0 | 0 | 0 | 0 | 0 | 0 | 0
F4_Commercial_Miscellaneous_Existing_Space Heating_Natural Gas_Unit Heater_E10 | F4 | Commercial | Miscellaneous | Existing | Space Heating | Natural Gas | Unit Heater | E10 | RVT BC Ratio | 0 | 0 | 0 | 0 | 0 | 0 | 0 | 0 | 0 | 0 | 0 | 0 | 0 | 0 | 0 | 0 | 0 | 0 | 0 | 0 | 0 | 0 | 0 | 0 | 0 | 0 | 0
F5_Commercial_Miscellaneous_Existing_Space Heating_Natural Gas_Unit Heater_E1 | F5 | Commercial | Miscellaneous | Existing | Space Heating | Natural Gas | Unit Heater | E1 | RIM BC Ratio | bar: 2021 to 2047
F5_Commercial_Miscellaneous_Existing_Space Heating_Natural Gas_Unit Heater_E2 | F5 | Commercial | Miscellaneous | Existing | Space Heating | Natural Gas | Unit Heater | E2 | RIM BC Ratio | 19.0175 | 18.9276 | 18.6784 | 18.4089 | 18.3609 | 18.3864 | 18.4595 | 18.5364 | 18.5899 | 18.6112 | 18.6047 | 18.5743 | 18.5131 | 18.4059 | 18.2534 | 18.0638 | 17.8205 | 17.5342 | 17.194 | 16.7889 | 16.3077 | 15.7615 | 15.3096 | 15.0239 | 14.9131 | 14.9862 | 15.0597
F5_Commercial_Miscellaneous_Existing_Space Heating_Natural Gas_Unit Heater_E3 | F5 | Commercial | Miscellaneous | Existing | Space Heating | Natural Gas | Unit Heater | E3 | RIM BC Ratio | 13.5765 | 13.5775 | 13.4916 | 13.3101 | 13.0113 | 12.6401 | 12.192 | 11.6718 | 11.1114 | 10.5595 | 10.0709 | 9.7093 | 9.5034 | 9.439 | 9.4768 | 9.5711 | 9.675 | 9.7866 | 9.9077 | 10.0403 | 10.1863 | 10.3437 | 10.4853 | 10.5986 | 10.6822 | 10.7346 | 10.7872
F5_Commercial_Miscellaneous_Existing_Space Heating_Natural Gas_Unit Heater_E4 | F5 | Commercial | Miscellaneous | Existing | Space Heating | Natural Gas | Unit Heater | E4 | RIM BC Ratio | 0 | 0 | 0 | 0 | 0 | 0 | 0 | 0 | 0 | 0 | 0 | 0 | 0 | 0 | 0 | 0 | 0 | 0 | 0 | 0 | 0 | 0 | 0 | 0 | 0 | 0 | 0
F5_Commercial_Miscellaneous_Existing_Space Heating_Natural Gas_Unit Heater_E5 | F5 | Commercial | Miscellaneous | Existing | Space Heating | Natural Gas | Unit Heater | E5 | RIM BC Ratio | 0 | 0 | 0 | 0 | 0 | 0 | 0 | 0 | 0 | 0 | 0 | 0 | 0 | 0 | 0 | 0 | 0 | 0 | 0 | 0 | 0 | 0 | 0 | 0 | 0 | 0 | 0
F5_Commercial_Miscellaneous_Existing_Space Heating_Natural Gas_Unit Heater_E6 | F5 | Commercial | Miscellaneous | Existing | Space Heating | Natural Gas | Unit Heater | E6 | RIM BC Ratio | 0 | 0 | 0 | 0 | 0 | 0 | 0 | 0 | 0 | 0 | 0 | 0 | 0 | 0 | 0 | 0 | 0 | 0 | 0 | 0 | 0 | 0 | 0 | 0 | 0 | 0 | 0
F5_Commercial_Miscellaneous_Existing_Space Heating_Natural Gas_Unit Heater_E7 | F5 | Commercial | Miscellaneous | Existing | Space Heating | Natural Gas | Unit Heater | E7 | RIM BC Ratio | 0 | 0 | 0 | 0 | 0 | 0 | 0 | 0 | 0 | 0 | 0 | 0 | 0 | 0 | 0 | 0 | 0 | 0 | 0 | 0 | 0 | 0 | 0 | 0 | 0 | 0 | 0
F5_Commercial_Miscellaneous_Existing_Space Heating_Natural Gas_Unit Heater_E8 | F5 | Commercial | Miscellaneous | Existing | Space Heating | Natural Gas | Unit Heater | E8 | RIM BC Ratio | 0 | 0 | 0 | 0 | 0 | 0 | 0 | 0 | 0 | 0 | 0 | 0 | 0 | 0 | 0 | 0 | 0 | 0 | 0 | 0 | 0 | 0 | 0 | 0 | 0 | 0 | 0
F5_Commercial_Miscellaneous_Existing_Space Heating_Natural Gas_Unit Heater_E9 | F5 | Commercial | Miscellaneous | Existing | Space Heating | Natural Gas | Unit Heater | E9 | RIM BC Ratio | 0 | 0 | 0 | 0 | 0 | 0 | 0 | 0 | 0 | 0 | 0 | 0 | 0 | 0 | 0 | 0 | 0 | 0 | 0 | 0 | 0 | 0 | 0 | 0 | 0 | 0 | 0
F5_Commercial_Miscellaneous_Existing_Space Heating_Natural Gas_Unit Heater_E10 | F5 | Commercial | Miscellaneous | Existing | Space Heating | Natural Gas | Unit Heater | E10 | RIM BC Ratio | 0 | 0 | 0 | 0 | 0 | 0 | 0 | 0 | 0 | 0 | 0 | 0 | 0 | 0 | 0 | 0 | 0 | 0 | 0 | 0 | 0 | 0 | 0 | 0 | 0 | 0 | 0
F0_Commercial_Miscellaneous_Existing_Water Heating_Natural Gas_Water Heater_E0 | F0 | Commercial | Miscellaneous | Existing | Water Heating | Natural Gas | Water Heater | E0 | Economic Unit | Tankless | Tankless | Tankless | Tankless | Tankless | Tankless | Tankless | Tankless | Tankless | Tankless | Tankless | Tankless | Tankless | Tankless | Tankless | Tankless | Tankless | Tankless | Tankless | Tankless | Tankless | Tankless | Tankless | Tankless | Tankless | Tankless | Tankless
F1_Commercial_Miscellaneous_Existing_Water Heating_Natural Gas_Water Heater_E1 | F1 | Commercial | Miscellaneous | Existing | Water Heating | Natural Gas | Water Heater | E1 | CCE | 0 | 0 | 0 | 0 | 0 | 0 | 0 | 0 | 0 | 0 | 0 | 0 | 0 | 0 | 0 | 0 | 0 | 0 | 0 | 0 | 0 | 0 | 0 | 0 | 0 | 0 | 0
F1_Commercial_Miscellaneous_Existing_Water Heating_Natural Gas_Water Heater_E2 | F1 | Commercial | Miscellaneous | Existing | Water Heating | Natural Gas | Water Heater | E2 | CCE | 0.0026027 | 0.0026027 | 0.0026027 | 0.0026027 | 0.0026027 | 0.0026027 | 0.0026027 | 0.0026027 | 0.0026027 | 0.0026027 | 0.0026027 | 0.0026027 | 0.0026027 | 0.0026027 | 0.0026027 | 0.0026027 | 0.0026027 | 0.0026027 | 0.0026027 | 0.0026027 | 0.0026027 | 0.0026027 | 0.0026027 | 0.0026027 | 0.0026027 | 0.0026027 | 0.0026027
F1_Commercial_Miscellaneous_Existing_Water Heating_Natural Gas_Water Heater_E3 | F1 | Commercial | Miscellaneous | Existing | Water Heating | Natural Gas | Water Heater | E3 | CCE | -0.0020548 | -0.0020548 | -0.0020548 | -0.0020548 | -0.0020548 | -0.0020548 | -0.0020548 | -0.0020548 | -0.0020548 | -0.0020548 | -0.0020548 | -0.0020548 | -0.0020548 | -0.0020548 | -0.0020548 | -0.0020548 | -0.0020548 | -0.0020548 | -0.0020548 | -0.0020548 | -0.0020548 | -0.0020548 | -0.0020548 | -0.0020548 | -0.0020548 | -0.0020548 | -0.0020548
F1_Commercial_Miscellaneous_Existing_Water Heating_Natural Gas_Water Heater_E4 | F1 | Commercial | Miscellaneous | Existing | Water Heating | Natural Gas | Water Heater | E4 | CCE | 0 | 0 | 0.027312 | 0.027312 | 0.027312 | 0.027312 | 0.027312 | 0.027312 | 0.027312 | 0.027312 | 0.027312 | 0.027312 | 0.027312 | 0.027312 | 0.027312 | 0.027312 | 0.027312 | 0.027312 | 0.027312 | 0.027312 | 0.027312 | 0.027312 | 0.027312 | 0.027312 | 0.027312 | 0.027312 | 0.027312
F1_Commercial_Miscellaneous_Existing_Water Heating_Natural Gas_Water Heater_E5 | F1 | Commercial | Miscellaneous | Existing | Water Heating | Natural Gas | Water Heater | E5 | CCE | 0 | 0 | 0 | 0 | 0 | 0 | 0 | 0 | 0 | 0 | 0 | 0 | 0 | 0 | 0 | 0 | 0 | 0 | 0 | 0 | 0 | 0 | 0 | 0 | 0 | 0 | 0
F1_Commercial_Miscellaneous_Existing_Water Heating_Natural Gas_Water Heater_E6 | F1 | Commercial | Miscellaneous | Existing | Water Heating | Natural Gas | Water Heater | E6 | CCE | 0 | 0 | 0 | 0 | 0 | 0 | 0 | 0 | 0 | 0 | 0 | 0 | 0 | 0 | 0 | 0 | 0 | 0 | 0 | 0 | 0 | 0 | 0 | 0 | 0 | 0 | 0
F1_Commercial_Miscellaneous_Existing_Water Heating_Natural Gas_Water Heater_E7 | F1 | Commercial | Miscellaneous | Existing | Water Heating | Natural Gas | Water Heater | E7 | CCE | 0 | 0 | 0 | 0 | 0 | 0 | 0 | 0 | 0 | 0 | 0 | 0 | 0 | 0 | 0 | 0 | 0 | 0 | 0 | 0 | 0 | 0 | 0 | 0 | 0 | 0 | 0
F1_Commercial_Miscellaneous_Existing_Water Heating_Natural Gas_Water Heater_E8 | F1 | Commercial | Miscellaneous | Existing | Water Heating | Natural Gas | Water Heater | E8 | CCE | 0 | 0 | 0 | 0 | 0 | 0 | 0 | 0 | 0 | 0 | 0 | 0 | 0 | 0 | 0 | 0 | 0 | 0 | 0 | 0 | 0 | 0 | 0 | 0 | 0 | 0 | 0
F1_Commercial_Miscellaneous_Existing_Water Heating_Natural Gas_Water Heater_E9 | F1 | Commercial | Miscellaneous | Existing | Water Heating | Natural Gas | Water Heater | E9 | CCE | 0 | 0 | 0 | 0 | 0 | 0 | 0 | 0 | 0 | 0 | 0 | 0 | 0 | 0 | 0 | 0 | 0 | 0 | 0 | 0 | 0 | 0 | 0 | 0 | 0 | 0 | 0
F1_Commercial_Miscellaneous_Existing_Water Heating_Natural Gas_Water Heater_E10 | F1 | Commercial | Miscellaneous | Existing | Water Heating | Natural Gas | Water Heater | E10 | CCE | 0 | 0 | 0 | 0 | 0 | 0 | 0 | 0 | 0 | 0 | 0 | 0 | 0 | 0 | 0 | 0 | 0 | 0 | 0 | 0 | 0 | 0 | 0 | 0 | 0 | 0 | 0
F2_Commercial_Miscellaneous_Existing_Water Heating_Natural Gas_Water Heater_E1 | F2 | Commercial | Miscellaneous | Existing | Water Heating | Natural Gas | Water Heater | E1 | TRC BC Ratio | bar: 2021 to 2047
F2_Commercial_Miscellaneous_Existing_Water Heating_Natural Gas_Water Heater_E2 | F2 | Commercial | Miscellaneous | Existing | Water Heating | Natural Gas | Water Heater | E2 | TRC BC Ratio | 5.2799 | 5.2037 | 5.1294 | 5.0573 | 5.058 | 5.106 | 5.1837 | 5.278 | 5.3797 | 5.4837 | 5.5865 | 5.6776 | 5.7471 | 5.7766 | 5.763 | 5.7065 | 5.6115 | 5.4871 | 5.339 | 5.1634 | 4.9581 | 4.7217 | 4.5119 | 4.3761 | 4.3174 | 4.3386 | 4.3598
F2_Commercial_Miscellaneous_Existing_Water Heating_Natural Gas_Water Heater_E3 | F2 | Commercial | Miscellaneous | Existing | Water Heating | Natural Gas | Water Heater | E3 | TRC BC Ratio | bar: 2021 to 2047
F2_Commercial_Miscellaneous_Existing_Water Heating_Natural Gas_Water Heater_E4 | F2 | Commercial | Miscellaneous | Existing | Water Heating | Natural Gas | Water Heater | E4 | TRC BC Ratio | 0 | 0 | 0.46668 | 0.44639 | 0.43826 | 0.43799 | 0.44354 | 0.45493 | 0.47312 | 0.49993 | 0.53429 | 0.57206 | 0.60887 | 0.63669 | 0.65104 | 0.6505 | 0.63645 | 0.61374 | 0.587 | 0.55558 | 0.51908 | 0.4773 | 0.44003 | 0.41533 | 0.40374 | 0.40572 | 0.40771
F2_Commercial_Miscellaneous_Existing_Water Heating_Natural Gas_Water Heater_E5 | F2 | Commercial | Miscellaneous | Existing | Water Heating | Natural Gas | Water Heater | E5 | TRC BC Ratio | 0 | 0 | 0 | 0 | 0 | 0 | 0 | 0 | 0 | 0 | 0 | 0 | 0 | 0 | 0 | 0 | 0 | 0 | 0 | 0 | 0 | 0 | 0 | 0 | 0 | 0 | 0
F2_Commercial_Miscellaneous_Existing_Water Heating_Natural Gas_Water Heater_E6 | F2 | Commercial | Miscellaneous | Existing | Water Heating | Natural Gas | Water Heater | E6 | TRC BC Ratio | 0 | 0 | 0 | 0 | 0 | 0 | 0 | 0 | 0 | 0 | 0 | 0 | 0 | 0 | 0 | 0 | 0 | 0 | 0 | 0 | 0 | 0 | 0 | 0 | 0 | 0 | 0
F2_Commercial_Miscellaneous_Existing_Water Heating_Natural Gas_Water Heater_E7 | F2 | Commercial | Miscellaneous | Existing | Water Heating | Natural Gas | Water Heater | E7 | TRC BC Ratio | 0 | 0 | 0 | 0 | 0 | 0 | 0 | 0 | 0 | 0 | 0 | 0 | 0 | 0 | 0 | 0 | 0 | 0 | 0 | 0 | 0 | 0 | 0 | 0 | 0 | 0 | 0
F2_Commercial_Miscellaneous_Existing_Water Heating_Natural Gas_Water Heater_E8 | F2 | Commercial | Miscellaneous | Existing | Water Heating | Natural Gas | Water Heater | E8 | TRC BC Ratio | 0 | 0 | 0 | 0 | 0 | 0 | 0 | 0 | 0 | 0 | 0 | 0 | 0 | 0 | 0 | 0 | 0 | 0 | 0 | 0 | 0 | 0 | 0 | 0 | 0 | 0 | 0
F2_Commercial_Miscellaneous_Existing_Water Heating_Natural Gas_Water Heater_E9 | F2 | Commercial | Miscellaneous | Existing | Water Heating | Natural Gas | Water Heater | E9 | TRC BC Ratio | 0 | 0 | 0 | 0 | 0 | 0 | 0 | 0 | 0 | 0 | 0 | 0 | 0 | 0 | 0 | 0 | 0 | 0 | 0 | 0 | 0 | 0 | 0 | 0 | 0 | 0 | 0
F2_Commercial_Miscellaneous_Existing_Water Heating_Natural Gas_Water Heater_E10 | F2 | Commercial | Miscellaneous | Existing | Water Heating | Natural Gas | Water Heater | E10 | TRC BC Ratio | 0 | 0 | 0 | 0 | 0 | 0 | 0 | 0 | 0 | 0 | 0 | 0 | 0 | 0 | 0 | 0 | 0 | 0 | 0 | 0 | 0 | 0 | 0 | 0 | 0 | 0 | 0
F3_Commercial_Miscellaneous_Existing_Water Heating_Natural Gas_Water Heater_E1 | F3 | Commercial | Miscellaneous | Existing | Water Heating | Natural Gas | Water Heater | E1 | PACT BC Ratio | bar: 2021 to 2047
F3_Commercial_Miscellaneous_Existing_Water Heating_Natural Gas_Water Heater_E2 | F3 | Commercial | Miscellaneous | Existing | Water Heating | Natural Gas | Water Heater | E2 | PACT BC Ratio | 6.6572 | 6.5612 | 6.4675 | 6.3766 | 6.3775 | 6.438 | 6.536 | 6.6548 | 6.783 | 6.9142 | 7.0439 | 7.1587 | 7.2463 | 7.2836 | 7.2664 | 7.1951 | 7.0753 | 6.9185 | 6.7318 | 6.5104 | 6.2515 | 5.9535 | 5.6889 | 5.5176 | 5.4437 | 5.4704 | 5.4972
F3_Commercial_Miscellaneous_Existing_Water Heating_Natural Gas_Water Heater_E3 | F3 | Commercial | Miscellaneous | Existing | Water Heating | Natural Gas | Water Heater | E3 | PACT BC Ratio | bar: 2021 to 2047
F3_Commercial_Miscellaneous_Existing_Water Heating_Natural Gas_Water Heater_E4 | F3 | Commercial | Miscellaneous | Existing | Water Heating | Natural Gas | Water Heater | E4 | PACT BC Ratio | 0 | 0 | 0.58842 | 0.56284 | 0.55259 | 0.55224 | 0.55925 | 0.57361 | 0.59654 | 0.63035 | 0.67367 | 0.72129 | 0.7677 | 0.80278 | 0.82088 | 0.8202 | 0.80248 | 0.77385 | 0.74012 | 0.70051 | 0.65449 | 0.60182 | 0.55482 | 0.52368 | 0.50907 | 0.51156 | 0.51407
F3_Commercial_Miscellaneous_Existing_Water Heating_Natural Gas_Water Heater_E5 | F3 | Commercial | Miscellaneous | Existing | Water Heating | Natural Gas | Water Heater | E5 | PACT BC Ratio | 0 | 0 | 0 | 0 | 0 | 0 | 0 | 0 | 0 | 0 | 0 | 0 | 0 | 0 | 0 | 0 | 0 | 0 | 0 | 0 | 0 | 0 | 0 | 0 | 0 | 0 | 0
F3_Commercial_Miscellaneous_Existing_Water Heating_Natural Gas_Water Heater_E6 | F3 | Commercial | Miscellaneous | Existing | Water Heating | Natural Gas | Water Heater | E6 | PACT BC Ratio | 0 | 0 | 0 | 0 | 0 | 0 | 0 | 0 | 0 | 0 | 0 | 0 | 0 | 0 | 0 | 0 | 0 | 0 | 0 | 0 | 0 | 0 | 0 | 0 | 0 | 0 | 0
F3_Commercial_Miscellaneous_Existing_Water Heating_Natural Gas_Water Heater_E7 | F3 | Commercial | Miscellaneous | Existing | Water Heating | Natural Gas | Water Heater | E7 | PACT BC Ratio | 0 | 0 | 0 | 0 | 0 | 0 | 0 | 0 | 0 | 0 | 0 | 0 | 0 | 0 | 0 | 0 | 0 | 0 | 0 | 0 | 0 | 0 | 0 | 0 | 0 | 0 | 0
F3_Commercial_Miscellaneous_Existing_Water Heating_Natural Gas_Water Heater_E8 | F3 | Commercial | Miscellaneous | Existing | Water Heating | Natural Gas | Water Heater | E8 | PACT BC Ratio | 0 | 0 | 0 | 0 | 0 | 0 | 0 | 0 | 0 | 0 | 0 | 0 | 0 | 0 | 0 | 0 | 0 | 0 | 0 | 0 | 0 | 0 | 0 | 0 | 0 | 0 | 0
F3_Commercial_Miscellaneous_Existing_Water Heating_Natural Gas_Water Heater_E9 | F3 | Commercial | Miscellaneous | Existing | Water Heating | Natural Gas | Water Heater | E9 | PACT BC Ratio | 0 | 0 | 0 | 0 | 0 | 0 | 0 | 0 | 0 | 0 | 0 | 0 | 0 | 0 | 0 | 0 | 0 | 0 | 0 | 0 | 0 | 0 | 0 | 0 | 0 | 0 | 0
F3_Commercial_Miscellaneous_Existing_Water Heating_Natural Gas_Water Heater_E10 | F3 | Commercial | Miscellaneous | Existing | Water Heating | Natural Gas | Water Heater | E10 | PACT BC Ratio | 0 | 0 | 0 | 0 | 0 | 0 | 0 | 0 | 0 | 0 | 0 | 0 | 0 | 0 | 0 | 0 | 0 | 0 | 0 | 0 | 0 | 0 | 0 | 0 | 0 | 0 | 0
F4_Commercial_Miscellaneous_Existing_Water Heating_Natural Gas_Water Heater_E1 | F4 | Commercial | Miscellaneous | Existing | Water Heating | Natural Gas | Water Heater | E1 | RVT BC Ratio | bar: 2021 to 2047
F4_Commercial_Miscellaneous_Existing_Water Heating_Natural Gas_Water Heater_E2 | F4 | Commercial | Miscellaneous | Existing | Water Heating | Natural Gas | Water Heater | E2 | RVT BC Ratio | 0.7 | 0.7 | 0.7 | 0.7 | 0.7 | 0.7 | 0.7 | 0.7 | 0.7 | 0.7 | 0.7 | 0.7 | 0.7 | 0.7 | 0.7 | 0.7 | 0.7 | 0.7 | 0.7 | 0.7 | 0.7 | 0.7 | 0.7 | 0.7 | 0.7 | 0.7 | 0.7
F4_Commercial_Miscellaneous_Existing_Water Heating_Natural Gas_Water Heater_E3 | F4 | Commercial | Miscellaneous | Existing | Water Heating | Natural Gas | Water Heater | E3 | RVT BC Ratio | bar: 2021 to 2047
F4_Commercial_Miscellaneous_Existing_Water Heating_Natural Gas_Water Heater_E4 | F4 | Commercial | Miscellaneous | Existing | Water Heating | Natural Gas | Water Heater | E4 | RVT BC Ratio | 0 | 0 | 0.7 | 0.7 | 0.7 | 0.7 | 0.7 | 0.7 | 0.7 | 0.7 | 0.7 | 0.7 | 0.7 | 0.7 | 0.7 | 0.7 | 0.7 | 0.7 | 0.7 | 0.7 | 0.7 | 0.7 | 0.7 | 0.7 | 0.7 | 0.7 | 0.7
F4_Commercial_Miscellaneous_Existing_Water Heating_Natural Gas_Water Heater_E5 | F4 | Commercial | Miscellaneous | Existing | Water Heating | Natural Gas | Water Heater | E5 | RVT BC Ratio | 0 | 0 | 0 | 0 | 0 | 0 | 0 | 0 | 0 | 0 | 0 | 0 | 0 | 0 | 0 | 0 | 0 | 0 | 0 | 0 | 0 | 0 | 0 | 0 | 0 | 0 | 0
F4_Commercial_Miscellaneous_Existing_Water Heating_Natural Gas_Water Heater_E6 | F4 | Commercial | Miscellaneous | Existing | Water Heating | Natural Gas | Water Heater | E6 | RVT BC Ratio | 0 | 0 | 0 | 0 | 0 | 0 | 0 | 0 | 0 | 0 | 0 | 0 | 0 | 0 | 0 | 0 | 0 | 0 | 0 | 0 | 0 | 0 | 0 | 0 | 0 | 0 | 0
F4_Commercial_Miscellaneous_Existing_Water Heating_Natural Gas_Water Heater_E7 | F4 | Commercial | Miscellaneous | Existing | Water Heating | Natural Gas | Water Heater | E7 | RVT BC Ratio | 0 | 0 | 0 | 0 | 0 | 0 | 0 | 0 | 0 | 0 | 0 | 0 | 0 | 0 | 0 | 0 | 0 | 0 | 0 | 0 | 0 | 0 | 0 | 0 | 0 | 0 | 0
F4_Commercial_Miscellaneous_Existing_Water Heating_Natural Gas_Water Heater_E8 | F4 | Commercial | Miscellaneous | Existing | Water Heating | Natural Gas | Water Heater | E8 | RVT BC Ratio | 0 | 0 | 0 | 0 | 0 | 0 | 0 | 0 | 0 | 0 | 0 | 0 | 0 | 0 | 0 | 0 | 0 | 0 | 0 | 0 | 0 | 0 | 0 | 0 | 0 | 0 | 0
F4_Commercial_Miscellaneous_Existing_Water Heating_Natural Gas_Water Heater_E9 | F4 | Commercial | Miscellaneous | Existing | Water Heating | Natural Gas | Water Heater | E9 | RVT BC Ratio | 0 | 0 | 0 | 0 | 0 | 0 | 0 | 0 | 0 | 0 | 0 | 0 | 0 | 0 | 0 | 0 | 0 | 0 | 0 | 0 | 0 | 0 | 0 | 0 | 0 | 0 | 0
F4_Commercial_Miscellaneous_Existing_Water Heating_Natural Gas_Water Heater_E10 | F4 | Commercial | Miscellaneous | Existing | Water Heating | Natural Gas | Water Heater | E10 | RVT BC Ratio | 0 | 0 | 0 | 0 | 0 | 0 | 0 | 0 | 0 | 0 | 0 | 0 | 0 | 0 | 0 | 0 | 0 | 0 | 0 | 0 | 0 | 0 | 0 | 0 | 0 | 0 | 0
F5_Commercial_Miscellaneous_Existing_Water Heating_Natural Gas_Water Heater_E1 | F5 | Commercial | Miscellaneous | Existing | Water Heating | Natural Gas | Water Heater | E1 | RIM BC Ratio | bar: 2021 to 2047
F5_Commercial_Miscellaneous_Existing_Water Heating_Natural Gas_Water Heater_E2 | F5 | Commercial | Miscellaneous | Existing | Water Heating | Natural Gas | Water Heater | E2 | RIM BC Ratio | 6.6572 | 6.5612 | 6.4675 | 6.3766 | 6.3775 | 6.438 | 6.536 | 6.6548 | 6.783 | 6.9142 | 7.0439 | 7.1587 | 7.2463 | 7.2836 | 7.2664 | 7.1951 | 7.0753 | 6.9185 | 6.7318 | 6.5104 | 6.2515 | 5.9535 | 5.6889 | 5.5176 | 5.4437 | 5.4704 | 5.4972
F5_Commercial_Miscellaneous_Existing_Water Heating_Natural Gas_Water Heater_E3 | F5 | Commercial | Miscellaneous | Existing | Water Heating | Natural Gas | Water Heater | E3 | RIM BC Ratio | bar: 2021 to 2047
F5_Commercial_Miscellaneous_Existing_Water Heating_Natural Gas_Water Heater_E4 | F5 | Commercial | Miscellaneous | Existing | Water Heating | Natural Gas | Water Heater | E4 | RIM BC Ratio | 0 | 0 | 0.58842 | 0.56284 | 0.55259 | 0.55224 | 0.55925 | 0.57361 | 0.59654 | 0.63035 | 0.67367 | 0.72129 | 0.7677 | 0.80278 | 0.82088 | 0.8202 | 0.80248 | 0.77385 | 0.74012 | 0.70051 | 0.65449 | 0.60182 | 0.55482 | 0.52368 | 0.50907 | 0.51156 | 0.51407
F5_Commercial_Miscellaneous_Existing_Water Heating_Natural Gas_Water Heater_E5 | F5 | Commercial | Miscellaneous | Existing | Water Heating | Natural Gas | Water Heater | E5 | RIM BC Ratio | 0 | 0 | 0 | 0 | 0 | 0 | 0 | 0 | 0 | 0 | 0 | 0 | 0 | 0 | 0 | 0 | 0 | 0 | 0 | 0 | 0 | 0 | 0 | 0 | 0 | 0 | 0
F5_Commercial_Miscellaneous_Existing_Water Heating_Natural Gas_Water Heater_E6 | F5 | Commercial | Miscellaneous | Existing | Water Heating | Natural Gas | Water Heater | E6 | RIM BC Ratio | 0 | 0 | 0 | 0 | 0 | 0 | 0 | 0 | 0 | 0 | 0 | 0 | 0 | 0 | 0 | 0 | 0 | 0 | 0 | 0 | 0 | 0 | 0 | 0 | 0 | 0 | 0
F5_Commercial_Miscellaneous_Existing_Water Heating_Natural Gas_Water Heater_E7 | F5 | Commercial | Miscellaneous | Existing | Water Heating | Natural Gas | Water Heater | E7 | RIM BC Ratio | 0 | 0 | 0 | 0 | 0 | 0 | 0 | 0 | 0 | 0 | 0 | 0 | 0 | 0 | 0 | 0 | 0 | 0 | 0 | 0 | 0 | 0 | 0 | 0 | 0 | 0 | 0
F5_Commercial_Miscellaneous_Existing_Water Heating_Natural Gas_Water Heater_E8 | F5 | Commercial | Miscellaneous | Existing | Water Heating | Natural Gas | Water Heater | E8 | RIM BC Ratio | 0 | 0 | 0 | 0 | 0 | 0 | 0 | 0 | 0 | 0 | 0 | 0 | 0 | 0 | 0 | 0 | 0 | 0 | 0 | 0 | 0 | 0 | 0 | 0 | 0 | 0 | 0
F5_Commercial_Miscellaneous_Existing_Water Heating_Natural Gas_Water Heater_E9 | F5 | Commercial | Miscellaneous | Existing | Water Heating | Natural Gas | Water Heater | E9 | RIM BC Ratio | 0 | 0 | 0 | 0 | 0 | 0 | 0 | 0 | 0 | 0 | 0 | 0 | 0 | 0 | 0 | 0 | 0 | 0 | 0 | 0 | 0 | 0 | 0 | 0 | 0 | 0 | 0
F5_Commercial_Miscellaneous_Existing_Water Heating_Natural Gas_Water Heater_E10 | F5 | Commercial | Miscellaneous | Existing | Water Heating | Natural Gas | Water Heater | E10 | RIM BC Ratio | 0 | 0 | 0 | 0 | 0 | 0 | 0 | 0 | 0 | 0 | 0 | 0 | 0 | 0 | 0 | 0 | 0 | 0 | 0 | 0 | 0 | 0 | 0 | 0 | 0 | 0 | 0
F0_Commercial_Miscellaneous_Existing_Food Preparation_Natural Gas_Oven_E0 | F0 | Commercial | Miscellaneous | Existing | Food Preparation | Natural Gas | Oven | E0 | Economic Unit | ENERGY STAR (>42% Baking Efficiency) | ENERGY STAR (>42% Baking Efficiency) | ENERGY STAR (>42% Baking Efficiency) | ENERGY STAR (>42% Baking Efficiency) | ENERGY STAR (>42% Baking Efficiency) | ENERGY STAR (>42% Baking Efficiency) | ENERGY STAR (>42% Baking Efficiency) | ENERGY STAR (>42% Baking Efficiency) | ENERGY STAR (>42% Baking Efficiency) | ENERGY STAR (>42% Baking Efficiency) | ENERGY STAR (>42% Baking Efficiency) | ENERGY STAR (>42% Baking Efficiency) | ENERGY STAR (>42% Baking Efficiency) | ENERGY STAR (>42% Baking Efficiency) | ENERGY STAR (>42% Baking Efficiency) | ENERGY STAR (>42% Baking Efficiency) | ENERGY STAR (>42% Baking Efficiency) | ENERGY STAR (>42% Baking Efficiency) | ENERGY STAR (>42% Baking Efficiency) | ENERGY STAR (>42% Baking Efficiency) | ENERGY STAR (>42% Baking Efficiency) | ENERGY STAR (>42% Baking Efficiency) | ENERGY STAR (>42% Baking Efficiency) | ENERGY STAR (>42% Baking Efficiency) | ENERGY STAR (>42% Baking Efficiency) | ENERGY STAR (>42% Baking Efficiency) | ENERGY STAR (>42% Baking Efficiency)
F1_Commercial_Miscellaneous_Existing_Food Preparation_Natural Gas_Oven_E1 | F1 | Commercial | Miscellaneous | Existing | Food Preparation | Natural Gas | Oven | E1 | CCE | 0 | 0 | 0 | 0 | 0 | 0 | 0 | 0 | 0 | 0 | 0 | 0 | 0 | 0 | 0 | 0 | 0 | 0 | 0 | 0 | 0 | 0 | 0 | 0 | 0 | 0 | 0
F1_Commercial_Miscellaneous_Existing_Food Preparation_Natural Gas_Oven_E2 | F1 | Commercial | Miscellaneous | Existing | Food Preparation | Natural Gas | Oven | E2 | CCE | 0.0064069 | 0.0064069 | 0.0064069 | 0.0064069 | 0.0064069 | 0.0064069 | 0.0064069 | 0.0064069 | 0.0064069 | 0.0064069 | 0.0064069 | 0.0064069 | 0.0064069 | 0.0064069 | 0.0064069 | 0.0064069 | 0.0064069 | 0.0064069 | 0.0064069 | 0.0064069 | 0.0064069 | 0.0064069 | 0.0064069 | 0.0064069 | 0.0064069 | 0.0064069 | 0.0064069
F1_Commercial_Miscellaneous_Existing_Food Preparation_Natural Gas_Oven_E3 | F1 | Commercial | Miscellaneous | Existing | Food Preparation | Natural Gas | Oven | E3 | CCE | 0 | 0 | 0 | 0 | 0 | 0 | 0 | 0 | 0 | 0 | 0 | 0 | 0 | 0 | 0 | 0 | 0 | 0 | 0 | 0 | 0 | 0 | 0 | 0 | 0 | 0 | 0
F1_Commercial_Miscellaneous_Existing_Food Preparation_Natural Gas_Oven_E4 | F1 | Commercial | Miscellaneous | Existing | Food Preparation | Natural Gas | Oven | E4 | CCE | 0 | 0 | 0 | 0 | 0 | 0 | 0 | 0 | 0 | 0 | 0 | 0 | 0 | 0 | 0 | 0 | 0 | 0 | 0 | 0 | 0 | 0 | 0 | 0 | 0 | 0 | 0
F1_Commercial_Miscellaneous_Existing_Food Preparation_Natural Gas_Oven_E5 | F1 | Commercial | Miscellaneous | Existing | Food Preparation | Natural Gas | Oven | E5 | CCE | 0 | 0 | 0 | 0 | 0 | 0 | 0 | 0 | 0 | 0 | 0 | 0 | 0 | 0 | 0 | 0 | 0 | 0 | 0 | 0 | 0 | 0 | 0 | 0 | 0 | 0 | 0
F1_Commercial_Miscellaneous_Existing_Food Preparation_Natural Gas_Oven_E6 | F1 | Commercial | Miscellaneous | Existing | Food Preparation | Natural Gas | Oven | E6 | CCE | 0 | 0 | 0 | 0 | 0 | 0 | 0 | 0 | 0 | 0 | 0 | 0 | 0 | 0 | 0 | 0 | 0 | 0 | 0 | 0 | 0 | 0 | 0 | 0 | 0 | 0 | 0
F1_Commercial_Miscellaneous_Existing_Food Preparation_Natural Gas_Oven_E7 | F1 | Commercial | Miscellaneous | Existing | Food Preparation | Natural Gas | Oven | E7 | CCE | 0 | 0 | 0 | 0 | 0 | 0 | 0 | 0 | 0 | 0 | 0 | 0 | 0 | 0 | 0 | 0 | 0 | 0 | 0 | 0 | 0 | 0 | 0 | 0 | 0 | 0 | 0
F1_Commercial_Miscellaneous_Existing_Food Preparation_Natural Gas_Oven_E8 | F1 | Commercial | Miscellaneous | Existing | Food Preparation | Natural Gas | Oven | E8 | CCE | 0 | 0 | 0 | 0 | 0 | 0 | 0 | 0 | 0 | 0 | 0 | 0 | 0 | 0 | 0 | 0 | 0 | 0 | 0 | 0 | 0 | 0 | 0 | 0 | 0 | 0 | 0
F1_Commercial_Miscellaneous_Existing_Food Preparation_Natural Gas_Oven_E9 | F1 | Commercial | Miscellaneous | Existing | Food Preparation | Natural Gas | Oven | E9 | CCE | 0 | 0 | 0 | 0 | 0 | 0 | 0 | 0 | 0 | 0 | 0 | 0 | 0 | 0 | 0 | 0 | 0 | 0 | 0 | 0 | 0 | 0 | 0 | 0 | 0 | 0 | 0
F1_Commercial_Miscellaneous_Existing_Food Preparation_Natural Gas_Oven_E10 | F1 | Commercial | Miscellaneous | Existing | Food Preparation | Natural Gas | Oven | E10 | CCE | 0 | 0 | 0 | 0 | 0 | 0 | 0 | 0 | 0 | 0 | 0 | 0 | 0 | 0 | 0 | 0 | 0 | 0 | 0 | 0 | 0 | 0 | 0 | 0 | 0 | 0 | 0
F2_Commercial_Miscellaneous_Existing_Food Preparation_Natural Gas_Oven_E1 | F2 | Commercial | Miscellaneous | Existing | Food Preparation | Natural Gas | Oven | E1 | TRC BC Ratio | bar: 2021 to 2047
F2_Commercial_Miscellaneous_Existing_Food Preparation_Natural Gas_Oven_E2 | F2 | Commercial | Miscellaneous | Existing | Food Preparation | Natural Gas | Oven | E2 | TRC BC Ratio | 2.1435 | 2.1209 | 2.0991 | 2.0784 | 2.0838 | 2.1062 | 2.1397 | 2.1792 | 2.22 | 2.2569 | 2.287 | 2.3059 | 2.3122 | 2.3039 | 2.2841 | 2.2551 | 2.2186 | 2.175 | 2.1228 | 2.0608 | 1.9881 | 1.9043 | 1.83 | 1.7822 | 1.7622 | 1.7709 | 1.7795
F2_Commercial_Miscellaneous_Existing_Food Preparation_Natural Gas_Oven_E3 | F2 | Commercial | Miscellaneous | Existing | Food Preparation | Natural Gas | Oven | E3 | TRC BC Ratio | 0 | 0 | 0 | 0 | 0 | 0 | 0 | 0 | 0 | 0 | 0 | 0 | 0 | 0 | 0 | 0 | 0 | 0 | 0 | 0 | 0 | 0 | 0 | 0 | 0 | 0 | 0
F2_Commercial_Miscellaneous_Existing_Food Preparation_Natural Gas_Oven_E4 | F2 | Commercial | Miscellaneous | Existing | Food Preparation | Natural Gas | Oven | E4 | TRC BC Ratio | 0 | 0 | 0 | 0 | 0 | 0 | 0 | 0 | 0 | 0 | 0 | 0 | 0 | 0 | 0 | 0 | 0 | 0 | 0 | 0 | 0 | 0 | 0 | 0 | 0 | 0 | 0
F2_Commercial_Miscellaneous_Existing_Food Preparation_Natural Gas_Oven_E5 | F2 | Commercial | Miscellaneous | Existing | Food Preparation | Natural Gas | Oven | E5 | TRC BC Ratio | 0 | 0 | 0 | 0 | 0 | 0 | 0 | 0 | 0 | 0 | 0 | 0 | 0 | 0 | 0 | 0 | 0 | 0 | 0 | 0 | 0 | 0 | 0 | 0 | 0 | 0 | 0
F2_Commercial_Miscellaneous_Existing_Food Preparation_Natural Gas_Oven_E6 | F2 | Commercial | Miscellaneous | Existing | Food Preparation | Natural Gas | Oven | E6 | TRC BC Ratio | 0 | 0 | 0 | 0 | 0 | 0 | 0 | 0 | 0 | 0 | 0 | 0 | 0 | 0 | 0 | 0 | 0 | 0 | 0 | 0 | 0 | 0 | 0 | 0 | 0 | 0 | 0
F2_Commercial_Miscellaneous_Existing_Food Preparation_Natural Gas_Oven_E7 | F2 | Commercial | Miscellaneous | Existing | Food Preparation | Natural Gas | Oven | E7 | TRC BC Ratio | 0 | 0 | 0 | 0 | 0 | 0 | 0 | 0 | 0 | 0 | 0 | 0 | 0 | 0 | 0 | 0 | 0 | 0 | 0 | 0 | 0 | 0 | 0 | 0 | 0 | 0 | 0
F2_Commercial_Miscellaneous_Existing_Food Preparation_Natural Gas_Oven_E8 | F2 | Commercial | Miscellaneous | Existing | Food Preparation | Natural Gas | Oven | E8 | TRC BC Ratio | 0 | 0 | 0 | 0 | 0 | 0 | 0 | 0 | 0 | 0 | 0 | 0 | 0 | 0 | 0 | 0 | 0 | 0 | 0 | 0 | 0 | 0 | 0 | 0 | 0 | 0 | 0
F2_Commercial_Miscellaneous_Existing_Food Preparation_Natural Gas_Oven_E9 | F2 | Commercial | Miscellaneous | Existing | Food Preparation | Natural Gas | Oven | E9 | TRC BC Ratio | 0 | 0 | 0 | 0 | 0 | 0 | 0 | 0 | 0 | 0 | 0 | 0 | 0 | 0 | 0 | 0 | 0 | 0 | 0 | 0 | 0 | 0 | 0 | 0 | 0 | 0 | 0
F2_Commercial_Miscellaneous_Existing_Food Preparation_Natural Gas_Oven_E10 | F2 | Commercial | Miscellaneous | Existing | Food Preparation | Natural Gas | Oven | E10 | TRC BC Ratio | 0 | 0 | 0 | 0 | 0 | 0 | 0 | 0 | 0 | 0 | 0 | 0 | 0 | 0 | 0 | 0 | 0 | 0 | 0 | 0 | 0 | 0 | 0 | 0 | 0 | 0 | 0
F3_Commercial_Miscellaneous_Existing_Food Preparation_Natural Gas_Oven_E1 | F3 | Commercial | Miscellaneous | Existing | Food Preparation | Natural Gas | Oven | E1 | PACT BC Ratio | bar: 2021 to 2047
F3_Commercial_Miscellaneous_Existing_Food Preparation_Natural Gas_Oven_E2 | F3 | Commercial | Miscellaneous | Existing | Food Preparation | Natural Gas | Oven | E2 | PACT BC Ratio | 2.8204 | 2.7906 | 2.762 | 2.7347 | 2.7418 | 2.7714 | 2.8154 | 2.8674 | 2.9211 | 2.9697 | 3.0092 | 3.0341 | 3.0424 | 3.0315 | 3.0054 | 2.9673 | 2.9193 | 2.8618 | 2.7932 | 2.7116 | 2.6159 | 2.5056 | 2.4079 | 2.3451 | 2.3187 | 2.3301 | 2.3415
F3_Commercial_Miscellaneous_Existing_Food Preparation_Natural Gas_Oven_E3 | F3 | Commercial | Miscellaneous | Existing | Food Preparation | Natural Gas | Oven | E3 | PACT BC Ratio | 0 | 0 | 0 | 0 | 0 | 0 | 0 | 0 | 0 | 0 | 0 | 0 | 0 | 0 | 0 | 0 | 0 | 0 | 0 | 0 | 0 | 0 | 0 | 0 | 0 | 0 | 0
F3_Commercial_Miscellaneous_Existing_Food Preparation_Natural Gas_Oven_E4 | F3 | Commercial | Miscellaneous | Existing | Food Preparation | Natural Gas | Oven | E4 | PACT BC Ratio | 0 | 0 | 0 | 0 | 0 | 0 | 0 | 0 | 0 | 0 | 0 | 0 | 0 | 0 | 0 | 0 | 0 | 0 | 0 | 0 | 0 | 0 | 0 | 0 | 0 | 0 | 0
F3_Commercial_Miscellaneous_Existing_Food Preparation_Natural Gas_Oven_E5 | F3 | Commercial | Miscellaneous | Existing | Food Preparation | Natural Gas | Oven | E5 | PACT BC Ratio | 0 | 0 | 0 | 0 | 0 | 0 | 0 | 0 | 0 | 0 | 0 | 0 | 0 | 0 | 0 | 0 | 0 | 0 | 0 | 0 | 0 | 0 | 0 | 0 | 0 | 0 | 0
F3_Commercial_Miscellaneous_Existing_Food Preparation_Natural Gas_Oven_E6 | F3 | Commercial | Miscellaneous | Existing | Food Preparation | Natural Gas | Oven | E6 | PACT BC Ratio | 0 | 0 | 0 | 0 | 0 | 0 | 0 | 0 | 0 | 0 | 0 | 0 | 0 | 0 | 0 | 0 | 0 | 0 | 0 | 0 | 0 | 0 | 0 | 0 | 0 | 0 | 0
F3_Commercial_Miscellaneous_Existing_Food Preparation_Natural Gas_Oven_E7 | F3 | Commercial | Miscellaneous | Existing | Food Preparation | Natural Gas | Oven | E7 | PACT BC Ratio | 0 | 0 | 0 | 0 | 0 | 0 | 0 | 0 | 0 | 0 | 0 | 0 | 0 | 0 | 0 | 0 | 0 | 0 | 0 | 0 | 0 | 0 | 0 | 0 | 0 | 0 | 0
F3_Commercial_Miscellaneous_Existing_Food Preparation_Natural Gas_Oven_E8 | F3 | Commercial | Miscellaneous | Existing | Food Preparation | Natural Gas | Oven | E8 | PACT BC Ratio | 0 | 0 | 0 | 0 | 0 | 0 | 0 | 0 | 0 | 0 | 0 | 0 | 0 | 0 | 0 | 0 | 0 | 0 | 0 | 0 | 0 | 0 | 0 | 0 | 0 | 0 | 0
F3_Commercial_Miscellaneous_Existing_Food Preparation_Natural Gas_Oven_E9 | F3 | Commercial | Miscellaneous | Existing | Food Preparation | Natural Gas | Oven | E9 | PACT BC Ratio | 0 | 0 | 0 | 0 | 0 | 0 | 0 | 0 | 0 | 0 | 0 | 0 | 0 | 0 | 0 | 0 | 0 | 0 | 0 | 0 | 0 | 0 | 0 | 0 | 0 | 0 | 0
F3_Commercial_Miscellaneous_Existing_Food Preparation_Natural Gas_Oven_E10 | F3 | Commercial | Miscellaneous | Existing | Food Preparation | Natural Gas | Oven | E10 | PACT BC Ratio | 0 | 0 | 0 | 0 | 0 | 0 | 0 | 0 | 0 | 0 | 0 | 0 | 0 | 0 | 0 | 0 | 0 | 0 | 0 | 0 | 0 | 0 | 0 | 0 | 0 | 0 | 0
F4_Commercial_Miscellaneous_Existing_Food Preparation_Natural Gas_Oven_E1 | F4 | Commercial | Miscellaneous | Existing | Food Preparation | Natural Gas | Oven | E1 | RVT BC Ratio | bar: 2021 to 2047
F4_Commercial_Miscellaneous_Existing_Food Preparation_Natural Gas_Oven_E2 | F4 | Commercial | Miscellaneous | Existing | Food Preparation | Natural Gas | Oven | E2 | RVT BC Ratio | 0.7 | 0.7 | 0.7 | 0.7 | 0.7 | 0.7 | 0.7 | 0.7 | 0.7 | 0.7 | 0.7 | 0.7 | 0.7 | 0.7 | 0.7 | 0.7 | 0.7 | 0.7 | 0.7 | 0.7 | 0.7 | 0.7 | 0.7 | 0.7 | 0.7 | 0.7 | 0.7
F4_Commercial_Miscellaneous_Existing_Food Preparation_Natural Gas_Oven_E3 | F4 | Commercial | Miscellaneous | Existing | Food Preparation | Natural Gas | Oven | E3 | RVT BC Ratio | 0 | 0 | 0 | 0 | 0 | 0 | 0 | 0 | 0 | 0 | 0 | 0 | 0 | 0 | 0 | 0 | 0 | 0 | 0 | 0 | 0 | 0 | 0 | 0 | 0 | 0 | 0
F4_Commercial_Miscellaneous_Existing_Food Preparation_Natural Gas_Oven_E4 | F4 | Commercial | Miscellaneous | Existing | Food Preparation | Natural Gas | Oven | E4 | RVT BC Ratio | 0 | 0 | 0 | 0 | 0 | 0 | 0 | 0 | 0 | 0 | 0 | 0 | 0 | 0 | 0 | 0 | 0 | 0 | 0 | 0 | 0 | 0 | 0 | 0 | 0 | 0 | 0
F4_Commercial_Miscellaneous_Existing_Food Preparation_Natural Gas_Oven_E5 | F4 | Commercial | Miscellaneous | Existing | Food Preparation | Natural Gas | Oven | E5 | RVT BC Ratio | 0 | 0 | 0 | 0 | 0 | 0 | 0 | 0 | 0 | 0 | 0 | 0 | 0 | 0 | 0 | 0 | 0 | 0 | 0 | 0 | 0 | 0 | 0 | 0 | 0 | 0 | 0
F4_Commercial_Miscellaneous_Existing_Food Preparation_Natural Gas_Oven_E6 | F4 | Commercial | Miscellaneous | Existing | Food Preparation | Natural Gas | Oven | E6 | RVT BC Ratio | 0 | 0 | 0 | 0 | 0 | 0 | 0 | 0 | 0 | 0 | 0 | 0 | 0 | 0 | 0 | 0 | 0 | 0 | 0 | 0 | 0 | 0 | 0 | 0 | 0 | 0 | 0
F4_Commercial_Miscellaneous_Existing_Food Preparation_Natural Gas_Oven_E7 | F4 | Commercial | Miscellaneous | Existing | Food Preparation | Natural Gas | Oven | E7 | RVT BC Ratio | 0 | 0 | 0 | 0 | 0 | 0 | 0 | 0 | 0 | 0 | 0 | 0 | 0 | 0 | 0 | 0 | 0 | 0 | 0 | 0 | 0 | 0 | 0 | 0 | 0 | 0 | 0
F4_Commercial_Miscellaneous_Existing_Food Preparation_Natural Gas_Oven_E8 | F4 | Commercial | Miscellaneous | Existing | Food Preparation | Natural Gas | Oven | E8 | RVT BC Ratio | 0 | 0 | 0 | 0 | 0 | 0 | 0 | 0 | 0 | 0 | 0 | 0 | 0 | 0 | 0 | 0 | 0 | 0 | 0 | 0 | 0 | 0 | 0 | 0 | 0 | 0 | 0
F4_Commercial_Miscellaneous_Existing_Food Preparation_Natural Gas_Oven_E9 | F4 | Commercial | Miscellaneous | Existing | Food Preparation | Natural Gas | Oven | E9 | RVT BC Ratio | 0 | 0 | 0 | 0 | 0 | 0 | 0 | 0 | 0 | 0 | 0 | 0 | 0 | 0 | 0 | 0 | 0 | 0 | 0 | 0 | 0 | 0 | 0 | 0 | 0 | 0 | 0
F4_Commercial_Miscellaneous_Existing_Food Preparation_Natural Gas_Oven_E10 | F4 | Commercial | Miscellaneous | Existing | Food Preparation | Natural Gas | Oven | E10 | RVT BC Ratio | 0 | 0 | 0 | 0 | 0 | 0 | 0 | 0 | 0 | 0 | 0 | 0 | 0 | 0 | 0 | 0 | 0 | 0 | 0 | 0 | 0 | 0 | 0 | 0 | 0 | 0 | 0
F5_Commercial_Miscellaneous_Existing_Food Preparation_Natural Gas_Oven_E1 | F5 | Commercial | Miscellaneous | Existing | Food Preparation | Natural Gas | Oven | E1 | RIM BC Ratio | bar: 2021 to 2047
F5_Commercial_Miscellaneous_Existing_Food Preparation_Natural Gas_Oven_E2 | F5 | Commercial | Miscellaneous | Existing | Food Preparation | Natural Gas | Oven | E2 | RIM BC Ratio | 2.8204 | 2.7906 | 2.762 | 2.7347 | 2.7418 | 2.7714 | 2.8154 | 2.8674 | 2.9211 | 2.9697 | 3.0092 | 3.0341 | 3.0424 | 3.0315 | 3.0054 | 2.9673 | 2.9193 | 2.8618 | 2.7932 | 2.7116 | 2.6159 | 2.5056 | 2.4079 | 2.3451 | 2.3187 | 2.3301 | 2.3415
F5_Commercial_Miscellaneous_Existing_Food Preparation_Natural Gas_Oven_E3 | F5 | Commercial | Miscellaneous | Existing | Food Preparation | Natural Gas | Oven | E3 | RIM BC Ratio | 0 | 0 | 0 | 0 | 0 | 0 | 0 | 0 | 0 | 0 | 0 | 0 | 0 | 0 | 0 | 0 | 0 | 0 | 0 | 0 | 0 | 0 | 0 | 0 | 0 | 0 | 0
F5_Commercial_Miscellaneous_Existing_Food Preparation_Natural Gas_Oven_E4 | F5 | Commercial | Miscellaneous | Existing | Food Preparation | Natural Gas | Oven | E4 | RIM BC Ratio | 0 | 0 | 0 | 0 | 0 | 0 | 0 | 0 | 0 | 0 | 0 | 0 | 0 | 0 | 0 | 0 | 0 | 0 | 0 | 0 | 0 | 0 | 0 | 0 | 0 | 0 | 0
F5_Commercial_Miscellaneous_Existing_Food Preparation_Natural Gas_Oven_E5 | F5 | Commercial | Miscellaneous | Existing | Food Preparation | Natural Gas | Oven | E5 | RIM BC Ratio | 0 | 0 | 0 | 0 | 0 | 0 | 0 | 0 | 0 | 0 | 0 | 0 | 0 | 0 | 0 | 0 | 0 | 0 | 0 | 0 | 0 | 0 | 0 | 0 | 0 | 0 | 0
F5_Commercial_Miscellaneous_Existing_Food Preparation_Natural Gas_Oven_E6 | F5 | Commercial | Miscellaneous | Existing | Food Preparation | Natural Gas | Oven | E6 | RIM BC Ratio | 0 | 0 | 0 | 0 | 0 | 0 | 0 | 0 | 0 | 0 | 0 | 0 | 0 | 0 | 0 | 0 | 0 | 0 | 0 | 0 | 0 | 0 | 0 | 0 | 0 | 0 | 0
F5_Commercial_Miscellaneous_Existing_Food Preparation_Natural Gas_Oven_E7 | F5 | Commercial | Miscellaneous | Existing | Food Preparation | Natural Gas | Oven | E7 | RIM BC Ratio | 0 | 0 | 0 | 0 | 0 | 0 | 0 | 0 | 0 | 0 | 0 | 0 | 0 | 0 | 0 | 0 | 0 | 0 | 0 | 0 | 0 | 0 | 0 | 0 | 0 | 0 | 0
F5_Commercial_Miscellaneous_Existing_Food Preparation_Natural Gas_Oven_E8 | F5 | Commercial | Miscellaneous | Existing | Food Preparation | Natural Gas | Oven | E8 | RIM BC Ratio | 0 | 0 | 0 | 0 | 0 | 0 | 0 | 0 | 0 | 0 | 0 | 0 | 0 | 0 | 0 | 0 | 0 | 0 | 0 | 0 | 0 | 0 | 0 | 0 | 0 | 0 | 0
F5_Commercial_Miscellaneous_Existing_Food Preparation_Natural Gas_Oven_E9 | F5 | Commercial | Miscellaneous | Existing | Food Preparation | Natural Gas | Oven | E9 | RIM BC Ratio | 0 | 0 | 0 | 0 | 0 | 0 | 0 | 0 | 0 | 0 | 0 | 0 | 0 | 0 | 0 | 0 | 0 | 0 | 0 | 0 | 0 | 0 | 0 | 0 | 0 | 0 | 0
F5_Commercial_Miscellaneous_Existing_Food Preparation_Natural Gas_Oven_E10 | F5 | Commercial | Miscellaneous | Existing | Food Preparation | Natural Gas | Oven | E10 | RIM BC Ratio | 0 | 0 | 0 | 0 | 0 | 0 | 0 | 0 | 0 | 0 | 0 | 0 | 0 | 0 | 0 | 0 | 0 | 0 | 0 | 0 | 0 | 0 | 0 | 0 | 0 | 0 | 0
F0_Commercial_Miscellaneous_Existing_Food Preparation_Natural Gas_Conveyor Oven_E0 | F0 | Commercial | Miscellaneous | Existing | Food Preparation | Natural Gas | Conveyor Oven | E0 | Economic Unit | Efficient (>42% Baking Efficiency) | Efficient (>42% Baking Efficiency) | Efficient (>42% Baking Efficiency) | Efficient (>42% Baking Efficiency) | Efficient (>42% Baking Efficiency) | Efficient (>42% Baking Efficiency) | Efficient (>42% Baking Efficiency) | Efficient (>42% Baking Efficiency) | Efficient (>42% Baking Efficiency) | Efficient (>42% Baking Efficiency) | Efficient (>42% Baking Efficiency) | Efficient (>42% Baking Efficiency) | Efficient (>42% Baking Efficiency) | Efficient (>42% Baking Efficiency) | Efficient (>42% Baking Efficiency) | Efficient (>42% Baking Efficiency) | Efficient (>42% Baking Efficiency) | Efficient (>42% Baking Efficiency) | Efficient (>42% Baking Efficiency) | Efficient (>42% Baking Efficiency) | Efficient (>42% Baking Efficiency) | Efficient (>42% Baking Efficiency) | Efficient (>42% Baking Efficiency) | Efficient (>42% Baking Efficiency) | Efficient (>42% Baking Efficiency) | Efficient (>42% Baking Efficiency) | Efficient (>42% Baking Efficiency)
F1_Commercial_Miscellaneous_Existing_Food Preparation_Natural Gas_Conveyor Oven_E1 | F1 | Commercial | Miscellaneous | Existing | Food Preparation | Natural Gas | Conveyor Oven | E1 | CCE | 0 | 0 | 0 | 0 | 0 | 0 | 0 | 0 | 0 | 0 | 0 | 0 | 0 | 0 | 0 | 0 | 0 | 0 | 0 | 0 | 0 | 0 | 0 | 0 | 0 | 0 | 0
F1_Commercial_Miscellaneous_Existing_Food Preparation_Natural Gas_Conveyor Oven_E2 | F1 | Commercial | Miscellaneous | Existing | Food Preparation | Natural Gas | Conveyor Oven | E2 | CCE | 0.0044579 | 0.0044579 | 0.0044579 | 0.0044579 | 0.0044579 | 0.0044579 | 0.0044579 | 0.0044579 | 0.0044579 | 0.0044579 | 0.0044579 | 0.0044579 | 0.0044579 | 0.0044579 | 0.0044579 | 0.0044579 | 0.0044579 | 0.0044579 | 0.0044579 | 0.0044579 | 0.0044579 | 0.0044579 | 0.0044579 | 0.0044579 | 0.0044579 | 0.0044579 | 0.0044579
F1_Commercial_Miscellaneous_Existing_Food Preparation_Natural Gas_Conveyor Oven_E3 | F1 | Commercial | Miscellaneous | Existing | Food Preparation | Natural Gas | Conveyor Oven | E3 | CCE | 0 | 0 | 0 | 0 | 0 | 0 | 0 | 0 | 0 | 0 | 0 | 0 | 0 | 0 | 0 | 0 | 0 | 0 | 0 | 0 | 0 | 0 | 0 | 0 | 0 | 0 | 0
F1_Commercial_Miscellaneous_Existing_Food Preparation_Natural Gas_Conveyor Oven_E4 | F1 | Commercial | Miscellaneous | Existing | Food Preparation | Natural Gas | Conveyor Oven | E4 | CCE | 0 | 0 | 0 | 0 | 0 | 0 | 0 | 0 | 0 | 0 | 0 | 0 | 0 | 0 | 0 | 0 | 0 | 0 | 0 | 0 | 0 | 0 | 0 | 0 | 0 | 0 | 0
F1_Commercial_Miscellaneous_Existing_Food Preparation_Natural Gas_Conveyor Oven_E5 | F1 | Commercial | Miscellaneous | Existing | Food Preparation | Natural Gas | Conveyor Oven | E5 | CCE | 0 | 0 | 0 | 0 | 0 | 0 | 0 | 0 | 0 | 0 | 0 | 0 | 0 | 0 | 0 | 0 | 0 | 0 | 0 | 0 | 0 | 0 | 0 | 0 | 0 | 0 | 0
F1_Commercial_Miscellaneous_Existing_Food Preparation_Natural Gas_Conveyor Oven_E6 | F1 | Commercial | Miscellaneous | Existing | Food Preparation | Natural Gas | Conveyor Oven | E6 | CCE | 0 | 0 | 0 | 0 | 0 | 0 | 0 | 0 | 0 | 0 | 0 | 0 | 0 | 0 | 0 | 0 | 0 | 0 | 0 | 0 | 0 | 0 | 0 | 0 | 0 | 0 | 0
F1_Commercial_Miscellaneous_Existing_Food Preparation_Natural Gas_Conveyor Oven_E7 | F1 | Commercial | Miscellaneous | Existing | Food Preparation | Natural Gas | Conveyor Oven | E7 | CCE | 0 | 0 | 0 | 0 | 0 | 0 | 0 | 0 | 0 | 0 | 0 | 0 | 0 | 0 | 0 | 0 | 0 | 0 | 0 | 0 | 0 | 0 | 0 | 0 | 0 | 0 | 0
F1_Commercial_Miscellaneous_Existing_Food Preparation_Natural Gas_Conveyor Oven_E8 | F1 | Commercial | Miscellaneous | Existing | Food Preparation | Natural Gas | Conveyor Oven | E8 | CCE | 0 | 0 | 0 | 0 | 0 | 0 | 0 | 0 | 0 | 0 | 0 | 0 | 0 | 0 | 0 | 0 | 0 | 0 | 0 | 0 | 0 | 0 | 0 | 0 | 0 | 0 | 0
F1_Commercial_Miscellaneous_Existing_Food Preparation_Natural Gas_Conveyor Oven_E9 | F1 | Commercial | Miscellaneous | Existing | Food Preparation | Natural Gas | Conveyor Oven | E9 | CCE | 0 | 0 | 0 | 0 | 0 | 0 | 0 | 0 | 0 | 0 | 0 | 0 | 0 | 0 | 0 | 0 | 0 | 0 | 0 | 0 | 0 | 0 | 0 | 0 | 0 | 0 | 0
F1_Commercial_Miscellaneous_Existing_Food Preparation_Natural Gas_Conveyor Oven_E10 | F1 | Commercial | Miscellaneous | Existing | Food Preparation | Natural Gas | Conveyor Oven | E10 | CCE | 0 | 0 | 0 | 0 | 0 | 0 | 0 | 0 | 0 | 0 | 0 | 0 | 0 | 0 | 0 | 0 | 0 | 0 | 0 | 0 | 0 | 0 | 0 | 0 | 0 | 0 | 0
F2_Commercial_Miscellaneous_Existing_Food Preparation_Natural Gas_Conveyor Oven_E1 | F2 | Commercial | Miscellaneous | Existing | Food Preparation | Natural Gas | Conveyor Oven | E1 | TRC BC Ratio | bar: 2021 to 2047
F2_Commercial_Miscellaneous_Existing_Food Preparation_Natural Gas_Conveyor Oven_E2 | F2 | Commercial | Miscellaneous | Existing | Food Preparation | Natural Gas | Conveyor Oven | E2 | TRC BC Ratio | 3.1168 | 3.1026 | 3.0898 | 3.0771 | 3.0914 | 3.1189 | 3.1492 | 3.1746 | 3.1913 | 3.1987 | 3.1992 | 3.1946 | 3.185 | 3.1677 | 3.1435 | 3.1119 | 3.0717 | 3.0231 | 2.9646 | 2.8946 | 2.8121 | 2.7166 | 2.6323 | 2.579 | 2.558 | 2.5706 | 2.5832
F2_Commercial_Miscellaneous_Existing_Food Preparation_Natural Gas_Conveyor Oven_E3 | F2 | Commercial | Miscellaneous | Existing | Food Preparation | Natural Gas | Conveyor Oven | E3 | TRC BC Ratio | 0 | 0 | 0 | 0 | 0 | 0 | 0 | 0 | 0 | 0 | 0 | 0 | 0 | 0 | 0 | 0 | 0 | 0 | 0 | 0 | 0 | 0 | 0 | 0 | 0 | 0 | 0
F2_Commercial_Miscellaneous_Existing_Food Preparation_Natural Gas_Conveyor Oven_E4 | F2 | Commercial | Miscellaneous | Existing | Food Preparation | Natural Gas | Conveyor Oven | E4 | TRC BC Ratio | 0 | 0 | 0 | 0 | 0 | 0 | 0 | 0 | 0 | 0 | 0 | 0 | 0 | 0 | 0 | 0 | 0 | 0 | 0 | 0 | 0 | 0 | 0 | 0 | 0 | 0 | 0
F2_Commercial_Miscellaneous_Existing_Food Preparation_Natural Gas_Conveyor Oven_E5 | F2 | Commercial | Miscellaneous | Existing | Food Preparation | Natural Gas | Conveyor Oven | E5 | TRC BC Ratio | 0 | 0 | 0 | 0 | 0 | 0 | 0 | 0 | 0 | 0 | 0 | 0 | 0 | 0 | 0 | 0 | 0 | 0 | 0 | 0 | 0 | 0 | 0 | 0 | 0 | 0 | 0
F2_Commercial_Miscellaneous_Existing_Food Preparation_Natural Gas_Conveyor Oven_E6 | F2 | Commercial | Miscellaneous | Existing | Food Preparation | Natural Gas | Conveyor Oven | E6 | TRC BC Ratio | 0 | 0 | 0 | 0 | 0 | 0 | 0 | 0 | 0 | 0 | 0 | 0 | 0 | 0 | 0 | 0 | 0 | 0 | 0 | 0 | 0 | 0 | 0 | 0 | 0 | 0 | 0
F2_Commercial_Miscellaneous_Existing_Food Preparation_Natural Gas_Conveyor Oven_E7 | F2 | Commercial | Miscellaneous | Existing | Food Preparation | Natural Gas | Conveyor Oven | E7 | TRC BC Ratio | 0 | 0 | 0 | 0 | 0 | 0 | 0 | 0 | 0 | 0 | 0 | 0 | 0 | 0 | 0 | 0 | 0 | 0 | 0 | 0 | 0 | 0 | 0 | 0 | 0 | 0 | 0
F2_Commercial_Miscellaneous_Existing_Food Preparation_Natural Gas_Conveyor Oven_E8 | F2 | Commercial | Miscellaneous | Existing | Food Preparation | Natural Gas | Conveyor Oven | E8 | TRC BC Ratio | 0 | 0 | 0 | 0 | 0 | 0 | 0 | 0 | 0 | 0 | 0 | 0 | 0 | 0 | 0 | 0 | 0 | 0 | 0 | 0 | 0 | 0 | 0 | 0 | 0 | 0 | 0
F2_Commercial_Miscellaneous_Existing_Food Preparation_Natural Gas_Conveyor Oven_E9 | F2 | Commercial | Miscellaneous | Existing | Food Preparation | Natural Gas | Conveyor Oven | E9 | TRC BC Ratio | 0 | 0 | 0 | 0 | 0 | 0 | 0 | 0 | 0 | 0 | 0 | 0 | 0 | 0 | 0 | 0 | 0 | 0 | 0 | 0 | 0 | 0 | 0 | 0 | 0 | 0 | 0
F2_Commercial_Miscellaneous_Existing_Food Preparation_Natural Gas_Conveyor Oven_E10 | F2 | Commercial | Miscellaneous | Existing | Food Preparation | Natural Gas | Conveyor Oven | E10 | TRC BC Ratio | 0 | 0 | 0 | 0 | 0 | 0 | 0 | 0 | 0 | 0 | 0 | 0 | 0 | 0 | 0 | 0 | 0 | 0 | 0 | 0 | 0 | 0 | 0 | 0 | 0 | 0 | 0
F3_Commercial_Miscellaneous_Existing_Food Preparation_Natural Gas_Conveyor Oven_E1 | F3 | Commercial | Miscellaneous | Existing | Food Preparation | Natural Gas | Conveyor Oven | E1 | PACT BC Ratio | bar: 2021 to 2047
F3_Commercial_Miscellaneous_Existing_Food Preparation_Natural Gas_Conveyor Oven_E2 | F3 | Commercial | Miscellaneous | Existing | Food Preparation | Natural Gas | Conveyor Oven | E2 | PACT BC Ratio | 4.1011 | 4.0824 | 4.0655 | 4.0488 | 4.0676 | 4.1039 | 4.1436 | 4.1771 | 4.1991 | 4.2088 | 4.2095 | 4.2034 | 4.1908 | 4.168 | 4.1362 | 4.0947 | 4.0417 | 3.9778 | 3.9008 | 3.8086 | 3.7001 | 3.5745 | 3.4635 | 3.3934 | 3.3658 | 3.3823 | 3.3989
F3_Commercial_Miscellaneous_Existing_Food Preparation_Natural Gas_Conveyor Oven_E3 | F3 | Commercial | Miscellaneous | Existing | Food Preparation | Natural Gas | Conveyor Oven | E3 | PACT BC Ratio | 0 | 0 | 0 | 0 | 0 | 0 | 0 | 0 | 0 | 0 | 0 | 0 | 0 | 0 | 0 | 0 | 0 | 0 | 0 | 0 | 0 | 0 | 0 | 0 | 0 | 0 | 0
F3_Commercial_Miscellaneous_Existing_Food Preparation_Natural Gas_Conveyor Oven_E4 | F3 | Commercial | Miscellaneous | Existing | Food Preparation | Natural Gas | Conveyor Oven | E4 | PACT BC Ratio | 0 | 0 | 0 | 0 | 0 | 0 | 0 | 0 | 0 | 0 | 0 | 0 | 0 | 0 | 0 | 0 | 0 | 0 | 0 | 0 | 0 | 0 | 0 | 0 | 0 | 0 | 0
F3_Commercial_Miscellaneous_Existing_Food Preparation_Natural Gas_Conveyor Oven_E5 | F3 | Commercial | Miscellaneous | Existing | Food Preparation | Natural Gas | Conveyor Oven | E5 | PACT BC Ratio | 0 | 0 | 0 | 0 | 0 | 0 | 0 | 0 | 0 | 0 | 0 | 0 | 0 | 0 | 0 | 0 | 0 | 0 | 0 | 0 | 0 | 0 | 0 | 0 | 0 | 0 | 0
F3_Commercial_Miscellaneous_Existing_Food Preparation_Natural Gas_Conveyor Oven_E6 | F3 | Commercial | Miscellaneous | Existing | Food Preparation | Natural Gas | Conveyor Oven | E6 | PACT BC Ratio | 0 | 0 | 0 | 0 | 0 | 0 | 0 | 0 | 0 | 0 | 0 | 0 | 0 | 0 | 0 | 0 | 0 | 0 | 0 | 0 | 0 | 0 | 0 | 0 | 0 | 0 | 0
F3_Commercial_Miscellaneous_Existing_Food Preparation_Natural Gas_Conveyor Oven_E7 | F3 | Commercial | Miscellaneous | Existing | Food Preparation | Natural Gas | Conveyor Oven | E7 | PACT BC Ratio | 0 | 0 | 0 | 0 | 0 | 0 | 0 | 0 | 0 | 0 | 0 | 0 | 0 | 0 | 0 | 0 | 0 | 0 | 0 | 0 | 0 | 0 | 0 | 0 | 0 | 0 | 0
F3_Commercial_Miscellaneous_Existing_Food Preparation_Natural Gas_Conveyor Oven_E8 | F3 | Commercial | Miscellaneous | Existing | Food Preparation | Natural Gas | Conveyor Oven | E8 | PACT BC Ratio | 0 | 0 | 0 | 0 | 0 | 0 | 0 | 0 | 0 | 0 | 0 | 0 | 0 | 0 | 0 | 0 | 0 | 0 | 0 | 0 | 0 | 0 | 0 | 0 | 0 | 0 | 0
F3_Commercial_Miscellaneous_Existing_Food Preparation_Natural Gas_Conveyor Oven_E9 | F3 | Commercial | Miscellaneous | Existing | Food Preparation | Natural Gas | Conveyor Oven | E9 | PACT BC Ratio | 0 | 0 | 0 | 0 | 0 | 0 | 0 | 0 | 0 | 0 | 0 | 0 | 0 | 0 | 0 | 0 | 0 | 0 | 0 | 0 | 0 | 0 | 0 | 0 | 0 | 0 | 0
F3_Commercial_Miscellaneous_Existing_Food Preparation_Natural Gas_Conveyor Oven_E10 | F3 | Commercial | Miscellaneous | Existing | Food Preparation | Natural Gas | Conveyor Oven | E10 | PACT BC Ratio | 0 | 0 | 0 | 0 | 0 | 0 | 0 | 0 | 0 | 0 | 0 | 0 | 0 | 0 | 0 | 0 | 0 | 0 | 0 | 0 | 0 | 0 | 0 | 0 | 0 | 0 | 0
F4_Commercial_Miscellaneous_Existing_Food Preparation_Natural Gas_Conveyor Oven_E1 | F4 | Commercial | Miscellaneous | Existing | Food Preparation | Natural Gas | Conveyor Oven | E1 | RVT BC Ratio | bar: 2021 to 2047
F4_Commercial_Miscellaneous_Existing_Food Preparation_Natural Gas_Conveyor Oven_E2 | F4 | Commercial | Miscellaneous | Existing | Food Preparation | Natural Gas | Conveyor Oven | E2 | RVT BC Ratio | 0.7 | 0.7 | 0.7 | 0.7 | 0.7 | 0.7 | 0.7 | 0.7 | 0.7 | 0.7 | 0.7 | 0.7 | 0.7 | 0.7 | 0.7 | 0.7 | 0.7 | 0.7 | 0.7 | 0.7 | 0.7 | 0.7 | 0.7 | 0.7 | 0.7 | 0.7 | 0.7
F4_Commercial_Miscellaneous_Existing_Food Preparation_Natural Gas_Conveyor Oven_E3 | F4 | Commercial | Miscellaneous | Existing | Food Preparation | Natural Gas | Conveyor Oven | E3 | RVT BC Ratio | 0 | 0 | 0 | 0 | 0 | 0 | 0 | 0 | 0 | 0 | 0 | 0 | 0 | 0 | 0 | 0 | 0 | 0 | 0 | 0 | 0 | 0 | 0 | 0 | 0 | 0 | 0
F4_Commercial_Miscellaneous_Existing_Food Preparation_Natural Gas_Conveyor Oven_E4 | F4 | Commercial | Miscellaneous | Existing | Food Preparation | Natural Gas | Conveyor Oven | E4 | RVT BC Ratio | 0 | 0 | 0 | 0 | 0 | 0 | 0 | 0 | 0 | 0 | 0 | 0 | 0 | 0 | 0 | 0 | 0 | 0 | 0 | 0 | 0 | 0 | 0 | 0 | 0 | 0 | 0
F4_Commercial_Miscellaneous_Existing_Food Preparation_Natural Gas_Conveyor Oven_E5 | F4 | Commercial | Miscellaneous | Existing | Food Preparation | Natural Gas | Conveyor Oven | E5 | RVT BC Ratio | 0 | 0 | 0 | 0 | 0 | 0 | 0 | 0 | 0 | 0 | 0 | 0 | 0 | 0 | 0 | 0 | 0 | 0 | 0 | 0 | 0 | 0 | 0 | 0 | 0 | 0 | 0
F4_Commercial_Miscellaneous_Existing_Food Preparation_Natural Gas_Conveyor Oven_E6 | F4 | Commercial | Miscellaneous | Existing | Food Preparation | Natural Gas | Conveyor Oven | E6 | RVT BC Ratio | 0 | 0 | 0 | 0 | 0 | 0 | 0 | 0 | 0 | 0 | 0 | 0 | 0 | 0 | 0 | 0 | 0 | 0 | 0 | 0 | 0 | 0 | 0 | 0 | 0 | 0 | 0
F4_Commercial_Miscellaneous_Existing_Food Preparation_Natural Gas_Conveyor Oven_E7 | F4 | Commercial | Miscellaneous | Existing | Food Preparation | Natural Gas | Conveyor Oven | E7 | RVT BC Ratio | 0 | 0 | 0 | 0 | 0 | 0 | 0 | 0 | 0 | 0 | 0 | 0 | 0 | 0 | 0 | 0 | 0 | 0 | 0 | 0 | 0 | 0 | 0 | 0 | 0 | 0 | 0
F4_Commercial_Miscellaneous_Existing_Food Preparation_Natural Gas_Conveyor Oven_E8 | F4 | Commercial | Miscellaneous | Existing | Food Preparation | Natural Gas | Conveyor Oven | E8 | RVT BC Ratio | 0 | 0 | 0 | 0 | 0 | 0 | 0 | 0 | 0 | 0 | 0 | 0 | 0 | 0 | 0 | 0 | 0 | 0 | 0 | 0 | 0 | 0 | 0 | 0 | 0 | 0 | 0
F4_Commercial_Miscellaneous_Existing_Food Preparation_Natural Gas_Conveyor Oven_E9 | F4 | Commercial | Miscellaneous | Existing | Food Preparation | Natural Gas | Conveyor Oven | E9 | RVT BC Ratio | 0 | 0 | 0 | 0 | 0 | 0 | 0 | 0 | 0 | 0 | 0 | 0 | 0 | 0 | 0 | 0 | 0 | 0 | 0 | 0 | 0 | 0 | 0 | 0 | 0 | 0 | 0
F4_Commercial_Miscellaneous_Existing_Food Preparation_Natural Gas_Conveyor Oven_E10 | F4 | Commercial | Miscellaneous | Existing | Food Preparation | Natural Gas | Conveyor Oven | E10 | RVT BC Ratio | 0 | 0 | 0 | 0 | 0 | 0 | 0 | 0 | 0 | 0 | 0 | 0 | 0 | 0 | 0 | 0 | 0 | 0 | 0 | 0 | 0 | 0 | 0 | 0 | 0 | 0 | 0
F5_Commercial_Miscellaneous_Existing_Food Preparation_Natural Gas_Conveyor Oven_E1 | F5 | Commercial | Miscellaneous | Existing | Food Preparation | Natural Gas | Conveyor Oven | E1 | RIM BC Ratio | bar: 2021 to 2047
F5_Commercial_Miscellaneous_Existing_Food Preparation_Natural Gas_Conveyor Oven_E2 | F5 | Commercial | Miscellaneous | Existing | Food Preparation | Natural Gas | Conveyor Oven | E2 | RIM BC Ratio | 4.1011 | 4.0824 | 4.0655 | 4.0488 | 4.0676 | 4.1039 | 4.1436 | 4.1771 | 4.1991 | 4.2088 | 4.2095 | 4.2034 | 4.1908 | 4.168 | 4.1362 | 4.0947 | 4.0417 | 3.9778 | 3.9008 | 3.8086 | 3.7001 | 3.5745 | 3.4635 | 3.3934 | 3.3658 | 3.3823 | 3.3989
F5_Commercial_Miscellaneous_Existing_Food Preparation_Natural Gas_Conveyor Oven_E3 | F5 | Commercial | Miscellaneous | Existing | Food Preparation | Natural Gas | Conveyor Oven | E3 | RIM BC Ratio | 0 | 0 | 0 | 0 | 0 | 0 | 0 | 0 | 0 | 0 | 0 | 0 | 0 | 0 | 0 | 0 | 0 | 0 | 0 | 0 | 0 | 0 | 0 | 0 | 0 | 0 | 0
F5_Commercial_Miscellaneous_Existing_Food Preparation_Natural Gas_Conveyor Oven_E4 | F5 | Commercial | Miscellaneous | Existing | Food Preparation | Natural Gas | Conveyor Oven | E4 | RIM BC Ratio | 0 | 0 | 0 | 0 | 0 | 0 | 0 | 0 | 0 | 0 | 0 | 0 | 0 | 0 | 0 | 0 | 0 | 0 | 0 | 0 | 0 | 0 | 0 | 0 | 0 | 0 | 0
F5_Commercial_Miscellaneous_Existing_Food Preparation_Natural Gas_Conveyor Oven_E5 | F5 | Commercial | Miscellaneous | Existing | Food Preparation | Natural Gas | Conveyor Oven | E5 | RIM BC Ratio | 0 | 0 | 0 | 0 | 0 | 0 | 0 | 0 | 0 | 0 | 0 | 0 | 0 | 0 | 0 | 0 | 0 | 0 | 0 | 0 | 0 | 0 | 0 | 0 | 0 | 0 | 0
F5_Commercial_Miscellaneous_Existing_Food Preparation_Natural Gas_Conveyor Oven_E6 | F5 | Commercial | Miscellaneous | Existing | Food Preparation | Natural Gas | Conveyor Oven | E6 | RIM BC Ratio | 0 | 0 | 0 | 0 | 0 | 0 | 0 | 0 | 0 | 0 | 0 | 0 | 0 | 0 | 0 | 0 | 0 | 0 | 0 | 0 | 0 | 0 | 0 | 0 | 0 | 0 | 0
F5_Commercial_Miscellaneous_Existing_Food Preparation_Natural Gas_Conveyor Oven_E7 | F5 | Commercial | Miscellaneous | Existing | Food Preparation | Natural Gas | Conveyor Oven | E7 | RIM BC Ratio | 0 | 0 | 0 | 0 | 0 | 0 | 0 | 0 | 0 | 0 | 0 | 0 | 0 | 0 | 0 | 0 | 0 | 0 | 0 | 0 | 0 | 0 | 0 | 0 | 0 | 0 | 0
F5_Commercial_Miscellaneous_Existing_Food Preparation_Natural Gas_Conveyor Oven_E8 | F5 | Commercial | Miscellaneous | Existing | Food Preparation | Natural Gas | Conveyor Oven | E8 | RIM BC Ratio | 0 | 0 | 0 | 0 | 0 | 0 | 0 | 0 | 0 | 0 | 0 | 0 | 0 | 0 | 0 | 0 | 0 | 0 | 0 | 0 | 0 | 0 | 0 | 0 | 0 | 0 | 0
F5_Commercial_Miscellaneous_Existing_Food Preparation_Natural Gas_Conveyor Oven_E9 | F5 | Commercial | Miscellaneous | Existing | Food Preparation | Natural Gas | Conveyor Oven | E9 | RIM BC Ratio | 0 | 0 | 0 | 0 | 0 | 0 | 0 | 0 | 0 | 0 | 0 | 0 | 0 | 0 | 0 | 0 | 0 | 0 | 0 | 0 | 0 | 0 | 0 | 0 | 0 | 0 | 0
F5_Commercial_Miscellaneous_Existing_Food Preparation_Natural Gas_Conveyor Oven_E10 | F5 | Commercial | Miscellaneous | Existing | Food Preparation | Natural Gas | Conveyor Oven | E10 | RIM BC Ratio | 0 | 0 | 0 | 0 | 0 | 0 | 0 | 0 | 0 | 0 | 0 | 0 | 0 | 0 | 0 | 0 | 0 | 0 | 0 | 0 | 0 | 0 | 0 | 0 | 0 | 0 | 0
F0_Commercial_Miscellaneous_Existing_Food Preparation_Natural Gas_Double Rack Oven_E0 | F0 | Commercial | Miscellaneous | Existing | Food Preparation | Natural Gas | Double Rack Oven | E0 | Economic Unit | FTSC Qualified (>50% Cooking Efficiency) | FTSC Qualified (>50% Cooking Efficiency) | FTSC Qualified (>50% Cooking Efficiency) | FTSC Qualified (>50% Cooking Efficiency) | FTSC Qualified (>50% Cooking Efficiency) | FTSC Qualified (>50% Cooking Efficiency) | FTSC Qualified (>50% Cooking Efficiency) | FTSC Qualified (>50% Cooking Efficiency) | FTSC Qualified (>50% Cooking Efficiency) | FTSC Qualified (>50% Cooking Efficiency) | FTSC Qualified (>50% Cooking Efficiency) | FTSC Qualified (>50% Cooking Efficiency) | FTSC Qualified (>50% Cooking Efficiency) | FTSC Qualified (>50% Cooking Efficiency) | FTSC Qualified (>50% Cooking Efficiency) | FTSC Qualified (>50% Cooking Efficiency) | FTSC Qualified (>50% Cooking Efficiency) | FTSC Qualified (>50% Cooking Efficiency) | FTSC Qualified (>50% Cooking Efficiency) | FTSC Qualified (>50% Cooking Efficiency) | FTSC Qualified (>50% Cooking Efficiency) | FTSC Qualified (>50% Cooking Efficiency) | FTSC Qualified (>50% Cooking Efficiency) | FTSC Qualified (>50% Cooking Efficiency) | FTSC Qualified (>50% Cooking Efficiency) | FTSC Qualified (>50% Cooking Efficiency) | FTSC Qualified (>50% Cooking Efficiency)
F1_Commercial_Miscellaneous_Existing_Food Preparation_Natural Gas_Double Rack Oven_E1 | F1 | Commercial | Miscellaneous | Existing | Food Preparation | Natural Gas | Double Rack Oven | E1 | CCE | 0 | 0 | 0 | 0 | 0 | 0 | 0 | 0 | 0 | 0 | 0 | 0 | 0 | 0 | 0 | 0 | 0 | 0 | 0 | 0 | 0 | 0 | 0 | 0 | 0 | 0 | 0
F1_Commercial_Miscellaneous_Existing_Food Preparation_Natural Gas_Double Rack Oven_E2 | F1 | Commercial | Miscellaneous | Existing | Food Preparation | Natural Gas | Double Rack Oven | E2 | CCE | 0.00516 | 0.00516 | 0.00516 | 0.00516 | 0.00516 | 0.00516 | 0.00516 | 0.00516 | 0.00516 | 0.00516 | 0.00516 | 0.00516 | 0.00516 | 0.00516 | 0.00516 | 0.00516 | 0.00516 | 0.00516 | 0.00516 | 0.00516 | 0.00516 | 0.00516 | 0.00516 | 0.00516 | 0.00516 | 0.00516 | 0.00516
F1_Commercial_Miscellaneous_Existing_Food Preparation_Natural Gas_Double Rack Oven_E3 | F1 | Commercial | Miscellaneous | Existing | Food Preparation | Natural Gas | Double Rack Oven | E3 | CCE | 0 | 0 | 0 | 0 | 0 | 0 | 0 | 0 | 0 | 0 | 0 | 0 | 0 | 0 | 0 | 0 | 0 | 0 | 0 | 0 | 0 | 0 | 0 | 0 | 0 | 0 | 0
F1_Commercial_Miscellaneous_Existing_Food Preparation_Natural Gas_Double Rack Oven_E4 | F1 | Commercial | Miscellaneous | Existing | Food Preparation | Natural Gas | Double Rack Oven | E4 | CCE | 0 | 0 | 0 | 0 | 0 | 0 | 0 | 0 | 0 | 0 | 0 | 0 | 0 | 0 | 0 | 0 | 0 | 0 | 0 | 0 | 0 | 0 | 0 | 0 | 0 | 0 | 0
F1_Commercial_Miscellaneous_Existing_Food Preparation_Natural Gas_Double Rack Oven_E5 | F1 | Commercial | Miscellaneous | Existing | Food Preparation | Natural Gas | Double Rack Oven | E5 | CCE | 0 | 0 | 0 | 0 | 0 | 0 | 0 | 0 | 0 | 0 | 0 | 0 | 0 | 0 | 0 | 0 | 0 | 0 | 0 | 0 | 0 | 0 | 0 | 0 | 0 | 0 | 0
F1_Commercial_Miscellaneous_Existing_Food Preparation_Natural Gas_Double Rack Oven_E6 | F1 | Commercial | Miscellaneous | Existing | Food Preparation | Natural Gas | Double Rack Oven | E6 | CCE | 0 | 0 | 0 | 0 | 0 | 0 | 0 | 0 | 0 | 0 | 0 | 0 | 0 | 0 | 0 | 0 | 0 | 0 | 0 | 0 | 0 | 0 | 0 | 0 | 0 | 0 | 0
F1_Commercial_Miscellaneous_Existing_Food Preparation_Natural Gas_Double Rack Oven_E7 | F1 | Commercial | Miscellaneous | Existing | Food Preparation | Natural Gas | Double Rack Oven | E7 | CCE | 0 | 0 | 0 | 0 | 0 | 0 | 0 | 0 | 0 | 0 | 0 | 0 | 0 | 0 | 0 | 0 | 0 | 0 | 0 | 0 | 0 | 0 | 0 | 0 | 0 | 0 | 0
F1_Commercial_Miscellaneous_Existing_Food Preparation_Natural Gas_Double Rack Oven_E8 | F1 | Commercial | Miscellaneous | Existing | Food Preparation | Natural Gas | Double Rack Oven | E8 | CCE | 0 | 0 | 0 | 0 | 0 | 0 | 0 | 0 | 0 | 0 | 0 | 0 | 0 | 0 | 0 | 0 | 0 | 0 | 0 | 0 | 0 | 0 | 0 | 0 | 0 | 0 | 0
F1_Commercial_Miscellaneous_Existing_Food Preparation_Natural Gas_Double Rack Oven_E9 | F1 | Commercial | Miscellaneous | Existing | Food Preparation | Natural Gas | Double Rack Oven | E9 | CCE | 0 | 0 | 0 | 0 | 0 | 0 | 0 | 0 | 0 | 0 | 0 | 0 | 0 | 0 | 0 | 0 | 0 | 0 | 0 | 0 | 0 | 0 | 0 | 0 | 0 | 0 | 0
F1_Commercial_Miscellaneous_Existing_Food Preparation_Natural Gas_Double Rack Oven_E10 | F1 | Commercial | Miscellaneous | Existing | Food Preparation | Natural Gas | Double Rack Oven | E10 | CCE | 0 | 0 | 0 | 0 | 0 | 0 | 0 | 0 | 0 | 0 | 0 | 0 | 0 | 0 | 0 | 0 | 0 | 0 | 0 | 0 | 0 | 0 | 0 | 0 | 0 | 0 | 0
F2_Commercial_Miscellaneous_Existing_Food Preparation_Natural Gas_Double Rack Oven_E1 | F2 | Commercial | Miscellaneous | Existing | Food Preparation | Natural Gas | Double Rack Oven | E1 | TRC BC Ratio | bar: 2021 to 2047
F2_Commercial_Miscellaneous_Existing_Food Preparation_Natural Gas_Double Rack Oven_E2 | F2 | Commercial | Miscellaneous | Existing | Food Preparation | Natural Gas | Double Rack Oven | E2 | TRC BC Ratio | 2.6451 | 2.6168 | 2.5895 | 2.5634 | 2.5698 | 2.5976 | 2.6379 | 2.6828 | 2.726 | 2.7629 | 2.793 | 2.8145 | 2.8267 | 2.8253 | 2.81 | 2.7806 | 2.7375 | 2.6832 | 2.6184 | 2.5413 | 2.451 | 2.3468 | 2.2544 | 2.1951 | 2.1701 | 2.1808 | 2.1915
F2_Commercial_Miscellaneous_Existing_Food Preparation_Natural Gas_Double Rack Oven_E3 | F2 | Commercial | Miscellaneous | Existing | Food Preparation | Natural Gas | Double Rack Oven | E3 | TRC BC Ratio | 0 | 0 | 0 | 0 | 0 | 0 | 0 | 0 | 0 | 0 | 0 | 0 | 0 | 0 | 0 | 0 | 0 | 0 | 0 | 0 | 0 | 0 | 0 | 0 | 0 | 0 | 0
F2_Commercial_Miscellaneous_Existing_Food Preparation_Natural Gas_Double Rack Oven_E4 | F2 | Commercial | Miscellaneous | Existing | Food Preparation | Natural Gas | Double Rack Oven | E4 | TRC BC Ratio | 0 | 0 | 0 | 0 | 0 | 0 | 0 | 0 | 0 | 0 | 0 | 0 | 0 | 0 | 0 | 0 | 0 | 0 | 0 | 0 | 0 | 0 | 0 | 0 | 0 | 0 | 0
F2_Commercial_Miscellaneous_Existing_Food Preparation_Natural Gas_Double Rack Oven_E5 | F2 | Commercial | Miscellaneous | Existing | Food Preparation | Natural Gas | Double Rack Oven | E5 | TRC BC Ratio | 0 | 0 | 0 | 0 | 0 | 0 | 0 | 0 | 0 | 0 | 0 | 0 | 0 | 0 | 0 | 0 | 0 | 0 | 0 | 0 | 0 | 0 | 0 | 0 | 0 | 0 | 0
F2_Commercial_Miscellaneous_Existing_Food Preparation_Natural Gas_Double Rack Oven_E6 | F2 | Commercial | Miscellaneous | Existing | Food Preparation | Natural Gas | Double Rack Oven | E6 | TRC BC Ratio | 0 | 0 | 0 | 0 | 0 | 0 | 0 | 0 | 0 | 0 | 0 | 0 | 0 | 0 | 0 | 0 | 0 | 0 | 0 | 0 | 0 | 0 | 0 | 0 | 0 | 0 | 0
F2_Commercial_Miscellaneous_Existing_Food Preparation_Natural Gas_Double Rack Oven_E7 | F2 | Commercial | Miscellaneous | Existing | Food Preparation | Natural Gas | Double Rack Oven | E7 | TRC BC Ratio | 0 | 0 | 0 | 0 | 0 | 0 | 0 | 0 | 0 | 0 | 0 | 0 | 0 | 0 | 0 | 0 | 0 | 0 | 0 | 0 | 0 | 0 | 0 | 0 | 0 | 0 | 0
F2_Commercial_Miscellaneous_Existing_Food Preparation_Natural Gas_Double Rack Oven_E8 | F2 | Commercial | Miscellaneous | Existing | Food Preparation | Natural Gas | Double Rack Oven | E8 | TRC BC Ratio | 0 | 0 | 0 | 0 | 0 | 0 | 0 | 0 | 0 | 0 | 0 | 0 | 0 | 0 | 0 | 0 | 0 | 0 | 0 | 0 | 0 | 0 | 0 | 0 | 0 | 0 | 0
F2_Commercial_Miscellaneous_Existing_Food Preparation_Natural Gas_Double Rack Oven_E9 | F2 | Commercial | Miscellaneous | Existing | Food Preparation | Natural Gas | Double Rack Oven | E9 | TRC BC Ratio | 0 | 0 | 0 | 0 | 0 | 0 | 0 | 0 | 0 | 0 | 0 | 0 | 0 | 0 | 0 | 0 | 0 | 0 | 0 | 0 | 0 | 0 | 0 | 0 | 0 | 0 | 0
F2_Commercial_Miscellaneous_Existing_Food Preparation_Natural Gas_Double Rack Oven_E10 | F2 | Commercial | Miscellaneous | Existing | Food Preparation | Natural Gas | Double Rack Oven | E10 | TRC BC Ratio | 0 | 0 | 0 | 0 | 0 | 0 | 0 | 0 | 0 | 0 | 0 | 0 | 0 | 0 | 0 | 0 | 0 | 0 | 0 | 0 | 0 | 0 | 0 | 0 | 0 | 0 | 0
F3_Commercial_Miscellaneous_Existing_Food Preparation_Natural Gas_Double Rack Oven_E1 | F3 | Commercial | Miscellaneous | Existing | Food Preparation | Natural Gas | Double Rack Oven | E1 | PACT BC Ratio | bar: 2021 to 2047
F3_Commercial_Miscellaneous_Existing_Food Preparation_Natural Gas_Double Rack Oven_E2 | F3 | Commercial | Miscellaneous | Existing | Food Preparation | Natural Gas | Double Rack Oven | E2 | PACT BC Ratio | 3.4804 | 3.4432 | 3.4073 | 3.3729 | 3.3814 | 3.4179 | 3.4709 | 3.53 | 3.5869 | 3.6354 | 3.675 | 3.7033 | 3.7193 | 3.7175 | 3.6974 | 3.6587 | 3.602 | 3.5306 | 3.4453 | 3.3438 | 3.2249 | 3.0879 | 2.9664 | 2.8883 | 2.8554 | 2.8694 | 2.8835
F3_Commercial_Miscellaneous_Existing_Food Preparation_Natural Gas_Double Rack Oven_E3 | F3 | Commercial | Miscellaneous | Existing | Food Preparation | Natural Gas | Double Rack Oven | E3 | PACT BC Ratio | 0 | 0 | 0 | 0 | 0 | 0 | 0 | 0 | 0 | 0 | 0 | 0 | 0 | 0 | 0 | 0 | 0 | 0 | 0 | 0 | 0 | 0 | 0 | 0 | 0 | 0 | 0
F3_Commercial_Miscellaneous_Existing_Food Preparation_Natural Gas_Double Rack Oven_E4 | F3 | Commercial | Miscellaneous | Existing | Food Preparation | Natural Gas | Double Rack Oven | E4 | PACT BC Ratio | 0 | 0 | 0 | 0 | 0 | 0 | 0 | 0 | 0 | 0 | 0 | 0 | 0 | 0 | 0 | 0 | 0 | 0 | 0 | 0 | 0 | 0 | 0 | 0 | 0 | 0 | 0
F3_Commercial_Miscellaneous_Existing_Food Preparation_Natural Gas_Double Rack Oven_E5 | F3 | Commercial | Miscellaneous | Existing | Food Preparation | Natural Gas | Double Rack Oven | E5 | PACT BC Ratio | 0 | 0 | 0 | 0 | 0 | 0 | 0 | 0 | 0 | 0 | 0 | 0 | 0 | 0 | 0 | 0 | 0 | 0 | 0 | 0 | 0 | 0 | 0 | 0 | 0 | 0 | 0
F3_Commercial_Miscellaneous_Existing_Food Preparation_Natural Gas_Double Rack Oven_E6 | F3 | Commercial | Miscellaneous | Existing | Food Preparation | Natural Gas | Double Rack Oven | E6 | PACT BC Ratio | 0 | 0 | 0 | 0 | 0 | 0 | 0 | 0 | 0 | 0 | 0 | 0 | 0 | 0 | 0 | 0 | 0 | 0 | 0 | 0 | 0 | 0 | 0 | 0 | 0 | 0 | 0
F3_Commercial_Miscellaneous_Existing_Food Preparation_Natural Gas_Double Rack Oven_E7 | F3 | Commercial | Miscellaneous | Existing | Food Preparation | Natural Gas | Double Rack Oven | E7 | PACT BC Ratio | 0 | 0 | 0 | 0 | 0 | 0 | 0 | 0 | 0 | 0 | 0 | 0 | 0 | 0 | 0 | 0 | 0 | 0 | 0 | 0 | 0 | 0 | 0 | 0 | 0 | 0 | 0
F3_Commercial_Miscellaneous_Existing_Food Preparation_Natural Gas_Double Rack Oven_E8 | F3 | Commercial | Miscellaneous | Existing | Food Preparation | Natural Gas | Double Rack Oven | E8 | PACT BC Ratio | 0 | 0 | 0 | 0 | 0 | 0 | 0 | 0 | 0 | 0 | 0 | 0 | 0 | 0 | 0 | 0 | 0 | 0 | 0 | 0 | 0 | 0 | 0 | 0 | 0 | 0 | 0
F3_Commercial_Miscellaneous_Existing_Food Preparation_Natural Gas_Double Rack Oven_E9 | F3 | Commercial | Miscellaneous | Existing | Food Preparation | Natural Gas | Double Rack Oven | E9 | PACT BC Ratio | 0 | 0 | 0 | 0 | 0 | 0 | 0 | 0 | 0 | 0 | 0 | 0 | 0 | 0 | 0 | 0 | 0 | 0 | 0 | 0 | 0 | 0 | 0 | 0 | 0 | 0 | 0
F3_Commercial_Miscellaneous_Existing_Food Preparation_Natural Gas_Double Rack Oven_E10 | F3 | Commercial | Miscellaneous | Existing | Food Preparation | Natural Gas | Double Rack Oven | E10 | PACT BC Ratio | 0 | 0 | 0 | 0 | 0 | 0 | 0 | 0 | 0 | 0 | 0 | 0 | 0 | 0 | 0 | 0 | 0 | 0 | 0 | 0 | 0 | 0 | 0 | 0 | 0 | 0 | 0
F4_Commercial_Miscellaneous_Existing_Food Preparation_Natural Gas_Double Rack Oven_E1 | F4 | Commercial | Miscellaneous | Existing | Food Preparation | Natural Gas | Double Rack Oven | E1 | RVT BC Ratio | bar: 2021 to 2047
F4_Commercial_Miscellaneous_Existing_Food Preparation_Natural Gas_Double Rack Oven_E2 | F4 | Commercial | Miscellaneous | Existing | Food Preparation | Natural Gas | Double Rack Oven | E2 | RVT BC Ratio | 0.7 | 0.7 | 0.7 | 0.7 | 0.7 | 0.7 | 0.7 | 0.7 | 0.7 | 0.7 | 0.7 | 0.7 | 0.7 | 0.7 | 0.7 | 0.7 | 0.7 | 0.7 | 0.7 | 0.7 | 0.7 | 0.7 | 0.7 | 0.7 | 0.7 | 0.7 | 0.7
F4_Commercial_Miscellaneous_Existing_Food Preparation_Natural Gas_Double Rack Oven_E3 | F4 | Commercial | Miscellaneous | Existing | Food Preparation | Natural Gas | Double Rack Oven | E3 | RVT BC Ratio | 0 | 0 | 0 | 0 | 0 | 0 | 0 | 0 | 0 | 0 | 0 | 0 | 0 | 0 | 0 | 0 | 0 | 0 | 0 | 0 | 0 | 0 | 0 | 0 | 0 | 0 | 0
F4_Commercial_Miscellaneous_Existing_Food Preparation_Natural Gas_Double Rack Oven_E4 | F4 | Commercial | Miscellaneous | Existing | Food Preparation | Natural Gas | Double Rack Oven | E4 | RVT BC Ratio | 0 | 0 | 0 | 0 | 0 | 0 | 0 | 0 | 0 | 0 | 0 | 0 | 0 | 0 | 0 | 0 | 0 | 0 | 0 | 0 | 0 | 0 | 0 | 0 | 0 | 0 | 0
F4_Commercial_Miscellaneous_Existing_Food Preparation_Natural Gas_Double Rack Oven_E5 | F4 | Commercial | Miscellaneous | Existing | Food Preparation | Natural Gas | Double Rack Oven | E5 | RVT BC Ratio | 0 | 0 | 0 | 0 | 0 | 0 | 0 | 0 | 0 | 0 | 0 | 0 | 0 | 0 | 0 | 0 | 0 | 0 | 0 | 0 | 0 | 0 | 0 | 0 | 0 | 0 | 0
F4_Commercial_Miscellaneous_Existing_Food Preparation_Natural Gas_Double Rack Oven_E6 | F4 | Commercial | Miscellaneous | Existing | Food Preparation | Natural Gas | Double Rack Oven | E6 | RVT BC Ratio | 0 | 0 | 0 | 0 | 0 | 0 | 0 | 0 | 0 | 0 | 0 | 0 | 0 | 0 | 0 | 0 | 0 | 0 | 0 | 0 | 0 | 0 | 0 | 0 | 0 | 0 | 0
F4_Commercial_Miscellaneous_Existing_Food Preparation_Natural Gas_Double Rack Oven_E7 | F4 | Commercial | Miscellaneous | Existing | Food Preparation | Natural Gas | Double Rack Oven | E7 | RVT BC Ratio | 0 | 0 | 0 | 0 | 0 | 0 | 0 | 0 | 0 | 0 | 0 | 0 | 0 | 0 | 0 | 0 | 0 | 0 | 0 | 0 | 0 | 0 | 0 | 0 | 0 | 0 | 0
F4_Commercial_Miscellaneous_Existing_Food Preparation_Natural Gas_Double Rack Oven_E8 | F4 | Commercial | Miscellaneous | Existing | Food Preparation | Natural Gas | Double Rack Oven | E8 | RVT BC Ratio | 0 | 0 | 0 | 0 | 0 | 0 | 0 | 0 | 0 | 0 | 0 | 0 | 0 | 0 | 0 | 0 | 0 | 0 | 0 | 0 | 0 | 0 | 0 | 0 | 0 | 0 | 0
F4_Commercial_Miscellaneous_Existing_Food Preparation_Natural Gas_Double Rack Oven_E9 | F4 | Commercial | Miscellaneous | Existing | Food Preparation | Natural Gas | Double Rack Oven | E9 | RVT BC Ratio | 0 | 0 | 0 | 0 | 0 | 0 | 0 | 0 | 0 | 0 | 0 | 0 | 0 | 0 | 0 | 0 | 0 | 0 | 0 | 0 | 0 | 0 | 0 | 0 | 0 | 0 | 0
F4_Commercial_Miscellaneous_Existing_Food Preparation_Natural Gas_Double Rack Oven_E10 | F4 | Commercial | Miscellaneous | Existing | Food Preparation | Natural Gas | Double Rack Oven | E10 | RVT BC Ratio | 0 | 0 | 0 | 0 | 0 | 0 | 0 | 0 | 0 | 0 | 0 | 0 | 0 | 0 | 0 | 0 | 0 | 0 | 0 | 0 | 0 | 0 | 0 | 0 | 0 | 0 | 0
F5_Commercial_Miscellaneous_Existing_Food Preparation_Natural Gas_Double Rack Oven_E1 | F5 | Commercial | Miscellaneous | Existing | Food Preparation | Natural Gas | Double Rack Oven | E1 | RIM BC Ratio | bar: 2021 to 2047
F5_Commercial_Miscellaneous_Existing_Food Preparation_Natural Gas_Double Rack Oven_E2 | F5 | Commercial | Miscellaneous | Existing | Food Preparation | Natural Gas | Double Rack Oven | E2 | RIM BC Ratio | 3.4804 | 3.4432 | 3.4073 | 3.3729 | 3.3814 | 3.4179 | 3.4709 | 3.53 | 3.5869 | 3.6354 | 3.675 | 3.7033 | 3.7193 | 3.7175 | 3.6974 | 3.6587 | 3.602 | 3.5306 | 3.4453 | 3.3438 | 3.2249 | 3.0879 | 2.9664 | 2.8883 | 2.8554 | 2.8694 | 2.8835
F5_Commercial_Miscellaneous_Existing_Food Preparation_Natural Gas_Double Rack Oven_E3 | F5 | Commercial | Miscellaneous | Existing | Food Preparation | Natural Gas | Double Rack Oven | E3 | RIM BC Ratio | 0 | 0 | 0 | 0 | 0 | 0 | 0 | 0 | 0 | 0 | 0 | 0 | 0 | 0 | 0 | 0 | 0 | 0 | 0 | 0 | 0 | 0 | 0 | 0 | 0 | 0 | 0
F5_Commercial_Miscellaneous_Existing_Food Preparation_Natural Gas_Double Rack Oven_E4 | F5 | Commercial | Miscellaneous | Existing | Food Preparation | Natural Gas | Double Rack Oven | E4 | RIM BC Ratio | 0 | 0 | 0 | 0 | 0 | 0 | 0 | 0 | 0 | 0 | 0 | 0 | 0 | 0 | 0 | 0 | 0 | 0 | 0 | 0 | 0 | 0 | 0 | 0 | 0 | 0 | 0
F5_Commercial_Miscellaneous_Existing_Food Preparation_Natural Gas_Double Rack Oven_E5 | F5 | Commercial | Miscellaneous | Existing | Food Preparation | Natural Gas | Double Rack Oven | E5 | RIM BC Ratio | 0 | 0 | 0 | 0 | 0 | 0 | 0 | 0 | 0 | 0 | 0 | 0 | 0 | 0 | 0 | 0 | 0 | 0 | 0 | 0 | 0 | 0 | 0 | 0 | 0 | 0 | 0
F5_Commercial_Miscellaneous_Existing_Food Preparation_Natural Gas_Double Rack Oven_E6 | F5 | Commercial | Miscellaneous | Existing | Food Preparation | Natural Gas | Double Rack Oven | E6 | RIM BC Ratio | 0 | 0 | 0 | 0 | 0 | 0 | 0 | 0 | 0 | 0 | 0 | 0 | 0 | 0 | 0 | 0 | 0 | 0 | 0 | 0 | 0 | 0 | 0 | 0 | 0 | 0 | 0
F5_Commercial_Miscellaneous_Existing_Food Preparation_Natural Gas_Double Rack Oven_E7 | F5 | Commercial | Miscellaneous | Existing | Food Preparation | Natural Gas | Double Rack Oven | E7 | RIM BC Ratio | 0 | 0 | 0 | 0 | 0 | 0 | 0 | 0 | 0 | 0 | 0 | 0 | 0 | 0 | 0 | 0 | 0 | 0 | 0 | 0 | 0 | 0 | 0 | 0 | 0 | 0 | 0
F5_Commercial_Miscellaneous_Existing_Food Preparation_Natural Gas_Double Rack Oven_E8 | F5 | Commercial | Miscellaneous | Existing | Food Preparation | Natural Gas | Double Rack Oven | E8 | RIM BC Ratio | 0 | 0 | 0 | 0 | 0 | 0 | 0 | 0 | 0 | 0 | 0 | 0 | 0 | 0 | 0 | 0 | 0 | 0 | 0 | 0 | 0 | 0 | 0 | 0 | 0 | 0 | 0
F5_Commercial_Miscellaneous_Existing_Food Preparation_Natural Gas_Double Rack Oven_E9 | F5 | Commercial | Miscellaneous | Existing | Food Preparation | Natural Gas | Double Rack Oven | E9 | RIM BC Ratio | 0 | 0 | 0 | 0 | 0 | 0 | 0 | 0 | 0 | 0 | 0 | 0 | 0 | 0 | 0 | 0 | 0 | 0 | 0 | 0 | 0 | 0 | 0 | 0 | 0 | 0 | 0
F5_Commercial_Miscellaneous_Existing_Food Preparation_Natural Gas_Double Rack Oven_E10 | F5 | Commercial | Miscellaneous | Existing | Food Preparation | Natural Gas | Double Rack Oven | E10 | RIM BC Ratio | 0 | 0 | 0 | 0 | 0 | 0 | 0 | 0 | 0 | 0 | 0 | 0 | 0 | 0 | 0 | 0 | 0 | 0 | 0 | 0 | 0 | 0 | 0 | 0 | 0 | 0 | 0
F0_Commercial_Miscellaneous_Existing_Food Preparation_Natural Gas_Fryer_E0 | F0 | Commercial | Miscellaneous | Existing | Food Preparation | Natural Gas | Fryer | E0 | Economic Unit | ENERGY STAR | ENERGY STAR | ENERGY STAR | ENERGY STAR | ENERGY STAR | ENERGY STAR | ENERGY STAR | ENERGY STAR | ENERGY STAR | ENERGY STAR | ENERGY STAR | ENERGY STAR | ENERGY STAR | ENERGY STAR | ENERGY STAR | ENERGY STAR | ENERGY STAR | ENERGY STAR | ENERGY STAR | ENERGY STAR | ENERGY STAR | ENERGY STAR | ENERGY STAR | ENERGY STAR | ENERGY STAR | ENERGY STAR | ENERGY STAR
F1_Commercial_Miscellaneous_Existing_Food Preparation_Natural Gas_Fryer_E1 | F1 | Commercial | Miscellaneous | Existing | Food Preparation | Natural Gas | Fryer | E1 | CCE | 0 | 0 | 0 | 0 | 0 | 0 | 0 | 0 | 0 | 0 | 0 | 0 | 0 | 0 | 0 | 0 | 0 | 0 | 0 | 0 | 0 | 0 | 0 | 0 | 0 | 0 | 0
F1_Commercial_Miscellaneous_Existing_Food Preparation_Natural Gas_Fryer_E2 | F1 | Commercial | Miscellaneous | Existing | Food Preparation | Natural Gas | Fryer | E2 | CCE | 0.0045119 | 0 | 0 | 0 | 0 | 0 | 0 | 0 | 0 | 0 | 0 | 0 | 0 | 0 | 0 | 0 | 0 | 0 | 0 | 0 | 0 | 0 | 0 | 0 | 0 | 0 | 0
F1_Commercial_Miscellaneous_Existing_Food Preparation_Natural Gas_Fryer_E3 | F1 | Commercial | Miscellaneous | Existing | Food Preparation | Natural Gas | Fryer | E3 | CCE | 0 | 0 | 0 | 0 | 0 | 0 | 0 | 0 | 0 | 0 | 0 | 0 | 0 | 0 | 0 | 0 | 0 | 0 | 0 | 0 | 0 | 0 | 0 | 0 | 0 | 0 | 0
F1_Commercial_Miscellaneous_Existing_Food Preparation_Natural Gas_Fryer_E4 | F1 | Commercial | Miscellaneous | Existing | Food Preparation | Natural Gas | Fryer | E4 | CCE | 0 | 0 | 0 | 0 | 0 | 0 | 0 | 0 | 0 | 0 | 0 | 0 | 0 | 0 | 0 | 0 | 0 | 0 | 0 | 0 | 0 | 0 | 0 | 0 | 0 | 0 | 0
F1_Commercial_Miscellaneous_Existing_Food Preparation_Natural Gas_Fryer_E5 | F1 | Commercial | Miscellaneous | Existing | Food Preparation | Natural Gas | Fryer | E5 | CCE | 0 | 0 | 0 | 0 | 0 | 0 | 0 | 0 | 0 | 0 | 0 | 0 | 0 | 0 | 0 | 0 | 0 | 0 | 0 | 0 | 0 | 0 | 0 | 0 | 0 | 0 | 0
F1_Commercial_Miscellaneous_Existing_Food Preparation_Natural Gas_Fryer_E6 | F1 | Commercial | Miscellaneous | Existing | Food Preparation | Natural Gas | Fryer | E6 | CCE | 0 | 0 | 0 | 0 | 0 | 0 | 0 | 0 | 0 | 0 | 0 | 0 | 0 | 0 | 0 | 0 | 0 | 0 | 0 | 0 | 0 | 0 | 0 | 0 | 0 | 0 | 0
F1_Commercial_Miscellaneous_Existing_Food Preparation_Natural Gas_Fryer_E7 | F1 | Commercial | Miscellaneous | Existing | Food Preparation | Natural Gas | Fryer | E7 | CCE | 0 | 0 | 0 | 0 | 0 | 0 | 0 | 0 | 0 | 0 | 0 | 0 | 0 | 0 | 0 | 0 | 0 | 0 | 0 | 0 | 0 | 0 | 0 | 0 | 0 | 0 | 0
F1_Commercial_Miscellaneous_Existing_Food Preparation_Natural Gas_Fryer_E8 | F1 | Commercial | Miscellaneous | Existing | Food Preparation | Natural Gas | Fryer | E8 | CCE | 0 | 0 | 0 | 0 | 0 | 0 | 0 | 0 | 0 | 0 | 0 | 0 | 0 | 0 | 0 | 0 | 0 | 0 | 0 | 0 | 0 | 0 | 0 | 0 | 0 | 0 | 0
F1_Commercial_Miscellaneous_Existing_Food Preparation_Natural Gas_Fryer_E9 | F1 | Commercial | Miscellaneous | Existing | Food Preparation | Natural Gas | Fryer | E9 | CCE | 0 | 0 | 0 | 0 | 0 | 0 | 0 | 0 | 0 | 0 | 0 | 0 | 0 | 0 | 0 | 0 | 0 | 0 | 0 | 0 | 0 | 0 | 0 | 0 | 0 | 0 | 0
F1_Commercial_Miscellaneous_Existing_Food Preparation_Natural Gas_Fryer_E10 | F1 | Commercial | Miscellaneous | Existing | Food Preparation | Natural Gas | Fryer | E10 | CCE | 0 | 0 | 0 | 0 | 0 | 0 | 0 | 0 | 0 | 0 | 0 | 0 | 0 | 0 | 0 | 0 | 0 | 0 | 0 | 0 | 0 | 0 | 0 | 0 | 0 | 0 | 0
F2_Commercial_Miscellaneous_Existing_Food Preparation_Natural Gas_Fryer_E1 | F2 | Commercial | Miscellaneous | Existing | Food Preparation | Natural Gas | Fryer | E1 | TRC BC Ratio | 1 | 0 | 0 | 0 | 0 | 0 | 0 | 0 | 0 | 0 | 0 | 0 | 0 | 0 | 0 | 0 | 0 | 0 | 0 | 0 | 0 | 0 | 0 | 0 | 0 | 0 | 0
F2_Commercial_Miscellaneous_Existing_Food Preparation_Natural Gas_Fryer_E2 | F2 | Commercial | Miscellaneous | Existing | Food Preparation | Natural Gas | Fryer | E2 | TRC BC Ratio | 3.0535 | 1 | 1 | 1 | 1 | 1 | 1 | 1 | 1 | 1 | 1 | 1 | 1 | 1 | 1 | 1 | 1 | 1 | 1 | 1 | 1 | 1 | 1 | 1 | 1 | 1 | 1
F2_Commercial_Miscellaneous_Existing_Food Preparation_Natural Gas_Fryer_E3 | F2 | Commercial | Miscellaneous | Existing | Food Preparation | Natural Gas | Fryer | E3 | TRC BC Ratio | 0 | 0 | 0 | 0 | 0 | 0 | 0 | 0 | 0 | 0 | 0 | 0 | 0 | 0 | 0 | 0 | 0 | 0 | 0 | 0 | 0 | 0 | 0 | 0 | 0 | 0 | 0
F2_Commercial_Miscellaneous_Existing_Food Preparation_Natural Gas_Fryer_E4 | F2 | Commercial | Miscellaneous | Existing | Food Preparation | Natural Gas | Fryer | E4 | TRC BC Ratio | 0 | 0 | 0 | 0 | 0 | 0 | 0 | 0 | 0 | 0 | 0 | 0 | 0 | 0 | 0 | 0 | 0 | 0 | 0 | 0 | 0 | 0 | 0 | 0 | 0 | 0 | 0
F2_Commercial_Miscellaneous_Existing_Food Preparation_Natural Gas_Fryer_E5 | F2 | Commercial | Miscellaneous | Existing | Food Preparation | Natural Gas | Fryer | E5 | TRC BC Ratio | 0 | 0 | 0 | 0 | 0 | 0 | 0 | 0 | 0 | 0 | 0 | 0 | 0 | 0 | 0 | 0 | 0 | 0 | 0 | 0 | 0 | 0 | 0 | 0 | 0 | 0 | 0
F2_Commercial_Miscellaneous_Existing_Food Preparation_Natural Gas_Fryer_E6 | F2 | Commercial | Miscellaneous | Existing | Food Preparation | Natural Gas | Fryer | E6 | TRC BC Ratio | 0 | 0 | 0 | 0 | 0 | 0 | 0 | 0 | 0 | 0 | 0 | 0 | 0 | 0 | 0 | 0 | 0 | 0 | 0 | 0 | 0 | 0 | 0 | 0 | 0 | 0 | 0
F2_Commercial_Miscellaneous_Existing_Food Preparation_Natural Gas_Fryer_E7 | F2 | Commercial | Miscellaneous | Existing | Food Preparation | Natural Gas | Fryer | E7 | TRC BC Ratio | 0 | 0 | 0 | 0 | 0 | 0 | 0 | 0 | 0 | 0 | 0 | 0 | 0 | 0 | 0 | 0 | 0 | 0 | 0 | 0 | 0 | 0 | 0 | 0 | 0 | 0 | 0
F2_Commercial_Miscellaneous_Existing_Food Preparation_Natural Gas_Fryer_E8 | F2 | Commercial | Miscellaneous | Existing | Food Preparation | Natural Gas | Fryer | E8 | TRC BC Ratio | 0 | 0 | 0 | 0 | 0 | 0 | 0 | 0 | 0 | 0 | 0 | 0 | 0 | 0 | 0 | 0 | 0 | 0 | 0 | 0 | 0 | 0 | 0 | 0 | 0 | 0 | 0
F2_Commercial_Miscellaneous_Existing_Food Preparation_Natural Gas_Fryer_E9 | F2 | Commercial | Miscellaneous | Existing | Food Preparation | Natural Gas | Fryer | E9 | TRC BC Ratio | 0 | 0 | 0 | 0 | 0 | 0 | 0 | 0 | 0 | 0 | 0 | 0 | 0 | 0 | 0 | 0 | 0 | 0 | 0 | 0 | 0 | 0 | 0 | 0 | 0 | 0 | 0
F2_Commercial_Miscellaneous_Existing_Food Preparation_Natural Gas_Fryer_E10 | F2 | Commercial | Miscellaneous | Existing | Food Preparation | Natural Gas | Fryer | E10 | TRC BC Ratio | 0 | 0 | 0 | 0 | 0 | 0 | 0 | 0 | 0 | 0 | 0 | 0 | 0 | 0 | 0 | 0 | 0 | 0 | 0 | 0 | 0 | 0 | 0 | 0 | 0 | 0 | 0
F3_Commercial_Miscellaneous_Existing_Food Preparation_Natural Gas_Fryer_E1 | F3 | Commercial | Miscellaneous | Existing | Food Preparation | Natural Gas | Fryer | E1 | PACT BC Ratio | 1 | 0 | 0 | 0 | 0 | 0 | 0 | 0 | 0 | 0 | 0 | 0 | 0 | 0 | 0 | 0 | 0 | 0 | 0 | 0 | 0 | 0 | 0 | 0 | 0 | 0 | 0
F3_Commercial_Miscellaneous_Existing_Food Preparation_Natural Gas_Fryer_E2 | F3 | Commercial | Miscellaneous | Existing | Food Preparation | Natural Gas | Fryer | E2 | PACT BC Ratio | 4.0178 | 1 | 1 | 1 | 1 | 1 | 1 | 1 | 1 | 1 | 1 | 1 | 1 | 1 | 1 | 1 | 1 | 1 | 1 | 1 | 1 | 1 | 1 | 1 | 1 | 1 | 1
F3_Commercial_Miscellaneous_Existing_Food Preparation_Natural Gas_Fryer_E3 | F3 | Commercial | Miscellaneous | Existing | Food Preparation | Natural Gas | Fryer | E3 | PACT BC Ratio | 0 | 0 | 0 | 0 | 0 | 0 | 0 | 0 | 0 | 0 | 0 | 0 | 0 | 0 | 0 | 0 | 0 | 0 | 0 | 0 | 0 | 0 | 0 | 0 | 0 | 0 | 0
F3_Commercial_Miscellaneous_Existing_Food Preparation_Natural Gas_Fryer_E4 | F3 | Commercial | Miscellaneous | Existing | Food Preparation | Natural Gas | Fryer | E4 | PACT BC Ratio | 0 | 0 | 0 | 0 | 0 | 0 | 0 | 0 | 0 | 0 | 0 | 0 | 0 | 0 | 0 | 0 | 0 | 0 | 0 | 0 | 0 | 0 | 0 | 0 | 0 | 0 | 0
F3_Commercial_Miscellaneous_Existing_Food Preparation_Natural Gas_Fryer_E5 | F3 | Commercial | Miscellaneous | Existing | Food Preparation | Natural Gas | Fryer | E5 | PACT BC Ratio | 0 | 0 | 0 | 0 | 0 | 0 | 0 | 0 | 0 | 0 | 0 | 0 | 0 | 0 | 0 | 0 | 0 | 0 | 0 | 0 | 0 | 0 | 0 | 0 | 0 | 0 | 0
F3_Commercial_Miscellaneous_Existing_Food Preparation_Natural Gas_Fryer_E6 | F3 | Commercial | Miscellaneous | Existing | Food Preparation | Natural Gas | Fryer | E6 | PACT BC Ratio | 0 | 0 | 0 | 0 | 0 | 0 | 0 | 0 | 0 | 0 | 0 | 0 | 0 | 0 | 0 | 0 | 0 | 0 | 0 | 0 | 0 | 0 | 0 | 0 | 0 | 0 | 0
F3_Commercial_Miscellaneous_Existing_Food Preparation_Natural Gas_Fryer_E7 | F3 | Commercial | Miscellaneous | Existing | Food Preparation | Natural Gas | Fryer | E7 | PACT BC Ratio | 0 | 0 | 0 | 0 | 0 | 0 | 0 | 0 | 0 | 0 | 0 | 0 | 0 | 0 | 0 | 0 | 0 | 0 | 0 | 0 | 0 | 0 | 0 | 0 | 0 | 0 | 0
F3_Commercial_Miscellaneous_Existing_Food Preparation_Natural Gas_Fryer_E8 | F3 | Commercial | Miscellaneous | Existing | Food Preparation | Natural Gas | Fryer | E8 | PACT BC Ratio | 0 | 0 | 0 | 0 | 0 | 0 | 0 | 0 | 0 | 0 | 0 | 0 | 0 | 0 | 0 | 0 | 0 | 0 | 0 | 0 | 0 | 0 | 0 | 0 | 0 | 0 | 0
F3_Commercial_Miscellaneous_Existing_Food Preparation_Natural Gas_Fryer_E9 | F3 | Commercial | Miscellaneous | Existing | Food Preparation | Natural Gas | Fryer | E9 | PACT BC Ratio | 0 | 0 | 0 | 0 | 0 | 0 | 0 | 0 | 0 | 0 | 0 | 0 | 0 | 0 | 0 | 0 | 0 | 0 | 0 | 0 | 0 | 0 | 0 | 0 | 0 | 0 | 0
F3_Commercial_Miscellaneous_Existing_Food Preparation_Natural Gas_Fryer_E10 | F3 | Commercial | Miscellaneous | Existing | Food Preparation | Natural Gas | Fryer | E10 | PACT BC Ratio | 0 | 0 | 0 | 0 | 0 | 0 | 0 | 0 | 0 | 0 | 0 | 0 | 0 | 0 | 0 | 0 | 0 | 0 | 0 | 0 | 0 | 0 | 0 | 0 | 0 | 0 | 0
F4_Commercial_Miscellaneous_Existing_Food Preparation_Natural Gas_Fryer_E1 | F4 | Commercial | Miscellaneous | Existing | Food Preparation | Natural Gas | Fryer | E1 | RVT BC Ratio | 1 | 0 | 0 | 0 | 0 | 0 | 0 | 0 | 0 | 0 | 0 | 0 | 0 | 0 | 0 | 0 | 0 | 0 | 0 | 0 | 0 | 0 | 0 | 0 | 0 | 0 | 0
F4_Commercial_Miscellaneous_Existing_Food Preparation_Natural Gas_Fryer_E2 | F4 | Commercial | Miscellaneous | Existing | Food Preparation | Natural Gas | Fryer | E2 | RVT BC Ratio | 0.7 | 1 | 1 | 1 | 1 | 1 | 1 | 1 | 1 | 1 | 1 | 1 | 1 | 1 | 1 | 1 | 1 | 1 | 1 | 1 | 1 | 1 | 1 | 1 | 1 | 1 | 1
F4_Commercial_Miscellaneous_Existing_Food Preparation_Natural Gas_Fryer_E3 | F4 | Commercial | Miscellaneous | Existing | Food Preparation | Natural Gas | Fryer | E3 | RVT BC Ratio | 0 | 0 | 0 | 0 | 0 | 0 | 0 | 0 | 0 | 0 | 0 | 0 | 0 | 0 | 0 | 0 | 0 | 0 | 0 | 0 | 0 | 0 | 0 | 0 | 0 | 0 | 0
F4_Commercial_Miscellaneous_Existing_Food Preparation_Natural Gas_Fryer_E4 | F4 | Commercial | Miscellaneous | Existing | Food Preparation | Natural Gas | Fryer | E4 | RVT BC Ratio | 0 | 0 | 0 | 0 | 0 | 0 | 0 | 0 | 0 | 0 | 0 | 0 | 0 | 0 | 0 | 0 | 0 | 0 | 0 | 0 | 0 | 0 | 0 | 0 | 0 | 0 | 0
F4_Commercial_Miscellaneous_Existing_Food Preparation_Natural Gas_Fryer_E5 | F4 | Commercial | Miscellaneous | Existing | Food Preparation | Natural Gas | Fryer | E5 | RVT BC Ratio | 0 | 0 | 0 | 0 | 0 | 0 | 0 | 0 | 0 | 0 | 0 | 0 | 0 | 0 | 0 | 0 | 0 | 0 | 0 | 0 | 0 | 0 | 0 | 0 | 0 | 0 | 0
F4_Commercial_Miscellaneous_Existing_Food Preparation_Natural Gas_Fryer_E6 | F4 | Commercial | Miscellaneous | Existing | Food Preparation | Natural Gas | Fryer | E6 | RVT BC Ratio | 0 | 0 | 0 | 0 | 0 | 0 | 0 | 0 | 0 | 0 | 0 | 0 | 0 | 0 | 0 | 0 | 0 | 0 | 0 | 0 | 0 | 0 | 0 | 0 | 0 | 0 | 0
F4_Commercial_Miscellaneous_Existing_Food Preparation_Natural Gas_Fryer_E7 | F4 | Commercial | Miscellaneous | Existing | Food Preparation | Natural Gas | Fryer | E7 | RVT BC Ratio | 0 | 0 | 0 | 0 | 0 | 0 | 0 | 0 | 0 | 0 | 0 | 0 | 0 | 0 | 0 | 0 | 0 | 0 | 0 | 0 | 0 | 0 | 0 | 0 | 0 | 0 | 0
F4_Commercial_Miscellaneous_Existing_Food Preparation_Natural Gas_Fryer_E8 | F4 | Commercial | Miscellaneous | Existing | Food Preparation | Natural Gas | Fryer | E8 | RVT BC Ratio | 0 | 0 | 0 | 0 | 0 | 0 | 0 | 0 | 0 | 0 | 0 | 0 | 0 | 0 | 0 | 0 | 0 | 0 | 0 | 0 | 0 | 0 | 0 | 0 | 0 | 0 | 0
F4_Commercial_Miscellaneous_Existing_Food Preparation_Natural Gas_Fryer_E9 | F4 | Commercial | Miscellaneous | Existing | Food Preparation | Natural Gas | Fryer | E9 | RVT BC Ratio | 0 | 0 | 0 | 0 | 0 | 0 | 0 | 0 | 0 | 0 | 0 | 0 | 0 | 0 | 0 | 0 | 0 | 0 | 0 | 0 | 0 | 0 | 0 | 0 | 0 | 0 | 0
F4_Commercial_Miscellaneous_Existing_Food Preparation_Natural Gas_Fryer_E10 | F4 | Commercial | Miscellaneous | Existing | Food Preparation | Natural Gas | Fryer | E10 | RVT BC Ratio | 0 | 0 | 0 | 0 | 0 | 0 | 0 | 0 | 0 | 0 | 0 | 0 | 0 | 0 | 0 | 0 | 0 | 0 | 0 | 0 | 0 | 0 | 0 | 0 | 0 | 0 | 0
F5_Commercial_Miscellaneous_Existing_Food Preparation_Natural Gas_Fryer_E1 | F5 | Commercial | Miscellaneous | Existing | Food Preparation | Natural Gas | Fryer | E1 | RIM BC Ratio | 1 | 0 | 0 | 0 | 0 | 0 | 0 | 0 | 0 | 0 | 0 | 0 | 0 | 0 | 0 | 0 | 0 | 0 | 0 | 0 | 0 | 0 | 0 | 0 | 0 | 0 | 0
F5_Commercial_Miscellaneous_Existing_Food Preparation_Natural Gas_Fryer_E2 | F5 | Commercial | Miscellaneous | Existing | Food Preparation | Natural Gas | Fryer | E2 | RIM BC Ratio | 4.0178 | 1 | 1 | 1 | 1 | 1 | 1 | 1 | 1 | 1 | 1 | 1 | 1 | 1 | 1 | 1 | 1 | 1 | 1 | 1 | 1 | 1 | 1 | 1 | 1 | 1 | 1
F5_Commercial_Miscellaneous_Existing_Food Preparation_Natural Gas_Fryer_E3 | F5 | Commercial | Miscellaneous | Existing | Food Preparation | Natural Gas | Fryer | E3 | RIM BC Ratio | 0 | 0 | 0 | 0 | 0 | 0 | 0 | 0 | 0 | 0 | 0 | 0 | 0 | 0 | 0 | 0 | 0 | 0 | 0 | 0 | 0 | 0 | 0 | 0 | 0 | 0 | 0
F5_Commercial_Miscellaneous_Existing_Food Preparation_Natural Gas_Fryer_E4 | F5 | Commercial | Miscellaneous | Existing | Food Preparation | Natural Gas | Fryer | E4 | RIM BC Ratio | 0 | 0 | 0 | 0 | 0 | 0 | 0 | 0 | 0 | 0 | 0 | 0 | 0 | 0 | 0 | 0 | 0 | 0 | 0 | 0 | 0 | 0 | 0 | 0 | 0 | 0 | 0
F5_Commercial_Miscellaneous_Existing_Food Preparation_Natural Gas_Fryer_E5 | F5 | Commercial | Miscellaneous | Existing | Food Preparation | Natural Gas | Fryer | E5 | RIM BC Ratio | 0 | 0 | 0 | 0 | 0 | 0 | 0 | 0 | 0 | 0 | 0 | 0 | 0 | 0 | 0 | 0 | 0 | 0 | 0 | 0 | 0 | 0 | 0 | 0 | 0 | 0 | 0
F5_Commercial_Miscellaneous_Existing_Food Preparation_Natural Gas_Fryer_E6 | F5 | Commercial | Miscellaneous | Existing | Food Preparation | Natural Gas | Fryer | E6 | RIM BC Ratio | 0 | 0 | 0 | 0 | 0 | 0 | 0 | 0 | 0 | 0 | 0 | 0 | 0 | 0 | 0 | 0 | 0 | 0 | 0 | 0 | 0 | 0 | 0 | 0 | 0 | 0 | 0
F5_Commercial_Miscellaneous_Existing_Food Preparation_Natural Gas_Fryer_E7 | F5 | Commercial | Miscellaneous | Existing | Food Preparation | Natural Gas | Fryer | E7 | RIM BC Ratio | 0 | 0 | 0 | 0 | 0 | 0 | 0 | 0 | 0 | 0 | 0 | 0 | 0 | 0 | 0 | 0 | 0 | 0 | 0 | 0 | 0 | 0 | 0 | 0 | 0 | 0 | 0
F5_Commercial_Miscellaneous_Existing_Food Preparation_Natural Gas_Fryer_E8 | F5 | Commercial | Miscellaneous | Existing | Food Preparation | Natural Gas | Fryer | E8 | RIM BC Ratio | 0 | 0 | 0 | 0 | 0 | 0 | 0 | 0 | 0 | 0 | 0 | 0 | 0 | 0 | 0 | 0 | 0 | 0 | 0 | 0 | 0 | 0 | 0 | 0 | 0 | 0 | 0
F5_Commercial_Miscellaneous_Existing_Food Preparation_Natural Gas_Fryer_E9 | F5 | Commercial | Miscellaneous | Existing | Food Preparation | Natural Gas | Fryer | E9 | RIM BC Ratio | 0 | 0 | 0 | 0 | 0 | 0 | 0 | 0 | 0 | 0 | 0 | 0 | 0 | 0 | 0 | 0 | 0 | 0 | 0 | 0 | 0 | 0 | 0 | 0 | 0 | 0 | 0
F5_Commercial_Miscellaneous_Existing_Food Preparation_Natural Gas_Fryer_E10 | F5 | Commercial | Miscellaneous | Existing | Food Preparation | Natural Gas | Fryer | E10 | RIM BC Ratio | 0 | 0 | 0 | 0 | 0 | 0 | 0 | 0 | 0 | 0 | 0 | 0 | 0 | 0 | 0 | 0 | 0 | 0 | 0 | 0 | 0 | 0 | 0 | 0 | 0 | 0 | 0
F0_Commercial_Miscellaneous_Existing_Food Preparation_Natural Gas_Broiler_E0 | F0 | Commercial | Miscellaneous | Existing | Food Preparation | Natural Gas | Broiler | E0 | Economic Unit | Infrared Burners | Infrared Burners | Infrared Burners | Infrared Burners | Infrared Burners | Infrared Burners | Infrared Burners | Infrared Burners | Infrared Burners | Infrared Burners | Infrared Burners | Infrared Burners | Infrared Burners | Infrared Burners | Infrared Burners | Infrared Burners | Infrared Burners | Infrared Burners | Infrared Burners | Infrared Burners | Infrared Burners | Infrared Burners | Infrared Burners | Infrared Burners | Infrared Burners | Infrared Burners | Infrared Burners
F1_Commercial_Miscellaneous_Existing_Food Preparation_Natural Gas_Broiler_E1 | F1 | Commercial | Miscellaneous | Existing | Food Preparation | Natural Gas | Broiler | E1 | CCE | 0 | 0 | 0 | 0 | 0 | 0 | 0 | 0 | 0 | 0 | 0 | 0 | 0 | 0 | 0 | 0 | 0 | 0 | 0 | 0 | 0 | 0 | 0 | 0 | 0 | 0 | 0
F1_Commercial_Miscellaneous_Existing_Food Preparation_Natural Gas_Broiler_E2 | F1 | Commercial | Miscellaneous | Existing | Food Preparation | Natural Gas | Broiler | E2 | CCE | 0.0088234 | 0.0088234 | 0.0088234 | 0.0088234 | 0.0088234 | 0.0088234 | 0.0088234 | 0.0088234 | 0.0088234 | 0.0088234 | 0.0088234 | 0.0088234 | 0.0088234 | 0.0088234 | 0.0088234 | 0.0088234 | 0.0088234 | 0.0088234 | 0.0088234 | 0.0088234 | 0.0088234 | 0.0088234 | 0.0088234 | 0.0088234 | 0.0088234 | 0.0088234 | 0.0088234
F1_Commercial_Miscellaneous_Existing_Food Preparation_Natural Gas_Broiler_E3 | F1 | Commercial | Miscellaneous | Existing | Food Preparation | Natural Gas | Broiler | E3 | CCE | 0 | 0 | 0 | 0 | 0 | 0 | 0 | 0 | 0 | 0 | 0 | 0 | 0 | 0 | 0 | 0 | 0 | 0 | 0 | 0 | 0 | 0 | 0 | 0 | 0 | 0 | 0
F1_Commercial_Miscellaneous_Existing_Food Preparation_Natural Gas_Broiler_E4 | F1 | Commercial | Miscellaneous | Existing | Food Preparation | Natural Gas | Broiler | E4 | CCE | 0 | 0 | 0 | 0 | 0 | 0 | 0 | 0 | 0 | 0 | 0 | 0 | 0 | 0 | 0 | 0 | 0 | 0 | 0 | 0 | 0 | 0 | 0 | 0 | 0 | 0 | 0
F1_Commercial_Miscellaneous_Existing_Food Preparation_Natural Gas_Broiler_E5 | F1 | Commercial | Miscellaneous | Existing | Food Preparation | Natural Gas | Broiler | E5 | CCE | 0 | 0 | 0 | 0 | 0 | 0 | 0 | 0 | 0 | 0 | 0 | 0 | 0 | 0 | 0 | 0 | 0 | 0 | 0 | 0 | 0 | 0 | 0 | 0 | 0 | 0 | 0
F1_Commercial_Miscellaneous_Existing_Food Preparation_Natural Gas_Broiler_E6 | F1 | Commercial | Miscellaneous | Existing | Food Preparation | Natural Gas | Broiler | E6 | CCE | 0 | 0 | 0 | 0 | 0 | 0 | 0 | 0 | 0 | 0 | 0 | 0 | 0 | 0 | 0 | 0 | 0 | 0 | 0 | 0 | 0 | 0 | 0 | 0 | 0 | 0 | 0
F1_Commercial_Miscellaneous_Existing_Food Preparation_Natural Gas_Broiler_E7 | F1 | Commercial | Miscellaneous | Existing | Food Preparation | Natural Gas | Broiler | E7 | CCE | 0 | 0 | 0 | 0 | 0 | 0 | 0 | 0 | 0 | 0 | 0 | 0 | 0 | 0 | 0 | 0 | 0 | 0 | 0 | 0 | 0 | 0 | 0 | 0 | 0 | 0 | 0
F1_Commercial_Miscellaneous_Existing_Food Preparation_Natural Gas_Broiler_E8 | F1 | Commercial | Miscellaneous | Existing | Food Preparation | Natural Gas | Broiler | E8 | CCE | 0 | 0 | 0 | 0 | 0 | 0 | 0 | 0 | 0 | 0 | 0 | 0 | 0 | 0 | 0 | 0 | 0 | 0 | 0 | 0 | 0 | 0 | 0 | 0 | 0 | 0 | 0
F1_Commercial_Miscellaneous_Existing_Food Preparation_Natural Gas_Broiler_E9 | F1 | Commercial | Miscellaneous | Existing | Food Preparation | Natural Gas | Broiler | E9 | CCE | 0 | 0 | 0 | 0 | 0 | 0 | 0 | 0 | 0 | 0 | 0 | 0 | 0 | 0 | 0 | 0 | 0 | 0 | 0 | 0 | 0 | 0 | 0 | 0 | 0 | 0 | 0
F1_Commercial_Miscellaneous_Existing_Food Preparation_Natural Gas_Broiler_E10 | F1 | Commercial | Miscellaneous | Existing | Food Preparation | Natural Gas | Broiler | E10 | CCE | 0 | 0 | 0 | 0 | 0 | 0 | 0 | 0 | 0 | 0 | 0 | 0 | 0 | 0 | 0 | 0 | 0 | 0 | 0 | 0 | 0 | 0 | 0 | 0 | 0 | 0 | 0
F2_Commercial_Miscellaneous_Existing_Food Preparation_Natural Gas_Broiler_E1 | F2 | Commercial | Miscellaneous | Existing | Food Preparation | Natural Gas | Broiler | E1 | TRC BC Ratio | bar: 2021 to 2047
F2_Commercial_Miscellaneous_Existing_Food Preparation_Natural Gas_Broiler_E2 | F2 | Commercial | Miscellaneous | Existing | Food Preparation | Natural Gas | Broiler | E2 | TRC BC Ratio | 1.5469 | 1.5304 | 1.5144 | 1.4991 | 1.5029 | 1.5191 | 1.5427 | 1.5689 | 1.5942 | 1.6158 | 1.6334 | 1.6459 | 1.6531 | 1.6523 | 1.6433 | 1.6261 | 1.6009 | 1.5692 | 1.5313 | 1.4862 | 1.4333 | 1.3724 | 1.3184 | 1.2837 | 1.2691 | 1.2753 | 1.2816
F2_Commercial_Miscellaneous_Existing_Food Preparation_Natural Gas_Broiler_E3 | F2 | Commercial | Miscellaneous | Existing | Food Preparation | Natural Gas | Broiler | E3 | TRC BC Ratio | 0 | 0 | 0 | 0 | 0 | 0 | 0 | 0 | 0 | 0 | 0 | 0 | 0 | 0 | 0 | 0 | 0 | 0 | 0 | 0 | 0 | 0 | 0 | 0 | 0 | 0 | 0
F2_Commercial_Miscellaneous_Existing_Food Preparation_Natural Gas_Broiler_E4 | F2 | Commercial | Miscellaneous | Existing | Food Preparation | Natural Gas | Broiler | E4 | TRC BC Ratio | 0 | 0 | 0 | 0 | 0 | 0 | 0 | 0 | 0 | 0 | 0 | 0 | 0 | 0 | 0 | 0 | 0 | 0 | 0 | 0 | 0 | 0 | 0 | 0 | 0 | 0 | 0
F2_Commercial_Miscellaneous_Existing_Food Preparation_Natural Gas_Broiler_E5 | F2 | Commercial | Miscellaneous | Existing | Food Preparation | Natural Gas | Broiler | E5 | TRC BC Ratio | 0 | 0 | 0 | 0 | 0 | 0 | 0 | 0 | 0 | 0 | 0 | 0 | 0 | 0 | 0 | 0 | 0 | 0 | 0 | 0 | 0 | 0 | 0 | 0 | 0 | 0 | 0
F2_Commercial_Miscellaneous_Existing_Food Preparation_Natural Gas_Broiler_E6 | F2 | Commercial | Miscellaneous | Existing | Food Preparation | Natural Gas | Broiler | E6 | TRC BC Ratio | 0 | 0 | 0 | 0 | 0 | 0 | 0 | 0 | 0 | 0 | 0 | 0 | 0 | 0 | 0 | 0 | 0 | 0 | 0 | 0 | 0 | 0 | 0 | 0 | 0 | 0 | 0
F2_Commercial_Miscellaneous_Existing_Food Preparation_Natural Gas_Broiler_E7 | F2 | Commercial | Miscellaneous | Existing | Food Preparation | Natural Gas | Broiler | E7 | TRC BC Ratio | 0 | 0 | 0 | 0 | 0 | 0 | 0 | 0 | 0 | 0 | 0 | 0 | 0 | 0 | 0 | 0 | 0 | 0 | 0 | 0 | 0 | 0 | 0 | 0 | 0 | 0 | 0
F2_Commercial_Miscellaneous_Existing_Food Preparation_Natural Gas_Broiler_E8 | F2 | Commercial | Miscellaneous | Existing | Food Preparation | Natural Gas | Broiler | E8 | TRC BC Ratio | 0 | 0 | 0 | 0 | 0 | 0 | 0 | 0 | 0 | 0 | 0 | 0 | 0 | 0 | 0 | 0 | 0 | 0 | 0 | 0 | 0 | 0 | 0 | 0 | 0 | 0 | 0
F2_Commercial_Miscellaneous_Existing_Food Preparation_Natural Gas_Broiler_E9 | F2 | Commercial | Miscellaneous | Existing | Food Preparation | Natural Gas | Broiler | E9 | TRC BC Ratio | 0 | 0 | 0 | 0 | 0 | 0 | 0 | 0 | 0 | 0 | 0 | 0 | 0 | 0 | 0 | 0 | 0 | 0 | 0 | 0 | 0 | 0 | 0 | 0 | 0 | 0 | 0
F2_Commercial_Miscellaneous_Existing_Food Preparation_Natural Gas_Broiler_E10 | F2 | Commercial | Miscellaneous | Existing | Food Preparation | Natural Gas | Broiler | E10 | TRC BC Ratio | 0 | 0 | 0 | 0 | 0 | 0 | 0 | 0 | 0 | 0 | 0 | 0 | 0 | 0 | 0 | 0 | 0 | 0 | 0 | 0 | 0 | 0 | 0 | 0 | 0 | 0 | 0
F3_Commercial_Miscellaneous_Existing_Food Preparation_Natural Gas_Broiler_E1 | F3 | Commercial | Miscellaneous | Existing | Food Preparation | Natural Gas | Broiler | E1 | PACT BC Ratio | bar: 2021 to 2047
F3_Commercial_Miscellaneous_Existing_Food Preparation_Natural Gas_Broiler_E2 | F3 | Commercial | Miscellaneous | Existing | Food Preparation | Natural Gas | Broiler | E2 | PACT BC Ratio | 1.9504 | 1.9296 | 1.9094 | 1.8902 | 1.8949 | 1.9154 | 1.9451 | 1.9782 | 2.0101 | 2.0373 | 2.0595 | 2.0753 | 2.0843 | 2.0833 | 2.072 | 2.0503 | 2.0186 | 1.9785 | 1.9307 | 1.8739 | 1.8073 | 1.7304 | 1.6624 | 1.6186 | 1.6002 | 1.608 | 1.6159
F3_Commercial_Miscellaneous_Existing_Food Preparation_Natural Gas_Broiler_E3 | F3 | Commercial | Miscellaneous | Existing | Food Preparation | Natural Gas | Broiler | E3 | PACT BC Ratio | 0 | 0 | 0 | 0 | 0 | 0 | 0 | 0 | 0 | 0 | 0 | 0 | 0 | 0 | 0 | 0 | 0 | 0 | 0 | 0 | 0 | 0 | 0 | 0 | 0 | 0 | 0
F3_Commercial_Miscellaneous_Existing_Food Preparation_Natural Gas_Broiler_E4 | F3 | Commercial | Miscellaneous | Existing | Food Preparation | Natural Gas | Broiler | E4 | PACT BC Ratio | 0 | 0 | 0 | 0 | 0 | 0 | 0 | 0 | 0 | 0 | 0 | 0 | 0 | 0 | 0 | 0 | 0 | 0 | 0 | 0 | 0 | 0 | 0 | 0 | 0 | 0 | 0
F3_Commercial_Miscellaneous_Existing_Food Preparation_Natural Gas_Broiler_E5 | F3 | Commercial | Miscellaneous | Existing | Food Preparation | Natural Gas | Broiler | E5 | PACT BC Ratio | 0 | 0 | 0 | 0 | 0 | 0 | 0 | 0 | 0 | 0 | 0 | 0 | 0 | 0 | 0 | 0 | 0 | 0 | 0 | 0 | 0 | 0 | 0 | 0 | 0 | 0 | 0
F3_Commercial_Miscellaneous_Existing_Food Preparation_Natural Gas_Broiler_E6 | F3 | Commercial | Miscellaneous | Existing | Food Preparation | Natural Gas | Broiler | E6 | PACT BC Ratio | 0 | 0 | 0 | 0 | 0 | 0 | 0 | 0 | 0 | 0 | 0 | 0 | 0 | 0 | 0 | 0 | 0 | 0 | 0 | 0 | 0 | 0 | 0 | 0 | 0 | 0 | 0
F3_Commercial_Miscellaneous_Existing_Food Preparation_Natural Gas_Broiler_E7 | F3 | Commercial | Miscellaneous | Existing | Food Preparation | Natural Gas | Broiler | E7 | PACT BC Ratio | 0 | 0 | 0 | 0 | 0 | 0 | 0 | 0 | 0 | 0 | 0 | 0 | 0 | 0 | 0 | 0 | 0 | 0 | 0 | 0 | 0 | 0 | 0 | 0 | 0 | 0 | 0
F3_Commercial_Miscellaneous_Existing_Food Preparation_Natural Gas_Broiler_E8 | F3 | Commercial | Miscellaneous | Existing | Food Preparation | Natural Gas | Broiler | E8 | PACT BC Ratio | 0 | 0 | 0 | 0 | 0 | 0 | 0 | 0 | 0 | 0 | 0 | 0 | 0 | 0 | 0 | 0 | 0 | 0 | 0 | 0 | 0 | 0 | 0 | 0 | 0 | 0 | 0
F3_Commercial_Miscellaneous_Existing_Food Preparation_Natural Gas_Broiler_E9 | F3 | Commercial | Miscellaneous | Existing | Food Preparation | Natural Gas | Broiler | E9 | PACT BC Ratio | 0 | 0 | 0 | 0 | 0 | 0 | 0 | 0 | 0 | 0 | 0 | 0 | 0 | 0 | 0 | 0 | 0 | 0 | 0 | 0 | 0 | 0 | 0 | 0 | 0 | 0 | 0
F3_Commercial_Miscellaneous_Existing_Food Preparation_Natural Gas_Broiler_E10 | F3 | Commercial | Miscellaneous | Existing | Food Preparation | Natural Gas | Broiler | E10 | PACT BC Ratio | 0 | 0 | 0 | 0 | 0 | 0 | 0 | 0 | 0 | 0 | 0 | 0 | 0 | 0 | 0 | 0 | 0 | 0 | 0 | 0 | 0 | 0 | 0 | 0 | 0 | 0 | 0
F4_Commercial_Miscellaneous_Existing_Food Preparation_Natural Gas_Broiler_E1 | F4 | Commercial | Miscellaneous | Existing | Food Preparation | Natural Gas | Broiler | E1 | RVT BC Ratio | bar: 2021 to 2047
F4_Commercial_Miscellaneous_Existing_Food Preparation_Natural Gas_Broiler_E2 | F4 | Commercial | Miscellaneous | Existing | Food Preparation | Natural Gas | Broiler | E2 | RVT BC Ratio | 0.7 | 0.7 | 0.7 | 0.7 | 0.7 | 0.7 | 0.7 | 0.7 | 0.7 | 0.7 | 0.7 | 0.7 | 0.7 | 0.7 | 0.7 | 0.7 | 0.7 | 0.7 | 0.7 | 0.7 | 0.7 | 0.7 | 0.7 | 0.7 | 0.7 | 0.7 | 0.7
F4_Commercial_Miscellaneous_Existing_Food Preparation_Natural Gas_Broiler_E3 | F4 | Commercial | Miscellaneous | Existing | Food Preparation | Natural Gas | Broiler | E3 | RVT BC Ratio | 0 | 0 | 0 | 0 | 0 | 0 | 0 | 0 | 0 | 0 | 0 | 0 | 0 | 0 | 0 | 0 | 0 | 0 | 0 | 0 | 0 | 0 | 0 | 0 | 0 | 0 | 0
F4_Commercial_Miscellaneous_Existing_Food Preparation_Natural Gas_Broiler_E4 | F4 | Commercial | Miscellaneous | Existing | Food Preparation | Natural Gas | Broiler | E4 | RVT BC Ratio | 0 | 0 | 0 | 0 | 0 | 0 | 0 | 0 | 0 | 0 | 0 | 0 | 0 | 0 | 0 | 0 | 0 | 0 | 0 | 0 | 0 | 0 | 0 | 0 | 0 | 0 | 0
F4_Commercial_Miscellaneous_Existing_Food Preparation_Natural Gas_Broiler_E5 | F4 | Commercial | Miscellaneous | Existing | Food Preparation | Natural Gas | Broiler | E5 | RVT BC Ratio | 0 | 0 | 0 | 0 | 0 | 0 | 0 | 0 | 0 | 0 | 0 | 0 | 0 | 0 | 0 | 0 | 0 | 0 | 0 | 0 | 0 | 0 | 0 | 0 | 0 | 0 | 0
F4_Commercial_Miscellaneous_Existing_Food Preparation_Natural Gas_Broiler_E6 | F4 | Commercial | Miscellaneous | Existing | Food Preparation | Natural Gas | Broiler | E6 | RVT BC Ratio | 0 | 0 | 0 | 0 | 0 | 0 | 0 | 0 | 0 | 0 | 0 | 0 | 0 | 0 | 0 | 0 | 0 | 0 | 0 | 0 | 0 | 0 | 0 | 0 | 0 | 0 | 0
F4_Commercial_Miscellaneous_Existing_Food Preparation_Natural Gas_Broiler_E7 | F4 | Commercial | Miscellaneous | Existing | Food Preparation | Natural Gas | Broiler | E7 | RVT BC Ratio | 0 | 0 | 0 | 0 | 0 | 0 | 0 | 0 | 0 | 0 | 0 | 0 | 0 | 0 | 0 | 0 | 0 | 0 | 0 | 0 | 0 | 0 | 0 | 0 | 0 | 0 | 0
F4_Commercial_Miscellaneous_Existing_Food Preparation_Natural Gas_Broiler_E8 | F4 | Commercial | Miscellaneous | Existing | Food Preparation | Natural Gas | Broiler | E8 | RVT BC Ratio | 0 | 0 | 0 | 0 | 0 | 0 | 0 | 0 | 0 | 0 | 0 | 0 | 0 | 0 | 0 | 0 | 0 | 0 | 0 | 0 | 0 | 0 | 0 | 0 | 0 | 0 | 0
F4_Commercial_Miscellaneous_Existing_Food Preparation_Natural Gas_Broiler_E9 | F4 | Commercial | Miscellaneous | Existing | Food Preparation | Natural Gas | Broiler | E9 | RVT BC Ratio | 0 | 0 | 0 | 0 | 0 | 0 | 0 | 0 | 0 | 0 | 0 | 0 | 0 | 0 | 0 | 0 | 0 | 0 | 0 | 0 | 0 | 0 | 0 | 0 | 0 | 0 | 0
F4_Commercial_Miscellaneous_Existing_Food Preparation_Natural Gas_Broiler_E10 | F4 | Commercial | Miscellaneous | Existing | Food Preparation | Natural Gas | Broiler | E10 | RVT BC Ratio | 0 | 0 | 0 | 0 | 0 | 0 | 0 | 0 | 0 | 0 | 0 | 0 | 0 | 0 | 0 | 0 | 0 | 0 | 0 | 0 | 0 | 0 | 0 | 0 | 0 | 0 | 0
F5_Commercial_Miscellaneous_Existing_Food Preparation_Natural Gas_Broiler_E1 | F5 | Commercial | Miscellaneous | Existing | Food Preparation | Natural Gas | Broiler | E1 | RIM BC Ratio | bar: 2021 to 2047
F5_Commercial_Miscellaneous_Existing_Food Preparation_Natural Gas_Broiler_E2 | F5 | Commercial | Miscellaneous | Existing | Food Preparation | Natural Gas | Broiler | E2 | RIM BC Ratio | 1.9504 | 1.9296 | 1.9094 | 1.8902 | 1.8949 | 1.9154 | 1.9451 | 1.9782 | 2.0101 | 2.0373 | 2.0595 | 2.0753 | 2.0843 | 2.0833 | 2.072 | 2.0503 | 2.0186 | 1.9785 | 1.9307 | 1.8739 | 1.8073 | 1.7304 | 1.6624 | 1.6186 | 1.6002 | 1.608 | 1.6159
F5_Commercial_Miscellaneous_Existing_Food Preparation_Natural Gas_Broiler_E3 | F5 | Commercial | Miscellaneous | Existing | Food Preparation | Natural Gas | Broiler | E3 | RIM BC Ratio | 0 | 0 | 0 | 0 | 0 | 0 | 0 | 0 | 0 | 0 | 0 | 0 | 0 | 0 | 0 | 0 | 0 | 0 | 0 | 0 | 0 | 0 | 0 | 0 | 0 | 0 | 0
F5_Commercial_Miscellaneous_Existing_Food Preparation_Natural Gas_Broiler_E4 | F5 | Commercial | Miscellaneous | Existing | Food Preparation | Natural Gas | Broiler | E4 | RIM BC Ratio | 0 | 0 | 0 | 0 | 0 | 0 | 0 | 0 | 0 | 0 | 0 | 0 | 0 | 0 | 0 | 0 | 0 | 0 | 0 | 0 | 0 | 0 | 0 | 0 | 0 | 0 | 0
F5_Commercial_Miscellaneous_Existing_Food Preparation_Natural Gas_Broiler_E5 | F5 | Commercial | Miscellaneous | Existing | Food Preparation | Natural Gas | Broiler | E5 | RIM BC Ratio | 0 | 0 | 0 | 0 | 0 | 0 | 0 | 0 | 0 | 0 | 0 | 0 | 0 | 0 | 0 | 0 | 0 | 0 | 0 | 0 | 0 | 0 | 0 | 0 | 0 | 0 | 0
F5_Commercial_Miscellaneous_Existing_Food Preparation_Natural Gas_Broiler_E6 | F5 | Commercial | Miscellaneous | Existing | Food Preparation | Natural Gas | Broiler | E6 | RIM BC Ratio | 0 | 0 | 0 | 0 | 0 | 0 | 0 | 0 | 0 | 0 | 0 | 0 | 0 | 0 | 0 | 0 | 0 | 0 | 0 | 0 | 0 | 0 | 0 | 0 | 0 | 0 | 0
F5_Commercial_Miscellaneous_Existing_Food Preparation_Natural Gas_Broiler_E7 | F5 | Commercial | Miscellaneous | Existing | Food Preparation | Natural Gas | Broiler | E7 | RIM BC Ratio | 0 | 0 | 0 | 0 | 0 | 0 | 0 | 0 | 0 | 0 | 0 | 0 | 0 | 0 | 0 | 0 | 0 | 0 | 0 | 0 | 0 | 0 | 0 | 0 | 0 | 0 | 0
F5_Commercial_Miscellaneous_Existing_Food Preparation_Natural Gas_Broiler_E8 | F5 | Commercial | Miscellaneous | Existing | Food Preparation | Natural Gas | Broiler | E8 | RIM BC Ratio | 0 | 0 | 0 | 0 | 0 | 0 | 0 | 0 | 0 | 0 | 0 | 0 | 0 | 0 | 0 | 0 | 0 | 0 | 0 | 0 | 0 | 0 | 0 | 0 | 0 | 0 | 0
F5_Commercial_Miscellaneous_Existing_Food Preparation_Natural Gas_Broiler_E9 | F5 | Commercial | Miscellaneous | Existing | Food Preparation | Natural Gas | Broiler | E9 | RIM BC Ratio | 0 | 0 | 0 | 0 | 0 | 0 | 0 | 0 | 0 | 0 | 0 | 0 | 0 | 0 | 0 | 0 | 0 | 0 | 0 | 0 | 0 | 0 | 0 | 0 | 0 | 0 | 0
F5_Commercial_Miscellaneous_Existing_Food Preparation_Natural Gas_Broiler_E10 | F5 | Commercial | Miscellaneous | Existing | Food Preparation | Natural Gas | Broiler | E10 | RIM BC Ratio | 0 | 0 | 0 | 0 | 0 | 0 | 0 | 0 | 0 | 0 | 0 | 0 | 0 | 0 | 0 | 0 | 0 | 0 | 0 | 0 | 0 | 0 | 0 | 0 | 0 | 0 | 0
F0_Commercial_Miscellaneous_Existing_Food Preparation_Natural Gas_Griddle_E0 | F0 | Commercial | Miscellaneous | Existing | Food Preparation | Natural Gas | Griddle | E0 | Economic Unit | ENERGY STAR | ENERGY STAR | ENERGY STAR | ENERGY STAR | ENERGY STAR | ENERGY STAR | ENERGY STAR | ENERGY STAR | ENERGY STAR | ENERGY STAR | ENERGY STAR | ENERGY STAR | ENERGY STAR | ENERGY STAR | ENERGY STAR | ENERGY STAR | ENERGY STAR | ENERGY STAR | ENERGY STAR | ENERGY STAR | Standard | Standard | Standard | Standard | Standard | Standard | Standard
F1_Commercial_Miscellaneous_Existing_Food Preparation_Natural Gas_Griddle_E1 | F1 | Commercial | Miscellaneous | Existing | Food Preparation | Natural Gas | Griddle | E1 | CCE | 0 | 0 | 0 | 0 | 0 | 0 | 0 | 0 | 0 | 0 | 0 | 0 | 0 | 0 | 0 | 0 | 0 | 0 | 0 | 0 | 0 | 0 | 0 | 0 | 0 | 0 | 0
F1_Commercial_Miscellaneous_Existing_Food Preparation_Natural Gas_Griddle_E2 | F1 | Commercial | Miscellaneous | Existing | Food Preparation | Natural Gas | Griddle | E2 | CCE | 0.01311 | 0.01311 | 0.01311 | 0.01311 | 0.01311 | 0.01311 | 0.01311 | 0.01311 | 0.01311 | 0.01311 | 0.01311 | 0.01311 | 0.01311 | 0.01311 | 0.01311 | 0.01311 | 0.01311 | 0.01311 | 0.01311 | 0.01311 | 0.01311 | 0.01311 | 0.01311 | 0.01311 | 0.01311 | 0.01311 | 0.01311
F1_Commercial_Miscellaneous_Existing_Food Preparation_Natural Gas_Griddle_E3 | F1 | Commercial | Miscellaneous | Existing | Food Preparation | Natural Gas | Griddle | E3 | CCE | 0 | 0 | 0 | 0 | 0 | 0 | 0 | 0 | 0 | 0 | 0 | 0 | 0 | 0 | 0 | 0 | 0 | 0 | 0 | 0 | 0 | 0 | 0 | 0 | 0 | 0 | 0
F1_Commercial_Miscellaneous_Existing_Food Preparation_Natural Gas_Griddle_E4 | F1 | Commercial | Miscellaneous | Existing | Food Preparation | Natural Gas | Griddle | E4 | CCE | 0 | 0 | 0 | 0 | 0 | 0 | 0 | 0 | 0 | 0 | 0 | 0 | 0 | 0 | 0 | 0 | 0 | 0 | 0 | 0 | 0 | 0 | 0 | 0 | 0 | 0 | 0
F1_Commercial_Miscellaneous_Existing_Food Preparation_Natural Gas_Griddle_E5 | F1 | Commercial | Miscellaneous | Existing | Food Preparation | Natural Gas | Griddle | E5 | CCE | 0 | 0 | 0 | 0 | 0 | 0 | 0 | 0 | 0 | 0 | 0 | 0 | 0 | 0 | 0 | 0 | 0 | 0 | 0 | 0 | 0 | 0 | 0 | 0 | 0 | 0 | 0
F1_Commercial_Miscellaneous_Existing_Food Preparation_Natural Gas_Griddle_E6 | F1 | Commercial | Miscellaneous | Existing | Food Preparation | Natural Gas | Griddle | E6 | CCE | 0 | 0 | 0 | 0 | 0 | 0 | 0 | 0 | 0 | 0 | 0 | 0 | 0 | 0 | 0 | 0 | 0 | 0 | 0 | 0 | 0 | 0 | 0 | 0 | 0 | 0 | 0
F1_Commercial_Miscellaneous_Existing_Food Preparation_Natural Gas_Griddle_E7 | F1 | Commercial | Miscellaneous | Existing | Food Preparation | Natural Gas | Griddle | E7 | CCE | 0 | 0 | 0 | 0 | 0 | 0 | 0 | 0 | 0 | 0 | 0 | 0 | 0 | 0 | 0 | 0 | 0 | 0 | 0 | 0 | 0 | 0 | 0 | 0 | 0 | 0 | 0
F1_Commercial_Miscellaneous_Existing_Food Preparation_Natural Gas_Griddle_E8 | F1 | Commercial | Miscellaneous | Existing | Food Preparation | Natural Gas | Griddle | E8 | CCE | 0 | 0 | 0 | 0 | 0 | 0 | 0 | 0 | 0 | 0 | 0 | 0 | 0 | 0 | 0 | 0 | 0 | 0 | 0 | 0 | 0 | 0 | 0 | 0 | 0 | 0 | 0
F1_Commercial_Miscellaneous_Existing_Food Preparation_Natural Gas_Griddle_E9 | F1 | Commercial | Miscellaneous | Existing | Food Preparation | Natural Gas | Griddle | E9 | CCE | 0 | 0 | 0 | 0 | 0 | 0 | 0 | 0 | 0 | 0 | 0 | 0 | 0 | 0 | 0 | 0 | 0 | 0 | 0 | 0 | 0 | 0 | 0 | 0 | 0 | 0 | 0
F1_Commercial_Miscellaneous_Existing_Food Preparation_Natural Gas_Griddle_E10 | F1 | Commercial | Miscellaneous | Existing | Food Preparation | Natural Gas | Griddle | E10 | CCE | 0 | 0 | 0 | 0 | 0 | 0 | 0 | 0 | 0 | 0 | 0 | 0 | 0 | 0 | 0 | 0 | 0 | 0 | 0 | 0 | 0 | 0 | 0 | 0 | 0 | 0 | 0
F2_Commercial_Miscellaneous_Existing_Food Preparation_Natural Gas_Griddle_E1 | F2 | Commercial | Miscellaneous | Existing | Food Preparation | Natural Gas | Griddle | E1 | TRC BC Ratio | bar: 2021 to 2047
F2_Commercial_Miscellaneous_Existing_Food Preparation_Natural Gas_Griddle_E2 | F2 | Commercial | Miscellaneous | Existing | Food Preparation | Natural Gas | Griddle | E2 | TRC BC Ratio | 1.0411 | 1.0299 | 1.0192 | 1.0089 | 1.0114 | 1.0224 | 1.0382 | 1.0559 | 1.0729 | 1.0874 | 1.0993 | 1.1077 | 1.1125 | 1.112 | 1.106 | 1.0944 | 1.0774 | 1.0561 | 1.0305 | 1.0002 | 0.96464 | 0.92365 | 0.8873 | 0.86394 | 0.85412 | 0.85831 | 0.86251
F2_Commercial_Miscellaneous_Existing_Food Preparation_Natural Gas_Griddle_E3 | F2 | Commercial | Miscellaneous | Existing | Food Preparation | Natural Gas | Griddle | E3 | TRC BC Ratio | 0 | 0 | 0 | 0 | 0 | 0 | 0 | 0 | 0 | 0 | 0 | 0 | 0 | 0 | 0 | 0 | 0 | 0 | 0 | 0 | 0 | 0 | 0 | 0 | 0 | 0 | 0
F2_Commercial_Miscellaneous_Existing_Food Preparation_Natural Gas_Griddle_E4 | F2 | Commercial | Miscellaneous | Existing | Food Preparation | Natural Gas | Griddle | E4 | TRC BC Ratio | 0 | 0 | 0 | 0 | 0 | 0 | 0 | 0 | 0 | 0 | 0 | 0 | 0 | 0 | 0 | 0 | 0 | 0 | 0 | 0 | 0 | 0 | 0 | 0 | 0 | 0 | 0
F2_Commercial_Miscellaneous_Existing_Food Preparation_Natural Gas_Griddle_E5 | F2 | Commercial | Miscellaneous | Existing | Food Preparation | Natural Gas | Griddle | E5 | TRC BC Ratio | 0 | 0 | 0 | 0 | 0 | 0 | 0 | 0 | 0 | 0 | 0 | 0 | 0 | 0 | 0 | 0 | 0 | 0 | 0 | 0 | 0 | 0 | 0 | 0 | 0 | 0 | 0
F2_Commercial_Miscellaneous_Existing_Food Preparation_Natural Gas_Griddle_E6 | F2 | Commercial | Miscellaneous | Existing | Food Preparation | Natural Gas | Griddle | E6 | TRC BC Ratio | 0 | 0 | 0 | 0 | 0 | 0 | 0 | 0 | 0 | 0 | 0 | 0 | 0 | 0 | 0 | 0 | 0 | 0 | 0 | 0 | 0 | 0 | 0 | 0 | 0 | 0 | 0
F2_Commercial_Miscellaneous_Existing_Food Preparation_Natural Gas_Griddle_E7 | F2 | Commercial | Miscellaneous | Existing | Food Preparation | Natural Gas | Griddle | E7 | TRC BC Ratio | 0 | 0 | 0 | 0 | 0 | 0 | 0 | 0 | 0 | 0 | 0 | 0 | 0 | 0 | 0 | 0 | 0 | 0 | 0 | 0 | 0 | 0 | 0 | 0 | 0 | 0 | 0
F2_Commercial_Miscellaneous_Existing_Food Preparation_Natural Gas_Griddle_E8 | F2 | Commercial | Miscellaneous | Existing | Food Preparation | Natural Gas | Griddle | E8 | TRC BC Ratio | 0 | 0 | 0 | 0 | 0 | 0 | 0 | 0 | 0 | 0 | 0 | 0 | 0 | 0 | 0 | 0 | 0 | 0 | 0 | 0 | 0 | 0 | 0 | 0 | 0 | 0 | 0
F2_Commercial_Miscellaneous_Existing_Food Preparation_Natural Gas_Griddle_E9 | F2 | Commercial | Miscellaneous | Existing | Food Preparation | Natural Gas | Griddle | E9 | TRC BC Ratio | 0 | 0 | 0 | 0 | 0 | 0 | 0 | 0 | 0 | 0 | 0 | 0 | 0 | 0 | 0 | 0 | 0 | 0 | 0 | 0 | 0 | 0 | 0 | 0 | 0 | 0 | 0
F2_Commercial_Miscellaneous_Existing_Food Preparation_Natural Gas_Griddle_E10 | F2 | Commercial | Miscellaneous | Existing | Food Preparation | Natural Gas | Griddle | E10 | TRC BC Ratio | 0 | 0 | 0 | 0 | 0 | 0 | 0 | 0 | 0 | 0 | 0 | 0 | 0 | 0 | 0 | 0 | 0 | 0 | 0 | 0 | 0 | 0 | 0 | 0 | 0 | 0 | 0
F3_Commercial_Miscellaneous_Existing_Food Preparation_Natural Gas_Griddle_E1 | F3 | Commercial | Miscellaneous | Existing | Food Preparation | Natural Gas | Griddle | E1 | PACT BC Ratio | bar: 2021 to 2047
F3_Commercial_Miscellaneous_Existing_Food Preparation_Natural Gas_Griddle_E2 | F3 | Commercial | Miscellaneous | Existing | Food Preparation | Natural Gas | Griddle | E2 | PACT BC Ratio | 1.3698 | 1.3552 | 1.341 | 1.3275 | 1.3308 | 1.3452 | 1.3661 | 1.3893 | 1.4117 | 1.4308 | 1.4464 | 1.4575 | 1.4639 | 1.4631 | 1.4552 | 1.44 | 1.4177 | 1.3896 | 1.356 | 1.3161 | 1.2693 | 1.2153 | 1.1675 | 1.1368 | 1.1238 | 1.1294 | 1.1349
F3_Commercial_Miscellaneous_Existing_Food Preparation_Natural Gas_Griddle_E3 | F3 | Commercial | Miscellaneous | Existing | Food Preparation | Natural Gas | Griddle | E3 | PACT BC Ratio | 0 | 0 | 0 | 0 | 0 | 0 | 0 | 0 | 0 | 0 | 0 | 0 | 0 | 0 | 0 | 0 | 0 | 0 | 0 | 0 | 0 | 0 | 0 | 0 | 0 | 0 | 0
F3_Commercial_Miscellaneous_Existing_Food Preparation_Natural Gas_Griddle_E4 | F3 | Commercial | Miscellaneous | Existing | Food Preparation | Natural Gas | Griddle | E4 | PACT BC Ratio | 0 | 0 | 0 | 0 | 0 | 0 | 0 | 0 | 0 | 0 | 0 | 0 | 0 | 0 | 0 | 0 | 0 | 0 | 0 | 0 | 0 | 0 | 0 | 0 | 0 | 0 | 0
F3_Commercial_Miscellaneous_Existing_Food Preparation_Natural Gas_Griddle_E5 | F3 | Commercial | Miscellaneous | Existing | Food Preparation | Natural Gas | Griddle | E5 | PACT BC Ratio | 0 | 0 | 0 | 0 | 0 | 0 | 0 | 0 | 0 | 0 | 0 | 0 | 0 | 0 | 0 | 0 | 0 | 0 | 0 | 0 | 0 | 0 | 0 | 0 | 0 | 0 | 0
F3_Commercial_Miscellaneous_Existing_Food Preparation_Natural Gas_Griddle_E6 | F3 | Commercial | Miscellaneous | Existing | Food Preparation | Natural Gas | Griddle | E6 | PACT BC Ratio | 0 | 0 | 0 | 0 | 0 | 0 | 0 | 0 | 0 | 0 | 0 | 0 | 0 | 0 | 0 | 0 | 0 | 0 | 0 | 0 | 0 | 0 | 0 | 0 | 0 | 0 | 0
F3_Commercial_Miscellaneous_Existing_Food Preparation_Natural Gas_Griddle_E7 | F3 | Commercial | Miscellaneous | Existing | Food Preparation | Natural Gas | Griddle | E7 | PACT BC Ratio | 0 | 0 | 0 | 0 | 0 | 0 | 0 | 0 | 0 | 0 | 0 | 0 | 0 | 0 | 0 | 0 | 0 | 0 | 0 | 0 | 0 | 0 | 0 | 0 | 0 | 0 | 0
F3_Commercial_Miscellaneous_Existing_Food Preparation_Natural Gas_Griddle_E8 | F3 | Commercial | Miscellaneous | Existing | Food Preparation | Natural Gas | Griddle | E8 | PACT BC Ratio | 0 | 0 | 0 | 0 | 0 | 0 | 0 | 0 | 0 | 0 | 0 | 0 | 0 | 0 | 0 | 0 | 0 | 0 | 0 | 0 | 0 | 0 | 0 | 0 | 0 | 0 | 0
F3_Commercial_Miscellaneous_Existing_Food Preparation_Natural Gas_Griddle_E9 | F3 | Commercial | Miscellaneous | Existing | Food Preparation | Natural Gas | Griddle | E9 | PACT BC Ratio | 0 | 0 | 0 | 0 | 0 | 0 | 0 | 0 | 0 | 0 | 0 | 0 | 0 | 0 | 0 | 0 | 0 | 0 | 0 | 0 | 0 | 0 | 0 | 0 | 0 | 0 | 0
F3_Commercial_Miscellaneous_Existing_Food Preparation_Natural Gas_Griddle_E10 | F3 | Commercial | Miscellaneous | Existing | Food Preparation | Natural Gas | Griddle | E10 | PACT BC Ratio | 0 | 0 | 0 | 0 | 0 | 0 | 0 | 0 | 0 | 0 | 0 | 0 | 0 | 0 | 0 | 0 | 0 | 0 | 0 | 0 | 0 | 0 | 0 | 0 | 0 | 0 | 0
F4_Commercial_Miscellaneous_Existing_Food Preparation_Natural Gas_Griddle_E1 | F4 | Commercial | Miscellaneous | Existing | Food Preparation | Natural Gas | Griddle | E1 | RVT BC Ratio | bar: 2021 to 2047
F4_Commercial_Miscellaneous_Existing_Food Preparation_Natural Gas_Griddle_E2 | F4 | Commercial | Miscellaneous | Existing | Food Preparation | Natural Gas | Griddle | E2 | RVT BC Ratio | 0.7 | 0.7 | 0.7 | 0.7 | 0.7 | 0.7 | 0.7 | 0.7 | 0.7 | 0.7 | 0.7 | 0.7 | 0.7 | 0.7 | 0.7 | 0.7 | 0.7 | 0.7 | 0.7 | 0.7 | 0.7 | 0.7 | 0.7 | 0.7 | 0.7 | 0.7 | 0.7
F4_Commercial_Miscellaneous_Existing_Food Preparation_Natural Gas_Griddle_E3 | F4 | Commercial | Miscellaneous | Existing | Food Preparation | Natural Gas | Griddle | E3 | RVT BC Ratio | 0 | 0 | 0 | 0 | 0 | 0 | 0 | 0 | 0 | 0 | 0 | 0 | 0 | 0 | 0 | 0 | 0 | 0 | 0 | 0 | 0 | 0 | 0 | 0 | 0 | 0 | 0
F4_Commercial_Miscellaneous_Existing_Food Preparation_Natural Gas_Griddle_E4 | F4 | Commercial | Miscellaneous | Existing | Food Preparation | Natural Gas | Griddle | E4 | RVT BC Ratio | 0 | 0 | 0 | 0 | 0 | 0 | 0 | 0 | 0 | 0 | 0 | 0 | 0 | 0 | 0 | 0 | 0 | 0 | 0 | 0 | 0 | 0 | 0 | 0 | 0 | 0 | 0
F4_Commercial_Miscellaneous_Existing_Food Preparation_Natural Gas_Griddle_E5 | F4 | Commercial | Miscellaneous | Existing | Food Preparation | Natural Gas | Griddle | E5 | RVT BC Ratio | 0 | 0 | 0 | 0 | 0 | 0 | 0 | 0 | 0 | 0 | 0 | 0 | 0 | 0 | 0 | 0 | 0 | 0 | 0 | 0 | 0 | 0 | 0 | 0 | 0 | 0 | 0
F4_Commercial_Miscellaneous_Existing_Food Preparation_Natural Gas_Griddle_E6 | F4 | Commercial | Miscellaneous | Existing | Food Preparation | Natural Gas | Griddle | E6 | RVT BC Ratio | 0 | 0 | 0 | 0 | 0 | 0 | 0 | 0 | 0 | 0 | 0 | 0 | 0 | 0 | 0 | 0 | 0 | 0 | 0 | 0 | 0 | 0 | 0 | 0 | 0 | 0 | 0
F4_Commercial_Miscellaneous_Existing_Food Preparation_Natural Gas_Griddle_E7 | F4 | Commercial | Miscellaneous | Existing | Food Preparation | Natural Gas | Griddle | E7 | RVT BC Ratio | 0 | 0 | 0 | 0 | 0 | 0 | 0 | 0 | 0 | 0 | 0 | 0 | 0 | 0 | 0 | 0 | 0 | 0 | 0 | 0 | 0 | 0 | 0 | 0 | 0 | 0 | 0
F4_Commercial_Miscellaneous_Existing_Food Preparation_Natural Gas_Griddle_E8 | F4 | Commercial | Miscellaneous | Existing | Food Preparation | Natural Gas | Griddle | E8 | RVT BC Ratio | 0 | 0 | 0 | 0 | 0 | 0 | 0 | 0 | 0 | 0 | 0 | 0 | 0 | 0 | 0 | 0 | 0 | 0 | 0 | 0 | 0 | 0 | 0 | 0 | 0 | 0 | 0
F4_Commercial_Miscellaneous_Existing_Food Preparation_Natural Gas_Griddle_E9 | F4 | Commercial | Miscellaneous | Existing | Food Preparation | Natural Gas | Griddle | E9 | RVT BC Ratio | 0 | 0 | 0 | 0 | 0 | 0 | 0 | 0 | 0 | 0 | 0 | 0 | 0 | 0 | 0 | 0 | 0 | 0 | 0 | 0 | 0 | 0 | 0 | 0 | 0 | 0 | 0
F4_Commercial_Miscellaneous_Existing_Food Preparation_Natural Gas_Griddle_E10 | F4 | Commercial | Miscellaneous | Existing | Food Preparation | Natural Gas | Griddle | E10 | RVT BC Ratio | 0 | 0 | 0 | 0 | 0 | 0 | 0 | 0 | 0 | 0 | 0 | 0 | 0 | 0 | 0 | 0 | 0 | 0 | 0 | 0 | 0 | 0 | 0 | 0 | 0 | 0 | 0
F5_Commercial_Miscellaneous_Existing_Food Preparation_Natural Gas_Griddle_E1 | F5 | Commercial | Miscellaneous | Existing | Food Preparation | Natural Gas | Griddle | E1 | RIM BC Ratio | bar: 2021 to 2047
F5_Commercial_Miscellaneous_Existing_Food Preparation_Natural Gas_Griddle_E2 | F5 | Commercial | Miscellaneous | Existing | Food Preparation | Natural Gas | Griddle | E2 | RIM BC Ratio | 1.3698 | 1.3552 | 1.341 | 1.3275 | 1.3308 | 1.3452 | 1.3661 | 1.3893 | 1.4117 | 1.4308 | 1.4464 | 1.4575 | 1.4639 | 1.4631 | 1.4552 | 1.44 | 1.4177 | 1.3896 | 1.356 | 1.3161 | 1.2693 | 1.2153 | 1.1675 | 1.1368 | 1.1238 | 1.1294 | 1.1349
F5_Commercial_Miscellaneous_Existing_Food Preparation_Natural Gas_Griddle_E3 | F5 | Commercial | Miscellaneous | Existing | Food Preparation | Natural Gas | Griddle | E3 | RIM BC Ratio | 0 | 0 | 0 | 0 | 0 | 0 | 0 | 0 | 0 | 0 | 0 | 0 | 0 | 0 | 0 | 0 | 0 | 0 | 0 | 0 | 0 | 0 | 0 | 0 | 0 | 0 | 0
F5_Commercial_Miscellaneous_Existing_Food Preparation_Natural Gas_Griddle_E4 | F5 | Commercial | Miscellaneous | Existing | Food Preparation | Natural Gas | Griddle | E4 | RIM BC Ratio | 0 | 0 | 0 | 0 | 0 | 0 | 0 | 0 | 0 | 0 | 0 | 0 | 0 | 0 | 0 | 0 | 0 | 0 | 0 | 0 | 0 | 0 | 0 | 0 | 0 | 0 | 0
F5_Commercial_Miscellaneous_Existing_Food Preparation_Natural Gas_Griddle_E5 | F5 | Commercial | Miscellaneous | Existing | Food Preparation | Natural Gas | Griddle | E5 | RIM BC Ratio | 0 | 0 | 0 | 0 | 0 | 0 | 0 | 0 | 0 | 0 | 0 | 0 | 0 | 0 | 0 | 0 | 0 | 0 | 0 | 0 | 0 | 0 | 0 | 0 | 0 | 0 | 0
F5_Commercial_Miscellaneous_Existing_Food Preparation_Natural Gas_Griddle_E6 | F5 | Commercial | Miscellaneous | Existing | Food Preparation | Natural Gas | Griddle | E6 | RIM BC Ratio | 0 | 0 | 0 | 0 | 0 | 0 | 0 | 0 | 0 | 0 | 0 | 0 | 0 | 0 | 0 | 0 | 0 | 0 | 0 | 0 | 0 | 0 | 0 | 0 | 0 | 0 | 0
F5_Commercial_Miscellaneous_Existing_Food Preparation_Natural Gas_Griddle_E7 | F5 | Commercial | Miscellaneous | Existing | Food Preparation | Natural Gas | Griddle | E7 | RIM BC Ratio | 0 | 0 | 0 | 0 | 0 | 0 | 0 | 0 | 0 | 0 | 0 | 0 | 0 | 0 | 0 | 0 | 0 | 0 | 0 | 0 | 0 | 0 | 0 | 0 | 0 | 0 | 0
F5_Commercial_Miscellaneous_Existing_Food Preparation_Natural Gas_Griddle_E8 | F5 | Commercial | Miscellaneous | Existing | Food Preparation | Natural Gas | Griddle | E8 | RIM BC Ratio | 0 | 0 | 0 | 0 | 0 | 0 | 0 | 0 | 0 | 0 | 0 | 0 | 0 | 0 | 0 | 0 | 0 | 0 | 0 | 0 | 0 | 0 | 0 | 0 | 0 | 0 | 0
F5_Commercial_Miscellaneous_Existing_Food Preparation_Natural Gas_Griddle_E9 | F5 | Commercial | Miscellaneous | Existing | Food Preparation | Natural Gas | Griddle | E9 | RIM BC Ratio | 0 | 0 | 0 | 0 | 0 | 0 | 0 | 0 | 0 | 0 | 0 | 0 | 0 | 0 | 0 | 0 | 0 | 0 | 0 | 0 | 0 | 0 | 0 | 0 | 0 | 0 | 0
F5_Commercial_Miscellaneous_Existing_Food Preparation_Natural Gas_Griddle_E10 | F5 | Commercial | Miscellaneous | Existing | Food Preparation | Natural Gas | Griddle | E10 | RIM BC Ratio | 0 | 0 | 0 | 0 | 0 | 0 | 0 | 0 | 0 | 0 | 0 | 0 | 0 | 0 | 0 | 0 | 0 | 0 | 0 | 0 | 0 | 0 | 0 | 0 | 0 | 0 | 0
F0_Commercial_Miscellaneous_Existing_Food Preparation_Natural Gas_Range_E0 | F0 | Commercial | Miscellaneous | Existing | Food Preparation | Natural Gas | Range | E0 | Economic Unit | High Efficiency | High Efficiency | High Efficiency | High Efficiency | High Efficiency | High Efficiency | High Efficiency | High Efficiency | High Efficiency | High Efficiency | High Efficiency | High Efficiency | High Efficiency | High Efficiency | High Efficiency | High Efficiency | High Efficiency | High Efficiency | High Efficiency | High Efficiency | High Efficiency | High Efficiency | High Efficiency | High Efficiency | High Efficiency | High Efficiency | High Efficiency
F1_Commercial_Miscellaneous_Existing_Food Preparation_Natural Gas_Range_E1 | F1 | Commercial | Miscellaneous | Existing | Food Preparation | Natural Gas | Range | E1 | CCE | 0 | 0 | 0 | 0 | 0 | 0 | 0 | 0 | 0 | 0 | 0 | 0 | 0 | 0 | 0 | 0 | 0 | 0 | 0 | 0 | 0 | 0 | 0 | 0 | 0 | 0 | 0
F1_Commercial_Miscellaneous_Existing_Food Preparation_Natural Gas_Range_E2 | F1 | Commercial | Miscellaneous | Existing | Food Preparation | Natural Gas | Range | E2 | CCE | 1.2749e-07 | 1.2749e-07 | 1.2749e-07 | 1.2749e-07 | 1.2749e-07 | 1.2749e-07 | 1.2749e-07 | 1.2749e-07 | 1.2749e-07 | 1.2749e-07 | 1.2749e-07 | 1.2749e-07 | 1.2749e-07 | 1.2749e-07 | 1.2749e-07 | 1.2749e-07 | 1.2749e-07 | 1.2749e-07 | 1.2749e-07 | 1.2749e-07 | 1.2749e-07 | 1.2749e-07 | 1.2749e-07 | 1.2749e-07 | 1.2749e-07 | 1.2749e-07 | 1.2749e-07
F1_Commercial_Miscellaneous_Existing_Food Preparation_Natural Gas_Range_E3 | F1 | Commercial | Miscellaneous | Existing | Food Preparation | Natural Gas | Range | E3 | CCE | 0 | 0 | 0 | 0 | 0 | 0 | 0 | 0 | 0 | 0 | 0 | 0 | 0 | 0 | 0 | 0 | 0 | 0 | 0 | 0 | 0 | 0 | 0 | 0 | 0 | 0 | 0
F1_Commercial_Miscellaneous_Existing_Food Preparation_Natural Gas_Range_E4 | F1 | Commercial | Miscellaneous | Existing | Food Preparation | Natural Gas | Range | E4 | CCE | 0 | 0 | 0 | 0 | 0 | 0 | 0 | 0 | 0 | 0 | 0 | 0 | 0 | 0 | 0 | 0 | 0 | 0 | 0 | 0 | 0 | 0 | 0 | 0 | 0 | 0 | 0
F1_Commercial_Miscellaneous_Existing_Food Preparation_Natural Gas_Range_E5 | F1 | Commercial | Miscellaneous | Existing | Food Preparation | Natural Gas | Range | E5 | CCE | 0 | 0 | 0 | 0 | 0 | 0 | 0 | 0 | 0 | 0 | 0 | 0 | 0 | 0 | 0 | 0 | 0 | 0 | 0 | 0 | 0 | 0 | 0 | 0 | 0 | 0 | 0
F1_Commercial_Miscellaneous_Existing_Food Preparation_Natural Gas_Range_E6 | F1 | Commercial | Miscellaneous | Existing | Food Preparation | Natural Gas | Range | E6 | CCE | 0 | 0 | 0 | 0 | 0 | 0 | 0 | 0 | 0 | 0 | 0 | 0 | 0 | 0 | 0 | 0 | 0 | 0 | 0 | 0 | 0 | 0 | 0 | 0 | 0 | 0 | 0
F1_Commercial_Miscellaneous_Existing_Food Preparation_Natural Gas_Range_E7 | F1 | Commercial | Miscellaneous | Existing | Food Preparation | Natural Gas | Range | E7 | CCE | 0 | 0 | 0 | 0 | 0 | 0 | 0 | 0 | 0 | 0 | 0 | 0 | 0 | 0 | 0 | 0 | 0 | 0 | 0 | 0 | 0 | 0 | 0 | 0 | 0 | 0 | 0
F1_Commercial_Miscellaneous_Existing_Food Preparation_Natural Gas_Range_E8 | F1 | Commercial | Miscellaneous | Existing | Food Preparation | Natural Gas | Range | E8 | CCE | 0 | 0 | 0 | 0 | 0 | 0 | 0 | 0 | 0 | 0 | 0 | 0 | 0 | 0 | 0 | 0 | 0 | 0 | 0 | 0 | 0 | 0 | 0 | 0 | 0 | 0 | 0
F1_Commercial_Miscellaneous_Existing_Food Preparation_Natural Gas_Range_E9 | F1 | Commercial | Miscellaneous | Existing | Food Preparation | Natural Gas | Range | E9 | CCE | 0 | 0 | 0 | 0 | 0 | 0 | 0 | 0 | 0 | 0 | 0 | 0 | 0 | 0 | 0 | 0 | 0 | 0 | 0 | 0 | 0 | 0 | 0 | 0 | 0 | 0 | 0
F1_Commercial_Miscellaneous_Existing_Food Preparation_Natural Gas_Range_E10 | F1 | Commercial | Miscellaneous | Existing | Food Preparation | Natural Gas | Range | E10 | CCE | 0 | 0 | 0 | 0 | 0 | 0 | 0 | 0 | 0 | 0 | 0 | 0 | 0 | 0 | 0 | 0 | 0 | 0 | 0 | 0 | 0 | 0 | 0 | 0 | 0 | 0 | 0
F2_Commercial_Miscellaneous_Existing_Food Preparation_Natural Gas_Range_E1 | F2 | Commercial | Miscellaneous | Existing | Food Preparation | Natural Gas | Range | E1 | TRC BC Ratio | bar: 2021 to 2047
F2_Commercial_Miscellaneous_Existing_Food Preparation_Natural Gas_Range_E2 | F2 | Commercial | Miscellaneous | Existing | Food Preparation | Natural Gas | Range | E2 | TRC BC Ratio | 107783.7748 | 106228.1866 | 104711.2526 | 103240.7276 | 103254.6448 | 104233.7467 | 105821.2112 | 107744.3581 | 109820.4161 | 111943.5488 | 114043.9247 | 115902.5227 | 117321.4185 | 117924.3994 | 117645.627 | 116492.5653 | 114552.5979 | 112013.3614 | 108990.1291 | 105406.5736 | 101214.1852 | 96389.3927 | 92105.7121 | 89333.183 | 88135.3969 | 88567.4331 | 89001.5872
F2_Commercial_Miscellaneous_Existing_Food Preparation_Natural Gas_Range_E3 | F2 | Commercial | Miscellaneous | Existing | Food Preparation | Natural Gas | Range | E3 | TRC BC Ratio | 0 | 0 | 0 | 0 | 0 | 0 | 0 | 0 | 0 | 0 | 0 | 0 | 0 | 0 | 0 | 0 | 0 | 0 | 0 | 0 | 0 | 0 | 0 | 0 | 0 | 0 | 0
F2_Commercial_Miscellaneous_Existing_Food Preparation_Natural Gas_Range_E4 | F2 | Commercial | Miscellaneous | Existing | Food Preparation | Natural Gas | Range | E4 | TRC BC Ratio | 0 | 0 | 0 | 0 | 0 | 0 | 0 | 0 | 0 | 0 | 0 | 0 | 0 | 0 | 0 | 0 | 0 | 0 | 0 | 0 | 0 | 0 | 0 | 0 | 0 | 0 | 0
F2_Commercial_Miscellaneous_Existing_Food Preparation_Natural Gas_Range_E5 | F2 | Commercial | Miscellaneous | Existing | Food Preparation | Natural Gas | Range | E5 | TRC BC Ratio | 0 | 0 | 0 | 0 | 0 | 0 | 0 | 0 | 0 | 0 | 0 | 0 | 0 | 0 | 0 | 0 | 0 | 0 | 0 | 0 | 0 | 0 | 0 | 0 | 0 | 0 | 0
F2_Commercial_Miscellaneous_Existing_Food Preparation_Natural Gas_Range_E6 | F2 | Commercial | Miscellaneous | Existing | Food Preparation | Natural Gas | Range | E6 | TRC BC Ratio | 0 | 0 | 0 | 0 | 0 | 0 | 0 | 0 | 0 | 0 | 0 | 0 | 0 | 0 | 0 | 0 | 0 | 0 | 0 | 0 | 0 | 0 | 0 | 0 | 0 | 0 | 0
F2_Commercial_Miscellaneous_Existing_Food Preparation_Natural Gas_Range_E7 | F2 | Commercial | Miscellaneous | Existing | Food Preparation | Natural Gas | Range | E7 | TRC BC Ratio | 0 | 0 | 0 | 0 | 0 | 0 | 0 | 0 | 0 | 0 | 0 | 0 | 0 | 0 | 0 | 0 | 0 | 0 | 0 | 0 | 0 | 0 | 0 | 0 | 0 | 0 | 0
F2_Commercial_Miscellaneous_Existing_Food Preparation_Natural Gas_Range_E8 | F2 | Commercial | Miscellaneous | Existing | Food Preparation | Natural Gas | Range | E8 | TRC BC Ratio | 0 | 0 | 0 | 0 | 0 | 0 | 0 | 0 | 0 | 0 | 0 | 0 | 0 | 0 | 0 | 0 | 0 | 0 | 0 | 0 | 0 | 0 | 0 | 0 | 0 | 0 | 0
F2_Commercial_Miscellaneous_Existing_Food Preparation_Natural Gas_Range_E9 | F2 | Commercial | Miscellaneous | Existing | Food Preparation | Natural Gas | Range | E9 | TRC BC Ratio | 0 | 0 | 0 | 0 | 0 | 0 | 0 | 0 | 0 | 0 | 0 | 0 | 0 | 0 | 0 | 0 | 0 | 0 | 0 | 0 | 0 | 0 | 0 | 0 | 0 | 0 | 0
F2_Commercial_Miscellaneous_Existing_Food Preparation_Natural Gas_Range_E10 | F2 | Commercial | Miscellaneous | Existing | Food Preparation | Natural Gas | Range | E10 | TRC BC Ratio | 0 | 0 | 0 | 0 | 0 | 0 | 0 | 0 | 0 | 0 | 0 | 0 | 0 | 0 | 0 | 0 | 0 | 0 | 0 | 0 | 0 | 0 | 0 | 0 | 0 | 0 | 0
F3_Commercial_Miscellaneous_Existing_Food Preparation_Natural Gas_Range_E1 | F3 | Commercial | Miscellaneous | Existing | Food Preparation | Natural Gas | Range | E1 | PACT BC Ratio | bar: 2021 to 2047
F3_Commercial_Miscellaneous_Existing_Food Preparation_Natural Gas_Range_E2 | F3 | Commercial | Miscellaneous | Existing | Food Preparation | Natural Gas | Range | E2 | PACT BC Ratio | 135901.2813 | 133939.8874 | 132027.2315 | 130173.0913 | 130190.6392 | 131425.1589 | 133426.7446 | 135851.5819 | 138469.2203 | 141146.2137 | 143794.5137 | 146137.9634 | 147927.0059 | 148687.2862 | 148335.7906 | 146881.9302 | 144435.8844 | 141234.2382 | 137422.3367 | 132903.9406 | 127617.8857 | 121534.4516 | 116133.2892 | 112637.4916 | 111127.2395 | 111671.9809 | 112219.3926
F3_Commercial_Miscellaneous_Existing_Food Preparation_Natural Gas_Range_E3 | F3 | Commercial | Miscellaneous | Existing | Food Preparation | Natural Gas | Range | E3 | PACT BC Ratio | 0 | 0 | 0 | 0 | 0 | 0 | 0 | 0 | 0 | 0 | 0 | 0 | 0 | 0 | 0 | 0 | 0 | 0 | 0 | 0 | 0 | 0 | 0 | 0 | 0 | 0 | 0
F3_Commercial_Miscellaneous_Existing_Food Preparation_Natural Gas_Range_E4 | F3 | Commercial | Miscellaneous | Existing | Food Preparation | Natural Gas | Range | E4 | PACT BC Ratio | 0 | 0 | 0 | 0 | 0 | 0 | 0 | 0 | 0 | 0 | 0 | 0 | 0 | 0 | 0 | 0 | 0 | 0 | 0 | 0 | 0 | 0 | 0 | 0 | 0 | 0 | 0
F3_Commercial_Miscellaneous_Existing_Food Preparation_Natural Gas_Range_E5 | F3 | Commercial | Miscellaneous | Existing | Food Preparation | Natural Gas | Range | E5 | PACT BC Ratio | 0 | 0 | 0 | 0 | 0 | 0 | 0 | 0 | 0 | 0 | 0 | 0 | 0 | 0 | 0 | 0 | 0 | 0 | 0 | 0 | 0 | 0 | 0 | 0 | 0 | 0 | 0
F3_Commercial_Miscellaneous_Existing_Food Preparation_Natural Gas_Range_E6 | F3 | Commercial | Miscellaneous | Existing | Food Preparation | Natural Gas | Range | E6 | PACT BC Ratio | 0 | 0 | 0 | 0 | 0 | 0 | 0 | 0 | 0 | 0 | 0 | 0 | 0 | 0 | 0 | 0 | 0 | 0 | 0 | 0 | 0 | 0 | 0 | 0 | 0 | 0 | 0
F3_Commercial_Miscellaneous_Existing_Food Preparation_Natural Gas_Range_E7 | F3 | Commercial | Miscellaneous | Existing | Food Preparation | Natural Gas | Range | E7 | PACT BC Ratio | 0 | 0 | 0 | 0 | 0 | 0 | 0 | 0 | 0 | 0 | 0 | 0 | 0 | 0 | 0 | 0 | 0 | 0 | 0 | 0 | 0 | 0 | 0 | 0 | 0 | 0 | 0
F3_Commercial_Miscellaneous_Existing_Food Preparation_Natural Gas_Range_E8 | F3 | Commercial | Miscellaneous | Existing | Food Preparation | Natural Gas | Range | E8 | PACT BC Ratio | 0 | 0 | 0 | 0 | 0 | 0 | 0 | 0 | 0 | 0 | 0 | 0 | 0 | 0 | 0 | 0 | 0 | 0 | 0 | 0 | 0 | 0 | 0 | 0 | 0 | 0 | 0
F3_Commercial_Miscellaneous_Existing_Food Preparation_Natural Gas_Range_E9 | F3 | Commercial | Miscellaneous | Existing | Food Preparation | Natural Gas | Range | E9 | PACT BC Ratio | 0 | 0 | 0 | 0 | 0 | 0 | 0 | 0 | 0 | 0 | 0 | 0 | 0 | 0 | 0 | 0 | 0 | 0 | 0 | 0 | 0 | 0 | 0 | 0 | 0 | 0 | 0
F3_Commercial_Miscellaneous_Existing_Food Preparation_Natural Gas_Range_E10 | F3 | Commercial | Miscellaneous | Existing | Food Preparation | Natural Gas | Range | E10 | PACT BC Ratio | 0 | 0 | 0 | 0 | 0 | 0 | 0 | 0 | 0 | 0 | 0 | 0 | 0 | 0 | 0 | 0 | 0 | 0 | 0 | 0 | 0 | 0 | 0 | 0 | 0 | 0 | 0
F4_Commercial_Miscellaneous_Existing_Food Preparation_Natural Gas_Range_E1 | F4 | Commercial | Miscellaneous | Existing | Food Preparation | Natural Gas | Range | E1 | RVT BC Ratio | bar: 2021 to 2047
F4_Commercial_Miscellaneous_Existing_Food Preparation_Natural Gas_Range_E2 | F4 | Commercial | Miscellaneous | Existing | Food Preparation | Natural Gas | Range | E2 | RVT BC Ratio | 0.7 | 0.7 | 0.7 | 0.7 | 0.7 | 0.7 | 0.7 | 0.7 | 0.7 | 0.7 | 0.7 | 0.7 | 0.7 | 0.7 | 0.7 | 0.7 | 0.7 | 0.7 | 0.7 | 0.7 | 0.7 | 0.7 | 0.7 | 0.7 | 0.7 | 0.7 | 0.7
F4_Commercial_Miscellaneous_Existing_Food Preparation_Natural Gas_Range_E3 | F4 | Commercial | Miscellaneous | Existing | Food Preparation | Natural Gas | Range | E3 | RVT BC Ratio | 0 | 0 | 0 | 0 | 0 | 0 | 0 | 0 | 0 | 0 | 0 | 0 | 0 | 0 | 0 | 0 | 0 | 0 | 0 | 0 | 0 | 0 | 0 | 0 | 0 | 0 | 0
F4_Commercial_Miscellaneous_Existing_Food Preparation_Natural Gas_Range_E4 | F4 | Commercial | Miscellaneous | Existing | Food Preparation | Natural Gas | Range | E4 | RVT BC Ratio | 0 | 0 | 0 | 0 | 0 | 0 | 0 | 0 | 0 | 0 | 0 | 0 | 0 | 0 | 0 | 0 | 0 | 0 | 0 | 0 | 0 | 0 | 0 | 0 | 0 | 0 | 0
F4_Commercial_Miscellaneous_Existing_Food Preparation_Natural Gas_Range_E5 | F4 | Commercial | Miscellaneous | Existing | Food Preparation | Natural Gas | Range | E5 | RVT BC Ratio | 0 | 0 | 0 | 0 | 0 | 0 | 0 | 0 | 0 | 0 | 0 | 0 | 0 | 0 | 0 | 0 | 0 | 0 | 0 | 0 | 0 | 0 | 0 | 0 | 0 | 0 | 0
F4_Commercial_Miscellaneous_Existing_Food Preparation_Natural Gas_Range_E6 | F4 | Commercial | Miscellaneous | Existing | Food Preparation | Natural Gas | Range | E6 | RVT BC Ratio | 0 | 0 | 0 | 0 | 0 | 0 | 0 | 0 | 0 | 0 | 0 | 0 | 0 | 0 | 0 | 0 | 0 | 0 | 0 | 0 | 0 | 0 | 0 | 0 | 0 | 0 | 0
F4_Commercial_Miscellaneous_Existing_Food Preparation_Natural Gas_Range_E7 | F4 | Commercial | Miscellaneous | Existing | Food Preparation | Natural Gas | Range | E7 | RVT BC Ratio | 0 | 0 | 0 | 0 | 0 | 0 | 0 | 0 | 0 | 0 | 0 | 0 | 0 | 0 | 0 | 0 | 0 | 0 | 0 | 0 | 0 | 0 | 0 | 0 | 0 | 0 | 0
F4_Commercial_Miscellaneous_Existing_Food Preparation_Natural Gas_Range_E8 | F4 | Commercial | Miscellaneous | Existing | Food Preparation | Natural Gas | Range | E8 | RVT BC Ratio | 0 | 0 | 0 | 0 | 0 | 0 | 0 | 0 | 0 | 0 | 0 | 0 | 0 | 0 | 0 | 0 | 0 | 0 | 0 | 0 | 0 | 0 | 0 | 0 | 0 | 0 | 0
F4_Commercial_Miscellaneous_Existing_Food Preparation_Natural Gas_Range_E9 | F4 | Commercial | Miscellaneous | Existing | Food Preparation | Natural Gas | Range | E9 | RVT BC Ratio | 0 | 0 | 0 | 0 | 0 | 0 | 0 | 0 | 0 | 0 | 0 | 0 | 0 | 0 | 0 | 0 | 0 | 0 | 0 | 0 | 0 | 0 | 0 | 0 | 0 | 0 | 0
F4_Commercial_Miscellaneous_Existing_Food Preparation_Natural Gas_Range_E10 | F4 | Commercial | Miscellaneous | Existing | Food Preparation | Natural Gas | Range | E10 | RVT BC Ratio | 0 | 0 | 0 | 0 | 0 | 0 | 0 | 0 | 0 | 0 | 0 | 0 | 0 | 0 | 0 | 0 | 0 | 0 | 0 | 0 | 0 | 0 | 0 | 0 | 0 | 0 | 0
F5_Commercial_Miscellaneous_Existing_Food Preparation_Natural Gas_Range_E1 | F5 | Commercial | Miscellaneous | Existing | Food Preparation | Natural Gas | Range | E1 | RIM BC Ratio | bar: 2021 to 2047
F5_Commercial_Miscellaneous_Existing_Food Preparation_Natural Gas_Range_E2 | F5 | Commercial | Miscellaneous | Existing | Food Preparation | Natural Gas | Range | E2 | RIM BC Ratio | 135901.2813 | 133939.8874 | 132027.2315 | 130173.0913 | 130190.6392 | 131425.1589 | 133426.7446 | 135851.5819 | 138469.2203 | 141146.2137 | 143794.5137 | 146137.9634 | 147927.0059 | 148687.2862 | 148335.7906 | 146881.9302 | 144435.8844 | 141234.2382 | 137422.3367 | 132903.9406 | 127617.8857 | 121534.4516 | 116133.2892 | 112637.4916 | 111127.2395 | 111671.9809 | 112219.3926
F5_Commercial_Miscellaneous_Existing_Food Preparation_Natural Gas_Range_E3 | F5 | Commercial | Miscellaneous | Existing | Food Preparation | Natural Gas | Range | E3 | RIM BC Ratio | 0 | 0 | 0 | 0 | 0 | 0 | 0 | 0 | 0 | 0 | 0 | 0 | 0 | 0 | 0 | 0 | 0 | 0 | 0 | 0 | 0 | 0 | 0 | 0 | 0 | 0 | 0
F5_Commercial_Miscellaneous_Existing_Food Preparation_Natural Gas_Range_E4 | F5 | Commercial | Miscellaneous | Existing | Food Preparation | Natural Gas | Range | E4 | RIM BC Ratio | 0 | 0 | 0 | 0 | 0 | 0 | 0 | 0 | 0 | 0 | 0 | 0 | 0 | 0 | 0 | 0 | 0 | 0 | 0 | 0 | 0 | 0 | 0 | 0 | 0 | 0 | 0
F5_Commercial_Miscellaneous_Existing_Food Preparation_Natural Gas_Range_E5 | F5 | Commercial | Miscellaneous | Existing | Food Preparation | Natural Gas | Range | E5 | RIM BC Ratio | 0 | 0 | 0 | 0 | 0 | 0 | 0 | 0 | 0 | 0 | 0 | 0 | 0 | 0 | 0 | 0 | 0 | 0 | 0 | 0 | 0 | 0 | 0 | 0 | 0 | 0 | 0
F5_Commercial_Miscellaneous_Existing_Food Preparation_Natural Gas_Range_E6 | F5 | Commercial | Miscellaneous | Existing | Food Preparation | Natural Gas | Range | E6 | RIM BC Ratio | 0 | 0 | 0 | 0 | 0 | 0 | 0 | 0 | 0 | 0 | 0 | 0 | 0 | 0 | 0 | 0 | 0 | 0 | 0 | 0 | 0 | 0 | 0 | 0 | 0 | 0 | 0
F5_Commercial_Miscellaneous_Existing_Food Preparation_Natural Gas_Range_E7 | F5 | Commercial | Miscellaneous | Existing | Food Preparation | Natural Gas | Range | E7 | RIM BC Ratio | 0 | 0 | 0 | 0 | 0 | 0 | 0 | 0 | 0 | 0 | 0 | 0 | 0 | 0 | 0 | 0 | 0 | 0 | 0 | 0 | 0 | 0 | 0 | 0 | 0 | 0 | 0
F5_Commercial_Miscellaneous_Existing_Food Preparation_Natural Gas_Range_E8 | F5 | Commercial | Miscellaneous | Existing | Food Preparation | Natural Gas | Range | E8 | RIM BC Ratio | 0 | 0 | 0 | 0 | 0 | 0 | 0 | 0 | 0 | 0 | 0 | 0 | 0 | 0 | 0 | 0 | 0 | 0 | 0 | 0 | 0 | 0 | 0 | 0 | 0 | 0 | 0
F5_Commercial_Miscellaneous_Existing_Food Preparation_Natural Gas_Range_E9 | F5 | Commercial | Miscellaneous | Existing | Food Preparation | Natural Gas | Range | E9 | RIM BC Ratio | 0 | 0 | 0 | 0 | 0 | 0 | 0 | 0 | 0 | 0 | 0 | 0 | 0 | 0 | 0 | 0 | 0 | 0 | 0 | 0 | 0 | 0 | 0 | 0 | 0 | 0 | 0
F5_Commercial_Miscellaneous_Existing_Food Preparation_Natural Gas_Range_E10 | F5 | Commercial | Miscellaneous | Existing | Food Preparation | Natural Gas | Range | E10 | RIM BC Ratio | 0 | 0 | 0 | 0 | 0 | 0 | 0 | 0 | 0 | 0 | 0 | 0 | 0 | 0 | 0 | 0 | 0 | 0 | 0 | 0 | 0 | 0 | 0 | 0 | 0 | 0 | 0
F0_Commercial_Miscellaneous_Existing_Food Preparation_Natural Gas_Steamer_E0 | F0 | Commercial | Miscellaneous | Existing | Food Preparation | Natural Gas | Steamer | E0 | Economic Unit | ENERGY STAR | ENERGY STAR | ENERGY STAR | ENERGY STAR | ENERGY STAR | ENERGY STAR | ENERGY STAR | ENERGY STAR | ENERGY STAR | ENERGY STAR | ENERGY STAR | ENERGY STAR | ENERGY STAR | ENERGY STAR | ENERGY STAR | ENERGY STAR | ENERGY STAR | ENERGY STAR | ENERGY STAR | ENERGY STAR | ENERGY STAR | ENERGY STAR | ENERGY STAR | ENERGY STAR | ENERGY STAR | ENERGY STAR | ENERGY STAR
F1_Commercial_Miscellaneous_Existing_Food Preparation_Natural Gas_Steamer_E1 | F1 | Commercial | Miscellaneous | Existing | Food Preparation | Natural Gas | Steamer | E1 | CCE | 0 | 0 | 0 | 0 | 0 | 0 | 0 | 0 | 0 | 0 | 0 | 0 | 0 | 0 | 0 | 0 | 0 | 0 | 0 | 0 | 0 | 0 | 0 | 0 | 0 | 0 | 0
F1_Commercial_Miscellaneous_Existing_Food Preparation_Natural Gas_Steamer_E2 | F1 | Commercial | Miscellaneous | Existing | Food Preparation | Natural Gas | Steamer | E2 | CCE | -0.0080635 | 0 | 0 | 0 | 0 | 0 | 0 | 0 | 0 | 0 | 0 | 0 | 0 | 0 | 0 | 0 | 0 | 0 | 0 | 0 | 0 | 0 | 0 | 0 | 0 | 0 | 0
F1_Commercial_Miscellaneous_Existing_Food Preparation_Natural Gas_Steamer_E3 | F1 | Commercial | Miscellaneous | Existing | Food Preparation | Natural Gas | Steamer | E3 | CCE | 0 | 0 | 0 | 0 | 0 | 0 | 0 | 0 | 0 | 0 | 0 | 0 | 0 | 0 | 0 | 0 | 0 | 0 | 0 | 0 | 0 | 0 | 0 | 0 | 0 | 0 | 0
F1_Commercial_Miscellaneous_Existing_Food Preparation_Natural Gas_Steamer_E4 | F1 | Commercial | Miscellaneous | Existing | Food Preparation | Natural Gas | Steamer | E4 | CCE | 0 | 0 | 0 | 0 | 0 | 0 | 0 | 0 | 0 | 0 | 0 | 0 | 0 | 0 | 0 | 0 | 0 | 0 | 0 | 0 | 0 | 0 | 0 | 0 | 0 | 0 | 0
F1_Commercial_Miscellaneous_Existing_Food Preparation_Natural Gas_Steamer_E5 | F1 | Commercial | Miscellaneous | Existing | Food Preparation | Natural Gas | Steamer | E5 | CCE | 0 | 0 | 0 | 0 | 0 | 0 | 0 | 0 | 0 | 0 | 0 | 0 | 0 | 0 | 0 | 0 | 0 | 0 | 0 | 0 | 0 | 0 | 0 | 0 | 0 | 0 | 0
F1_Commercial_Miscellaneous_Existing_Food Preparation_Natural Gas_Steamer_E6 | F1 | Commercial | Miscellaneous | Existing | Food Preparation | Natural Gas | Steamer | E6 | CCE | 0 | 0 | 0 | 0 | 0 | 0 | 0 | 0 | 0 | 0 | 0 | 0 | 0 | 0 | 0 | 0 | 0 | 0 | 0 | 0 | 0 | 0 | 0 | 0 | 0 | 0 | 0
F1_Commercial_Miscellaneous_Existing_Food Preparation_Natural Gas_Steamer_E7 | F1 | Commercial | Miscellaneous | Existing | Food Preparation | Natural Gas | Steamer | E7 | CCE | 0 | 0 | 0 | 0 | 0 | 0 | 0 | 0 | 0 | 0 | 0 | 0 | 0 | 0 | 0 | 0 | 0 | 0 | 0 | 0 | 0 | 0 | 0 | 0 | 0 | 0 | 0
F1_Commercial_Miscellaneous_Existing_Food Preparation_Natural Gas_Steamer_E8 | F1 | Commercial | Miscellaneous | Existing | Food Preparation | Natural Gas | Steamer | E8 | CCE | 0 | 0 | 0 | 0 | 0 | 0 | 0 | 0 | 0 | 0 | 0 | 0 | 0 | 0 | 0 | 0 | 0 | 0 | 0 | 0 | 0 | 0 | 0 | 0 | 0 | 0 | 0
F1_Commercial_Miscellaneous_Existing_Food Preparation_Natural Gas_Steamer_E9 | F1 | Commercial | Miscellaneous | Existing | Food Preparation | Natural Gas | Steamer | E9 | CCE | 0 | 0 | 0 | 0 | 0 | 0 | 0 | 0 | 0 | 0 | 0 | 0 | 0 | 0 | 0 | 0 | 0 | 0 | 0 | 0 | 0 | 0 | 0 | 0 | 0 | 0 | 0
F1_Commercial_Miscellaneous_Existing_Food Preparation_Natural Gas_Steamer_E10 | F1 | Commercial | Miscellaneous | Existing | Food Preparation | Natural Gas | Steamer | E10 | CCE | 0 | 0 | 0 | 0 | 0 | 0 | 0 | 0 | 0 | 0 | 0 | 0 | 0 | 0 | 0 | 0 | 0 | 0 | 0 | 0 | 0 | 0 | 0 | 0 | 0 | 0 | 0
F2_Commercial_Miscellaneous_Existing_Food Preparation_Natural Gas_Steamer_E1 | F2 | Commercial | Miscellaneous | Existing | Food Preparation | Natural Gas | Steamer | E1 | TRC BC Ratio | 1 | 0 | 0 | 0 | 0 | 0 | 0 | 0 | 0 | 0 | 0 | 0 | 0 | 0 | 0 | 0 | 0 | 0 | 0 | 0 | 0 | 0 | 0 | 0 | 0 | 0 | 0
F2_Commercial_Miscellaneous_Existing_Food Preparation_Natural Gas_Steamer_E2 | F2 | Commercial | Miscellaneous | Existing | Food Preparation | Natural Gas | Steamer | E2 | TRC BC Ratio | bar: 2021 to 2047
F2_Commercial_Miscellaneous_Existing_Food Preparation_Natural Gas_Steamer_E3 | F2 | Commercial | Miscellaneous | Existing | Food Preparation | Natural Gas | Steamer | E3 | TRC BC Ratio | 0 | 0 | 0 | 0 | 0 | 0 | 0 | 0 | 0 | 0 | 0 | 0 | 0 | 0 | 0 | 0 | 0 | 0 | 0 | 0 | 0 | 0 | 0 | 0 | 0 | 0 | 0
F2_Commercial_Miscellaneous_Existing_Food Preparation_Natural Gas_Steamer_E4 | F2 | Commercial | Miscellaneous | Existing | Food Preparation | Natural Gas | Steamer | E4 | TRC BC Ratio | 0 | 0 | 0 | 0 | 0 | 0 | 0 | 0 | 0 | 0 | 0 | 0 | 0 | 0 | 0 | 0 | 0 | 0 | 0 | 0 | 0 | 0 | 0 | 0 | 0 | 0 | 0
F2_Commercial_Miscellaneous_Existing_Food Preparation_Natural Gas_Steamer_E5 | F2 | Commercial | Miscellaneous | Existing | Food Preparation | Natural Gas | Steamer | E5 | TRC BC Ratio | 0 | 0 | 0 | 0 | 0 | 0 | 0 | 0 | 0 | 0 | 0 | 0 | 0 | 0 | 0 | 0 | 0 | 0 | 0 | 0 | 0 | 0 | 0 | 0 | 0 | 0 | 0
F2_Commercial_Miscellaneous_Existing_Food Preparation_Natural Gas_Steamer_E6 | F2 | Commercial | Miscellaneous | Existing | Food Preparation | Natural Gas | Steamer | E6 | TRC BC Ratio | 0 | 0 | 0 | 0 | 0 | 0 | 0 | 0 | 0 | 0 | 0 | 0 | 0 | 0 | 0 | 0 | 0 | 0 | 0 | 0 | 0 | 0 | 0 | 0 | 0 | 0 | 0
F2_Commercial_Miscellaneous_Existing_Food Preparation_Natural Gas_Steamer_E7 | F2 | Commercial | Miscellaneous | Existing | Food Preparation | Natural Gas | Steamer | E7 | TRC BC Ratio | 0 | 0 | 0 | 0 | 0 | 0 | 0 | 0 | 0 | 0 | 0 | 0 | 0 | 0 | 0 | 0 | 0 | 0 | 0 | 0 | 0 | 0 | 0 | 0 | 0 | 0 | 0
F2_Commercial_Miscellaneous_Existing_Food Preparation_Natural Gas_Steamer_E8 | F2 | Commercial | Miscellaneous | Existing | Food Preparation | Natural Gas | Steamer | E8 | TRC BC Ratio | 0 | 0 | 0 | 0 | 0 | 0 | 0 | 0 | 0 | 0 | 0 | 0 | 0 | 0 | 0 | 0 | 0 | 0 | 0 | 0 | 0 | 0 | 0 | 0 | 0 | 0 | 0
F2_Commercial_Miscellaneous_Existing_Food Preparation_Natural Gas_Steamer_E9 | F2 | Commercial | Miscellaneous | Existing | Food Preparation | Natural Gas | Steamer | E9 | TRC BC Ratio | 0 | 0 | 0 | 0 | 0 | 0 | 0 | 0 | 0 | 0 | 0 | 0 | 0 | 0 | 0 | 0 | 0 | 0 | 0 | 0 | 0 | 0 | 0 | 0 | 0 | 0 | 0
F2_Commercial_Miscellaneous_Existing_Food Preparation_Natural Gas_Steamer_E10 | F2 | Commercial | Miscellaneous | Existing | Food Preparation | Natural Gas | Steamer | E10 | TRC BC Ratio | 0 | 0 | 0 | 0 | 0 | 0 | 0 | 0 | 0 | 0 | 0 | 0 | 0 | 0 | 0 | 0 | 0 | 0 | 0 | 0 | 0 | 0 | 0 | 0 | 0 | 0 | 0
F3_Commercial_Miscellaneous_Existing_Food Preparation_Natural Gas_Steamer_E1 | F3 | Commercial | Miscellaneous | Existing | Food Preparation | Natural Gas | Steamer | E1 | PACT BC Ratio | 1 | 0 | 0 | 0 | 0 | 0 | 0 | 0 | 0 | 0 | 0 | 0 | 0 | 0 | 0 | 0 | 0 | 0 | 0 | 0 | 0 | 0 | 0 | 0 | 0 | 0 | 0
F3_Commercial_Miscellaneous_Existing_Food Preparation_Natural Gas_Steamer_E2 | F3 | Commercial | Miscellaneous | Existing | Food Preparation | Natural Gas | Steamer | E2 | PACT BC Ratio | bar: 2021 to 2047
F3_Commercial_Miscellaneous_Existing_Food Preparation_Natural Gas_Steamer_E3 | F3 | Commercial | Miscellaneous | Existing | Food Preparation | Natural Gas | Steamer | E3 | PACT BC Ratio | 0 | 0 | 0 | 0 | 0 | 0 | 0 | 0 | 0 | 0 | 0 | 0 | 0 | 0 | 0 | 0 | 0 | 0 | 0 | 0 | 0 | 0 | 0 | 0 | 0 | 0 | 0
F3_Commercial_Miscellaneous_Existing_Food Preparation_Natural Gas_Steamer_E4 | F3 | Commercial | Miscellaneous | Existing | Food Preparation | Natural Gas | Steamer | E4 | PACT BC Ratio | 0 | 0 | 0 | 0 | 0 | 0 | 0 | 0 | 0 | 0 | 0 | 0 | 0 | 0 | 0 | 0 | 0 | 0 | 0 | 0 | 0 | 0 | 0 | 0 | 0 | 0 | 0
F3_Commercial_Miscellaneous_Existing_Food Preparation_Natural Gas_Steamer_E5 | F3 | Commercial | Miscellaneous | Existing | Food Preparation | Natural Gas | Steamer | E5 | PACT BC Ratio | 0 | 0 | 0 | 0 | 0 | 0 | 0 | 0 | 0 | 0 | 0 | 0 | 0 | 0 | 0 | 0 | 0 | 0 | 0 | 0 | 0 | 0 | 0 | 0 | 0 | 0 | 0
F3_Commercial_Miscellaneous_Existing_Food Preparation_Natural Gas_Steamer_E6 | F3 | Commercial | Miscellaneous | Existing | Food Preparation | Natural Gas | Steamer | E6 | PACT BC Ratio | 0 | 0 | 0 | 0 | 0 | 0 | 0 | 0 | 0 | 0 | 0 | 0 | 0 | 0 | 0 | 0 | 0 | 0 | 0 | 0 | 0 | 0 | 0 | 0 | 0 | 0 | 0
F3_Commercial_Miscellaneous_Existing_Food Preparation_Natural Gas_Steamer_E7 | F3 | Commercial | Miscellaneous | Existing | Food Preparation | Natural Gas | Steamer | E7 | PACT BC Ratio | 0 | 0 | 0 | 0 | 0 | 0 | 0 | 0 | 0 | 0 | 0 | 0 | 0 | 0 | 0 | 0 | 0 | 0 | 0 | 0 | 0 | 0 | 0 | 0 | 0 | 0 | 0
F3_Commercial_Miscellaneous_Existing_Food Preparation_Natural Gas_Steamer_E8 | F3 | Commercial | Miscellaneous | Existing | Food Preparation | Natural Gas | Steamer | E8 | PACT BC Ratio | 0 | 0 | 0 | 0 | 0 | 0 | 0 | 0 | 0 | 0 | 0 | 0 | 0 | 0 | 0 | 0 | 0 | 0 | 0 | 0 | 0 | 0 | 0 | 0 | 0 | 0 | 0
F3_Commercial_Miscellaneous_Existing_Food Preparation_Natural Gas_Steamer_E9 | F3 | Commercial | Miscellaneous | Existing | Food Preparation | Natural Gas | Steamer | E9 | PACT BC Ratio | 0 | 0 | 0 | 0 | 0 | 0 | 0 | 0 | 0 | 0 | 0 | 0 | 0 | 0 | 0 | 0 | 0 | 0 | 0 | 0 | 0 | 0 | 0 | 0 | 0 | 0 | 0
F3_Commercial_Miscellaneous_Existing_Food Preparation_Natural Gas_Steamer_E10 | F3 | Commercial | Miscellaneous | Existing | Food Preparation | Natural Gas | Steamer | E10 | PACT BC Ratio | 0 | 0 | 0 | 0 | 0 | 0 | 0 | 0 | 0 | 0 | 0 | 0 | 0 | 0 | 0 | 0 | 0 | 0 | 0 | 0 | 0 | 0 | 0 | 0 | 0 | 0 | 0
F4_Commercial_Miscellaneous_Existing_Food Preparation_Natural Gas_Steamer_E1 | F4 | Commercial | Miscellaneous | Existing | Food Preparation | Natural Gas | Steamer | E1 | RVT BC Ratio | 1 | 0 | 0 | 0 | 0 | 0 | 0 | 0 | 0 | 0 | 0 | 0 | 0 | 0 | 0 | 0 | 0 | 0 | 0 | 0 | 0 | 0 | 0 | 0 | 0 | 0 | 0
F4_Commercial_Miscellaneous_Existing_Food Preparation_Natural Gas_Steamer_E2 | F4 | Commercial | Miscellaneous | Existing | Food Preparation | Natural Gas | Steamer | E2 | RVT BC Ratio | bar: 2021 to 2047
F4_Commercial_Miscellaneous_Existing_Food Preparation_Natural Gas_Steamer_E3 | F4 | Commercial | Miscellaneous | Existing | Food Preparation | Natural Gas | Steamer | E3 | RVT BC Ratio | 0 | 0 | 0 | 0 | 0 | 0 | 0 | 0 | 0 | 0 | 0 | 0 | 0 | 0 | 0 | 0 | 0 | 0 | 0 | 0 | 0 | 0 | 0 | 0 | 0 | 0 | 0
F4_Commercial_Miscellaneous_Existing_Food Preparation_Natural Gas_Steamer_E4 | F4 | Commercial | Miscellaneous | Existing | Food Preparation | Natural Gas | Steamer | E4 | RVT BC Ratio | 0 | 0 | 0 | 0 | 0 | 0 | 0 | 0 | 0 | 0 | 0 | 0 | 0 | 0 | 0 | 0 | 0 | 0 | 0 | 0 | 0 | 0 | 0 | 0 | 0 | 0 | 0
F4_Commercial_Miscellaneous_Existing_Food Preparation_Natural Gas_Steamer_E5 | F4 | Commercial | Miscellaneous | Existing | Food Preparation | Natural Gas | Steamer | E5 | RVT BC Ratio | 0 | 0 | 0 | 0 | 0 | 0 | 0 | 0 | 0 | 0 | 0 | 0 | 0 | 0 | 0 | 0 | 0 | 0 | 0 | 0 | 0 | 0 | 0 | 0 | 0 | 0 | 0
F4_Commercial_Miscellaneous_Existing_Food Preparation_Natural Gas_Steamer_E6 | F4 | Commercial | Miscellaneous | Existing | Food Preparation | Natural Gas | Steamer | E6 | RVT BC Ratio | 0 | 0 | 0 | 0 | 0 | 0 | 0 | 0 | 0 | 0 | 0 | 0 | 0 | 0 | 0 | 0 | 0 | 0 | 0 | 0 | 0 | 0 | 0 | 0 | 0 | 0 | 0
F4_Commercial_Miscellaneous_Existing_Food Preparation_Natural Gas_Steamer_E7 | F4 | Commercial | Miscellaneous | Existing | Food Preparation | Natural Gas | Steamer | E7 | RVT BC Ratio | 0 | 0 | 0 | 0 | 0 | 0 | 0 | 0 | 0 | 0 | 0 | 0 | 0 | 0 | 0 | 0 | 0 | 0 | 0 | 0 | 0 | 0 | 0 | 0 | 0 | 0 | 0
F4_Commercial_Miscellaneous_Existing_Food Preparation_Natural Gas_Steamer_E8 | F4 | Commercial | Miscellaneous | Existing | Food Preparation | Natural Gas | Steamer | E8 | RVT BC Ratio | 0 | 0 | 0 | 0 | 0 | 0 | 0 | 0 | 0 | 0 | 0 | 0 | 0 | 0 | 0 | 0 | 0 | 0 | 0 | 0 | 0 | 0 | 0 | 0 | 0 | 0 | 0
F4_Commercial_Miscellaneous_Existing_Food Preparation_Natural Gas_Steamer_E9 | F4 | Commercial | Miscellaneous | Existing | Food Preparation | Natural Gas | Steamer | E9 | RVT BC Ratio | 0 | 0 | 0 | 0 | 0 | 0 | 0 | 0 | 0 | 0 | 0 | 0 | 0 | 0 | 0 | 0 | 0 | 0 | 0 | 0 | 0 | 0 | 0 | 0 | 0 | 0 | 0
F4_Commercial_Miscellaneous_Existing_Food Preparation_Natural Gas_Steamer_E10 | F4 | Commercial | Miscellaneous | Existing | Food Preparation | Natural Gas | Steamer | E10 | RVT BC Ratio | 0 | 0 | 0 | 0 | 0 | 0 | 0 | 0 | 0 | 0 | 0 | 0 | 0 | 0 | 0 | 0 | 0 | 0 | 0 | 0 | 0 | 0 | 0 | 0 | 0 | 0 | 0
F5_Commercial_Miscellaneous_Existing_Food Preparation_Natural Gas_Steamer_E1 | F5 | Commercial | Miscellaneous | Existing | Food Preparation | Natural Gas | Steamer | E1 | RIM BC Ratio | 1 | 0 | 0 | 0 | 0 | 0 | 0 | 0 | 0 | 0 | 0 | 0 | 0 | 0 | 0 | 0 | 0 | 0 | 0 | 0 | 0 | 0 | 0 | 0 | 0 | 0 | 0
F5_Commercial_Miscellaneous_Existing_Food Preparation_Natural Gas_Steamer_E2 | F5 | Commercial | Miscellaneous | Existing | Food Preparation | Natural Gas | Steamer | E2 | RIM BC Ratio | bar: 2021 to 2047
F5_Commercial_Miscellaneous_Existing_Food Preparation_Natural Gas_Steamer_E3 | F5 | Commercial | Miscellaneous | Existing | Food Preparation | Natural Gas | Steamer | E3 | RIM BC Ratio | 0 | 0 | 0 | 0 | 0 | 0 | 0 | 0 | 0 | 0 | 0 | 0 | 0 | 0 | 0 | 0 | 0 | 0 | 0 | 0 | 0 | 0 | 0 | 0 | 0 | 0 | 0
F5_Commercial_Miscellaneous_Existing_Food Preparation_Natural Gas_Steamer_E4 | F5 | Commercial | Miscellaneous | Existing | Food Preparation | Natural Gas | Steamer | E4 | RIM BC Ratio | 0 | 0 | 0 | 0 | 0 | 0 | 0 | 0 | 0 | 0 | 0 | 0 | 0 | 0 | 0 | 0 | 0 | 0 | 0 | 0 | 0 | 0 | 0 | 0 | 0 | 0 | 0
F5_Commercial_Miscellaneous_Existing_Food Preparation_Natural Gas_Steamer_E5 | F5 | Commercial | Miscellaneous | Existing | Food Preparation | Natural Gas | Steamer | E5 | RIM BC Ratio | 0 | 0 | 0 | 0 | 0 | 0 | 0 | 0 | 0 | 0 | 0 | 0 | 0 | 0 | 0 | 0 | 0 | 0 | 0 | 0 | 0 | 0 | 0 | 0 | 0 | 0 | 0
F5_Commercial_Miscellaneous_Existing_Food Preparation_Natural Gas_Steamer_E6 | F5 | Commercial | Miscellaneous | Existing | Food Preparation | Natural Gas | Steamer | E6 | RIM BC Ratio | 0 | 0 | 0 | 0 | 0 | 0 | 0 | 0 | 0 | 0 | 0 | 0 | 0 | 0 | 0 | 0 | 0 | 0 | 0 | 0 | 0 | 0 | 0 | 0 | 0 | 0 | 0
F5_Commercial_Miscellaneous_Existing_Food Preparation_Natural Gas_Steamer_E7 | F5 | Commercial | Miscellaneous | Existing | Food Preparation | Natural Gas | Steamer | E7 | RIM BC Ratio | 0 | 0 | 0 | 0 | 0 | 0 | 0 | 0 | 0 | 0 | 0 | 0 | 0 | 0 | 0 | 0 | 0 | 0 | 0 | 0 | 0 | 0 | 0 | 0 | 0 | 0 | 0
F5_Commercial_Miscellaneous_Existing_Food Preparation_Natural Gas_Steamer_E8 | F5 | Commercial | Miscellaneous | Existing | Food Preparation | Natural Gas | Steamer | E8 | RIM BC Ratio | 0 | 0 | 0 | 0 | 0 | 0 | 0 | 0 | 0 | 0 | 0 | 0 | 0 | 0 | 0 | 0 | 0 | 0 | 0 | 0 | 0 | 0 | 0 | 0 | 0 | 0 | 0
F5_Commercial_Miscellaneous_Existing_Food Preparation_Natural Gas_Steamer_E9 | F5 | Commercial | Miscellaneous | Existing | Food Preparation | Natural Gas | Steamer | E9 | RIM BC Ratio | 0 | 0 | 0 | 0 | 0 | 0 | 0 | 0 | 0 | 0 | 0 | 0 | 0 | 0 | 0 | 0 | 0 | 0 | 0 | 0 | 0 | 0 | 0 | 0 | 0 | 0 | 0
F5_Commercial_Miscellaneous_Existing_Food Preparation_Natural Gas_Steamer_E10 | F5 | Commercial | Miscellaneous | Existing | Food Preparation | Natural Gas | Steamer | E10 | RIM BC Ratio | 0 | 0 | 0 | 0 | 0 | 0 | 0 | 0 | 0 | 0 | 0 | 0 | 0 | 0 | 0 | 0 | 0 | 0 | 0 | 0 | 0 | 0 | 0 | 0 | 0 | 0 | 0
F0_Commercial_Miscellaneous_Existing_Food Preparation_Natural Gas_Commercial Food Prep Other_E0 | F0 | Commercial | Miscellaneous | Existing | Food Preparation | Natural Gas | Commercial Food Prep Other | E0 | Economic Unit | ENERGY STAR | ENERGY STAR | ENERGY STAR | ENERGY STAR | ENERGY STAR | ENERGY STAR | ENERGY STAR | ENERGY STAR | ENERGY STAR | ENERGY STAR | ENERGY STAR | ENERGY STAR | ENERGY STAR | ENERGY STAR | ENERGY STAR | ENERGY STAR | ENERGY STAR | ENERGY STAR | ENERGY STAR | ENERGY STAR | ENERGY STAR | ENERGY STAR | ENERGY STAR | ENERGY STAR | ENERGY STAR | ENERGY STAR | ENERGY STAR
F1_Commercial_Miscellaneous_Existing_Food Preparation_Natural Gas_Commercial Food Prep Other_E1 | F1 | Commercial | Miscellaneous | Existing | Food Preparation | Natural Gas | Commercial Food Prep Other | E1 | CCE | 0 | 0 | 0 | 0 | 0 | 0 | 0 | 0 | 0 | 0 | 0 | 0 | 0 | 0 | 0 | 0 | 0 | 0 | 0 | 0 | 0 | 0 | 0 | 0 | 0 | 0 | 0
F1_Commercial_Miscellaneous_Existing_Food Preparation_Natural Gas_Commercial Food Prep Other_E2 | F1 | Commercial | Miscellaneous | Existing | Food Preparation | Natural Gas | Commercial Food Prep Other | E2 | CCE | 0.0014297 | 0.0014297 | 0.0014297 | 0.0014297 | 0.0014297 | 0.0014297 | 0.0014297 | 0.0014297 | 0.0014297 | 0.0014297 | 0.0014297 | 0.0014297 | 0.0014297 | 0.0014297 | 0.0014297 | 0.0014297 | 0.0014297 | 0.0014297 | 0.0014297 | 0.0014297 | 0.0014297 | 0.0014297 | 0.0014297 | 0.0014297 | 0.0014297 | 0.0014297 | 0.0014297
F1_Commercial_Miscellaneous_Existing_Food Preparation_Natural Gas_Commercial Food Prep Other_E3 | F1 | Commercial | Miscellaneous | Existing | Food Preparation | Natural Gas | Commercial Food Prep Other | E3 | CCE | 0 | 0 | 0 | 0 | 0 | 0 | 0 | 0 | 0 | 0 | 0 | 0 | 0 | 0 | 0 | 0 | 0 | 0 | 0 | 0 | 0 | 0 | 0 | 0 | 0 | 0 | 0
F1_Commercial_Miscellaneous_Existing_Food Preparation_Natural Gas_Commercial Food Prep Other_E4 | F1 | Commercial | Miscellaneous | Existing | Food Preparation | Natural Gas | Commercial Food Prep Other | E4 | CCE | 0 | 0 | 0 | 0 | 0 | 0 | 0 | 0 | 0 | 0 | 0 | 0 | 0 | 0 | 0 | 0 | 0 | 0 | 0 | 0 | 0 | 0 | 0 | 0 | 0 | 0 | 0
F1_Commercial_Miscellaneous_Existing_Food Preparation_Natural Gas_Commercial Food Prep Other_E5 | F1 | Commercial | Miscellaneous | Existing | Food Preparation | Natural Gas | Commercial Food Prep Other | E5 | CCE | 0 | 0 | 0 | 0 | 0 | 0 | 0 | 0 | 0 | 0 | 0 | 0 | 0 | 0 | 0 | 0 | 0 | 0 | 0 | 0 | 0 | 0 | 0 | 0 | 0 | 0 | 0
F1_Commercial_Miscellaneous_Existing_Food Preparation_Natural Gas_Commercial Food Prep Other_E6 | F1 | Commercial | Miscellaneous | Existing | Food Preparation | Natural Gas | Commercial Food Prep Other | E6 | CCE | 0 | 0 | 0 | 0 | 0 | 0 | 0 | 0 | 0 | 0 | 0 | 0 | 0 | 0 | 0 | 0 | 0 | 0 | 0 | 0 | 0 | 0 | 0 | 0 | 0 | 0 | 0
F1_Commercial_Miscellaneous_Existing_Food Preparation_Natural Gas_Commercial Food Prep Other_E7 | F1 | Commercial | Miscellaneous | Existing | Food Preparation | Natural Gas | Commercial Food Prep Other | E7 | CCE | 0 | 0 | 0 | 0 | 0 | 0 | 0 | 0 | 0 | 0 | 0 | 0 | 0 | 0 | 0 | 0 | 0 | 0 | 0 | 0 | 0 | 0 | 0 | 0 | 0 | 0 | 0
F1_Commercial_Miscellaneous_Existing_Food Preparation_Natural Gas_Commercial Food Prep Other_E8 | F1 | Commercial | Miscellaneous | Existing | Food Preparation | Natural Gas | Commercial Food Prep Other | E8 | CCE | 0 | 0 | 0 | 0 | 0 | 0 | 0 | 0 | 0 | 0 | 0 | 0 | 0 | 0 | 0 | 0 | 0 | 0 | 0 | 0 | 0 | 0 | 0 | 0 | 0 | 0 | 0
F1_Commercial_Miscellaneous_Existing_Food Preparation_Natural Gas_Commercial Food Prep Other_E9 | F1 | Commercial | Miscellaneous | Existing | Food Preparation | Natural Gas | Commercial Food Prep Other | E9 | CCE | 0 | 0 | 0 | 0 | 0 | 0 | 0 | 0 | 0 | 0 | 0 | 0 | 0 | 0 | 0 | 0 | 0 | 0 | 0 | 0 | 0 | 0 | 0 | 0 | 0 | 0 | 0
F1_Commercial_Miscellaneous_Existing_Food Preparation_Natural Gas_Commercial Food Prep Other_E10 | F1 | Commercial | Miscellaneous | Existing | Food Preparation | Natural Gas | Commercial Food Prep Other | E10 | CCE | 0 | 0 | 0 | 0 | 0 | 0 | 0 | 0 | 0 | 0 | 0 | 0 | 0 | 0 | 0 | 0 | 0 | 0 | 0 | 0 | 0 | 0 | 0 | 0 | 0 | 0 | 0
F2_Commercial_Miscellaneous_Existing_Food Preparation_Natural Gas_Commercial Food Prep Other_E1 | F2 | Commercial | Miscellaneous | Existing | Food Preparation | Natural Gas | Commercial Food Prep Other | E1 | TRC BC Ratio | bar: 2021 to 2047
F2_Commercial_Miscellaneous_Existing_Food Preparation_Natural Gas_Commercial Food Prep Other_E2 | F2 | Commercial | Miscellaneous | Existing | Food Preparation | Natural Gas | Commercial Food Prep Other | E2 | TRC BC Ratio | 9.6116 | 9.4729 | 9.3376 | 9.2065 | 9.2077 | 9.295 | 9.4366 | 9.6081 | 9.7932 | 9.9825 | 10.1698 | 10.3356 | 10.4621 | 10.5159 | 10.491 | 10.3882 | 10.2152 | 9.9888 | 9.7192 | 9.3996 | 9.0257 | 8.5955 | 8.2135 | 7.9663 | 7.8594 | 7.898 | 7.9367
F2_Commercial_Miscellaneous_Existing_Food Preparation_Natural Gas_Commercial Food Prep Other_E3 | F2 | Commercial | Miscellaneous | Existing | Food Preparation | Natural Gas | Commercial Food Prep Other | E3 | TRC BC Ratio | 0 | 0 | 0 | 0 | 0 | 0 | 0 | 0 | 0 | 0 | 0 | 0 | 0 | 0 | 0 | 0 | 0 | 0 | 0 | 0 | 0 | 0 | 0 | 0 | 0 | 0 | 0
F2_Commercial_Miscellaneous_Existing_Food Preparation_Natural Gas_Commercial Food Prep Other_E4 | F2 | Commercial | Miscellaneous | Existing | Food Preparation | Natural Gas | Commercial Food Prep Other | E4 | TRC BC Ratio | 0 | 0 | 0 | 0 | 0 | 0 | 0 | 0 | 0 | 0 | 0 | 0 | 0 | 0 | 0 | 0 | 0 | 0 | 0 | 0 | 0 | 0 | 0 | 0 | 0 | 0 | 0
F2_Commercial_Miscellaneous_Existing_Food Preparation_Natural Gas_Commercial Food Prep Other_E5 | F2 | Commercial | Miscellaneous | Existing | Food Preparation | Natural Gas | Commercial Food Prep Other | E5 | TRC BC Ratio | 0 | 0 | 0 | 0 | 0 | 0 | 0 | 0 | 0 | 0 | 0 | 0 | 0 | 0 | 0 | 0 | 0 | 0 | 0 | 0 | 0 | 0 | 0 | 0 | 0 | 0 | 0
F2_Commercial_Miscellaneous_Existing_Food Preparation_Natural Gas_Commercial Food Prep Other_E6 | F2 | Commercial | Miscellaneous | Existing | Food Preparation | Natural Gas | Commercial Food Prep Other | E6 | TRC BC Ratio | 0 | 0 | 0 | 0 | 0 | 0 | 0 | 0 | 0 | 0 | 0 | 0 | 0 | 0 | 0 | 0 | 0 | 0 | 0 | 0 | 0 | 0 | 0 | 0 | 0 | 0 | 0
F2_Commercial_Miscellaneous_Existing_Food Preparation_Natural Gas_Commercial Food Prep Other_E7 | F2 | Commercial | Miscellaneous | Existing | Food Preparation | Natural Gas | Commercial Food Prep Other | E7 | TRC BC Ratio | 0 | 0 | 0 | 0 | 0 | 0 | 0 | 0 | 0 | 0 | 0 | 0 | 0 | 0 | 0 | 0 | 0 | 0 | 0 | 0 | 0 | 0 | 0 | 0 | 0 | 0 | 0
F2_Commercial_Miscellaneous_Existing_Food Preparation_Natural Gas_Commercial Food Prep Other_E8 | F2 | Commercial | Miscellaneous | Existing | Food Preparation | Natural Gas | Commercial Food Prep Other | E8 | TRC BC Ratio | 0 | 0 | 0 | 0 | 0 | 0 | 0 | 0 | 0 | 0 | 0 | 0 | 0 | 0 | 0 | 0 | 0 | 0 | 0 | 0 | 0 | 0 | 0 | 0 | 0 | 0 | 0
F2_Commercial_Miscellaneous_Existing_Food Preparation_Natural Gas_Commercial Food Prep Other_E9 | F2 | Commercial | Miscellaneous | Existing | Food Preparation | Natural Gas | Commercial Food Prep Other | E9 | TRC BC Ratio | 0 | 0 | 0 | 0 | 0 | 0 | 0 | 0 | 0 | 0 | 0 | 0 | 0 | 0 | 0 | 0 | 0 | 0 | 0 | 0 | 0 | 0 | 0 | 0 | 0 | 0 | 0
F2_Commercial_Miscellaneous_Existing_Food Preparation_Natural Gas_Commercial Food Prep Other_E10 | F2 | Commercial | Miscellaneous | Existing | Food Preparation | Natural Gas | Commercial Food Prep Other | E10 | TRC BC Ratio | 0 | 0 | 0 | 0 | 0 | 0 | 0 | 0 | 0 | 0 | 0 | 0 | 0 | 0 | 0 | 0 | 0 | 0 | 0 | 0 | 0 | 0 | 0 | 0 | 0 | 0 | 0
F3_Commercial_Miscellaneous_Existing_Food Preparation_Natural Gas_Commercial Food Prep Other_E1 | F3 | Commercial | Miscellaneous | Existing | Food Preparation | Natural Gas | Commercial Food Prep Other | E1 | PACT BC Ratio | bar: 2021 to 2047
F3_Commercial_Miscellaneous_Existing_Food Preparation_Natural Gas_Commercial Food Prep Other_E2 | F3 | Commercial | Miscellaneous | Existing | Food Preparation | Natural Gas | Commercial Food Prep Other | E2 | PACT BC Ratio | 12.119 | 11.9441 | 11.7735 | 11.6081 | 11.6097 | 11.7198 | 11.8983 | 12.1145 | 12.348 | 12.5867 | 12.8228 | 13.0318 | 13.1913 | 13.2591 | 13.2278 | 13.0982 | 12.88 | 12.5945 | 12.2546 | 11.8517 | 11.3803 | 10.8378 | 10.3562 | 10.0444 | 9.9097 | 9.9583 | 10.0071
F3_Commercial_Miscellaneous_Existing_Food Preparation_Natural Gas_Commercial Food Prep Other_E3 | F3 | Commercial | Miscellaneous | Existing | Food Preparation | Natural Gas | Commercial Food Prep Other | E3 | PACT BC Ratio | 0 | 0 | 0 | 0 | 0 | 0 | 0 | 0 | 0 | 0 | 0 | 0 | 0 | 0 | 0 | 0 | 0 | 0 | 0 | 0 | 0 | 0 | 0 | 0 | 0 | 0 | 0
F3_Commercial_Miscellaneous_Existing_Food Preparation_Natural Gas_Commercial Food Prep Other_E4 | F3 | Commercial | Miscellaneous | Existing | Food Preparation | Natural Gas | Commercial Food Prep Other | E4 | PACT BC Ratio | 0 | 0 | 0 | 0 | 0 | 0 | 0 | 0 | 0 | 0 | 0 | 0 | 0 | 0 | 0 | 0 | 0 | 0 | 0 | 0 | 0 | 0 | 0 | 0 | 0 | 0 | 0
F3_Commercial_Miscellaneous_Existing_Food Preparation_Natural Gas_Commercial Food Prep Other_E5 | F3 | Commercial | Miscellaneous | Existing | Food Preparation | Natural Gas | Commercial Food Prep Other | E5 | PACT BC Ratio | 0 | 0 | 0 | 0 | 0 | 0 | 0 | 0 | 0 | 0 | 0 | 0 | 0 | 0 | 0 | 0 | 0 | 0 | 0 | 0 | 0 | 0 | 0 | 0 | 0 | 0 | 0
F3_Commercial_Miscellaneous_Existing_Food Preparation_Natural Gas_Commercial Food Prep Other_E6 | F3 | Commercial | Miscellaneous | Existing | Food Preparation | Natural Gas | Commercial Food Prep Other | E6 | PACT BC Ratio | 0 | 0 | 0 | 0 | 0 | 0 | 0 | 0 | 0 | 0 | 0 | 0 | 0 | 0 | 0 | 0 | 0 | 0 | 0 | 0 | 0 | 0 | 0 | 0 | 0 | 0 | 0
F3_Commercial_Miscellaneous_Existing_Food Preparation_Natural Gas_Commercial Food Prep Other_E7 | F3 | Commercial | Miscellaneous | Existing | Food Preparation | Natural Gas | Commercial Food Prep Other | E7 | PACT BC Ratio | 0 | 0 | 0 | 0 | 0 | 0 | 0 | 0 | 0 | 0 | 0 | 0 | 0 | 0 | 0 | 0 | 0 | 0 | 0 | 0 | 0 | 0 | 0 | 0 | 0 | 0 | 0
F3_Commercial_Miscellaneous_Existing_Food Preparation_Natural Gas_Commercial Food Prep Other_E8 | F3 | Commercial | Miscellaneous | Existing | Food Preparation | Natural Gas | Commercial Food Prep Other | E8 | PACT BC Ratio | 0 | 0 | 0 | 0 | 0 | 0 | 0 | 0 | 0 | 0 | 0 | 0 | 0 | 0 | 0 | 0 | 0 | 0 | 0 | 0 | 0 | 0 | 0 | 0 | 0 | 0 | 0
F3_Commercial_Miscellaneous_Existing_Food Preparation_Natural Gas_Commercial Food Prep Other_E9 | F3 | Commercial | Miscellaneous | Existing | Food Preparation | Natural Gas | Commercial Food Prep Other | E9 | PACT BC Ratio | 0 | 0 | 0 | 0 | 0 | 0 | 0 | 0 | 0 | 0 | 0 | 0 | 0 | 0 | 0 | 0 | 0 | 0 | 0 | 0 | 0 | 0 | 0 | 0 | 0 | 0 | 0
F3_Commercial_Miscellaneous_Existing_Food Preparation_Natural Gas_Commercial Food Prep Other_E10 | F3 | Commercial | Miscellaneous | Existing | Food Preparation | Natural Gas | Commercial Food Prep Other | E10 | PACT BC Ratio | 0 | 0 | 0 | 0 | 0 | 0 | 0 | 0 | 0 | 0 | 0 | 0 | 0 | 0 | 0 | 0 | 0 | 0 | 0 | 0 | 0 | 0 | 0 | 0 | 0 | 0 | 0
F4_Commercial_Miscellaneous_Existing_Food Preparation_Natural Gas_Commercial Food Prep Other_E1 | F4 | Commercial | Miscellaneous | Existing | Food Preparation | Natural Gas | Commercial Food Prep Other | E1 | RVT BC Ratio | bar: 2021 to 2047
F4_Commercial_Miscellaneous_Existing_Food Preparation_Natural Gas_Commercial Food Prep Other_E2 | F4 | Commercial | Miscellaneous | Existing | Food Preparation | Natural Gas | Commercial Food Prep Other | E2 | RVT BC Ratio | 0.7 | 0.7 | 0.7 | 0.7 | 0.7 | 0.7 | 0.7 | 0.7 | 0.7 | 0.7 | 0.7 | 0.7 | 0.7 | 0.7 | 0.7 | 0.7 | 0.7 | 0.7 | 0.7 | 0.7 | 0.7 | 0.7 | 0.7 | 0.7 | 0.7 | 0.7 | 0.7
F4_Commercial_Miscellaneous_Existing_Food Preparation_Natural Gas_Commercial Food Prep Other_E3 | F4 | Commercial | Miscellaneous | Existing | Food Preparation | Natural Gas | Commercial Food Prep Other | E3 | RVT BC Ratio | 0 | 0 | 0 | 0 | 0 | 0 | 0 | 0 | 0 | 0 | 0 | 0 | 0 | 0 | 0 | 0 | 0 | 0 | 0 | 0 | 0 | 0 | 0 | 0 | 0 | 0 | 0
F4_Commercial_Miscellaneous_Existing_Food Preparation_Natural Gas_Commercial Food Prep Other_E4 | F4 | Commercial | Miscellaneous | Existing | Food Preparation | Natural Gas | Commercial Food Prep Other | E4 | RVT BC Ratio | 0 | 0 | 0 | 0 | 0 | 0 | 0 | 0 | 0 | 0 | 0 | 0 | 0 | 0 | 0 | 0 | 0 | 0 | 0 | 0 | 0 | 0 | 0 | 0 | 0 | 0 | 0
F4_Commercial_Miscellaneous_Existing_Food Preparation_Natural Gas_Commercial Food Prep Other_E5 | F4 | Commercial | Miscellaneous | Existing | Food Preparation | Natural Gas | Commercial Food Prep Other | E5 | RVT BC Ratio | 0 | 0 | 0 | 0 | 0 | 0 | 0 | 0 | 0 | 0 | 0 | 0 | 0 | 0 | 0 | 0 | 0 | 0 | 0 | 0 | 0 | 0 | 0 | 0 | 0 | 0 | 0
F4_Commercial_Miscellaneous_Existing_Food Preparation_Natural Gas_Commercial Food Prep Other_E6 | F4 | Commercial | Miscellaneous | Existing | Food Preparation | Natural Gas | Commercial Food Prep Other | E6 | RVT BC Ratio | 0 | 0 | 0 | 0 | 0 | 0 | 0 | 0 | 0 | 0 | 0 | 0 | 0 | 0 | 0 | 0 | 0 | 0 | 0 | 0 | 0 | 0 | 0 | 0 | 0 | 0 | 0
F4_Commercial_Miscellaneous_Existing_Food Preparation_Natural Gas_Commercial Food Prep Other_E7 | F4 | Commercial | Miscellaneous | Existing | Food Preparation | Natural Gas | Commercial Food Prep Other | E7 | RVT BC Ratio | 0 | 0 | 0 | 0 | 0 | 0 | 0 | 0 | 0 | 0 | 0 | 0 | 0 | 0 | 0 | 0 | 0 | 0 | 0 | 0 | 0 | 0 | 0 | 0 | 0 | 0 | 0
F4_Commercial_Miscellaneous_Existing_Food Preparation_Natural Gas_Commercial Food Prep Other_E8 | F4 | Commercial | Miscellaneous | Existing | Food Preparation | Natural Gas | Commercial Food Prep Other | E8 | RVT BC Ratio | 0 | 0 | 0 | 0 | 0 | 0 | 0 | 0 | 0 | 0 | 0 | 0 | 0 | 0 | 0 | 0 | 0 | 0 | 0 | 0 | 0 | 0 | 0 | 0 | 0 | 0 | 0
F4_Commercial_Miscellaneous_Existing_Food Preparation_Natural Gas_Commercial Food Prep Other_E9 | F4 | Commercial | Miscellaneous | Existing | Food Preparation | Natural Gas | Commercial Food Prep Other | E9 | RVT BC Ratio | 0 | 0 | 0 | 0 | 0 | 0 | 0 | 0 | 0 | 0 | 0 | 0 | 0 | 0 | 0 | 0 | 0 | 0 | 0 | 0 | 0 | 0 | 0 | 0 | 0 | 0 | 0
F4_Commercial_Miscellaneous_Existing_Food Preparation_Natural Gas_Commercial Food Prep Other_E10 | F4 | Commercial | Miscellaneous | Existing | Food Preparation | Natural Gas | Commercial Food Prep Other | E10 | RVT BC Ratio | 0 | 0 | 0 | 0 | 0 | 0 | 0 | 0 | 0 | 0 | 0 | 0 | 0 | 0 | 0 | 0 | 0 | 0 | 0 | 0 | 0 | 0 | 0 | 0 | 0 | 0 | 0
F5_Commercial_Miscellaneous_Existing_Food Preparation_Natural Gas_Commercial Food Prep Other_E1 | F5 | Commercial | Miscellaneous | Existing | Food Preparation | Natural Gas | Commercial Food Prep Other | E1 | RIM BC Ratio | bar: 2021 to 2047
F5_Commercial_Miscellaneous_Existing_Food Preparation_Natural Gas_Commercial Food Prep Other_E2 | F5 | Commercial | Miscellaneous | Existing | Food Preparation | Natural Gas | Commercial Food Prep Other | E2 | RIM BC Ratio | 12.119 | 11.9441 | 11.7735 | 11.6081 | 11.6097 | 11.7198 | 11.8983 | 12.1145 | 12.348 | 12.5867 | 12.8228 | 13.0318 | 13.1913 | 13.2591 | 13.2278 | 13.0982 | 12.88 | 12.5945 | 12.2546 | 11.8517 | 11.3803 | 10.8378 | 10.3562 | 10.0444 | 9.9097 | 9.9583 | 10.0071
F5_Commercial_Miscellaneous_Existing_Food Preparation_Natural Gas_Commercial Food Prep Other_E3 | F5 | Commercial | Miscellaneous | Existing | Food Preparation | Natural Gas | Commercial Food Prep Other | E3 | RIM BC Ratio | 0 | 0 | 0 | 0 | 0 | 0 | 0 | 0 | 0 | 0 | 0 | 0 | 0 | 0 | 0 | 0 | 0 | 0 | 0 | 0 | 0 | 0 | 0 | 0 | 0 | 0 | 0
F5_Commercial_Miscellaneous_Existing_Food Preparation_Natural Gas_Commercial Food Prep Other_E4 | F5 | Commercial | Miscellaneous | Existing | Food Preparation | Natural Gas | Commercial Food Prep Other | E4 | RIM BC Ratio | 0 | 0 | 0 | 0 | 0 | 0 | 0 | 0 | 0 | 0 | 0 | 0 | 0 | 0 | 0 | 0 | 0 | 0 | 0 | 0 | 0 | 0 | 0 | 0 | 0 | 0 | 0
F5_Commercial_Miscellaneous_Existing_Food Preparation_Natural Gas_Commercial Food Prep Other_E5 | F5 | Commercial | Miscellaneous | Existing | Food Preparation | Natural Gas | Commercial Food Prep Other | E5 | RIM BC Ratio | 0 | 0 | 0 | 0 | 0 | 0 | 0 | 0 | 0 | 0 | 0 | 0 | 0 | 0 | 0 | 0 | 0 | 0 | 0 | 0 | 0 | 0 | 0 | 0 | 0 | 0 | 0
F5_Commercial_Miscellaneous_Existing_Food Preparation_Natural Gas_Commercial Food Prep Other_E6 | F5 | Commercial | Miscellaneous | Existing | Food Preparation | Natural Gas | Commercial Food Prep Other | E6 | RIM BC Ratio | 0 | 0 | 0 | 0 | 0 | 0 | 0 | 0 | 0 | 0 | 0 | 0 | 0 | 0 | 0 | 0 | 0 | 0 | 0 | 0 | 0 | 0 | 0 | 0 | 0 | 0 | 0
F5_Commercial_Miscellaneous_Existing_Food Preparation_Natural Gas_Commercial Food Prep Other_E7 | F5 | Commercial | Miscellaneous | Existing | Food Preparation | Natural Gas | Commercial Food Prep Other | E7 | RIM BC Ratio | 0 | 0 | 0 | 0 | 0 | 0 | 0 | 0 | 0 | 0 | 0 | 0 | 0 | 0 | 0 | 0 | 0 | 0 | 0 | 0 | 0 | 0 | 0 | 0 | 0 | 0 | 0
F5_Commercial_Miscellaneous_Existing_Food Preparation_Natural Gas_Commercial Food Prep Other_E8 | F5 | Commercial | Miscellaneous | Existing | Food Preparation | Natural Gas | Commercial Food Prep Other | E8 | RIM BC Ratio | 0 | 0 | 0 | 0 | 0 | 0 | 0 | 0 | 0 | 0 | 0 | 0 | 0 | 0 | 0 | 0 | 0 | 0 | 0 | 0 | 0 | 0 | 0 | 0 | 0 | 0 | 0
F5_Commercial_Miscellaneous_Existing_Food Preparation_Natural Gas_Commercial Food Prep Other_E9 | F5 | Commercial | Miscellaneous | Existing | Food Preparation | Natural Gas | Commercial Food Prep Other | E9 | RIM BC Ratio | 0 | 0 | 0 | 0 | 0 | 0 | 0 | 0 | 0 | 0 | 0 | 0 | 0 | 0 | 0 | 0 | 0 | 0 | 0 | 0 | 0 | 0 | 0 | 0 | 0 | 0 | 0
F5_Commercial_Miscellaneous_Existing_Food Preparation_Natural Gas_Commercial Food Prep Other_E10 | F5 | Commercial | Miscellaneous | Existing | Food Preparation | Natural Gas | Commercial Food Prep Other | E10 | RIM BC Ratio | 0 | 0 | 0 | 0 | 0 | 0 | 0 | 0 | 0 | 0 | 0 | 0 | 0 | 0 | 0 | 0 | 0 | 0 | 0 | 0 | 0 | 0 | 0 | 0 | 0 | 0 | 0
F0_Commercial_Miscellaneous_Existing_Miscellaneous_Natural Gas_Pool Heater_E0 | F0 | Commercial | Miscellaneous | Existing | Miscellaneous | Natural Gas | Pool Heater | E0 | Economic Unit | Standard (EF .78) | Standard (EF .78) | Standard (EF .78) | Standard (EF .78) | Standard (EF .78) | Standard (EF .78) | Standard (EF .78) | Standard (EF .78) | Standard (EF .78) | Standard (EF .78) | Standard (EF .78) | Standard (EF .78) | Standard (EF .78) | Standard (EF .78) | Standard (EF .78) | Standard (EF .78) | Standard (EF .78) | Standard (EF .78) | Standard (EF .78) | Standard (EF .78) | Standard (EF .78) | Standard (EF .78) | Standard (EF .78) | Standard (EF .78) | Standard (EF .78) | Standard (EF .78) | Standard (EF .78)
F1_Commercial_Miscellaneous_Existing_Miscellaneous_Natural Gas_Pool Heater_E1 | F1 | Commercial | Miscellaneous | Existing | Miscellaneous | Natural Gas | Pool Heater | E1 | CCE | 0 | 0 | 0 | 0 | 0 | 0 | 0 | 0 | 0 | 0 | 0 | 0 | 0 | 0 | 0 | 0 | 0 | 0 | 0 | 0 | 0 | 0 | 0 | 0 | 0 | 0 | 0
F1_Commercial_Miscellaneous_Existing_Miscellaneous_Natural Gas_Pool Heater_E2 | F1 | Commercial | Miscellaneous | Existing | Miscellaneous | Natural Gas | Pool Heater | E2 | CCE | 0.01727 | 0.01727 | 0.01727 | 0.01727 | 0.01727 | 0.01727 | 0.01727 | 0.01727 | 0.01727 | 0.01727 | 0.01727 | 0.01727 | 0.01727 | 0.01727 | 0.01727 | 0.01727 | 0.01727 | 0.01727 | 0.01727 | 0.01727 | 0.01727 | 0.01727 | 0.01727 | 0.01727 | 0.01727 | 0.01727 | 0.01727
F1_Commercial_Miscellaneous_Existing_Miscellaneous_Natural Gas_Pool Heater_E3 | F1 | Commercial | Miscellaneous | Existing | Miscellaneous | Natural Gas | Pool Heater | E3 | CCE | 0 | 0 | 0 | 0 | 0 | 0 | 0 | 0 | 0 | 0 | 0 | 0 | 0 | 0 | 0 | 0 | 0 | 0 | 0 | 0 | 0 | 0 | 0 | 0 | 0 | 0 | 0
F1_Commercial_Miscellaneous_Existing_Miscellaneous_Natural Gas_Pool Heater_E4 | F1 | Commercial | Miscellaneous | Existing | Miscellaneous | Natural Gas | Pool Heater | E4 | CCE | 0 | 0 | 0 | 0 | 0 | 0 | 0 | 0 | 0 | 0 | 0 | 0 | 0 | 0 | 0 | 0 | 0 | 0 | 0 | 0 | 0 | 0 | 0 | 0 | 0 | 0 | 0
F1_Commercial_Miscellaneous_Existing_Miscellaneous_Natural Gas_Pool Heater_E5 | F1 | Commercial | Miscellaneous | Existing | Miscellaneous | Natural Gas | Pool Heater | E5 | CCE | 0 | 0 | 0 | 0 | 0 | 0 | 0 | 0 | 0 | 0 | 0 | 0 | 0 | 0 | 0 | 0 | 0 | 0 | 0 | 0 | 0 | 0 | 0 | 0 | 0 | 0 | 0
F1_Commercial_Miscellaneous_Existing_Miscellaneous_Natural Gas_Pool Heater_E6 | F1 | Commercial | Miscellaneous | Existing | Miscellaneous | Natural Gas | Pool Heater | E6 | CCE | 0 | 0 | 0 | 0 | 0 | 0 | 0 | 0 | 0 | 0 | 0 | 0 | 0 | 0 | 0 | 0 | 0 | 0 | 0 | 0 | 0 | 0 | 0 | 0 | 0 | 0 | 0
F1_Commercial_Miscellaneous_Existing_Miscellaneous_Natural Gas_Pool Heater_E7 | F1 | Commercial | Miscellaneous | Existing | Miscellaneous | Natural Gas | Pool Heater | E7 | CCE | 0 | 0 | 0 | 0 | 0 | 0 | 0 | 0 | 0 | 0 | 0 | 0 | 0 | 0 | 0 | 0 | 0 | 0 | 0 | 0 | 0 | 0 | 0 | 0 | 0 | 0 | 0
F1_Commercial_Miscellaneous_Existing_Miscellaneous_Natural Gas_Pool Heater_E8 | F1 | Commercial | Miscellaneous | Existing | Miscellaneous | Natural Gas | Pool Heater | E8 | CCE | 0 | 0 | 0 | 0 | 0 | 0 | 0 | 0 | 0 | 0 | 0 | 0 | 0 | 0 | 0 | 0 | 0 | 0 | 0 | 0 | 0 | 0 | 0 | 0 | 0 | 0 | 0
F1_Commercial_Miscellaneous_Existing_Miscellaneous_Natural Gas_Pool Heater_E9 | F1 | Commercial | Miscellaneous | Existing | Miscellaneous | Natural Gas | Pool Heater | E9 | CCE | 0 | 0 | 0 | 0 | 0 | 0 | 0 | 0 | 0 | 0 | 0 | 0 | 0 | 0 | 0 | 0 | 0 | 0 | 0 | 0 | 0 | 0 | 0 | 0 | 0 | 0 | 0
F1_Commercial_Miscellaneous_Existing_Miscellaneous_Natural Gas_Pool Heater_E10 | F1 | Commercial | Miscellaneous | Existing | Miscellaneous | Natural Gas | Pool Heater | E10 | CCE | 0 | 0 | 0 | 0 | 0 | 0 | 0 | 0 | 0 | 0 | 0 | 0 | 0 | 0 | 0 | 0 | 0 | 0 | 0 | 0 | 0 | 0 | 0 | 0 | 0 | 0 | 0
F2_Commercial_Miscellaneous_Existing_Miscellaneous_Natural Gas_Pool Heater_E1 | F2 | Commercial | Miscellaneous | Existing | Miscellaneous | Natural Gas | Pool Heater | E1 | TRC BC Ratio | bar: 2021 to 2047
F2_Commercial_Miscellaneous_Existing_Miscellaneous_Natural Gas_Pool Heater_E2 | F2 | Commercial | Miscellaneous | Existing | Miscellaneous | Natural Gas | Pool Heater | E2 | TRC BC Ratio | 0.81519 | 0.79395 | 0.77145 | 0.74865 | 0.74158 | 0.74479 | 0.75444 | 0.76754 | 0.78207 | 0.7969 | 0.8123 | 0.82818 | 0.84505 | 0.86169 | 0.87741 | 0.88939 | 0.89388 | 0.88772 | 0.8685 | 0.83583 | 0.79136 | 0.73728 | 0.68909 | 0.65735 | 0.64275 | 0.6459 | 0.64907
F2_Commercial_Miscellaneous_Existing_Miscellaneous_Natural Gas_Pool Heater_E3 | F2 | Commercial | Miscellaneous | Existing | Miscellaneous | Natural Gas | Pool Heater | E3 | TRC BC Ratio | 0 | 0 | 0 | 0 | 0 | 0 | 0 | 0 | 0 | 0 | 0 | 0 | 0 | 0 | 0 | 0 | 0 | 0 | 0 | 0 | 0 | 0 | 0 | 0 | 0 | 0 | 0
F2_Commercial_Miscellaneous_Existing_Miscellaneous_Natural Gas_Pool Heater_E4 | F2 | Commercial | Miscellaneous | Existing | Miscellaneous | Natural Gas | Pool Heater | E4 | TRC BC Ratio | 0 | 0 | 0 | 0 | 0 | 0 | 0 | 0 | 0 | 0 | 0 | 0 | 0 | 0 | 0 | 0 | 0 | 0 | 0 | 0 | 0 | 0 | 0 | 0 | 0 | 0 | 0
F2_Commercial_Miscellaneous_Existing_Miscellaneous_Natural Gas_Pool Heater_E5 | F2 | Commercial | Miscellaneous | Existing | Miscellaneous | Natural Gas | Pool Heater | E5 | TRC BC Ratio | 0 | 0 | 0 | 0 | 0 | 0 | 0 | 0 | 0 | 0 | 0 | 0 | 0 | 0 | 0 | 0 | 0 | 0 | 0 | 0 | 0 | 0 | 0 | 0 | 0 | 0 | 0
F2_Commercial_Miscellaneous_Existing_Miscellaneous_Natural Gas_Pool Heater_E6 | F2 | Commercial | Miscellaneous | Existing | Miscellaneous | Natural Gas | Pool Heater | E6 | TRC BC Ratio | 0 | 0 | 0 | 0 | 0 | 0 | 0 | 0 | 0 | 0 | 0 | 0 | 0 | 0 | 0 | 0 | 0 | 0 | 0 | 0 | 0 | 0 | 0 | 0 | 0 | 0 | 0
F2_Commercial_Miscellaneous_Existing_Miscellaneous_Natural Gas_Pool Heater_E7 | F2 | Commercial | Miscellaneous | Existing | Miscellaneous | Natural Gas | Pool Heater | E7 | TRC BC Ratio | 0 | 0 | 0 | 0 | 0 | 0 | 0 | 0 | 0 | 0 | 0 | 0 | 0 | 0 | 0 | 0 | 0 | 0 | 0 | 0 | 0 | 0 | 0 | 0 | 0 | 0 | 0
F2_Commercial_Miscellaneous_Existing_Miscellaneous_Natural Gas_Pool Heater_E8 | F2 | Commercial | Miscellaneous | Existing | Miscellaneous | Natural Gas | Pool Heater | E8 | TRC BC Ratio | 0 | 0 | 0 | 0 | 0 | 0 | 0 | 0 | 0 | 0 | 0 | 0 | 0 | 0 | 0 | 0 | 0 | 0 | 0 | 0 | 0 | 0 | 0 | 0 | 0 | 0 | 0
F2_Commercial_Miscellaneous_Existing_Miscellaneous_Natural Gas_Pool Heater_E9 | F2 | Commercial | Miscellaneous | Existing | Miscellaneous | Natural Gas | Pool Heater | E9 | TRC BC Ratio | 0 | 0 | 0 | 0 | 0 | 0 | 0 | 0 | 0 | 0 | 0 | 0 | 0 | 0 | 0 | 0 | 0 | 0 | 0 | 0 | 0 | 0 | 0 | 0 | 0 | 0 | 0
F2_Commercial_Miscellaneous_Existing_Miscellaneous_Natural Gas_Pool Heater_E10 | F2 | Commercial | Miscellaneous | Existing | Miscellaneous | Natural Gas | Pool Heater | E10 | TRC BC Ratio | 0 | 0 | 0 | 0 | 0 | 0 | 0 | 0 | 0 | 0 | 0 | 0 | 0 | 0 | 0 | 0 | 0 | 0 | 0 | 0 | 0 | 0 | 0 | 0 | 0 | 0 | 0
F3_Commercial_Miscellaneous_Existing_Miscellaneous_Natural Gas_Pool Heater_E1 | F3 | Commercial | Miscellaneous | Existing | Miscellaneous | Natural Gas | Pool Heater | E1 | PACT BC Ratio | bar: 2021 to 2047
F3_Commercial_Miscellaneous_Existing_Miscellaneous_Natural Gas_Pool Heater_E2 | F3 | Commercial | Miscellaneous | Existing | Miscellaneous | Natural Gas | Pool Heater | E2 | PACT BC Ratio | 1.0278 | 1.0011 | 0.9727 | 0.94395 | 0.93503 | 0.93908 | 0.95126 | 0.96777 | 0.98608 | 1.0048 | 1.0242 | 1.0442 | 1.0655 | 1.0865 | 1.1063 | 1.1214 | 1.1271 | 1.1193 | 1.0951 | 1.0539 | 0.99781 | 0.92962 | 0.86885 | 0.82883 | 0.81042 | 0.8144 | 0.81839
F3_Commercial_Miscellaneous_Existing_Miscellaneous_Natural Gas_Pool Heater_E3 | F3 | Commercial | Miscellaneous | Existing | Miscellaneous | Natural Gas | Pool Heater | E3 | PACT BC Ratio | 0 | 0 | 0 | 0 | 0 | 0 | 0 | 0 | 0 | 0 | 0 | 0 | 0 | 0 | 0 | 0 | 0 | 0 | 0 | 0 | 0 | 0 | 0 | 0 | 0 | 0 | 0
F3_Commercial_Miscellaneous_Existing_Miscellaneous_Natural Gas_Pool Heater_E4 | F3 | Commercial | Miscellaneous | Existing | Miscellaneous | Natural Gas | Pool Heater | E4 | PACT BC Ratio | 0 | 0 | 0 | 0 | 0 | 0 | 0 | 0 | 0 | 0 | 0 | 0 | 0 | 0 | 0 | 0 | 0 | 0 | 0 | 0 | 0 | 0 | 0 | 0 | 0 | 0 | 0
F3_Commercial_Miscellaneous_Existing_Miscellaneous_Natural Gas_Pool Heater_E5 | F3 | Commercial | Miscellaneous | Existing | Miscellaneous | Natural Gas | Pool Heater | E5 | PACT BC Ratio | 0 | 0 | 0 | 0 | 0 | 0 | 0 | 0 | 0 | 0 | 0 | 0 | 0 | 0 | 0 | 0 | 0 | 0 | 0 | 0 | 0 | 0 | 0 | 0 | 0 | 0 | 0
F3_Commercial_Miscellaneous_Existing_Miscellaneous_Natural Gas_Pool Heater_E6 | F3 | Commercial | Miscellaneous | Existing | Miscellaneous | Natural Gas | Pool Heater | E6 | PACT BC Ratio | 0 | 0 | 0 | 0 | 0 | 0 | 0 | 0 | 0 | 0 | 0 | 0 | 0 | 0 | 0 | 0 | 0 | 0 | 0 | 0 | 0 | 0 | 0 | 0 | 0 | 0 | 0
F3_Commercial_Miscellaneous_Existing_Miscellaneous_Natural Gas_Pool Heater_E7 | F3 | Commercial | Miscellaneous | Existing | Miscellaneous | Natural Gas | Pool Heater | E7 | PACT BC Ratio | 0 | 0 | 0 | 0 | 0 | 0 | 0 | 0 | 0 | 0 | 0 | 0 | 0 | 0 | 0 | 0 | 0 | 0 | 0 | 0 | 0 | 0 | 0 | 0 | 0 | 0 | 0
F3_Commercial_Miscellaneous_Existing_Miscellaneous_Natural Gas_Pool Heater_E8 | F3 | Commercial | Miscellaneous | Existing | Miscellaneous | Natural Gas | Pool Heater | E8 | PACT BC Ratio | 0 | 0 | 0 | 0 | 0 | 0 | 0 | 0 | 0 | 0 | 0 | 0 | 0 | 0 | 0 | 0 | 0 | 0 | 0 | 0 | 0 | 0 | 0 | 0 | 0 | 0 | 0
F3_Commercial_Miscellaneous_Existing_Miscellaneous_Natural Gas_Pool Heater_E9 | F3 | Commercial | Miscellaneous | Existing | Miscellaneous | Natural Gas | Pool Heater | E9 | PACT BC Ratio | 0 | 0 | 0 | 0 | 0 | 0 | 0 | 0 | 0 | 0 | 0 | 0 | 0 | 0 | 0 | 0 | 0 | 0 | 0 | 0 | 0 | 0 | 0 | 0 | 0 | 0 | 0
F3_Commercial_Miscellaneous_Existing_Miscellaneous_Natural Gas_Pool Heater_E10 | F3 | Commercial | Miscellaneous | Existing | Miscellaneous | Natural Gas | Pool Heater | E10 | PACT BC Ratio | 0 | 0 | 0 | 0 | 0 | 0 | 0 | 0 | 0 | 0 | 0 | 0 | 0 | 0 | 0 | 0 | 0 | 0 | 0 | 0 | 0 | 0 | 0 | 0 | 0 | 0 | 0
F4_Commercial_Miscellaneous_Existing_Miscellaneous_Natural Gas_Pool Heater_E1 | F4 | Commercial | Miscellaneous | Existing | Miscellaneous | Natural Gas | Pool Heater | E1 | RVT BC Ratio | bar: 2021 to 2047
F4_Commercial_Miscellaneous_Existing_Miscellaneous_Natural Gas_Pool Heater_E2 | F4 | Commercial | Miscellaneous | Existing | Miscellaneous | Natural Gas | Pool Heater | E2 | RVT BC Ratio | 0.7 | 0.7 | 0.7 | 0.7 | 0.7 | 0.7 | 0.7 | 0.7 | 0.7 | 0.7 | 0.7 | 0.7 | 0.7 | 0.7 | 0.7 | 0.7 | 0.7 | 0.7 | 0.7 | 0.7 | 0.7 | 0.7 | 0.7 | 0.7 | 0.7 | 0.7 | 0.7
F4_Commercial_Miscellaneous_Existing_Miscellaneous_Natural Gas_Pool Heater_E3 | F4 | Commercial | Miscellaneous | Existing | Miscellaneous | Natural Gas | Pool Heater | E3 | RVT BC Ratio | 0 | 0 | 0 | 0 | 0 | 0 | 0 | 0 | 0 | 0 | 0 | 0 | 0 | 0 | 0 | 0 | 0 | 0 | 0 | 0 | 0 | 0 | 0 | 0 | 0 | 0 | 0
F4_Commercial_Miscellaneous_Existing_Miscellaneous_Natural Gas_Pool Heater_E4 | F4 | Commercial | Miscellaneous | Existing | Miscellaneous | Natural Gas | Pool Heater | E4 | RVT BC Ratio | 0 | 0 | 0 | 0 | 0 | 0 | 0 | 0 | 0 | 0 | 0 | 0 | 0 | 0 | 0 | 0 | 0 | 0 | 0 | 0 | 0 | 0 | 0 | 0 | 0 | 0 | 0
F4_Commercial_Miscellaneous_Existing_Miscellaneous_Natural Gas_Pool Heater_E5 | F4 | Commercial | Miscellaneous | Existing | Miscellaneous | Natural Gas | Pool Heater | E5 | RVT BC Ratio | 0 | 0 | 0 | 0 | 0 | 0 | 0 | 0 | 0 | 0 | 0 | 0 | 0 | 0 | 0 | 0 | 0 | 0 | 0 | 0 | 0 | 0 | 0 | 0 | 0 | 0 | 0
F4_Commercial_Miscellaneous_Existing_Miscellaneous_Natural Gas_Pool Heater_E6 | F4 | Commercial | Miscellaneous | Existing | Miscellaneous | Natural Gas | Pool Heater | E6 | RVT BC Ratio | 0 | 0 | 0 | 0 | 0 | 0 | 0 | 0 | 0 | 0 | 0 | 0 | 0 | 0 | 0 | 0 | 0 | 0 | 0 | 0 | 0 | 0 | 0 | 0 | 0 | 0 | 0
F4_Commercial_Miscellaneous_Existing_Miscellaneous_Natural Gas_Pool Heater_E7 | F4 | Commercial | Miscellaneous | Existing | Miscellaneous | Natural Gas | Pool Heater | E7 | RVT BC Ratio | 0 | 0 | 0 | 0 | 0 | 0 | 0 | 0 | 0 | 0 | 0 | 0 | 0 | 0 | 0 | 0 | 0 | 0 | 0 | 0 | 0 | 0 | 0 | 0 | 0 | 0 | 0
F4_Commercial_Miscellaneous_Existing_Miscellaneous_Natural Gas_Pool Heater_E8 | F4 | Commercial | Miscellaneous | Existing | Miscellaneous | Natural Gas | Pool Heater | E8 | RVT BC Ratio | 0 | 0 | 0 | 0 | 0 | 0 | 0 | 0 | 0 | 0 | 0 | 0 | 0 | 0 | 0 | 0 | 0 | 0 | 0 | 0 | 0 | 0 | 0 | 0 | 0 | 0 | 0
F4_Commercial_Miscellaneous_Existing_Miscellaneous_Natural Gas_Pool Heater_E9 | F4 | Commercial | Miscellaneous | Existing | Miscellaneous | Natural Gas | Pool Heater | E9 | RVT BC Ratio | 0 | 0 | 0 | 0 | 0 | 0 | 0 | 0 | 0 | 0 | 0 | 0 | 0 | 0 | 0 | 0 | 0 | 0 | 0 | 0 | 0 | 0 | 0 | 0 | 0 | 0 | 0
F4_Commercial_Miscellaneous_Existing_Miscellaneous_Natural Gas_Pool Heater_E10 | F4 | Commercial | Miscellaneous | Existing | Miscellaneous | Natural Gas | Pool Heater | E10 | RVT BC Ratio | 0 | 0 | 0 | 0 | 0 | 0 | 0 | 0 | 0 | 0 | 0 | 0 | 0 | 0 | 0 | 0 | 0 | 0 | 0 | 0 | 0 | 0 | 0 | 0 | 0 | 0 | 0
F5_Commercial_Miscellaneous_Existing_Miscellaneous_Natural Gas_Pool Heater_E1 | F5 | Commercial | Miscellaneous | Existing | Miscellaneous | Natural Gas | Pool Heater | E1 | RIM BC Ratio | bar: 2021 to 2047
F5_Commercial_Miscellaneous_Existing_Miscellaneous_Natural Gas_Pool Heater_E2 | F5 | Commercial | Miscellaneous | Existing | Miscellaneous | Natural Gas | Pool Heater | E2 | RIM BC Ratio | 1.0278 | 1.0011 | 0.9727 | 0.94395 | 0.93503 | 0.93908 | 0.95126 | 0.96777 | 0.98608 | 1.0048 | 1.0242 | 1.0442 | 1.0655 | 1.0865 | 1.1063 | 1.1214 | 1.1271 | 1.1193 | 1.0951 | 1.0539 | 0.99781 | 0.92962 | 0.86885 | 0.82883 | 0.81042 | 0.8144 | 0.81839
F5_Commercial_Miscellaneous_Existing_Miscellaneous_Natural Gas_Pool Heater_E3 | F5 | Commercial | Miscellaneous | Existing | Miscellaneous | Natural Gas | Pool Heater | E3 | RIM BC Ratio | 0 | 0 | 0 | 0 | 0 | 0 | 0 | 0 | 0 | 0 | 0 | 0 | 0 | 0 | 0 | 0 | 0 | 0 | 0 | 0 | 0 | 0 | 0 | 0 | 0 | 0 | 0
F5_Commercial_Miscellaneous_Existing_Miscellaneous_Natural Gas_Pool Heater_E4 | F5 | Commercial | Miscellaneous | Existing | Miscellaneous | Natural Gas | Pool Heater | E4 | RIM BC Ratio | 0 | 0 | 0 | 0 | 0 | 0 | 0 | 0 | 0 | 0 | 0 | 0 | 0 | 0 | 0 | 0 | 0 | 0 | 0 | 0 | 0 | 0 | 0 | 0 | 0 | 0 | 0
F5_Commercial_Miscellaneous_Existing_Miscellaneous_Natural Gas_Pool Heater_E5 | F5 | Commercial | Miscellaneous | Existing | Miscellaneous | Natural Gas | Pool Heater | E5 | RIM BC Ratio | 0 | 0 | 0 | 0 | 0 | 0 | 0 | 0 | 0 | 0 | 0 | 0 | 0 | 0 | 0 | 0 | 0 | 0 | 0 | 0 | 0 | 0 | 0 | 0 | 0 | 0 | 0
F5_Commercial_Miscellaneous_Existing_Miscellaneous_Natural Gas_Pool Heater_E6 | F5 | Commercial | Miscellaneous | Existing | Miscellaneous | Natural Gas | Pool Heater | E6 | RIM BC Ratio | 0 | 0 | 0 | 0 | 0 | 0 | 0 | 0 | 0 | 0 | 0 | 0 | 0 | 0 | 0 | 0 | 0 | 0 | 0 | 0 | 0 | 0 | 0 | 0 | 0 | 0 | 0
F5_Commercial_Miscellaneous_Existing_Miscellaneous_Natural Gas_Pool Heater_E7 | F5 | Commercial | Miscellaneous | Existing | Miscellaneous | Natural Gas | Pool Heater | E7 | RIM BC Ratio | 0 | 0 | 0 | 0 | 0 | 0 | 0 | 0 | 0 | 0 | 0 | 0 | 0 | 0 | 0 | 0 | 0 | 0 | 0 | 0 | 0 | 0 | 0 | 0 | 0 | 0 | 0
F5_Commercial_Miscellaneous_Existing_Miscellaneous_Natural Gas_Pool Heater_E8 | F5 | Commercial | Miscellaneous | Existing | Miscellaneous | Natural Gas | Pool Heater | E8 | RIM BC Ratio | 0 | 0 | 0 | 0 | 0 | 0 | 0 | 0 | 0 | 0 | 0 | 0 | 0 | 0 | 0 | 0 | 0 | 0 | 0 | 0 | 0 | 0 | 0 | 0 | 0 | 0 | 0
F5_Commercial_Miscellaneous_Existing_Miscellaneous_Natural Gas_Pool Heater_E9 | F5 | Commercial | Miscellaneous | Existing | Miscellaneous | Natural Gas | Pool Heater | E9 | RIM BC Ratio | 0 | 0 | 0 | 0 | 0 | 0 | 0 | 0 | 0 | 0 | 0 | 0 | 0 | 0 | 0 | 0 | 0 | 0 | 0 | 0 | 0 | 0 | 0 | 0 | 0 | 0 | 0
F5_Commercial_Miscellaneous_Existing_Miscellaneous_Natural Gas_Pool Heater_E10 | F5 | Commercial | Miscellaneous | Existing | Miscellaneous | Natural Gas | Pool Heater | E10 | RIM BC Ratio | 0 | 0 | 0 | 0 | 0 | 0 | 0 | 0 | 0 | 0 | 0 | 0 | 0 | 0 | 0 | 0 | 0 | 0 | 0 | 0 | 0 | 0 | 0 | 0 | 0 | 0 | 0
F0_Commercial_Miscellaneous_Existing_Miscellaneous_Natural Gas_Miscellaneous_E0 | F0 | Commercial | Miscellaneous | Existing | Miscellaneous | Natural Gas | Miscellaneous | E0 | Economic Unit | Miscellaneous | Miscellaneous | Miscellaneous | Miscellaneous | Miscellaneous | Miscellaneous | Miscellaneous | Miscellaneous | Miscellaneous | Miscellaneous | Miscellaneous | Miscellaneous | Miscellaneous | Miscellaneous | Miscellaneous | Miscellaneous | Miscellaneous | Miscellaneous | Miscellaneous | Miscellaneous | Miscellaneous | Miscellaneous | Miscellaneous | Miscellaneous | Miscellaneous | Miscellaneous | Miscellaneous
F1_Commercial_Miscellaneous_Existing_Miscellaneous_Natural Gas_Miscellaneous_E1 | F1 | Commercial | Miscellaneous | Existing | Miscellaneous | Natural Gas | Miscellaneous | E1 | CCE | 0 | 0 | 0 | 0 | 0 | 0 | 0 | 0 | 0 | 0 | 0 | 0 | 0 | 0 | 0 | 0 | 0 | 0 | 0 | 0 | 0 | 0 | 0 | 0 | 0 | 0 | 0
F1_Commercial_Miscellaneous_Existing_Miscellaneous_Natural Gas_Miscellaneous_E2 | F1 | Commercial | Miscellaneous | Existing | Miscellaneous | Natural Gas | Miscellaneous | E2 | CCE | 0 | 0 | 0 | 0 | 0 | 0 | 0 | 0 | 0 | 0 | 0 | 0 | 0 | 0 | 0 | 0 | 0 | 0 | 0 | 0 | 0 | 0 | 0 | 0 | 0 | 0 | 0
F1_Commercial_Miscellaneous_Existing_Miscellaneous_Natural Gas_Miscellaneous_E3 | F1 | Commercial | Miscellaneous | Existing | Miscellaneous | Natural Gas | Miscellaneous | E3 | CCE | 0 | 0 | 0 | 0 | 0 | 0 | 0 | 0 | 0 | 0 | 0 | 0 | 0 | 0 | 0 | 0 | 0 | 0 | 0 | 0 | 0 | 0 | 0 | 0 | 0 | 0 | 0
F1_Commercial_Miscellaneous_Existing_Miscellaneous_Natural Gas_Miscellaneous_E4 | F1 | Commercial | Miscellaneous | Existing | Miscellaneous | Natural Gas | Miscellaneous | E4 | CCE | 0 | 0 | 0 | 0 | 0 | 0 | 0 | 0 | 0 | 0 | 0 | 0 | 0 | 0 | 0 | 0 | 0 | 0 | 0 | 0 | 0 | 0 | 0 | 0 | 0 | 0 | 0
F1_Commercial_Miscellaneous_Existing_Miscellaneous_Natural Gas_Miscellaneous_E5 | F1 | Commercial | Miscellaneous | Existing | Miscellaneous | Natural Gas | Miscellaneous | E5 | CCE | 0 | 0 | 0 | 0 | 0 | 0 | 0 | 0 | 0 | 0 | 0 | 0 | 0 | 0 | 0 | 0 | 0 | 0 | 0 | 0 | 0 | 0 | 0 | 0 | 0 | 0 | 0
F1_Commercial_Miscellaneous_Existing_Miscellaneous_Natural Gas_Miscellaneous_E6 | F1 | Commercial | Miscellaneous | Existing | Miscellaneous | Natural Gas | Miscellaneous | E6 | CCE | 0 | 0 | 0 | 0 | 0 | 0 | 0 | 0 | 0 | 0 | 0 | 0 | 0 | 0 | 0 | 0 | 0 | 0 | 0 | 0 | 0 | 0 | 0 | 0 | 0 | 0 | 0
F1_Commercial_Miscellaneous_Existing_Miscellaneous_Natural Gas_Miscellaneous_E7 | F1 | Commercial | Miscellaneous | Existing | Miscellaneous | Natural Gas | Miscellaneous | E7 | CCE | 0 | 0 | 0 | 0 | 0 | 0 | 0 | 0 | 0 | 0 | 0 | 0 | 0 | 0 | 0 | 0 | 0 | 0 | 0 | 0 | 0 | 0 | 0 | 0 | 0 | 0 | 0
F1_Commercial_Miscellaneous_Existing_Miscellaneous_Natural Gas_Miscellaneous_E8 | F1 | Commercial | Miscellaneous | Existing | Miscellaneous | Natural Gas | Miscellaneous | E8 | CCE | 0 | 0 | 0 | 0 | 0 | 0 | 0 | 0 | 0 | 0 | 0 | 0 | 0 | 0 | 0 | 0 | 0 | 0 | 0 | 0 | 0 | 0 | 0 | 0 | 0 | 0 | 0
F1_Commercial_Miscellaneous_Existing_Miscellaneous_Natural Gas_Miscellaneous_E9 | F1 | Commercial | Miscellaneous | Existing | Miscellaneous | Natural Gas | Miscellaneous | E9 | CCE | 0 | 0 | 0 | 0 | 0 | 0 | 0 | 0 | 0 | 0 | 0 | 0 | 0 | 0 | 0 | 0 | 0 | 0 | 0 | 0 | 0 | 0 | 0 | 0 | 0 | 0 | 0
F1_Commercial_Miscellaneous_Existing_Miscellaneous_Natural Gas_Miscellaneous_E10 | F1 | Commercial | Miscellaneous | Existing | Miscellaneous | Natural Gas | Miscellaneous | E10 | CCE | 0 | 0 | 0 | 0 | 0 | 0 | 0 | 0 | 0 | 0 | 0 | 0 | 0 | 0 | 0 | 0 | 0 | 0 | 0 | 0 | 0 | 0 | 0 | 0 | 0 | 0 | 0
F2_Commercial_Miscellaneous_Existing_Miscellaneous_Natural Gas_Miscellaneous_E1 | F2 | Commercial | Miscellaneous | Existing | Miscellaneous | Natural Gas | Miscellaneous | E1 | TRC BC Ratio | bar: 2021 to 2047
F2_Commercial_Miscellaneous_Existing_Miscellaneous_Natural Gas_Miscellaneous_E2 | F2 | Commercial | Miscellaneous | Existing | Miscellaneous | Natural Gas | Miscellaneous | E2 | TRC BC Ratio | 0 | 0 | 0 | 0 | 0 | 0 | 0 | 0 | 0 | 0 | 0 | 0 | 0 | 0 | 0 | 0 | 0 | 0 | 0 | 0 | 0 | 0 | 0 | 0 | 0 | 0 | 0
F2_Commercial_Miscellaneous_Existing_Miscellaneous_Natural Gas_Miscellaneous_E3 | F2 | Commercial | Miscellaneous | Existing | Miscellaneous | Natural Gas | Miscellaneous | E3 | TRC BC Ratio | 0 | 0 | 0 | 0 | 0 | 0 | 0 | 0 | 0 | 0 | 0 | 0 | 0 | 0 | 0 | 0 | 0 | 0 | 0 | 0 | 0 | 0 | 0 | 0 | 0 | 0 | 0
F2_Commercial_Miscellaneous_Existing_Miscellaneous_Natural Gas_Miscellaneous_E4 | F2 | Commercial | Miscellaneous | Existing | Miscellaneous | Natural Gas | Miscellaneous | E4 | TRC BC Ratio | 0 | 0 | 0 | 0 | 0 | 0 | 0 | 0 | 0 | 0 | 0 | 0 | 0 | 0 | 0 | 0 | 0 | 0 | 0 | 0 | 0 | 0 | 0 | 0 | 0 | 0 | 0
F2_Commercial_Miscellaneous_Existing_Miscellaneous_Natural Gas_Miscellaneous_E5 | F2 | Commercial | Miscellaneous | Existing | Miscellaneous | Natural Gas | Miscellaneous | E5 | TRC BC Ratio | 0 | 0 | 0 | 0 | 0 | 0 | 0 | 0 | 0 | 0 | 0 | 0 | 0 | 0 | 0 | 0 | 0 | 0 | 0 | 0 | 0 | 0 | 0 | 0 | 0 | 0 | 0
F2_Commercial_Miscellaneous_Existing_Miscellaneous_Natural Gas_Miscellaneous_E6 | F2 | Commercial | Miscellaneous | Existing | Miscellaneous | Natural Gas | Miscellaneous | E6 | TRC BC Ratio | 0 | 0 | 0 | 0 | 0 | 0 | 0 | 0 | 0 | 0 | 0 | 0 | 0 | 0 | 0 | 0 | 0 | 0 | 0 | 0 | 0 | 0 | 0 | 0 | 0 | 0 | 0
F2_Commercial_Miscellaneous_Existing_Miscellaneous_Natural Gas_Miscellaneous_E7 | F2 | Commercial | Miscellaneous | Existing | Miscellaneous | Natural Gas | Miscellaneous | E7 | TRC BC Ratio | 0 | 0 | 0 | 0 | 0 | 0 | 0 | 0 | 0 | 0 | 0 | 0 | 0 | 0 | 0 | 0 | 0 | 0 | 0 | 0 | 0 | 0 | 0 | 0 | 0 | 0 | 0
F2_Commercial_Miscellaneous_Existing_Miscellaneous_Natural Gas_Miscellaneous_E8 | F2 | Commercial | Miscellaneous | Existing | Miscellaneous | Natural Gas | Miscellaneous | E8 | TRC BC Ratio | 0 | 0 | 0 | 0 | 0 | 0 | 0 | 0 | 0 | 0 | 0 | 0 | 0 | 0 | 0 | 0 | 0 | 0 | 0 | 0 | 0 | 0 | 0 | 0 | 0 | 0 | 0
F2_Commercial_Miscellaneous_Existing_Miscellaneous_Natural Gas_Miscellaneous_E9 | F2 | Commercial | Miscellaneous | Existing | Miscellaneous | Natural Gas | Miscellaneous | E9 | TRC BC Ratio | 0 | 0 | 0 | 0 | 0 | 0 | 0 | 0 | 0 | 0 | 0 | 0 | 0 | 0 | 0 | 0 | 0 | 0 | 0 | 0 | 0 | 0 | 0 | 0 | 0 | 0 | 0
F2_Commercial_Miscellaneous_Existing_Miscellaneous_Natural Gas_Miscellaneous_E10 | F2 | Commercial | Miscellaneous | Existing | Miscellaneous | Natural Gas | Miscellaneous | E10 | TRC BC Ratio | 0 | 0 | 0 | 0 | 0 | 0 | 0 | 0 | 0 | 0 | 0 | 0 | 0 | 0 | 0 | 0 | 0 | 0 | 0 | 0 | 0 | 0 | 0 | 0 | 0 | 0 | 0
F3_Commercial_Miscellaneous_Existing_Miscellaneous_Natural Gas_Miscellaneous_E1 | F3 | Commercial | Miscellaneous | Existing | Miscellaneous | Natural Gas | Miscellaneous | E1 | PACT BC Ratio | bar: 2021 to 2047
F3_Commercial_Miscellaneous_Existing_Miscellaneous_Natural Gas_Miscellaneous_E2 | F3 | Commercial | Miscellaneous | Existing | Miscellaneous | Natural Gas | Miscellaneous | E2 | PACT BC Ratio | 0 | 0 | 0 | 0 | 0 | 0 | 0 | 0 | 0 | 0 | 0 | 0 | 0 | 0 | 0 | 0 | 0 | 0 | 0 | 0 | 0 | 0 | 0 | 0 | 0 | 0 | 0
F3_Commercial_Miscellaneous_Existing_Miscellaneous_Natural Gas_Miscellaneous_E3 | F3 | Commercial | Miscellaneous | Existing | Miscellaneous | Natural Gas | Miscellaneous | E3 | PACT BC Ratio | 0 | 0 | 0 | 0 | 0 | 0 | 0 | 0 | 0 | 0 | 0 | 0 | 0 | 0 | 0 | 0 | 0 | 0 | 0 | 0 | 0 | 0 | 0 | 0 | 0 | 0 | 0
F3_Commercial_Miscellaneous_Existing_Miscellaneous_Natural Gas_Miscellaneous_E4 | F3 | Commercial | Miscellaneous | Existing | Miscellaneous | Natural Gas | Miscellaneous | E4 | PACT BC Ratio | 0 | 0 | 0 | 0 | 0 | 0 | 0 | 0 | 0 | 0 | 0 | 0 | 0 | 0 | 0 | 0 | 0 | 0 | 0 | 0 | 0 | 0 | 0 | 0 | 0 | 0 | 0
F3_Commercial_Miscellaneous_Existing_Miscellaneous_Natural Gas_Miscellaneous_E5 | F3 | Commercial | Miscellaneous | Existing | Miscellaneous | Natural Gas | Miscellaneous | E5 | PACT BC Ratio | 0 | 0 | 0 | 0 | 0 | 0 | 0 | 0 | 0 | 0 | 0 | 0 | 0 | 0 | 0 | 0 | 0 | 0 | 0 | 0 | 0 | 0 | 0 | 0 | 0 | 0 | 0
F3_Commercial_Miscellaneous_Existing_Miscellaneous_Natural Gas_Miscellaneous_E6 | F3 | Commercial | Miscellaneous | Existing | Miscellaneous | Natural Gas | Miscellaneous | E6 | PACT BC Ratio | 0 | 0 | 0 | 0 | 0 | 0 | 0 | 0 | 0 | 0 | 0 | 0 | 0 | 0 | 0 | 0 | 0 | 0 | 0 | 0 | 0 | 0 | 0 | 0 | 0 | 0 | 0
F3_Commercial_Miscellaneous_Existing_Miscellaneous_Natural Gas_Miscellaneous_E7 | F3 | Commercial | Miscellaneous | Existing | Miscellaneous | Natural Gas | Miscellaneous | E7 | PACT BC Ratio | 0 | 0 | 0 | 0 | 0 | 0 | 0 | 0 | 0 | 0 | 0 | 0 | 0 | 0 | 0 | 0 | 0 | 0 | 0 | 0 | 0 | 0 | 0 | 0 | 0 | 0 | 0
F3_Commercial_Miscellaneous_Existing_Miscellaneous_Natural Gas_Miscellaneous_E8 | F3 | Commercial | Miscellaneous | Existing | Miscellaneous | Natural Gas | Miscellaneous | E8 | PACT BC Ratio | 0 | 0 | 0 | 0 | 0 | 0 | 0 | 0 | 0 | 0 | 0 | 0 | 0 | 0 | 0 | 0 | 0 | 0 | 0 | 0 | 0 | 0 | 0 | 0 | 0 | 0 | 0
F3_Commercial_Miscellaneous_Existing_Miscellaneous_Natural Gas_Miscellaneous_E9 | F3 | Commercial | Miscellaneous | Existing | Miscellaneous | Natural Gas | Miscellaneous | E9 | PACT BC Ratio | 0 | 0 | 0 | 0 | 0 | 0 | 0 | 0 | 0 | 0 | 0 | 0 | 0 | 0 | 0 | 0 | 0 | 0 | 0 | 0 | 0 | 0 | 0 | 0 | 0 | 0 | 0
F3_Commercial_Miscellaneous_Existing_Miscellaneous_Natural Gas_Miscellaneous_E10 | F3 | Commercial | Miscellaneous | Existing | Miscellaneous | Natural Gas | Miscellaneous | E10 | PACT BC Ratio | 0 | 0 | 0 | 0 | 0 | 0 | 0 | 0 | 0 | 0 | 0 | 0 | 0 | 0 | 0 | 0 | 0 | 0 | 0 | 0 | 0 | 0 | 0 | 0 | 0 | 0 | 0
F4_Commercial_Miscellaneous_Existing_Miscellaneous_Natural Gas_Miscellaneous_E1 | F4 | Commercial | Miscellaneous | Existing | Miscellaneous | Natural Gas | Miscellaneous | E1 | RVT BC Ratio | bar: 2021 to 2047
F4_Commercial_Miscellaneous_Existing_Miscellaneous_Natural Gas_Miscellaneous_E2 | F4 | Commercial | Miscellaneous | Existing | Miscellaneous | Natural Gas | Miscellaneous | E2 | RVT BC Ratio | 0 | 0 | 0 | 0 | 0 | 0 | 0 | 0 | 0 | 0 | 0 | 0 | 0 | 0 | 0 | 0 | 0 | 0 | 0 | 0 | 0 | 0 | 0 | 0 | 0 | 0 | 0
F4_Commercial_Miscellaneous_Existing_Miscellaneous_Natural Gas_Miscellaneous_E3 | F4 | Commercial | Miscellaneous | Existing | Miscellaneous | Natural Gas | Miscellaneous | E3 | RVT BC Ratio | 0 | 0 | 0 | 0 | 0 | 0 | 0 | 0 | 0 | 0 | 0 | 0 | 0 | 0 | 0 | 0 | 0 | 0 | 0 | 0 | 0 | 0 | 0 | 0 | 0 | 0 | 0
F4_Commercial_Miscellaneous_Existing_Miscellaneous_Natural Gas_Miscellaneous_E4 | F4 | Commercial | Miscellaneous | Existing | Miscellaneous | Natural Gas | Miscellaneous | E4 | RVT BC Ratio | 0 | 0 | 0 | 0 | 0 | 0 | 0 | 0 | 0 | 0 | 0 | 0 | 0 | 0 | 0 | 0 | 0 | 0 | 0 | 0 | 0 | 0 | 0 | 0 | 0 | 0 | 0
F4_Commercial_Miscellaneous_Existing_Miscellaneous_Natural Gas_Miscellaneous_E5 | F4 | Commercial | Miscellaneous | Existing | Miscellaneous | Natural Gas | Miscellaneous | E5 | RVT BC Ratio | 0 | 0 | 0 | 0 | 0 | 0 | 0 | 0 | 0 | 0 | 0 | 0 | 0 | 0 | 0 | 0 | 0 | 0 | 0 | 0 | 0 | 0 | 0 | 0 | 0 | 0 | 0
F4_Commercial_Miscellaneous_Existing_Miscellaneous_Natural Gas_Miscellaneous_E6 | F4 | Commercial | Miscellaneous | Existing | Miscellaneous | Natural Gas | Miscellaneous | E6 | RVT BC Ratio | 0 | 0 | 0 | 0 | 0 | 0 | 0 | 0 | 0 | 0 | 0 | 0 | 0 | 0 | 0 | 0 | 0 | 0 | 0 | 0 | 0 | 0 | 0 | 0 | 0 | 0 | 0
F4_Commercial_Miscellaneous_Existing_Miscellaneous_Natural Gas_Miscellaneous_E7 | F4 | Commercial | Miscellaneous | Existing | Miscellaneous | Natural Gas | Miscellaneous | E7 | RVT BC Ratio | 0 | 0 | 0 | 0 | 0 | 0 | 0 | 0 | 0 | 0 | 0 | 0 | 0 | 0 | 0 | 0 | 0 | 0 | 0 | 0 | 0 | 0 | 0 | 0 | 0 | 0 | 0
F4_Commercial_Miscellaneous_Existing_Miscellaneous_Natural Gas_Miscellaneous_E8 | F4 | Commercial | Miscellaneous | Existing | Miscellaneous | Natural Gas | Miscellaneous | E8 | RVT BC Ratio | 0 | 0 | 0 | 0 | 0 | 0 | 0 | 0 | 0 | 0 | 0 | 0 | 0 | 0 | 0 | 0 | 0 | 0 | 0 | 0 | 0 | 0 | 0 | 0 | 0 | 0 | 0
F4_Commercial_Miscellaneous_Existing_Miscellaneous_Natural Gas_Miscellaneous_E9 | F4 | Commercial | Miscellaneous | Existing | Miscellaneous | Natural Gas | Miscellaneous | E9 | RVT BC Ratio | 0 | 0 | 0 | 0 | 0 | 0 | 0 | 0 | 0 | 0 | 0 | 0 | 0 | 0 | 0 | 0 | 0 | 0 | 0 | 0 | 0 | 0 | 0 | 0 | 0 | 0 | 0
F4_Commercial_Miscellaneous_Existing_Miscellaneous_Natural Gas_Miscellaneous_E10 | F4 | Commercial | Miscellaneous | Existing | Miscellaneous | Natural Gas | Miscellaneous | E10 | RVT BC Ratio | 0 | 0 | 0 | 0 | 0 | 0 | 0 | 0 | 0 | 0 | 0 | 0 | 0 | 0 | 0 | 0 | 0 | 0 | 0 | 0 | 0 | 0 | 0 | 0 | 0 | 0 | 0
F5_Commercial_Miscellaneous_Existing_Miscellaneous_Natural Gas_Miscellaneous_E1 | F5 | Commercial | Miscellaneous | Existing | Miscellaneous | Natural Gas | Miscellaneous | E1 | RIM BC Ratio | bar: 2021 to 2047
F5_Commercial_Miscellaneous_Existing_Miscellaneous_Natural Gas_Miscellaneous_E2 | F5 | Commercial | Miscellaneous | Existing | Miscellaneous | Natural Gas | Miscellaneous | E2 | RIM BC Ratio | 0 | 0 | 0 | 0 | 0 | 0 | 0 | 0 | 0 | 0 | 0 | 0 | 0 | 0 | 0 | 0 | 0 | 0 | 0 | 0 | 0 | 0 | 0 | 0 | 0 | 0 | 0
F5_Commercial_Miscellaneous_Existing_Miscellaneous_Natural Gas_Miscellaneous_E3 | F5 | Commercial | Miscellaneous | Existing | Miscellaneous | Natural Gas | Miscellaneous | E3 | RIM BC Ratio | 0 | 0 | 0 | 0 | 0 | 0 | 0 | 0 | 0 | 0 | 0 | 0 | 0 | 0 | 0 | 0 | 0 | 0 | 0 | 0 | 0 | 0 | 0 | 0 | 0 | 0 | 0
F5_Commercial_Miscellaneous_Existing_Miscellaneous_Natural Gas_Miscellaneous_E4 | F5 | Commercial | Miscellaneous | Existing | Miscellaneous | Natural Gas | Miscellaneous | E4 | RIM BC Ratio | 0 | 0 | 0 | 0 | 0 | 0 | 0 | 0 | 0 | 0 | 0 | 0 | 0 | 0 | 0 | 0 | 0 | 0 | 0 | 0 | 0 | 0 | 0 | 0 | 0 | 0 | 0
F5_Commercial_Miscellaneous_Existing_Miscellaneous_Natural Gas_Miscellaneous_E5 | F5 | Commercial | Miscellaneous | Existing | Miscellaneous | Natural Gas | Miscellaneous | E5 | RIM BC Ratio | 0 | 0 | 0 | 0 | 0 | 0 | 0 | 0 | 0 | 0 | 0 | 0 | 0 | 0 | 0 | 0 | 0 | 0 | 0 | 0 | 0 | 0 | 0 | 0 | 0 | 0 | 0
F5_Commercial_Miscellaneous_Existing_Miscellaneous_Natural Gas_Miscellaneous_E6 | F5 | Commercial | Miscellaneous | Existing | Miscellaneous | Natural Gas | Miscellaneous | E6 | RIM BC Ratio | 0 | 0 | 0 | 0 | 0 | 0 | 0 | 0 | 0 | 0 | 0 | 0 | 0 | 0 | 0 | 0 | 0 | 0 | 0 | 0 | 0 | 0 | 0 | 0 | 0 | 0 | 0
F5_Commercial_Miscellaneous_Existing_Miscellaneous_Natural Gas_Miscellaneous_E7 | F5 | Commercial | Miscellaneous | Existing | Miscellaneous | Natural Gas | Miscellaneous | E7 | RIM BC Ratio | 0 | 0 | 0 | 0 | 0 | 0 | 0 | 0 | 0 | 0 | 0 | 0 | 0 | 0 | 0 | 0 | 0 | 0 | 0 | 0 | 0 | 0 | 0 | 0 | 0 | 0 | 0
F5_Commercial_Miscellaneous_Existing_Miscellaneous_Natural Gas_Miscellaneous_E8 | F5 | Commercial | Miscellaneous | Existing | Miscellaneous | Natural Gas | Miscellaneous | E8 | RIM BC Ratio | 0 | 0 | 0 | 0 | 0 | 0 | 0 | 0 | 0 | 0 | 0 | 0 | 0 | 0 | 0 | 0 | 0 | 0 | 0 | 0 | 0 | 0 | 0 | 0 | 0 | 0 | 0
F5_Commercial_Miscellaneous_Existing_Miscellaneous_Natural Gas_Miscellaneous_E9 | F5 | Commercial | Miscellaneous | Existing | Miscellaneous | Natural Gas | Miscellaneous | E9 | RIM BC Ratio | 0 | 0 | 0 | 0 | 0 | 0 | 0 | 0 | 0 | 0 | 0 | 0 | 0 | 0 | 0 | 0 | 0 | 0 | 0 | 0 | 0 | 0 | 0 | 0 | 0 | 0 | 0
F5_Commercial_Miscellaneous_Existing_Miscellaneous_Natural Gas_Miscellaneous_E10 | F5 | Commercial | Miscellaneous | Existing | Miscellaneous | Natural Gas | Miscellaneous | E10 | RIM BC Ratio | 0 | 0 | 0 | 0 | 0 | 0 | 0 | 0 | 0 | 0 | 0 | 0 | 0 | 0 | 0 | 0 | 0 | 0 | 0 | 0 | 0 | 0 | 0 | 0 | 0 | 0 | 0
F0_Commercial_Miscellaneous_New_Space Heating_Natural Gas_Furnace_E0 | F0 | Commercial | Miscellaneous | New | Space Heating | Natural Gas | Furnace | E0 | Economic Unit | AFUE 96% | AFUE 96% | AFUE 96% | AFUE 96% | AFUE 96% | AFUE 96% | AFUE 96% | AFUE 96% | AFUE 96% | AFUE 96% | AFUE 96% | AFUE 96% | AFUE 96% | AFUE 96% | AFUE 96% | AFUE 96% | AFUE 96% | AFUE 96% | AFUE 96% | AFUE 96% | AFUE 96% | AFUE 96% | AFUE 96% | AFUE 96% | AFUE 96% | AFUE 96% | AFUE 96%
F1_Commercial_Miscellaneous_New_Space Heating_Natural Gas_Furnace_E1 | F1 | Commercial | Miscellaneous | New | Space Heating | Natural Gas | Furnace | E1 | CCE | 0 | 0 | 0 | 0 | 0 | 0 | 0 | 0 | 0 | 0 | 0 | 0 | 0 | 0 | 0 | 0 | 0 | 0 | 0 | 0 | 0 | 0 | 0 | 0 | 0 | 0 | 0
F1_Commercial_Miscellaneous_New_Space Heating_Natural Gas_Furnace_E2 | F1 | Commercial | Miscellaneous | New | Space Heating | Natural Gas | Furnace | E2 | CCE | 0.0028382 | 0.0026382 | 0.0026485 | 0 | 0 | 0 | 0 | 0 | 0 | 0 | 0 | 0 | 0 | 0 | 0 | 0 | 0 | 0 | 0 | 0 | 0 | 0 | 0 | 0 | 0 | 0 | 0
F1_Commercial_Miscellaneous_New_Space Heating_Natural Gas_Furnace_E3 | F1 | Commercial | Miscellaneous | New | Space Heating | Natural Gas | Furnace | E3 | CCE | 0.0037843 | 0.0035176 | 0.0035313 | 0.005297 | 0.005297 | 0.005297 | 0.005297 | 0.005297 | 0.005297 | 0.005297 | 0.005297 | 0.005297 | 0.005297 | 0.005297 | 0.005297 | 0.005297 | 0.005297 | 0.005297 | 0.005297 | 0.005297 | 0.005297 | 0.005297 | 0.005297 | 0.005297 | 0.005297 | 0.005297 | 0.005297
F1_Commercial_Miscellaneous_New_Space Heating_Natural Gas_Furnace_E4 | F1 | Commercial | Miscellaneous | New | Space Heating | Natural Gas | Furnace | E4 | CCE | 0 | 0 | 0 | 0 | 0 | 0 | 0 | 0 | 0 | 0 | 0 | 0 | 0 | 0 | 0 | 0 | 0 | 0 | 0 | 0 | 0 | 0 | 0 | 0 | 0 | 0 | 0
F1_Commercial_Miscellaneous_New_Space Heating_Natural Gas_Furnace_E5 | F1 | Commercial | Miscellaneous | New | Space Heating | Natural Gas | Furnace | E5 | CCE | 0 | 0 | 0 | 0 | 0 | 0 | 0 | 0 | 0 | 0 | 0 | 0 | 0 | 0 | 0 | 0 | 0 | 0 | 0 | 0 | 0 | 0 | 0 | 0 | 0 | 0 | 0
F1_Commercial_Miscellaneous_New_Space Heating_Natural Gas_Furnace_E6 | F1 | Commercial | Miscellaneous | New | Space Heating | Natural Gas | Furnace | E6 | CCE | 0 | 0 | 0 | 0 | 0 | 0 | 0 | 0 | 0 | 0 | 0 | 0 | 0 | 0 | 0 | 0 | 0 | 0 | 0 | 0 | 0 | 0 | 0 | 0 | 0 | 0 | 0
F1_Commercial_Miscellaneous_New_Space Heating_Natural Gas_Furnace_E7 | F1 | Commercial | Miscellaneous | New | Space Heating | Natural Gas | Furnace | E7 | CCE | 0 | 0 | 0 | 0 | 0 | 0 | 0 | 0 | 0 | 0 | 0 | 0 | 0 | 0 | 0 | 0 | 0 | 0 | 0 | 0 | 0 | 0 | 0 | 0 | 0 | 0 | 0
F1_Commercial_Miscellaneous_New_Space Heating_Natural Gas_Furnace_E8 | F1 | Commercial | Miscellaneous | New | Space Heating | Natural Gas | Furnace | E8 | CCE | 0 | 0 | 0 | 0 | 0 | 0 | 0 | 0 | 0 | 0 | 0 | 0 | 0 | 0 | 0 | 0 | 0 | 0 | 0 | 0 | 0 | 0 | 0 | 0 | 0 | 0 | 0
F1_Commercial_Miscellaneous_New_Space Heating_Natural Gas_Furnace_E9 | F1 | Commercial | Miscellaneous | New | Space Heating | Natural Gas | Furnace | E9 | CCE | 0 | 0 | 0 | 0 | 0 | 0 | 0 | 0 | 0 | 0 | 0 | 0 | 0 | 0 | 0 | 0 | 0 | 0 | 0 | 0 | 0 | 0 | 0 | 0 | 0 | 0 | 0
F1_Commercial_Miscellaneous_New_Space Heating_Natural Gas_Furnace_E10 | F1 | Commercial | Miscellaneous | New | Space Heating | Natural Gas | Furnace | E10 | CCE | 0 | 0 | 0 | 0 | 0 | 0 | 0 | 0 | 0 | 0 | 0 | 0 | 0 | 0 | 0 | 0 | 0 | 0 | 0 | 0 | 0 | 0 | 0 | 0 | 0 | 0 | 0
F2_Commercial_Miscellaneous_New_Space Heating_Natural Gas_Furnace_E1 | F2 | Commercial | Miscellaneous | New | Space Heating | Natural Gas | Furnace | E1 | TRC BC Ratio | 1 | 1 | 1 | 0 | 0 | 0 | 0 | 0 | 0 | 0 | 0 | 0 | 0 | 0 | 0 | 0 | 0 | 0 | 0 | 0 | 0 | 0 | 0 | 0 | 0 | 0 | 0
F2_Commercial_Miscellaneous_New_Space Heating_Natural Gas_Furnace_E2 | F2 | Commercial | Miscellaneous | New | Space Heating | Natural Gas | Furnace | E2 | TRC BC Ratio | 5.472 | 5.4398 | 5.364 | 1 | 1 | 1 | 1 | 1 | 1 | 1 | 1 | 1 | 1 | 1 | 1 | 1 | 1 | 1 | 1 | 1 | 1 | 1 | 1 | 1 | 1 | 1 | 1
F2_Commercial_Miscellaneous_New_Space Heating_Natural Gas_Furnace_E3 | F2 | Commercial | Miscellaneous | New | Space Heating | Natural Gas | Furnace | E3 | TRC BC Ratio | 4.104 | 4.0799 | 4.023 | 2.641 | 2.6297 | 2.628 | 2.6332 | 2.6402 | 2.6457 | 2.6484 | 2.6481 | 2.6447 | 2.637 | 2.6231 | 2.6031 | 2.5781 | 2.5458 | 2.5077 | 2.4623 | 2.4081 | 2.3436 | 2.2703 | 2.2098 | 2.1718 | 2.1574 | 2.168 | 2.1786
F2_Commercial_Miscellaneous_New_Space Heating_Natural Gas_Furnace_E4 | F2 | Commercial | Miscellaneous | New | Space Heating | Natural Gas | Furnace | E4 | TRC BC Ratio | 0 | 0 | 0 | 0 | 0 | 0 | 0 | 0 | 0 | 0 | 0 | 0 | 0 | 0 | 0 | 0 | 0 | 0 | 0 | 0 | 0 | 0 | 0 | 0 | 0 | 0 | 0
F2_Commercial_Miscellaneous_New_Space Heating_Natural Gas_Furnace_E5 | F2 | Commercial | Miscellaneous | New | Space Heating | Natural Gas | Furnace | E5 | TRC BC Ratio | 0 | 0 | 0 | 0 | 0 | 0 | 0 | 0 | 0 | 0 | 0 | 0 | 0 | 0 | 0 | 0 | 0 | 0 | 0 | 0 | 0 | 0 | 0 | 0 | 0 | 0 | 0
F2_Commercial_Miscellaneous_New_Space Heating_Natural Gas_Furnace_E6 | F2 | Commercial | Miscellaneous | New | Space Heating | Natural Gas | Furnace | E6 | TRC BC Ratio | 0 | 0 | 0 | 0 | 0 | 0 | 0 | 0 | 0 | 0 | 0 | 0 | 0 | 0 | 0 | 0 | 0 | 0 | 0 | 0 | 0 | 0 | 0 | 0 | 0 | 0 | 0
F2_Commercial_Miscellaneous_New_Space Heating_Natural Gas_Furnace_E7 | F2 | Commercial | Miscellaneous | New | Space Heating | Natural Gas | Furnace | E7 | TRC BC Ratio | 0 | 0 | 0 | 0 | 0 | 0 | 0 | 0 | 0 | 0 | 0 | 0 | 0 | 0 | 0 | 0 | 0 | 0 | 0 | 0 | 0 | 0 | 0 | 0 | 0 | 0 | 0
F2_Commercial_Miscellaneous_New_Space Heating_Natural Gas_Furnace_E8 | F2 | Commercial | Miscellaneous | New | Space Heating | Natural Gas | Furnace | E8 | TRC BC Ratio | 0 | 0 | 0 | 0 | 0 | 0 | 0 | 0 | 0 | 0 | 0 | 0 | 0 | 0 | 0 | 0 | 0 | 0 | 0 | 0 | 0 | 0 | 0 | 0 | 0 | 0 | 0
F2_Commercial_Miscellaneous_New_Space Heating_Natural Gas_Furnace_E9 | F2 | Commercial | Miscellaneous | New | Space Heating | Natural Gas | Furnace | E9 | TRC BC Ratio | 0 | 0 | 0 | 0 | 0 | 0 | 0 | 0 | 0 | 0 | 0 | 0 | 0 | 0 | 0 | 0 | 0 | 0 | 0 | 0 | 0 | 0 | 0 | 0 | 0 | 0 | 0
F2_Commercial_Miscellaneous_New_Space Heating_Natural Gas_Furnace_E10 | F2 | Commercial | Miscellaneous | New | Space Heating | Natural Gas | Furnace | E10 | TRC BC Ratio | 0 | 0 | 0 | 0 | 0 | 0 | 0 | 0 | 0 | 0 | 0 | 0 | 0 | 0 | 0 | 0 | 0 | 0 | 0 | 0 | 0 | 0 | 0 | 0 | 0 | 0 | 0
F3_Commercial_Miscellaneous_New_Space Heating_Natural Gas_Furnace_E1 | F3 | Commercial | Miscellaneous | New | Space Heating | Natural Gas | Furnace | E1 | PACT BC Ratio | 1 | 1 | 1 | 0 | 0 | 0 | 0 | 0 | 0 | 0 | 0 | 0 | 0 | 0 | 0 | 0 | 0 | 0 | 0 | 0 | 0 | 0 | 0 | 0 | 0 | 0 | 0
F3_Commercial_Miscellaneous_New_Space Heating_Natural Gas_Furnace_E2 | F3 | Commercial | Miscellaneous | New | Space Heating | Natural Gas | Furnace | E2 | PACT BC Ratio | 7.2 | 7.1577 | 7.0578 | 1 | 1 | 1 | 1 | 1 | 1 | 1 | 1 | 1 | 1 | 1 | 1 | 1 | 1 | 1 | 1 | 1 | 1 | 1 | 1 | 1 | 1 | 1 | 1
F3_Commercial_Miscellaneous_New_Space Heating_Natural Gas_Furnace_E3 | F3 | Commercial | Miscellaneous | New | Space Heating | Natural Gas | Furnace | E3 | PACT BC Ratio | 5.4 | 5.3682 | 5.2934 | 3.475 | 3.4601 | 3.4579 | 3.4647 | 3.474 | 3.4812 | 3.4847 | 3.4844 | 3.4798 | 3.4697 | 3.4515 | 3.4252 | 3.3922 | 3.3497 | 3.2996 | 3.2398 | 3.1685 | 3.0837 | 2.9872 | 2.9076 | 2.8576 | 2.8387 | 2.8526 | 2.8666
F3_Commercial_Miscellaneous_New_Space Heating_Natural Gas_Furnace_E4 | F3 | Commercial | Miscellaneous | New | Space Heating | Natural Gas | Furnace | E4 | PACT BC Ratio | 0 | 0 | 0 | 0 | 0 | 0 | 0 | 0 | 0 | 0 | 0 | 0 | 0 | 0 | 0 | 0 | 0 | 0 | 0 | 0 | 0 | 0 | 0 | 0 | 0 | 0 | 0
F3_Commercial_Miscellaneous_New_Space Heating_Natural Gas_Furnace_E5 | F3 | Commercial | Miscellaneous | New | Space Heating | Natural Gas | Furnace | E5 | PACT BC Ratio | 0 | 0 | 0 | 0 | 0 | 0 | 0 | 0 | 0 | 0 | 0 | 0 | 0 | 0 | 0 | 0 | 0 | 0 | 0 | 0 | 0 | 0 | 0 | 0 | 0 | 0 | 0
F3_Commercial_Miscellaneous_New_Space Heating_Natural Gas_Furnace_E6 | F3 | Commercial | Miscellaneous | New | Space Heating | Natural Gas | Furnace | E6 | PACT BC Ratio | 0 | 0 | 0 | 0 | 0 | 0 | 0 | 0 | 0 | 0 | 0 | 0 | 0 | 0 | 0 | 0 | 0 | 0 | 0 | 0 | 0 | 0 | 0 | 0 | 0 | 0 | 0
F3_Commercial_Miscellaneous_New_Space Heating_Natural Gas_Furnace_E7 | F3 | Commercial | Miscellaneous | New | Space Heating | Natural Gas | Furnace | E7 | PACT BC Ratio | 0 | 0 | 0 | 0 | 0 | 0 | 0 | 0 | 0 | 0 | 0 | 0 | 0 | 0 | 0 | 0 | 0 | 0 | 0 | 0 | 0 | 0 | 0 | 0 | 0 | 0 | 0
F3_Commercial_Miscellaneous_New_Space Heating_Natural Gas_Furnace_E8 | F3 | Commercial | Miscellaneous | New | Space Heating | Natural Gas | Furnace | E8 | PACT BC Ratio | 0 | 0 | 0 | 0 | 0 | 0 | 0 | 0 | 0 | 0 | 0 | 0 | 0 | 0 | 0 | 0 | 0 | 0 | 0 | 0 | 0 | 0 | 0 | 0 | 0 | 0 | 0
F3_Commercial_Miscellaneous_New_Space Heating_Natural Gas_Furnace_E9 | F3 | Commercial | Miscellaneous | New | Space Heating | Natural Gas | Furnace | E9 | PACT BC Ratio | 0 | 0 | 0 | 0 | 0 | 0 | 0 | 0 | 0 | 0 | 0 | 0 | 0 | 0 | 0 | 0 | 0 | 0 | 0 | 0 | 0 | 0 | 0 | 0 | 0 | 0 | 0
F3_Commercial_Miscellaneous_New_Space Heating_Natural Gas_Furnace_E10 | F3 | Commercial | Miscellaneous | New | Space Heating | Natural Gas | Furnace | E10 | PACT BC Ratio | 0 | 0 | 0 | 0 | 0 | 0 | 0 | 0 | 0 | 0 | 0 | 0 | 0 | 0 | 0 | 0 | 0 | 0 | 0 | 0 | 0 | 0 | 0 | 0 | 0 | 0 | 0
F4_Commercial_Miscellaneous_New_Space Heating_Natural Gas_Furnace_E1 | F4 | Commercial | Miscellaneous | New | Space Heating | Natural Gas | Furnace | E1 | RVT BC Ratio | 1 | 1 | 1 | 0 | 0 | 0 | 0 | 0 | 0 | 0 | 0 | 0 | 0 | 0 | 0 | 0 | 0 | 0 | 0 | 0 | 0 | 0 | 0 | 0 | 0 | 0 | 0
F4_Commercial_Miscellaneous_New_Space Heating_Natural Gas_Furnace_E2 | F4 | Commercial | Miscellaneous | New | Space Heating | Natural Gas | Furnace | E2 | RVT BC Ratio | 0.7 | 0.7 | 0.7 | 1 | 1 | 1 | 1 | 1 | 1 | 1 | 1 | 1 | 1 | 1 | 1 | 1 | 1 | 1 | 1 | 1 | 1 | 1 | 1 | 1 | 1 | 1 | 1
F4_Commercial_Miscellaneous_New_Space Heating_Natural Gas_Furnace_E3 | F4 | Commercial | Miscellaneous | New | Space Heating | Natural Gas | Furnace | E3 | RVT BC Ratio | 0.7 | 0.7 | 0.7 | 0.7 | 0.7 | 0.7 | 0.7 | 0.7 | 0.7 | 0.7 | 0.7 | 0.7 | 0.7 | 0.7 | 0.7 | 0.7 | 0.7 | 0.7 | 0.7 | 0.7 | 0.7 | 0.7 | 0.7 | 0.7 | 0.7 | 0.7 | 0.7
F4_Commercial_Miscellaneous_New_Space Heating_Natural Gas_Furnace_E4 | F4 | Commercial | Miscellaneous | New | Space Heating | Natural Gas | Furnace | E4 | RVT BC Ratio | 0 | 0 | 0 | 0 | 0 | 0 | 0 | 0 | 0 | 0 | 0 | 0 | 0 | 0 | 0 | 0 | 0 | 0 | 0 | 0 | 0 | 0 | 0 | 0 | 0 | 0 | 0
F4_Commercial_Miscellaneous_New_Space Heating_Natural Gas_Furnace_E5 | F4 | Commercial | Miscellaneous | New | Space Heating | Natural Gas | Furnace | E5 | RVT BC Ratio | 0 | 0 | 0 | 0 | 0 | 0 | 0 | 0 | 0 | 0 | 0 | 0 | 0 | 0 | 0 | 0 | 0 | 0 | 0 | 0 | 0 | 0 | 0 | 0 | 0 | 0 | 0
F4_Commercial_Miscellaneous_New_Space Heating_Natural Gas_Furnace_E6 | F4 | Commercial | Miscellaneous | New | Space Heating | Natural Gas | Furnace | E6 | RVT BC Ratio | 0 | 0 | 0 | 0 | 0 | 0 | 0 | 0 | 0 | 0 | 0 | 0 | 0 | 0 | 0 | 0 | 0 | 0 | 0 | 0 | 0 | 0 | 0 | 0 | 0 | 0 | 0
F4_Commercial_Miscellaneous_New_Space Heating_Natural Gas_Furnace_E7 | F4 | Commercial | Miscellaneous | New | Space Heating | Natural Gas | Furnace | E7 | RVT BC Ratio | 0 | 0 | 0 | 0 | 0 | 0 | 0 | 0 | 0 | 0 | 0 | 0 | 0 | 0 | 0 | 0 | 0 | 0 | 0 | 0 | 0 | 0 | 0 | 0 | 0 | 0 | 0
F4_Commercial_Miscellaneous_New_Space Heating_Natural Gas_Furnace_E8 | F4 | Commercial | Miscellaneous | New | Space Heating | Natural Gas | Furnace | E8 | RVT BC Ratio | 0 | 0 | 0 | 0 | 0 | 0 | 0 | 0 | 0 | 0 | 0 | 0 | 0 | 0 | 0 | 0 | 0 | 0 | 0 | 0 | 0 | 0 | 0 | 0 | 0 | 0 | 0
F4_Commercial_Miscellaneous_New_Space Heating_Natural Gas_Furnace_E9 | F4 | Commercial | Miscellaneous | New | Space Heating | Natural Gas | Furnace | E9 | RVT BC Ratio | 0 | 0 | 0 | 0 | 0 | 0 | 0 | 0 | 0 | 0 | 0 | 0 | 0 | 0 | 0 | 0 | 0 | 0 | 0 | 0 | 0 | 0 | 0 | 0 | 0 | 0 | 0
F4_Commercial_Miscellaneous_New_Space Heating_Natural Gas_Furnace_E10 | F4 | Commercial | Miscellaneous | New | Space Heating | Natural Gas | Furnace | E10 | RVT BC Ratio | 0 | 0 | 0 | 0 | 0 | 0 | 0 | 0 | 0 | 0 | 0 | 0 | 0 | 0 | 0 | 0 | 0 | 0 | 0 | 0 | 0 | 0 | 0 | 0 | 0 | 0 | 0
F5_Commercial_Miscellaneous_New_Space Heating_Natural Gas_Furnace_E1 | F5 | Commercial | Miscellaneous | New | Space Heating | Natural Gas | Furnace | E1 | RIM BC Ratio | 1 | 1 | 1 | 0 | 0 | 0 | 0 | 0 | 0 | 0 | 0 | 0 | 0 | 0 | 0 | 0 | 0 | 0 | 0 | 0 | 0 | 0 | 0 | 0 | 0 | 0 | 0
F5_Commercial_Miscellaneous_New_Space Heating_Natural Gas_Furnace_E2 | F5 | Commercial | Miscellaneous | New | Space Heating | Natural Gas | Furnace | E2 | RIM BC Ratio | 7.2 | 7.1577 | 7.0578 | 1 | 1 | 1 | 1 | 1 | 1 | 1 | 1 | 1 | 1 | 1 | 1 | 1 | 1 | 1 | 1 | 1 | 1 | 1 | 1 | 1 | 1 | 1 | 1
F5_Commercial_Miscellaneous_New_Space Heating_Natural Gas_Furnace_E3 | F5 | Commercial | Miscellaneous | New | Space Heating | Natural Gas | Furnace | E3 | RIM BC Ratio | 5.4 | 5.3682 | 5.2934 | 3.475 | 3.4601 | 3.4579 | 3.4647 | 3.474 | 3.4812 | 3.4847 | 3.4844 | 3.4798 | 3.4697 | 3.4515 | 3.4252 | 3.3922 | 3.3497 | 3.2996 | 3.2398 | 3.1685 | 3.0837 | 2.9872 | 2.9076 | 2.8576 | 2.8387 | 2.8526 | 2.8666
F5_Commercial_Miscellaneous_New_Space Heating_Natural Gas_Furnace_E4 | F5 | Commercial | Miscellaneous | New | Space Heating | Natural Gas | Furnace | E4 | RIM BC Ratio | 0 | 0 | 0 | 0 | 0 | 0 | 0 | 0 | 0 | 0 | 0 | 0 | 0 | 0 | 0 | 0 | 0 | 0 | 0 | 0 | 0 | 0 | 0 | 0 | 0 | 0 | 0
F5_Commercial_Miscellaneous_New_Space Heating_Natural Gas_Furnace_E5 | F5 | Commercial | Miscellaneous | New | Space Heating | Natural Gas | Furnace | E5 | RIM BC Ratio | 0 | 0 | 0 | 0 | 0 | 0 | 0 | 0 | 0 | 0 | 0 | 0 | 0 | 0 | 0 | 0 | 0 | 0 | 0 | 0 | 0 | 0 | 0 | 0 | 0 | 0 | 0
F5_Commercial_Miscellaneous_New_Space Heating_Natural Gas_Furnace_E6 | F5 | Commercial | Miscellaneous | New | Space Heating | Natural Gas | Furnace | E6 | RIM BC Ratio | 0 | 0 | 0 | 0 | 0 | 0 | 0 | 0 | 0 | 0 | 0 | 0 | 0 | 0 | 0 | 0 | 0 | 0 | 0 | 0 | 0 | 0 | 0 | 0 | 0 | 0 | 0
F5_Commercial_Miscellaneous_New_Space Heating_Natural Gas_Furnace_E7 | F5 | Commercial | Miscellaneous | New | Space Heating | Natural Gas | Furnace | E7 | RIM BC Ratio | 0 | 0 | 0 | 0 | 0 | 0 | 0 | 0 | 0 | 0 | 0 | 0 | 0 | 0 | 0 | 0 | 0 | 0 | 0 | 0 | 0 | 0 | 0 | 0 | 0 | 0 | 0
F5_Commercial_Miscellaneous_New_Space Heating_Natural Gas_Furnace_E8 | F5 | Commercial | Miscellaneous | New | Space Heating | Natural Gas | Furnace | E8 | RIM BC Ratio | 0 | 0 | 0 | 0 | 0 | 0 | 0 | 0 | 0 | 0 | 0 | 0 | 0 | 0 | 0 | 0 | 0 | 0 | 0 | 0 | 0 | 0 | 0 | 0 | 0 | 0 | 0
F5_Commercial_Miscellaneous_New_Space Heating_Natural Gas_Furnace_E9 | F5 | Commercial | Miscellaneous | New | Space Heating | Natural Gas | Furnace | E9 | RIM BC Ratio | 0 | 0 | 0 | 0 | 0 | 0 | 0 | 0 | 0 | 0 | 0 | 0 | 0 | 0 | 0 | 0 | 0 | 0 | 0 | 0 | 0 | 0 | 0 | 0 | 0 | 0 | 0
F5_Commercial_Miscellaneous_New_Space Heating_Natural Gas_Furnace_E10 | F5 | Commercial | Miscellaneous | New | Space Heating | Natural Gas | Furnace | E10 | RIM BC Ratio | 0 | 0 | 0 | 0 | 0 | 0 | 0 | 0 | 0 | 0 | 0 | 0 | 0 | 0 | 0 | 0 | 0 | 0 | 0 | 0 | 0 | 0 | 0 | 0 | 0 | 0 | 0
F0_Commercial_Miscellaneous_New_Space Heating_Natural Gas_Boiler_E0 | F0 | Commercial | Miscellaneous | New | Space Heating | Natural Gas | Boiler | E0 | Economic Unit | AFUE 97% | AFUE 97% | AFUE 97% | AFUE 97% | AFUE 97% | AFUE 97% | AFUE 97% | AFUE 97% | AFUE 97% | AFUE 97% | AFUE 97% | AFUE 97% | AFUE 97% | AFUE 97% | AFUE 97% | AFUE 97% | AFUE 97% | AFUE 97% | AFUE 97% | AFUE 97% | AFUE 97% | AFUE 97% | AFUE 97% | AFUE 97% | AFUE 97% | AFUE 97% | AFUE 97%
F1_Commercial_Miscellaneous_New_Space Heating_Natural Gas_Boiler_E1 | F1 | Commercial | Miscellaneous | New | Space Heating | Natural Gas | Boiler | E1 | CCE | 0 | 0 | 0 | 0 | 0 | 0 | 0 | 0 | 0 | 0 | 0 | 0 | 0 | 0 | 0 | 0 | 0 | 0 | 0 | 0 | 0 | 0 | 0 | 0 | 0 | 0 | 0
F1_Commercial_Miscellaneous_New_Space Heating_Natural Gas_Boiler_E2 | F1 | Commercial | Miscellaneous | New | Space Heating | Natural Gas | Boiler | E2 | CCE | 0.011401 | 0.010598 | 0.010639 | 0.010639 | 0.010639 | 0.010639 | 0.010639 | 0.010639 | 0.010639 | 0.010639 | 0.010639 | 0.010639 | 0.010639 | 0.010639 | 0.010639 | 0.010639 | 0.010639 | 0.010639 | 0.010639 | 0.010639 | 0.010639 | 0.010639 | 0.010639 | 0.010639 | 0.010639 | 0.010639 | 0.010639
F1_Commercial_Miscellaneous_New_Space Heating_Natural Gas_Boiler_E3 | F1 | Commercial | Miscellaneous | New | Space Heating | Natural Gas | Boiler | E3 | CCE | 0.011512 | 0.010701 | 0.010743 | 0.010743 | 0.010743 | 0.010743 | 0.010743 | 0.010743 | 0.010743 | 0.010743 | 0.010743 | 0.010743 | 0.010743 | 0.010743 | 0.010743 | 0.010743 | 0.010743 | 0.010743 | 0.010743 | 0.010743 | 0.010743 | 0.010743 | 0.010743 | 0.010743 | 0.010743 | 0.010743 | 0.010743
F1_Commercial_Miscellaneous_New_Space Heating_Natural Gas_Boiler_E4 | F1 | Commercial | Miscellaneous | New | Space Heating | Natural Gas | Boiler | E4 | CCE | 0.048577 | 0.045154 | 0.04533 | 0.04533 | 0.04533 | 0.04533 | 0.04533 | 0.04533 | 0.04533 | 0.04533 | 0.04533 | 0.04533 | 0.04533 | 0.04533 | 0.04533 | 0.04533 | 0.04533 | 0.04533 | 0.04533 | 0.04533 | 0.04533 | 0.04533 | 0.04533 | 0.04533 | 0.04533 | 0.04533 | 0.04533
F1_Commercial_Miscellaneous_New_Space Heating_Natural Gas_Boiler_E5 | F1 | Commercial | Miscellaneous | New | Space Heating | Natural Gas | Boiler | E5 | CCE | 0 | 0 | 0 | 0 | 0 | 0 | 0 | 0 | 0 | 0 | 0 | 0 | 0 | 0 | 0 | 0 | 0 | 0 | 0 | 0 | 0 | 0 | 0 | 0 | 0 | 0 | 0
F1_Commercial_Miscellaneous_New_Space Heating_Natural Gas_Boiler_E6 | F1 | Commercial | Miscellaneous | New | Space Heating | Natural Gas | Boiler | E6 | CCE | 0 | 0 | 0 | 0 | 0 | 0 | 0 | 0 | 0 | 0 | 0 | 0 | 0 | 0 | 0 | 0 | 0 | 0 | 0 | 0 | 0 | 0 | 0 | 0 | 0 | 0 | 0
F1_Commercial_Miscellaneous_New_Space Heating_Natural Gas_Boiler_E7 | F1 | Commercial | Miscellaneous | New | Space Heating | Natural Gas | Boiler | E7 | CCE | 0 | 0 | 0 | 0 | 0 | 0 | 0 | 0 | 0 | 0 | 0 | 0 | 0 | 0 | 0 | 0 | 0 | 0 | 0 | 0 | 0 | 0 | 0 | 0 | 0 | 0 | 0
F1_Commercial_Miscellaneous_New_Space Heating_Natural Gas_Boiler_E8 | F1 | Commercial | Miscellaneous | New | Space Heating | Natural Gas | Boiler | E8 | CCE | 0 | 0 | 0 | 0 | 0 | 0 | 0 | 0 | 0 | 0 | 0 | 0 | 0 | 0 | 0 | 0 | 0 | 0 | 0 | 0 | 0 | 0 | 0 | 0 | 0 | 0 | 0
F1_Commercial_Miscellaneous_New_Space Heating_Natural Gas_Boiler_E9 | F1 | Commercial | Miscellaneous | New | Space Heating | Natural Gas | Boiler | E9 | CCE | 0 | 0 | 0 | 0 | 0 | 0 | 0 | 0 | 0 | 0 | 0 | 0 | 0 | 0 | 0 | 0 | 0 | 0 | 0 | 0 | 0 | 0 | 0 | 0 | 0 | 0 | 0
F1_Commercial_Miscellaneous_New_Space Heating_Natural Gas_Boiler_E10 | F1 | Commercial | Miscellaneous | New | Space Heating | Natural Gas | Boiler | E10 | CCE | 0 | 0 | 0 | 0 | 0 | 0 | 0 | 0 | 0 | 0 | 0 | 0 | 0 | 0 | 0 | 0 | 0 | 0 | 0 | 0 | 0 | 0 | 0 | 0 | 0 | 0 | 0
F2_Commercial_Miscellaneous_New_Space Heating_Natural Gas_Boiler_E1 | F2 | Commercial | Miscellaneous | New | Space Heating | Natural Gas | Boiler | E1 | TRC BC Ratio | bar: 2021 to 2047
F2_Commercial_Miscellaneous_New_Space Heating_Natural Gas_Boiler_E2 | F2 | Commercial | Miscellaneous | New | Space Heating | Natural Gas | Boiler | E2 | TRC BC Ratio | 1.3659 | 1.3565 | 1.3362 | 1.3142 | 1.3067 | 1.3045 | 1.3063 | 1.3096 | 1.3124 | 1.3139 | 1.314 | 1.3125 | 1.309 | 1.3025 | 1.2931 | 1.2812 | 1.2659 | 1.2477 | 1.2261 | 1.2002 | 1.1693 | 1.1343 | 1.1053 | 1.0872 | 1.0805 | 1.0858 | 1.0912
F2_Commercial_Miscellaneous_New_Space Heating_Natural Gas_Boiler_E3 | F2 | Commercial | Miscellaneous | New | Space Heating | Natural Gas | Boiler | E3 | TRC BC Ratio | 1.3527 | 1.3435 | 1.3233 | 1.3016 | 1.2941 | 1.2919 | 1.2937 | 1.297 | 1.2998 | 1.3012 | 1.3013 | 1.2998 | 1.2964 | 1.29 | 1.2806 | 1.2689 | 1.2537 | 1.2357 | 1.2143 | 1.1886 | 1.1581 | 1.1233 | 1.0947 | 1.0768 | 1.0701 | 1.0754 | 1.0806
F2_Commercial_Miscellaneous_New_Space Heating_Natural Gas_Boiler_E4 | F2 | Commercial | Miscellaneous | New | Space Heating | Natural Gas | Boiler | E4 | TRC BC Ratio | 0.32597 | 0.32314 | 0.31797 | 0.31197 | 0.30773 | 0.30419 | 0.30133 | 0.29884 | 0.29651 | 0.29431 | 0.29232 | 0.29066 | 0.28938 | 0.28826 | 0.28714 | 0.28588 | 0.28412 | 0.28195 | 0.27927 | 0.27598 | 0.27196 | 0.26732 | 0.26359 | 0.26144 | 0.26096 | 0.26224 | 0.26353
F2_Commercial_Miscellaneous_New_Space Heating_Natural Gas_Boiler_E5 | F2 | Commercial | Miscellaneous | New | Space Heating | Natural Gas | Boiler | E5 | TRC BC Ratio | 0 | 0 | 0 | 0 | 0 | 0 | 0 | 0 | 0 | 0 | 0 | 0 | 0 | 0 | 0 | 0 | 0 | 0 | 0 | 0 | 0 | 0 | 0 | 0 | 0 | 0 | 0
F2_Commercial_Miscellaneous_New_Space Heating_Natural Gas_Boiler_E6 | F2 | Commercial | Miscellaneous | New | Space Heating | Natural Gas | Boiler | E6 | TRC BC Ratio | 0 | 0 | 0 | 0 | 0 | 0 | 0 | 0 | 0 | 0 | 0 | 0 | 0 | 0 | 0 | 0 | 0 | 0 | 0 | 0 | 0 | 0 | 0 | 0 | 0 | 0 | 0
F2_Commercial_Miscellaneous_New_Space Heating_Natural Gas_Boiler_E7 | F2 | Commercial | Miscellaneous | New | Space Heating | Natural Gas | Boiler | E7 | TRC BC Ratio | 0 | 0 | 0 | 0 | 0 | 0 | 0 | 0 | 0 | 0 | 0 | 0 | 0 | 0 | 0 | 0 | 0 | 0 | 0 | 0 | 0 | 0 | 0 | 0 | 0 | 0 | 0
F2_Commercial_Miscellaneous_New_Space Heating_Natural Gas_Boiler_E8 | F2 | Commercial | Miscellaneous | New | Space Heating | Natural Gas | Boiler | E8 | TRC BC Ratio | 0 | 0 | 0 | 0 | 0 | 0 | 0 | 0 | 0 | 0 | 0 | 0 | 0 | 0 | 0 | 0 | 0 | 0 | 0 | 0 | 0 | 0 | 0 | 0 | 0 | 0 | 0
F2_Commercial_Miscellaneous_New_Space Heating_Natural Gas_Boiler_E9 | F2 | Commercial | Miscellaneous | New | Space Heating | Natural Gas | Boiler | E9 | TRC BC Ratio | 0 | 0 | 0 | 0 | 0 | 0 | 0 | 0 | 0 | 0 | 0 | 0 | 0 | 0 | 0 | 0 | 0 | 0 | 0 | 0 | 0 | 0 | 0 | 0 | 0 | 0 | 0
F2_Commercial_Miscellaneous_New_Space Heating_Natural Gas_Boiler_E10 | F2 | Commercial | Miscellaneous | New | Space Heating | Natural Gas | Boiler | E10 | TRC BC Ratio | 0 | 0 | 0 | 0 | 0 | 0 | 0 | 0 | 0 | 0 | 0 | 0 | 0 | 0 | 0 | 0 | 0 | 0 | 0 | 0 | 0 | 0 | 0 | 0 | 0 | 0 | 0
F3_Commercial_Miscellaneous_New_Space Heating_Natural Gas_Boiler_E1 | F3 | Commercial | Miscellaneous | New | Space Heating | Natural Gas | Boiler | E1 | PACT BC Ratio | bar: 2021 to 2047
F3_Commercial_Miscellaneous_New_Space Heating_Natural Gas_Boiler_E2 | F3 | Commercial | Miscellaneous | New | Space Heating | Natural Gas | Boiler | E2 | PACT BC Ratio | 1.7972 | 1.7849 | 1.7582 | 1.7293 | 1.7194 | 1.7164 | 1.7188 | 1.7232 | 1.7269 | 1.7288 | 1.7289 | 1.727 | 1.7224 | 1.7138 | 1.7014 | 1.6858 | 1.6656 | 1.6417 | 1.6132 | 1.5792 | 1.5386 | 1.4924 | 1.4544 | 1.4306 | 1.4218 | 1.4287 | 1.4357
F3_Commercial_Miscellaneous_New_Space Heating_Natural Gas_Boiler_E3 | F3 | Commercial | Miscellaneous | New | Space Heating | Natural Gas | Boiler | E3 | PACT BC Ratio | 1.7799 | 1.7677 | 1.7412 | 1.7126 | 1.7028 | 1.6999 | 1.7023 | 1.7066 | 1.7102 | 1.7122 | 1.7123 | 1.7103 | 1.7058 | 1.6973 | 1.685 | 1.6696 | 1.6496 | 1.6259 | 1.5977 | 1.564 | 1.5238 | 1.4781 | 1.4404 | 1.4168 | 1.4081 | 1.415 | 1.4219
F3_Commercial_Miscellaneous_New_Space Heating_Natural Gas_Boiler_E4 | F3 | Commercial | Miscellaneous | New | Space Heating | Natural Gas | Boiler | E4 | PACT BC Ratio | 0.42891 | 0.42519 | 0.41838 | 0.41048 | 0.40491 | 0.40025 | 0.39648 | 0.39321 | 0.39015 | 0.38725 | 0.38464 | 0.38245 | 0.38076 | 0.37929 | 0.37781 | 0.37616 | 0.37384 | 0.37099 | 0.36746 | 0.36313 | 0.35784 | 0.35174 | 0.34682 | 0.344 | 0.34337 | 0.34505 | 0.34675
F3_Commercial_Miscellaneous_New_Space Heating_Natural Gas_Boiler_E5 | F3 | Commercial | Miscellaneous | New | Space Heating | Natural Gas | Boiler | E5 | PACT BC Ratio | 0 | 0 | 0 | 0 | 0 | 0 | 0 | 0 | 0 | 0 | 0 | 0 | 0 | 0 | 0 | 0 | 0 | 0 | 0 | 0 | 0 | 0 | 0 | 0 | 0 | 0 | 0
F3_Commercial_Miscellaneous_New_Space Heating_Natural Gas_Boiler_E6 | F3 | Commercial | Miscellaneous | New | Space Heating | Natural Gas | Boiler | E6 | PACT BC Ratio | 0 | 0 | 0 | 0 | 0 | 0 | 0 | 0 | 0 | 0 | 0 | 0 | 0 | 0 | 0 | 0 | 0 | 0 | 0 | 0 | 0 | 0 | 0 | 0 | 0 | 0 | 0
F3_Commercial_Miscellaneous_New_Space Heating_Natural Gas_Boiler_E7 | F3 | Commercial | Miscellaneous | New | Space Heating | Natural Gas | Boiler | E7 | PACT BC Ratio | 0 | 0 | 0 | 0 | 0 | 0 | 0 | 0 | 0 | 0 | 0 | 0 | 0 | 0 | 0 | 0 | 0 | 0 | 0 | 0 | 0 | 0 | 0 | 0 | 0 | 0 | 0
F3_Commercial_Miscellaneous_New_Space Heating_Natural Gas_Boiler_E8 | F3 | Commercial | Miscellaneous | New | Space Heating | Natural Gas | Boiler | E8 | PACT BC Ratio | 0 | 0 | 0 | 0 | 0 | 0 | 0 | 0 | 0 | 0 | 0 | 0 | 0 | 0 | 0 | 0 | 0 | 0 | 0 | 0 | 0 | 0 | 0 | 0 | 0 | 0 | 0
F3_Commercial_Miscellaneous_New_Space Heating_Natural Gas_Boiler_E9 | F3 | Commercial | Miscellaneous | New | Space Heating | Natural Gas | Boiler | E9 | PACT BC Ratio | 0 | 0 | 0 | 0 | 0 | 0 | 0 | 0 | 0 | 0 | 0 | 0 | 0 | 0 | 0 | 0 | 0 | 0 | 0 | 0 | 0 | 0 | 0 | 0 | 0 | 0 | 0
F3_Commercial_Miscellaneous_New_Space Heating_Natural Gas_Boiler_E10 | F3 | Commercial | Miscellaneous | New | Space Heating | Natural Gas | Boiler | E10 | PACT BC Ratio | 0 | 0 | 0 | 0 | 0 | 0 | 0 | 0 | 0 | 0 | 0 | 0 | 0 | 0 | 0 | 0 | 0 | 0 | 0 | 0 | 0 | 0 | 0 | 0 | 0 | 0 | 0
F4_Commercial_Miscellaneous_New_Space Heating_Natural Gas_Boiler_E1 | F4 | Commercial | Miscellaneous | New | Space Heating | Natural Gas | Boiler | E1 | RVT BC Ratio | bar: 2021 to 2047
F4_Commercial_Miscellaneous_New_Space Heating_Natural Gas_Boiler_E2 | F4 | Commercial | Miscellaneous | New | Space Heating | Natural Gas | Boiler | E2 | RVT BC Ratio | 0.7 | 0.7 | 0.7 | 0.7 | 0.7 | 0.7 | 0.7 | 0.7 | 0.7 | 0.7 | 0.7 | 0.7 | 0.7 | 0.7 | 0.7 | 0.7 | 0.7 | 0.7 | 0.7 | 0.7 | 0.7 | 0.7 | 0.7 | 0.7 | 0.7 | 0.7 | 0.7
F4_Commercial_Miscellaneous_New_Space Heating_Natural Gas_Boiler_E3 | F4 | Commercial | Miscellaneous | New | Space Heating | Natural Gas | Boiler | E3 | RVT BC Ratio | 0.7 | 0.7 | 0.7 | 0.7 | 0.7 | 0.7 | 0.7 | 0.7 | 0.7 | 0.7 | 0.7 | 0.7 | 0.7 | 0.7 | 0.7 | 0.7 | 0.7 | 0.7 | 0.7 | 0.7 | 0.7 | 0.7 | 0.7 | 0.7 | 0.7 | 0.7 | 0.7
F4_Commercial_Miscellaneous_New_Space Heating_Natural Gas_Boiler_E4 | F4 | Commercial | Miscellaneous | New | Space Heating | Natural Gas | Boiler | E4 | RVT BC Ratio | 0.7 | 0.7 | 0.7 | 0.7 | 0.7 | 0.7 | 0.7 | 0.7 | 0.7 | 0.7 | 0.7 | 0.7 | 0.7 | 0.7 | 0.7 | 0.7 | 0.7 | 0.7 | 0.7 | 0.7 | 0.7 | 0.7 | 0.7 | 0.7 | 0.7 | 0.7 | 0.7
F4_Commercial_Miscellaneous_New_Space Heating_Natural Gas_Boiler_E5 | F4 | Commercial | Miscellaneous | New | Space Heating | Natural Gas | Boiler | E5 | RVT BC Ratio | 0 | 0 | 0 | 0 | 0 | 0 | 0 | 0 | 0 | 0 | 0 | 0 | 0 | 0 | 0 | 0 | 0 | 0 | 0 | 0 | 0 | 0 | 0 | 0 | 0 | 0 | 0
F4_Commercial_Miscellaneous_New_Space Heating_Natural Gas_Boiler_E6 | F4 | Commercial | Miscellaneous | New | Space Heating | Natural Gas | Boiler | E6 | RVT BC Ratio | 0 | 0 | 0 | 0 | 0 | 0 | 0 | 0 | 0 | 0 | 0 | 0 | 0 | 0 | 0 | 0 | 0 | 0 | 0 | 0 | 0 | 0 | 0 | 0 | 0 | 0 | 0
F4_Commercial_Miscellaneous_New_Space Heating_Natural Gas_Boiler_E7 | F4 | Commercial | Miscellaneous | New | Space Heating | Natural Gas | Boiler | E7 | RVT BC Ratio | 0 | 0 | 0 | 0 | 0 | 0 | 0 | 0 | 0 | 0 | 0 | 0 | 0 | 0 | 0 | 0 | 0 | 0 | 0 | 0 | 0 | 0 | 0 | 0 | 0 | 0 | 0
F4_Commercial_Miscellaneous_New_Space Heating_Natural Gas_Boiler_E8 | F4 | Commercial | Miscellaneous | New | Space Heating | Natural Gas | Boiler | E8 | RVT BC Ratio | 0 | 0 | 0 | 0 | 0 | 0 | 0 | 0 | 0 | 0 | 0 | 0 | 0 | 0 | 0 | 0 | 0 | 0 | 0 | 0 | 0 | 0 | 0 | 0 | 0 | 0 | 0
F4_Commercial_Miscellaneous_New_Space Heating_Natural Gas_Boiler_E9 | F4 | Commercial | Miscellaneous | New | Space Heating | Natural Gas | Boiler | E9 | RVT BC Ratio | 0 | 0 | 0 | 0 | 0 | 0 | 0 | 0 | 0 | 0 | 0 | 0 | 0 | 0 | 0 | 0 | 0 | 0 | 0 | 0 | 0 | 0 | 0 | 0 | 0 | 0 | 0
F4_Commercial_Miscellaneous_New_Space Heating_Natural Gas_Boiler_E10 | F4 | Commercial | Miscellaneous | New | Space Heating | Natural Gas | Boiler | E10 | RVT BC Ratio | 0 | 0 | 0 | 0 | 0 | 0 | 0 | 0 | 0 | 0 | 0 | 0 | 0 | 0 | 0 | 0 | 0 | 0 | 0 | 0 | 0 | 0 | 0 | 0 | 0 | 0 | 0
F5_Commercial_Miscellaneous_New_Space Heating_Natural Gas_Boiler_E1 | F5 | Commercial | Miscellaneous | New | Space Heating | Natural Gas | Boiler | E1 | RIM BC Ratio | bar: 2021 to 2047
F5_Commercial_Miscellaneous_New_Space Heating_Natural Gas_Boiler_E2 | F5 | Commercial | Miscellaneous | New | Space Heating | Natural Gas | Boiler | E2 | RIM BC Ratio | 1.7972 | 1.7849 | 1.7582 | 1.7293 | 1.7194 | 1.7164 | 1.7188 | 1.7232 | 1.7269 | 1.7288 | 1.7289 | 1.727 | 1.7224 | 1.7138 | 1.7014 | 1.6858 | 1.6656 | 1.6417 | 1.6132 | 1.5792 | 1.5386 | 1.4924 | 1.4544 | 1.4306 | 1.4218 | 1.4287 | 1.4357
F5_Commercial_Miscellaneous_New_Space Heating_Natural Gas_Boiler_E3 | F5 | Commercial | Miscellaneous | New | Space Heating | Natural Gas | Boiler | E3 | RIM BC Ratio | 1.7799 | 1.7677 | 1.7412 | 1.7126 | 1.7028 | 1.6999 | 1.7023 | 1.7066 | 1.7102 | 1.7122 | 1.7123 | 1.7103 | 1.7058 | 1.6973 | 1.685 | 1.6696 | 1.6496 | 1.6259 | 1.5977 | 1.564 | 1.5238 | 1.4781 | 1.4404 | 1.4168 | 1.4081 | 1.415 | 1.4219
F5_Commercial_Miscellaneous_New_Space Heating_Natural Gas_Boiler_E4 | F5 | Commercial | Miscellaneous | New | Space Heating | Natural Gas | Boiler | E4 | RIM BC Ratio | 0.42891 | 0.42519 | 0.41838 | 0.41048 | 0.40491 | 0.40025 | 0.39648 | 0.39321 | 0.39015 | 0.38725 | 0.38464 | 0.38245 | 0.38076 | 0.37929 | 0.37781 | 0.37616 | 0.37384 | 0.37099 | 0.36746 | 0.36313 | 0.35784 | 0.35174 | 0.34682 | 0.344 | 0.34337 | 0.34505 | 0.34675
F5_Commercial_Miscellaneous_New_Space Heating_Natural Gas_Boiler_E5 | F5 | Commercial | Miscellaneous | New | Space Heating | Natural Gas | Boiler | E5 | RIM BC Ratio | 0 | 0 | 0 | 0 | 0 | 0 | 0 | 0 | 0 | 0 | 0 | 0 | 0 | 0 | 0 | 0 | 0 | 0 | 0 | 0 | 0 | 0 | 0 | 0 | 0 | 0 | 0
F5_Commercial_Miscellaneous_New_Space Heating_Natural Gas_Boiler_E6 | F5 | Commercial | Miscellaneous | New | Space Heating | Natural Gas | Boiler | E6 | RIM BC Ratio | 0 | 0 | 0 | 0 | 0 | 0 | 0 | 0 | 0 | 0 | 0 | 0 | 0 | 0 | 0 | 0 | 0 | 0 | 0 | 0 | 0 | 0 | 0 | 0 | 0 | 0 | 0
F5_Commercial_Miscellaneous_New_Space Heating_Natural Gas_Boiler_E7 | F5 | Commercial | Miscellaneous | New | Space Heating | Natural Gas | Boiler | E7 | RIM BC Ratio | 0 | 0 | 0 | 0 | 0 | 0 | 0 | 0 | 0 | 0 | 0 | 0 | 0 | 0 | 0 | 0 | 0 | 0 | 0 | 0 | 0 | 0 | 0 | 0 | 0 | 0 | 0
F5_Commercial_Miscellaneous_New_Space Heating_Natural Gas_Boiler_E8 | F5 | Commercial | Miscellaneous | New | Space Heating | Natural Gas | Boiler | E8 | RIM BC Ratio | 0 | 0 | 0 | 0 | 0 | 0 | 0 | 0 | 0 | 0 | 0 | 0 | 0 | 0 | 0 | 0 | 0 | 0 | 0 | 0 | 0 | 0 | 0 | 0 | 0 | 0 | 0
F5_Commercial_Miscellaneous_New_Space Heating_Natural Gas_Boiler_E9 | F5 | Commercial | Miscellaneous | New | Space Heating | Natural Gas | Boiler | E9 | RIM BC Ratio | 0 | 0 | 0 | 0 | 0 | 0 | 0 | 0 | 0 | 0 | 0 | 0 | 0 | 0 | 0 | 0 | 0 | 0 | 0 | 0 | 0 | 0 | 0 | 0 | 0 | 0 | 0
F5_Commercial_Miscellaneous_New_Space Heating_Natural Gas_Boiler_E10 | F5 | Commercial | Miscellaneous | New | Space Heating | Natural Gas | Boiler | E10 | RIM BC Ratio | 0 | 0 | 0 | 0 | 0 | 0 | 0 | 0 | 0 | 0 | 0 | 0 | 0 | 0 | 0 | 0 | 0 | 0 | 0 | 0 | 0 | 0 | 0 | 0 | 0 | 0 | 0
F0_Commercial_Miscellaneous_New_Space Heating_Natural Gas_Unit Heater_E0 | F0 | Commercial | Miscellaneous | New | Space Heating | Natural Gas | Unit Heater | E0 | Economic Unit | Infrared Radiant | Infrared Radiant | Infrared Radiant | Infrared Radiant | Infrared Radiant | Infrared Radiant | Infrared Radiant | Infrared Radiant | Infrared Radiant | Infrared Radiant | Infrared Radiant | Infrared Radiant | Infrared Radiant | Infrared Radiant | Infrared Radiant | Infrared Radiant | Infrared Radiant | Infrared Radiant | Infrared Radiant | Infrared Radiant | Infrared Radiant | Infrared Radiant | Infrared Radiant | Infrared Radiant | Infrared Radiant | Infrared Radiant | Infrared Radiant
F1_Commercial_Miscellaneous_New_Space Heating_Natural Gas_Unit Heater_E1 | F1 | Commercial | Miscellaneous | New | Space Heating | Natural Gas | Unit Heater | E1 | CCE | 0 | 0 | 0 | 0 | 0 | 0 | 0 | 0 | 0 | 0 | 0 | 0 | 0 | 0 | 0 | 0 | 0 | 0 | 0 | 0 | 0 | 0 | 0 | 0 | 0 | 0 | 0
F1_Commercial_Miscellaneous_New_Space Heating_Natural Gas_Unit Heater_E2 | F1 | Commercial | Miscellaneous | New | Space Heating | Natural Gas | Unit Heater | E2 | CCE | 0.0010768 | 0.0010009 | 0.0010048 | 0.0010048 | 0.0010048 | 0.0010048 | 0.0010048 | 0.0010048 | 0.0010048 | 0.0010048 | 0.0010048 | 0.0010048 | 0.0010048 | 0.0010048 | 0.0010048 | 0.0010048 | 0.0010048 | 0.0010048 | 0.0010048 | 0.0010048 | 0.0010048 | 0.0010048 | 0.0010048 | 0.0010048 | 0.0010048 | 0.0010048 | 0.0010048
F1_Commercial_Miscellaneous_New_Space Heating_Natural Gas_Unit Heater_E3 | F1 | Commercial | Miscellaneous | New | Space Heating | Natural Gas | Unit Heater | E3 | CCE | 0.0016475 | 0.0015314 | 0.0015374 | 0.0015374 | 0.0015374 | 0.0015374 | 0.0015374 | 0.0015374 | 0.0015374 | 0.0015374 | 0.0015374 | 0.0015374 | 0.0015374 | 0.0015374 | 0.0015374 | 0.0015374 | 0.0015374 | 0.0015374 | 0.0015374 | 0.0015374 | 0.0015374 | 0.0015374 | 0.0015374 | 0.0015374 | 0.0015374 | 0.0015374 | 0.0015374
F1_Commercial_Miscellaneous_New_Space Heating_Natural Gas_Unit Heater_E4 | F1 | Commercial | Miscellaneous | New | Space Heating | Natural Gas | Unit Heater | E4 | CCE | 0 | 0 | 0 | 0 | 0 | 0 | 0 | 0 | 0 | 0 | 0 | 0 | 0 | 0 | 0 | 0 | 0 | 0 | 0 | 0 | 0 | 0 | 0 | 0 | 0 | 0 | 0
F1_Commercial_Miscellaneous_New_Space Heating_Natural Gas_Unit Heater_E5 | F1 | Commercial | Miscellaneous | New | Space Heating | Natural Gas | Unit Heater | E5 | CCE | 0 | 0 | 0 | 0 | 0 | 0 | 0 | 0 | 0 | 0 | 0 | 0 | 0 | 0 | 0 | 0 | 0 | 0 | 0 | 0 | 0 | 0 | 0 | 0 | 0 | 0 | 0
F1_Commercial_Miscellaneous_New_Space Heating_Natural Gas_Unit Heater_E6 | F1 | Commercial | Miscellaneous | New | Space Heating | Natural Gas | Unit Heater | E6 | CCE | 0 | 0 | 0 | 0 | 0 | 0 | 0 | 0 | 0 | 0 | 0 | 0 | 0 | 0 | 0 | 0 | 0 | 0 | 0 | 0 | 0 | 0 | 0 | 0 | 0 | 0 | 0
F1_Commercial_Miscellaneous_New_Space Heating_Natural Gas_Unit Heater_E7 | F1 | Commercial | Miscellaneous | New | Space Heating | Natural Gas | Unit Heater | E7 | CCE | 0 | 0 | 0 | 0 | 0 | 0 | 0 | 0 | 0 | 0 | 0 | 0 | 0 | 0 | 0 | 0 | 0 | 0 | 0 | 0 | 0 | 0 | 0 | 0 | 0 | 0 | 0
F1_Commercial_Miscellaneous_New_Space Heating_Natural Gas_Unit Heater_E8 | F1 | Commercial | Miscellaneous | New | Space Heating | Natural Gas | Unit Heater | E8 | CCE | 0 | 0 | 0 | 0 | 0 | 0 | 0 | 0 | 0 | 0 | 0 | 0 | 0 | 0 | 0 | 0 | 0 | 0 | 0 | 0 | 0 | 0 | 0 | 0 | 0 | 0 | 0
F1_Commercial_Miscellaneous_New_Space Heating_Natural Gas_Unit Heater_E9 | F1 | Commercial | Miscellaneous | New | Space Heating | Natural Gas | Unit Heater | E9 | CCE | 0 | 0 | 0 | 0 | 0 | 0 | 0 | 0 | 0 | 0 | 0 | 0 | 0 | 0 | 0 | 0 | 0 | 0 | 0 | 0 | 0 | 0 | 0 | 0 | 0 | 0 | 0
F1_Commercial_Miscellaneous_New_Space Heating_Natural Gas_Unit Heater_E10 | F1 | Commercial | Miscellaneous | New | Space Heating | Natural Gas | Unit Heater | E10 | CCE | 0 | 0 | 0 | 0 | 0 | 0 | 0 | 0 | 0 | 0 | 0 | 0 | 0 | 0 | 0 | 0 | 0 | 0 | 0 | 0 | 0 | 0 | 0 | 0 | 0 | 0 | 0
F2_Commercial_Miscellaneous_New_Space Heating_Natural Gas_Unit Heater_E1 | F2 | Commercial | Miscellaneous | New | Space Heating | Natural Gas | Unit Heater | E1 | TRC BC Ratio | bar: 2021 to 2047
F2_Commercial_Miscellaneous_New_Space Heating_Natural Gas_Unit Heater_E2 | F2 | Commercial | Miscellaneous | New | Space Heating | Natural Gas | Unit Heater | E2 | TRC BC Ratio | 14.4533 | 14.385 | 14.1956 | 13.9907 | 13.9542 | 13.9737 | 14.0292 | 14.0877 | 14.1283 | 14.1445 | 14.1396 | 14.1165 | 14.0699 | 13.9885 | 13.8726 | 13.7285 | 13.5436 | 13.326 | 13.0674 | 12.7596 | 12.3938 | 11.9788 | 11.6353 | 11.4182 | 11.334 | 11.3895 | 11.4454
F2_Commercial_Miscellaneous_New_Space Heating_Natural Gas_Unit Heater_E3 | F2 | Commercial | Miscellaneous | New | Space Heating | Natural Gas | Unit Heater | E3 | TRC BC Ratio | 10.3182 | 10.3189 | 10.2536 | 10.1157 | 9.8886 | 9.6065 | 9.2659 | 8.8706 | 8.4447 | 8.0252 | 7.6539 | 7.3791 | 7.2226 | 7.1736 | 7.2023 | 7.2741 | 7.353 | 7.4378 | 7.5299 | 7.6306 | 7.7416 | 7.8612 | 7.9688 | 8.0549 | 8.1185 | 8.1583 | 8.1983
F2_Commercial_Miscellaneous_New_Space Heating_Natural Gas_Unit Heater_E4 | F2 | Commercial | Miscellaneous | New | Space Heating | Natural Gas | Unit Heater | E4 | TRC BC Ratio | 0 | 0 | 0 | 0 | 0 | 0 | 0 | 0 | 0 | 0 | 0 | 0 | 0 | 0 | 0 | 0 | 0 | 0 | 0 | 0 | 0 | 0 | 0 | 0 | 0 | 0 | 0
F2_Commercial_Miscellaneous_New_Space Heating_Natural Gas_Unit Heater_E5 | F2 | Commercial | Miscellaneous | New | Space Heating | Natural Gas | Unit Heater | E5 | TRC BC Ratio | 0 | 0 | 0 | 0 | 0 | 0 | 0 | 0 | 0 | 0 | 0 | 0 | 0 | 0 | 0 | 0 | 0 | 0 | 0 | 0 | 0 | 0 | 0 | 0 | 0 | 0 | 0
F2_Commercial_Miscellaneous_New_Space Heating_Natural Gas_Unit Heater_E6 | F2 | Commercial | Miscellaneous | New | Space Heating | Natural Gas | Unit Heater | E6 | TRC BC Ratio | 0 | 0 | 0 | 0 | 0 | 0 | 0 | 0 | 0 | 0 | 0 | 0 | 0 | 0 | 0 | 0 | 0 | 0 | 0 | 0 | 0 | 0 | 0 | 0 | 0 | 0 | 0
F2_Commercial_Miscellaneous_New_Space Heating_Natural Gas_Unit Heater_E7 | F2 | Commercial | Miscellaneous | New | Space Heating | Natural Gas | Unit Heater | E7 | TRC BC Ratio | 0 | 0 | 0 | 0 | 0 | 0 | 0 | 0 | 0 | 0 | 0 | 0 | 0 | 0 | 0 | 0 | 0 | 0 | 0 | 0 | 0 | 0 | 0 | 0 | 0 | 0 | 0
F2_Commercial_Miscellaneous_New_Space Heating_Natural Gas_Unit Heater_E8 | F2 | Commercial | Miscellaneous | New | Space Heating | Natural Gas | Unit Heater | E8 | TRC BC Ratio | 0 | 0 | 0 | 0 | 0 | 0 | 0 | 0 | 0 | 0 | 0 | 0 | 0 | 0 | 0 | 0 | 0 | 0 | 0 | 0 | 0 | 0 | 0 | 0 | 0 | 0 | 0
F2_Commercial_Miscellaneous_New_Space Heating_Natural Gas_Unit Heater_E9 | F2 | Commercial | Miscellaneous | New | Space Heating | Natural Gas | Unit Heater | E9 | TRC BC Ratio | 0 | 0 | 0 | 0 | 0 | 0 | 0 | 0 | 0 | 0 | 0 | 0 | 0 | 0 | 0 | 0 | 0 | 0 | 0 | 0 | 0 | 0 | 0 | 0 | 0 | 0 | 0
F2_Commercial_Miscellaneous_New_Space Heating_Natural Gas_Unit Heater_E10 | F2 | Commercial | Miscellaneous | New | Space Heating | Natural Gas | Unit Heater | E10 | TRC BC Ratio | 0 | 0 | 0 | 0 | 0 | 0 | 0 | 0 | 0 | 0 | 0 | 0 | 0 | 0 | 0 | 0 | 0 | 0 | 0 | 0 | 0 | 0 | 0 | 0 | 0 | 0 | 0
F3_Commercial_Miscellaneous_New_Space Heating_Natural Gas_Unit Heater_E1 | F3 | Commercial | Miscellaneous | New | Space Heating | Natural Gas | Unit Heater | E1 | PACT BC Ratio | bar: 2021 to 2047
F3_Commercial_Miscellaneous_New_Space Heating_Natural Gas_Unit Heater_E2 | F3 | Commercial | Miscellaneous | New | Space Heating | Natural Gas | Unit Heater | E2 | PACT BC Ratio | 19.0175 | 18.9276 | 18.6784 | 18.4089 | 18.3609 | 18.3864 | 18.4595 | 18.5364 | 18.5899 | 18.6112 | 18.6047 | 18.5743 | 18.5131 | 18.4059 | 18.2534 | 18.0638 | 17.8205 | 17.5342 | 17.194 | 16.7889 | 16.3077 | 15.7615 | 15.3096 | 15.0239 | 14.9131 | 14.9862 | 15.0597
F3_Commercial_Miscellaneous_New_Space Heating_Natural Gas_Unit Heater_E3 | F3 | Commercial | Miscellaneous | New | Space Heating | Natural Gas | Unit Heater | E3 | PACT BC Ratio | 13.5765 | 13.5775 | 13.4916 | 13.3101 | 13.0113 | 12.6401 | 12.192 | 11.6718 | 11.1114 | 10.5595 | 10.0709 | 9.7093 | 9.5034 | 9.439 | 9.4768 | 9.5711 | 9.675 | 9.7866 | 9.9077 | 10.0403 | 10.1863 | 10.3437 | 10.4853 | 10.5986 | 10.6822 | 10.7346 | 10.7872
F3_Commercial_Miscellaneous_New_Space Heating_Natural Gas_Unit Heater_E4 | F3 | Commercial | Miscellaneous | New | Space Heating | Natural Gas | Unit Heater | E4 | PACT BC Ratio | 0 | 0 | 0 | 0 | 0 | 0 | 0 | 0 | 0 | 0 | 0 | 0 | 0 | 0 | 0 | 0 | 0 | 0 | 0 | 0 | 0 | 0 | 0 | 0 | 0 | 0 | 0
F3_Commercial_Miscellaneous_New_Space Heating_Natural Gas_Unit Heater_E5 | F3 | Commercial | Miscellaneous | New | Space Heating | Natural Gas | Unit Heater | E5 | PACT BC Ratio | 0 | 0 | 0 | 0 | 0 | 0 | 0 | 0 | 0 | 0 | 0 | 0 | 0 | 0 | 0 | 0 | 0 | 0 | 0 | 0 | 0 | 0 | 0 | 0 | 0 | 0 | 0
F3_Commercial_Miscellaneous_New_Space Heating_Natural Gas_Unit Heater_E6 | F3 | Commercial | Miscellaneous | New | Space Heating | Natural Gas | Unit Heater | E6 | PACT BC Ratio | 0 | 0 | 0 | 0 | 0 | 0 | 0 | 0 | 0 | 0 | 0 | 0 | 0 | 0 | 0 | 0 | 0 | 0 | 0 | 0 | 0 | 0 | 0 | 0 | 0 | 0 | 0
F3_Commercial_Miscellaneous_New_Space Heating_Natural Gas_Unit Heater_E7 | F3 | Commercial | Miscellaneous | New | Space Heating | Natural Gas | Unit Heater | E7 | PACT BC Ratio | 0 | 0 | 0 | 0 | 0 | 0 | 0 | 0 | 0 | 0 | 0 | 0 | 0 | 0 | 0 | 0 | 0 | 0 | 0 | 0 | 0 | 0 | 0 | 0 | 0 | 0 | 0
F3_Commercial_Miscellaneous_New_Space Heating_Natural Gas_Unit Heater_E8 | F3 | Commercial | Miscellaneous | New | Space Heating | Natural Gas | Unit Heater | E8 | PACT BC Ratio | 0 | 0 | 0 | 0 | 0 | 0 | 0 | 0 | 0 | 0 | 0 | 0 | 0 | 0 | 0 | 0 | 0 | 0 | 0 | 0 | 0 | 0 | 0 | 0 | 0 | 0 | 0
F3_Commercial_Miscellaneous_New_Space Heating_Natural Gas_Unit Heater_E9 | F3 | Commercial | Miscellaneous | New | Space Heating | Natural Gas | Unit Heater | E9 | PACT BC Ratio | 0 | 0 | 0 | 0 | 0 | 0 | 0 | 0 | 0 | 0 | 0 | 0 | 0 | 0 | 0 | 0 | 0 | 0 | 0 | 0 | 0 | 0 | 0 | 0 | 0 | 0 | 0
F3_Commercial_Miscellaneous_New_Space Heating_Natural Gas_Unit Heater_E10 | F3 | Commercial | Miscellaneous | New | Space Heating | Natural Gas | Unit Heater | E10 | PACT BC Ratio | 0 | 0 | 0 | 0 | 0 | 0 | 0 | 0 | 0 | 0 | 0 | 0 | 0 | 0 | 0 | 0 | 0 | 0 | 0 | 0 | 0 | 0 | 0 | 0 | 0 | 0 | 0
F4_Commercial_Miscellaneous_New_Space Heating_Natural Gas_Unit Heater_E1 | F4 | Commercial | Miscellaneous | New | Space Heating | Natural Gas | Unit Heater | E1 | RVT BC Ratio | bar: 2021 to 2047
F4_Commercial_Miscellaneous_New_Space Heating_Natural Gas_Unit Heater_E2 | F4 | Commercial | Miscellaneous | New | Space Heating | Natural Gas | Unit Heater | E2 | RVT BC Ratio | 0.7 | 0.7 | 0.7 | 0.7 | 0.7 | 0.7 | 0.7 | 0.7 | 0.7 | 0.7 | 0.7 | 0.7 | 0.7 | 0.7 | 0.7 | 0.7 | 0.7 | 0.7 | 0.7 | 0.7 | 0.7 | 0.7 | 0.7 | 0.7 | 0.7 | 0.7 | 0.7
F4_Commercial_Miscellaneous_New_Space Heating_Natural Gas_Unit Heater_E3 | F4 | Commercial | Miscellaneous | New | Space Heating | Natural Gas | Unit Heater | E3 | RVT BC Ratio | 0.7 | 0.7 | 0.7 | 0.7 | 0.7 | 0.7 | 0.7 | 0.7 | 0.7 | 0.7 | 0.7 | 0.7 | 0.7 | 0.7 | 0.7 | 0.7 | 0.7 | 0.7 | 0.7 | 0.7 | 0.7 | 0.7 | 0.7 | 0.7 | 0.7 | 0.7 | 0.7
F4_Commercial_Miscellaneous_New_Space Heating_Natural Gas_Unit Heater_E4 | F4 | Commercial | Miscellaneous | New | Space Heating | Natural Gas | Unit Heater | E4 | RVT BC Ratio | 0 | 0 | 0 | 0 | 0 | 0 | 0 | 0 | 0 | 0 | 0 | 0 | 0 | 0 | 0 | 0 | 0 | 0 | 0 | 0 | 0 | 0 | 0 | 0 | 0 | 0 | 0
F4_Commercial_Miscellaneous_New_Space Heating_Natural Gas_Unit Heater_E5 | F4 | Commercial | Miscellaneous | New | Space Heating | Natural Gas | Unit Heater | E5 | RVT BC Ratio | 0 | 0 | 0 | 0 | 0 | 0 | 0 | 0 | 0 | 0 | 0 | 0 | 0 | 0 | 0 | 0 | 0 | 0 | 0 | 0 | 0 | 0 | 0 | 0 | 0 | 0 | 0
F4_Commercial_Miscellaneous_New_Space Heating_Natural Gas_Unit Heater_E6 | F4 | Commercial | Miscellaneous | New | Space Heating | Natural Gas | Unit Heater | E6 | RVT BC Ratio | 0 | 0 | 0 | 0 | 0 | 0 | 0 | 0 | 0 | 0 | 0 | 0 | 0 | 0 | 0 | 0 | 0 | 0 | 0 | 0 | 0 | 0 | 0 | 0 | 0 | 0 | 0
F4_Commercial_Miscellaneous_New_Space Heating_Natural Gas_Unit Heater_E7 | F4 | Commercial | Miscellaneous | New | Space Heating | Natural Gas | Unit Heater | E7 | RVT BC Ratio | 0 | 0 | 0 | 0 | 0 | 0 | 0 | 0 | 0 | 0 | 0 | 0 | 0 | 0 | 0 | 0 | 0 | 0 | 0 | 0 | 0 | 0 | 0 | 0 | 0 | 0 | 0
F4_Commercial_Miscellaneous_New_Space Heating_Natural Gas_Unit Heater_E8 | F4 | Commercial | Miscellaneous | New | Space Heating | Natural Gas | Unit Heater | E8 | RVT BC Ratio | 0 | 0 | 0 | 0 | 0 | 0 | 0 | 0 | 0 | 0 | 0 | 0 | 0 | 0 | 0 | 0 | 0 | 0 | 0 | 0 | 0 | 0 | 0 | 0 | 0 | 0 | 0
F4_Commercial_Miscellaneous_New_Space Heating_Natural Gas_Unit Heater_E9 | F4 | Commercial | Miscellaneous | New | Space Heating | Natural Gas | Unit Heater | E9 | RVT BC Ratio | 0 | 0 | 0 | 0 | 0 | 0 | 0 | 0 | 0 | 0 | 0 | 0 | 0 | 0 | 0 | 0 | 0 | 0 | 0 | 0 | 0 | 0 | 0 | 0 | 0 | 0 | 0
F4_Commercial_Miscellaneous_New_Space Heating_Natural Gas_Unit Heater_E10 | F4 | Commercial | Miscellaneous | New | Space Heating | Natural Gas | Unit Heater | E10 | RVT BC Ratio | 0 | 0 | 0 | 0 | 0 | 0 | 0 | 0 | 0 | 0 | 0 | 0 | 0 | 0 | 0 | 0 | 0 | 0 | 0 | 0 | 0 | 0 | 0 | 0 | 0 | 0 | 0
F5_Commercial_Miscellaneous_New_Space Heating_Natural Gas_Unit Heater_E1 | F5 | Commercial | Miscellaneous | New | Space Heating | Natural Gas | Unit Heater | E1 | RIM BC Ratio | bar: 2021 to 2047
F5_Commercial_Miscellaneous_New_Space Heating_Natural Gas_Unit Heater_E2 | F5 | Commercial | Miscellaneous | New | Space Heating | Natural Gas | Unit Heater | E2 | RIM BC Ratio | 19.0175 | 18.9276 | 18.6784 | 18.4089 | 18.3609 | 18.3864 | 18.4595 | 18.5364 | 18.5899 | 18.6112 | 18.6047 | 18.5743 | 18.5131 | 18.4059 | 18.2534 | 18.0638 | 17.8205 | 17.5342 | 17.194 | 16.7889 | 16.3077 | 15.7615 | 15.3096 | 15.0239 | 14.9131 | 14.9862 | 15.0597
F5_Commercial_Miscellaneous_New_Space Heating_Natural Gas_Unit Heater_E3 | F5 | Commercial | Miscellaneous | New | Space Heating | Natural Gas | Unit Heater | E3 | RIM BC Ratio | 13.5765 | 13.5775 | 13.4916 | 13.3101 | 13.0113 | 12.6401 | 12.192 | 11.6718 | 11.1114 | 10.5595 | 10.0709 | 9.7093 | 9.5034 | 9.439 | 9.4768 | 9.5711 | 9.675 | 9.7866 | 9.9077 | 10.0403 | 10.1863 | 10.3437 | 10.4853 | 10.5986 | 10.6822 | 10.7346 | 10.7872
F5_Commercial_Miscellaneous_New_Space Heating_Natural Gas_Unit Heater_E4 | F5 | Commercial | Miscellaneous | New | Space Heating | Natural Gas | Unit Heater | E4 | RIM BC Ratio | 0 | 0 | 0 | 0 | 0 | 0 | 0 | 0 | 0 | 0 | 0 | 0 | 0 | 0 | 0 | 0 | 0 | 0 | 0 | 0 | 0 | 0 | 0 | 0 | 0 | 0 | 0
F5_Commercial_Miscellaneous_New_Space Heating_Natural Gas_Unit Heater_E5 | F5 | Commercial | Miscellaneous | New | Space Heating | Natural Gas | Unit Heater | E5 | RIM BC Ratio | 0 | 0 | 0 | 0 | 0 | 0 | 0 | 0 | 0 | 0 | 0 | 0 | 0 | 0 | 0 | 0 | 0 | 0 | 0 | 0 | 0 | 0 | 0 | 0 | 0 | 0 | 0
F5_Commercial_Miscellaneous_New_Space Heating_Natural Gas_Unit Heater_E6 | F5 | Commercial | Miscellaneous | New | Space Heating | Natural Gas | Unit Heater | E6 | RIM BC Ratio | 0 | 0 | 0 | 0 | 0 | 0 | 0 | 0 | 0 | 0 | 0 | 0 | 0 | 0 | 0 | 0 | 0 | 0 | 0 | 0 | 0 | 0 | 0 | 0 | 0 | 0 | 0
F5_Commercial_Miscellaneous_New_Space Heating_Natural Gas_Unit Heater_E7 | F5 | Commercial | Miscellaneous | New | Space Heating | Natural Gas | Unit Heater | E7 | RIM BC Ratio | 0 | 0 | 0 | 0 | 0 | 0 | 0 | 0 | 0 | 0 | 0 | 0 | 0 | 0 | 0 | 0 | 0 | 0 | 0 | 0 | 0 | 0 | 0 | 0 | 0 | 0 | 0
F5_Commercial_Miscellaneous_New_Space Heating_Natural Gas_Unit Heater_E8 | F5 | Commercial | Miscellaneous | New | Space Heating | Natural Gas | Unit Heater | E8 | RIM BC Ratio | 0 | 0 | 0 | 0 | 0 | 0 | 0 | 0 | 0 | 0 | 0 | 0 | 0 | 0 | 0 | 0 | 0 | 0 | 0 | 0 | 0 | 0 | 0 | 0 | 0 | 0 | 0
F5_Commercial_Miscellaneous_New_Space Heating_Natural Gas_Unit Heater_E9 | F5 | Commercial | Miscellaneous | New | Space Heating | Natural Gas | Unit Heater | E9 | RIM BC Ratio | 0 | 0 | 0 | 0 | 0 | 0 | 0 | 0 | 0 | 0 | 0 | 0 | 0 | 0 | 0 | 0 | 0 | 0 | 0 | 0 | 0 | 0 | 0 | 0 | 0 | 0 | 0
F5_Commercial_Miscellaneous_New_Space Heating_Natural Gas_Unit Heater_E10 | F5 | Commercial | Miscellaneous | New | Space Heating | Natural Gas | Unit Heater | E10 | RIM BC Ratio | 0 | 0 | 0 | 0 | 0 | 0 | 0 | 0 | 0 | 0 | 0 | 0 | 0 | 0 | 0 | 0 | 0 | 0 | 0 | 0 | 0 | 0 | 0 | 0 | 0 | 0 | 0
F0_Commercial_Miscellaneous_New_Water Heating_Natural Gas_Water Heater_E0 | F0 | Commercial | Miscellaneous | New | Water Heating | Natural Gas | Water Heater | E0 | Economic Unit | Tankless | Tankless | Tankless | Tankless | Tankless | Tankless | Tankless | Tankless | Tankless | Tankless | Tankless | Tankless | Tankless | Tankless | Tankless | Tankless | Tankless | Tankless | Tankless | Tankless | Tankless | Tankless | Tankless | Tankless | Tankless | Tankless | Tankless
F1_Commercial_Miscellaneous_New_Water Heating_Natural Gas_Water Heater_E1 | F1 | Commercial | Miscellaneous | New | Water Heating | Natural Gas | Water Heater | E1 | CCE | 0 | 0 | 0 | 0 | 0 | 0 | 0 | 0 | 0 | 0 | 0 | 0 | 0 | 0 | 0 | 0 | 0 | 0 | 0 | 0 | 0 | 0 | 0 | 0 | 0 | 0 | 0
F1_Commercial_Miscellaneous_New_Water Heating_Natural Gas_Water Heater_E2 | F1 | Commercial | Miscellaneous | New | Water Heating | Natural Gas | Water Heater | E2 | CCE | 0.0026027 | 0.0026027 | 0.0026027 | 0.0026027 | 0.0026027 | 0.0026027 | 0.0026027 | 0.0026027 | 0.0026027 | 0.0026027 | 0.0026027 | 0.0026027 | 0.0026027 | 0.0026027 | 0.0026027 | 0.0026027 | 0.0026027 | 0.0026027 | 0.0026027 | 0.0026027 | 0.0026027 | 0.0026027 | 0.0026027 | 0.0026027 | 0.0026027 | 0.0026027 | 0.0026027
F1_Commercial_Miscellaneous_New_Water Heating_Natural Gas_Water Heater_E3 | F1 | Commercial | Miscellaneous | New | Water Heating | Natural Gas | Water Heater | E3 | CCE | -0.0020548 | -0.0020548 | -0.0020548 | -0.0020548 | -0.0020548 | -0.0020548 | -0.0020548 | -0.0020548 | -0.0020548 | -0.0020548 | -0.0020548 | -0.0020548 | -0.0020548 | -0.0020548 | -0.0020548 | -0.0020548 | -0.0020548 | -0.0020548 | -0.0020548 | -0.0020548 | -0.0020548 | -0.0020548 | -0.0020548 | -0.0020548 | -0.0020548 | -0.0020548 | -0.0020548
F1_Commercial_Miscellaneous_New_Water Heating_Natural Gas_Water Heater_E4 | F1 | Commercial | Miscellaneous | New | Water Heating | Natural Gas | Water Heater | E4 | CCE | 0 | 0 | 0.027312 | 0.027312 | 0.027312 | 0.027312 | 0.027312 | 0.027312 | 0.027312 | 0.027312 | 0.027312 | 0.027312 | 0.027312 | 0.027312 | 0.027312 | 0.027312 | 0.027312 | 0.027312 | 0.027312 | 0.027312 | 0.027312 | 0.027312 | 0.027312 | 0.027312 | 0.027312 | 0.027312 | 0.027312
F1_Commercial_Miscellaneous_New_Water Heating_Natural Gas_Water Heater_E5 | F1 | Commercial | Miscellaneous | New | Water Heating | Natural Gas | Water Heater | E5 | CCE | 0 | 0 | 0 | 0 | 0 | 0 | 0 | 0 | 0 | 0 | 0 | 0 | 0 | 0 | 0 | 0 | 0 | 0 | 0 | 0 | 0 | 0 | 0 | 0 | 0 | 0 | 0
F1_Commercial_Miscellaneous_New_Water Heating_Natural Gas_Water Heater_E6 | F1 | Commercial | Miscellaneous | New | Water Heating | Natural Gas | Water Heater | E6 | CCE | 0 | 0 | 0 | 0 | 0 | 0 | 0 | 0 | 0 | 0 | 0 | 0 | 0 | 0 | 0 | 0 | 0 | 0 | 0 | 0 | 0 | 0 | 0 | 0 | 0 | 0 | 0
F1_Commercial_Miscellaneous_New_Water Heating_Natural Gas_Water Heater_E7 | F1 | Commercial | Miscellaneous | New | Water Heating | Natural Gas | Water Heater | E7 | CCE | 0 | 0 | 0 | 0 | 0 | 0 | 0 | 0 | 0 | 0 | 0 | 0 | 0 | 0 | 0 | 0 | 0 | 0 | 0 | 0 | 0 | 0 | 0 | 0 | 0 | 0 | 0
F1_Commercial_Miscellaneous_New_Water Heating_Natural Gas_Water Heater_E8 | F1 | Commercial | Miscellaneous | New | Water Heating | Natural Gas | Water Heater | E8 | CCE | 0 | 0 | 0 | 0 | 0 | 0 | 0 | 0 | 0 | 0 | 0 | 0 | 0 | 0 | 0 | 0 | 0 | 0 | 0 | 0 | 0 | 0 | 0 | 0 | 0 | 0 | 0
F1_Commercial_Miscellaneous_New_Water Heating_Natural Gas_Water Heater_E9 | F1 | Commercial | Miscellaneous | New | Water Heating | Natural Gas | Water Heater | E9 | CCE | 0 | 0 | 0 | 0 | 0 | 0 | 0 | 0 | 0 | 0 | 0 | 0 | 0 | 0 | 0 | 0 | 0 | 0 | 0 | 0 | 0 | 0 | 0 | 0 | 0 | 0 | 0
F1_Commercial_Miscellaneous_New_Water Heating_Natural Gas_Water Heater_E10 | F1 | Commercial | Miscellaneous | New | Water Heating | Natural Gas | Water Heater | E10 | CCE | 0 | 0 | 0 | 0 | 0 | 0 | 0 | 0 | 0 | 0 | 0 | 0 | 0 | 0 | 0 | 0 | 0 | 0 | 0 | 0 | 0 | 0 | 0 | 0 | 0 | 0 | 0
F2_Commercial_Miscellaneous_New_Water Heating_Natural Gas_Water Heater_E1 | F2 | Commercial | Miscellaneous | New | Water Heating | Natural Gas | Water Heater | E1 | TRC BC Ratio | bar: 2021 to 2047
F2_Commercial_Miscellaneous_New_Water Heating_Natural Gas_Water Heater_E2 | F2 | Commercial | Miscellaneous | New | Water Heating | Natural Gas | Water Heater | E2 | TRC BC Ratio | 5.2799 | 5.2037 | 5.1294 | 5.0573 | 5.058 | 5.106 | 5.1837 | 5.278 | 5.3797 | 5.4837 | 5.5865 | 5.6776 | 5.7471 | 5.7766 | 5.763 | 5.7065 | 5.6115 | 5.4871 | 5.339 | 5.1634 | 4.9581 | 4.7217 | 4.5119 | 4.3761 | 4.3174 | 4.3386 | 4.3598
F2_Commercial_Miscellaneous_New_Water Heating_Natural Gas_Water Heater_E3 | F2 | Commercial | Miscellaneous | New | Water Heating | Natural Gas | Water Heater | E3 | TRC BC Ratio | bar: 2021 to 2047
F2_Commercial_Miscellaneous_New_Water Heating_Natural Gas_Water Heater_E4 | F2 | Commercial | Miscellaneous | New | Water Heating | Natural Gas | Water Heater | E4 | TRC BC Ratio | 0 | 0 | 0.46668 | 0.44639 | 0.43826 | 0.43799 | 0.44354 | 0.45493 | 0.47312 | 0.49993 | 0.53429 | 0.57206 | 0.60887 | 0.63669 | 0.65104 | 0.6505 | 0.63645 | 0.61374 | 0.587 | 0.55558 | 0.51908 | 0.4773 | 0.44003 | 0.41533 | 0.40374 | 0.40572 | 0.40771
F2_Commercial_Miscellaneous_New_Water Heating_Natural Gas_Water Heater_E5 | F2 | Commercial | Miscellaneous | New | Water Heating | Natural Gas | Water Heater | E5 | TRC BC Ratio | 0 | 0 | 0 | 0 | 0 | 0 | 0 | 0 | 0 | 0 | 0 | 0 | 0 | 0 | 0 | 0 | 0 | 0 | 0 | 0 | 0 | 0 | 0 | 0 | 0 | 0 | 0
F2_Commercial_Miscellaneous_New_Water Heating_Natural Gas_Water Heater_E6 | F2 | Commercial | Miscellaneous | New | Water Heating | Natural Gas | Water Heater | E6 | TRC BC Ratio | 0 | 0 | 0 | 0 | 0 | 0 | 0 | 0 | 0 | 0 | 0 | 0 | 0 | 0 | 0 | 0 | 0 | 0 | 0 | 0 | 0 | 0 | 0 | 0 | 0 | 0 | 0
F2_Commercial_Miscellaneous_New_Water Heating_Natural Gas_Water Heater_E7 | F2 | Commercial | Miscellaneous | New | Water Heating | Natural Gas | Water Heater | E7 | TRC BC Ratio | 0 | 0 | 0 | 0 | 0 | 0 | 0 | 0 | 0 | 0 | 0 | 0 | 0 | 0 | 0 | 0 | 0 | 0 | 0 | 0 | 0 | 0 | 0 | 0 | 0 | 0 | 0
F2_Commercial_Miscellaneous_New_Water Heating_Natural Gas_Water Heater_E8 | F2 | Commercial | Miscellaneous | New | Water Heating | Natural Gas | Water Heater | E8 | TRC BC Ratio | 0 | 0 | 0 | 0 | 0 | 0 | 0 | 0 | 0 | 0 | 0 | 0 | 0 | 0 | 0 | 0 | 0 | 0 | 0 | 0 | 0 | 0 | 0 | 0 | 0 | 0 | 0
F2_Commercial_Miscellaneous_New_Water Heating_Natural Gas_Water Heater_E9 | F2 | Commercial | Miscellaneous | New | Water Heating | Natural Gas | Water Heater | E9 | TRC BC Ratio | 0 | 0 | 0 | 0 | 0 | 0 | 0 | 0 | 0 | 0 | 0 | 0 | 0 | 0 | 0 | 0 | 0 | 0 | 0 | 0 | 0 | 0 | 0 | 0 | 0 | 0 | 0
F2_Commercial_Miscellaneous_New_Water Heating_Natural Gas_Water Heater_E10 | F2 | Commercial | Miscellaneous | New | Water Heating | Natural Gas | Water Heater | E10 | TRC BC Ratio | 0 | 0 | 0 | 0 | 0 | 0 | 0 | 0 | 0 | 0 | 0 | 0 | 0 | 0 | 0 | 0 | 0 | 0 | 0 | 0 | 0 | 0 | 0 | 0 | 0 | 0 | 0
F3_Commercial_Miscellaneous_New_Water Heating_Natural Gas_Water Heater_E1 | F3 | Commercial | Miscellaneous | New | Water Heating | Natural Gas | Water Heater | E1 | PACT BC Ratio | bar: 2021 to 2047
F3_Commercial_Miscellaneous_New_Water Heating_Natural Gas_Water Heater_E2 | F3 | Commercial | Miscellaneous | New | Water Heating | Natural Gas | Water Heater | E2 | PACT BC Ratio | 6.6572 | 6.5612 | 6.4675 | 6.3766 | 6.3775 | 6.438 | 6.536 | 6.6548 | 6.783 | 6.9142 | 7.0439 | 7.1587 | 7.2463 | 7.2836 | 7.2664 | 7.1951 | 7.0753 | 6.9185 | 6.7318 | 6.5104 | 6.2515 | 5.9535 | 5.6889 | 5.5176 | 5.4437 | 5.4704 | 5.4972
F3_Commercial_Miscellaneous_New_Water Heating_Natural Gas_Water Heater_E3 | F3 | Commercial | Miscellaneous | New | Water Heating | Natural Gas | Water Heater | E3 | PACT BC Ratio | bar: 2021 to 2047
F3_Commercial_Miscellaneous_New_Water Heating_Natural Gas_Water Heater_E4 | F3 | Commercial | Miscellaneous | New | Water Heating | Natural Gas | Water Heater | E4 | PACT BC Ratio | 0 | 0 | 0.58842 | 0.56284 | 0.55259 | 0.55224 | 0.55925 | 0.57361 | 0.59654 | 0.63035 | 0.67367 | 0.72129 | 0.7677 | 0.80278 | 0.82088 | 0.8202 | 0.80248 | 0.77385 | 0.74012 | 0.70051 | 0.65449 | 0.60182 | 0.55482 | 0.52368 | 0.50907 | 0.51156 | 0.51407
F3_Commercial_Miscellaneous_New_Water Heating_Natural Gas_Water Heater_E5 | F3 | Commercial | Miscellaneous | New | Water Heating | Natural Gas | Water Heater | E5 | PACT BC Ratio | 0 | 0 | 0 | 0 | 0 | 0 | 0 | 0 | 0 | 0 | 0 | 0 | 0 | 0 | 0 | 0 | 0 | 0 | 0 | 0 | 0 | 0 | 0 | 0 | 0 | 0 | 0
F3_Commercial_Miscellaneous_New_Water Heating_Natural Gas_Water Heater_E6 | F3 | Commercial | Miscellaneous | New | Water Heating | Natural Gas | Water Heater | E6 | PACT BC Ratio | 0 | 0 | 0 | 0 | 0 | 0 | 0 | 0 | 0 | 0 | 0 | 0 | 0 | 0 | 0 | 0 | 0 | 0 | 0 | 0 | 0 | 0 | 0 | 0 | 0 | 0 | 0
F3_Commercial_Miscellaneous_New_Water Heating_Natural Gas_Water Heater_E7 | F3 | Commercial | Miscellaneous | New | Water Heating | Natural Gas | Water Heater | E7 | PACT BC Ratio | 0 | 0 | 0 | 0 | 0 | 0 | 0 | 0 | 0 | 0 | 0 | 0 | 0 | 0 | 0 | 0 | 0 | 0 | 0 | 0 | 0 | 0 | 0 | 0 | 0 | 0 | 0
F3_Commercial_Miscellaneous_New_Water Heating_Natural Gas_Water Heater_E8 | F3 | Commercial | Miscellaneous | New | Water Heating | Natural Gas | Water Heater | E8 | PACT BC Ratio | 0 | 0 | 0 | 0 | 0 | 0 | 0 | 0 | 0 | 0 | 0 | 0 | 0 | 0 | 0 | 0 | 0 | 0 | 0 | 0 | 0 | 0 | 0 | 0 | 0 | 0 | 0
F3_Commercial_Miscellaneous_New_Water Heating_Natural Gas_Water Heater_E9 | F3 | Commercial | Miscellaneous | New | Water Heating | Natural Gas | Water Heater | E9 | PACT BC Ratio | 0 | 0 | 0 | 0 | 0 | 0 | 0 | 0 | 0 | 0 | 0 | 0 | 0 | 0 | 0 | 0 | 0 | 0 | 0 | 0 | 0 | 0 | 0 | 0 | 0 | 0 | 0
F3_Commercial_Miscellaneous_New_Water Heating_Natural Gas_Water Heater_E10 | F3 | Commercial | Miscellaneous | New | Water Heating | Natural Gas | Water Heater | E10 | PACT BC Ratio | 0 | 0 | 0 | 0 | 0 | 0 | 0 | 0 | 0 | 0 | 0 | 0 | 0 | 0 | 0 | 0 | 0 | 0 | 0 | 0 | 0 | 0 | 0 | 0 | 0 | 0 | 0
F4_Commercial_Miscellaneous_New_Water Heating_Natural Gas_Water Heater_E1 | F4 | Commercial | Miscellaneous | New | Water Heating | Natural Gas | Water Heater | E1 | RVT BC Ratio | bar: 2021 to 2047
F4_Commercial_Miscellaneous_New_Water Heating_Natural Gas_Water Heater_E2 | F4 | Commercial | Miscellaneous | New | Water Heating | Natural Gas | Water Heater | E2 | RVT BC Ratio | 0.7 | 0.7 | 0.7 | 0.7 | 0.7 | 0.7 | 0.7 | 0.7 | 0.7 | 0.7 | 0.7 | 0.7 | 0.7 | 0.7 | 0.7 | 0.7 | 0.7 | 0.7 | 0.7 | 0.7 | 0.7 | 0.7 | 0.7 | 0.7 | 0.7 | 0.7 | 0.7
F4_Commercial_Miscellaneous_New_Water Heating_Natural Gas_Water Heater_E3 | F4 | Commercial | Miscellaneous | New | Water Heating | Natural Gas | Water Heater | E3 | RVT BC Ratio | bar: 2021 to 2047
F4_Commercial_Miscellaneous_New_Water Heating_Natural Gas_Water Heater_E4 | F4 | Commercial | Miscellaneous | New | Water Heating | Natural Gas | Water Heater | E4 | RVT BC Ratio | 0 | 0 | 0.7 | 0.7 | 0.7 | 0.7 | 0.7 | 0.7 | 0.7 | 0.7 | 0.7 | 0.7 | 0.7 | 0.7 | 0.7 | 0.7 | 0.7 | 0.7 | 0.7 | 0.7 | 0.7 | 0.7 | 0.7 | 0.7 | 0.7 | 0.7 | 0.7
F4_Commercial_Miscellaneous_New_Water Heating_Natural Gas_Water Heater_E5 | F4 | Commercial | Miscellaneous | New | Water Heating | Natural Gas | Water Heater | E5 | RVT BC Ratio | 0 | 0 | 0 | 0 | 0 | 0 | 0 | 0 | 0 | 0 | 0 | 0 | 0 | 0 | 0 | 0 | 0 | 0 | 0 | 0 | 0 | 0 | 0 | 0 | 0 | 0 | 0
F4_Commercial_Miscellaneous_New_Water Heating_Natural Gas_Water Heater_E6 | F4 | Commercial | Miscellaneous | New | Water Heating | Natural Gas | Water Heater | E6 | RVT BC Ratio | 0 | 0 | 0 | 0 | 0 | 0 | 0 | 0 | 0 | 0 | 0 | 0 | 0 | 0 | 0 | 0 | 0 | 0 | 0 | 0 | 0 | 0 | 0 | 0 | 0 | 0 | 0
F4_Commercial_Miscellaneous_New_Water Heating_Natural Gas_Water Heater_E7 | F4 | Commercial | Miscellaneous | New | Water Heating | Natural Gas | Water Heater | E7 | RVT BC Ratio | 0 | 0 | 0 | 0 | 0 | 0 | 0 | 0 | 0 | 0 | 0 | 0 | 0 | 0 | 0 | 0 | 0 | 0 | 0 | 0 | 0 | 0 | 0 | 0 | 0 | 0 | 0
F4_Commercial_Miscellaneous_New_Water Heating_Natural Gas_Water Heater_E8 | F4 | Commercial | Miscellaneous | New | Water Heating | Natural Gas | Water Heater | E8 | RVT BC Ratio | 0 | 0 | 0 | 0 | 0 | 0 | 0 | 0 | 0 | 0 | 0 | 0 | 0 | 0 | 0 | 0 | 0 | 0 | 0 | 0 | 0 | 0 | 0 | 0 | 0 | 0 | 0
F4_Commercial_Miscellaneous_New_Water Heating_Natural Gas_Water Heater_E9 | F4 | Commercial | Miscellaneous | New | Water Heating | Natural Gas | Water Heater | E9 | RVT BC Ratio | 0 | 0 | 0 | 0 | 0 | 0 | 0 | 0 | 0 | 0 | 0 | 0 | 0 | 0 | 0 | 0 | 0 | 0 | 0 | 0 | 0 | 0 | 0 | 0 | 0 | 0 | 0
F4_Commercial_Miscellaneous_New_Water Heating_Natural Gas_Water Heater_E10 | F4 | Commercial | Miscellaneous | New | Water Heating | Natural Gas | Water Heater | E10 | RVT BC Ratio | 0 | 0 | 0 | 0 | 0 | 0 | 0 | 0 | 0 | 0 | 0 | 0 | 0 | 0 | 0 | 0 | 0 | 0 | 0 | 0 | 0 | 0 | 0 | 0 | 0 | 0 | 0
F5_Commercial_Miscellaneous_New_Water Heating_Natural Gas_Water Heater_E1 | F5 | Commercial | Miscellaneous | New | Water Heating | Natural Gas | Water Heater | E1 | RIM BC Ratio | bar: 2021 to 2047
F5_Commercial_Miscellaneous_New_Water Heating_Natural Gas_Water Heater_E2 | F5 | Commercial | Miscellaneous | New | Water Heating | Natural Gas | Water Heater | E2 | RIM BC Ratio | 6.6572 | 6.5612 | 6.4675 | 6.3766 | 6.3775 | 6.438 | 6.536 | 6.6548 | 6.783 | 6.9142 | 7.0439 | 7.1587 | 7.2463 | 7.2836 | 7.2664 | 7.1951 | 7.0753 | 6.9185 | 6.7318 | 6.5104 | 6.2515 | 5.9535 | 5.6889 | 5.5176 | 5.4437 | 5.4704 | 5.4972
F5_Commercial_Miscellaneous_New_Water Heating_Natural Gas_Water Heater_E3 | F5 | Commercial | Miscellaneous | New | Water Heating | Natural Gas | Water Heater | E3 | RIM BC Ratio | bar: 2021 to 2047
F5_Commercial_Miscellaneous_New_Water Heating_Natural Gas_Water Heater_E4 | F5 | Commercial | Miscellaneous | New | Water Heating | Natural Gas | Water Heater | E4 | RIM BC Ratio | 0 | 0 | 0.58842 | 0.56284 | 0.55259 | 0.55224 | 0.55925 | 0.57361 | 0.59654 | 0.63035 | 0.67367 | 0.72129 | 0.7677 | 0.80278 | 0.82088 | 0.8202 | 0.80248 | 0.77385 | 0.74012 | 0.70051 | 0.65449 | 0.60182 | 0.55482 | 0.52368 | 0.50907 | 0.51156 | 0.51407
F5_Commercial_Miscellaneous_New_Water Heating_Natural Gas_Water Heater_E5 | F5 | Commercial | Miscellaneous | New | Water Heating | Natural Gas | Water Heater | E5 | RIM BC Ratio | 0 | 0 | 0 | 0 | 0 | 0 | 0 | 0 | 0 | 0 | 0 | 0 | 0 | 0 | 0 | 0 | 0 | 0 | 0 | 0 | 0 | 0 | 0 | 0 | 0 | 0 | 0
F5_Commercial_Miscellaneous_New_Water Heating_Natural Gas_Water Heater_E6 | F5 | Commercial | Miscellaneous | New | Water Heating | Natural Gas | Water Heater | E6 | RIM BC Ratio | 0 | 0 | 0 | 0 | 0 | 0 | 0 | 0 | 0 | 0 | 0 | 0 | 0 | 0 | 0 | 0 | 0 | 0 | 0 | 0 | 0 | 0 | 0 | 0 | 0 | 0 | 0
F5_Commercial_Miscellaneous_New_Water Heating_Natural Gas_Water Heater_E7 | F5 | Commercial | Miscellaneous | New | Water Heating | Natural Gas | Water Heater | E7 | RIM BC Ratio | 0 | 0 | 0 | 0 | 0 | 0 | 0 | 0 | 0 | 0 | 0 | 0 | 0 | 0 | 0 | 0 | 0 | 0 | 0 | 0 | 0 | 0 | 0 | 0 | 0 | 0 | 0
F5_Commercial_Miscellaneous_New_Water Heating_Natural Gas_Water Heater_E8 | F5 | Commercial | Miscellaneous | New | Water Heating | Natural Gas | Water Heater | E8 | RIM BC Ratio | 0 | 0 | 0 | 0 | 0 | 0 | 0 | 0 | 0 | 0 | 0 | 0 | 0 | 0 | 0 | 0 | 0 | 0 | 0 | 0 | 0 | 0 | 0 | 0 | 0 | 0 | 0
F5_Commercial_Miscellaneous_New_Water Heating_Natural Gas_Water Heater_E9 | F5 | Commercial | Miscellaneous | New | Water Heating | Natural Gas | Water Heater | E9 | RIM BC Ratio | 0 | 0 | 0 | 0 | 0 | 0 | 0 | 0 | 0 | 0 | 0 | 0 | 0 | 0 | 0 | 0 | 0 | 0 | 0 | 0 | 0 | 0 | 0 | 0 | 0 | 0 | 0
F5_Commercial_Miscellaneous_New_Water Heating_Natural Gas_Water Heater_E10 | F5 | Commercial | Miscellaneous | New | Water Heating | Natural Gas | Water Heater | E10 | RIM BC Ratio | 0 | 0 | 0 | 0 | 0 | 0 | 0 | 0 | 0 | 0 | 0 | 0 | 0 | 0 | 0 | 0 | 0 | 0 | 0 | 0 | 0 | 0 | 0 | 0 | 0 | 0 | 0
F0_Commercial_Miscellaneous_New_Food Preparation_Natural Gas_Oven_E0 | F0 | Commercial | Miscellaneous | New | Food Preparation | Natural Gas | Oven | E0 | Economic Unit | ENERGY STAR (>42% Baking Efficiency) | ENERGY STAR (>42% Baking Efficiency) | ENERGY STAR (>42% Baking Efficiency) | ENERGY STAR (>42% Baking Efficiency) | ENERGY STAR (>42% Baking Efficiency) | ENERGY STAR (>42% Baking Efficiency) | ENERGY STAR (>42% Baking Efficiency) | ENERGY STAR (>42% Baking Efficiency) | ENERGY STAR (>42% Baking Efficiency) | ENERGY STAR (>42% Baking Efficiency) | ENERGY STAR (>42% Baking Efficiency) | ENERGY STAR (>42% Baking Efficiency) | ENERGY STAR (>42% Baking Efficiency) | ENERGY STAR (>42% Baking Efficiency) | ENERGY STAR (>42% Baking Efficiency) | ENERGY STAR (>42% Baking Efficiency) | ENERGY STAR (>42% Baking Efficiency) | ENERGY STAR (>42% Baking Efficiency) | ENERGY STAR (>42% Baking Efficiency) | ENERGY STAR (>42% Baking Efficiency) | ENERGY STAR (>42% Baking Efficiency) | ENERGY STAR (>42% Baking Efficiency) | ENERGY STAR (>42% Baking Efficiency) | ENERGY STAR (>42% Baking Efficiency) | ENERGY STAR (>42% Baking Efficiency) | ENERGY STAR (>42% Baking Efficiency) | ENERGY STAR (>42% Baking Efficiency)
F1_Commercial_Miscellaneous_New_Food Preparation_Natural Gas_Oven_E1 | F1 | Commercial | Miscellaneous | New | Food Preparation | Natural Gas | Oven | E1 | CCE | 0 | 0 | 0 | 0 | 0 | 0 | 0 | 0 | 0 | 0 | 0 | 0 | 0 | 0 | 0 | 0 | 0 | 0 | 0 | 0 | 0 | 0 | 0 | 0 | 0 | 0 | 0
F1_Commercial_Miscellaneous_New_Food Preparation_Natural Gas_Oven_E2 | F1 | Commercial | Miscellaneous | New | Food Preparation | Natural Gas | Oven | E2 | CCE | 0.0064069 | 0.0064069 | 0.0064069 | 0.0064069 | 0.0064069 | 0.0064069 | 0.0064069 | 0.0064069 | 0.0064069 | 0.0064069 | 0.0064069 | 0.0064069 | 0.0064069 | 0.0064069 | 0.0064069 | 0.0064069 | 0.0064069 | 0.0064069 | 0.0064069 | 0.0064069 | 0.0064069 | 0.0064069 | 0.0064069 | 0.0064069 | 0.0064069 | 0.0064069 | 0.0064069
F1_Commercial_Miscellaneous_New_Food Preparation_Natural Gas_Oven_E3 | F1 | Commercial | Miscellaneous | New | Food Preparation | Natural Gas | Oven | E3 | CCE | 0 | 0 | 0 | 0 | 0 | 0 | 0 | 0 | 0 | 0 | 0 | 0 | 0 | 0 | 0 | 0 | 0 | 0 | 0 | 0 | 0 | 0 | 0 | 0 | 0 | 0 | 0
F1_Commercial_Miscellaneous_New_Food Preparation_Natural Gas_Oven_E4 | F1 | Commercial | Miscellaneous | New | Food Preparation | Natural Gas | Oven | E4 | CCE | 0 | 0 | 0 | 0 | 0 | 0 | 0 | 0 | 0 | 0 | 0 | 0 | 0 | 0 | 0 | 0 | 0 | 0 | 0 | 0 | 0 | 0 | 0 | 0 | 0 | 0 | 0
F1_Commercial_Miscellaneous_New_Food Preparation_Natural Gas_Oven_E5 | F1 | Commercial | Miscellaneous | New | Food Preparation | Natural Gas | Oven | E5 | CCE | 0 | 0 | 0 | 0 | 0 | 0 | 0 | 0 | 0 | 0 | 0 | 0 | 0 | 0 | 0 | 0 | 0 | 0 | 0 | 0 | 0 | 0 | 0 | 0 | 0 | 0 | 0
F1_Commercial_Miscellaneous_New_Food Preparation_Natural Gas_Oven_E6 | F1 | Commercial | Miscellaneous | New | Food Preparation | Natural Gas | Oven | E6 | CCE | 0 | 0 | 0 | 0 | 0 | 0 | 0 | 0 | 0 | 0 | 0 | 0 | 0 | 0 | 0 | 0 | 0 | 0 | 0 | 0 | 0 | 0 | 0 | 0 | 0 | 0 | 0
F1_Commercial_Miscellaneous_New_Food Preparation_Natural Gas_Oven_E7 | F1 | Commercial | Miscellaneous | New | Food Preparation | Natural Gas | Oven | E7 | CCE | 0 | 0 | 0 | 0 | 0 | 0 | 0 | 0 | 0 | 0 | 0 | 0 | 0 | 0 | 0 | 0 | 0 | 0 | 0 | 0 | 0 | 0 | 0 | 0 | 0 | 0 | 0
F1_Commercial_Miscellaneous_New_Food Preparation_Natural Gas_Oven_E8 | F1 | Commercial | Miscellaneous | New | Food Preparation | Natural Gas | Oven | E8 | CCE | 0 | 0 | 0 | 0 | 0 | 0 | 0 | 0 | 0 | 0 | 0 | 0 | 0 | 0 | 0 | 0 | 0 | 0 | 0 | 0 | 0 | 0 | 0 | 0 | 0 | 0 | 0
F1_Commercial_Miscellaneous_New_Food Preparation_Natural Gas_Oven_E9 | F1 | Commercial | Miscellaneous | New | Food Preparation | Natural Gas | Oven | E9 | CCE | 0 | 0 | 0 | 0 | 0 | 0 | 0 | 0 | 0 | 0 | 0 | 0 | 0 | 0 | 0 | 0 | 0 | 0 | 0 | 0 | 0 | 0 | 0 | 0 | 0 | 0 | 0
F1_Commercial_Miscellaneous_New_Food Preparation_Natural Gas_Oven_E10 | F1 | Commercial | Miscellaneous | New | Food Preparation | Natural Gas | Oven | E10 | CCE | 0 | 0 | 0 | 0 | 0 | 0 | 0 | 0 | 0 | 0 | 0 | 0 | 0 | 0 | 0 | 0 | 0 | 0 | 0 | 0 | 0 | 0 | 0 | 0 | 0 | 0 | 0
F2_Commercial_Miscellaneous_New_Food Preparation_Natural Gas_Oven_E1 | F2 | Commercial | Miscellaneous | New | Food Preparation | Natural Gas | Oven | E1 | TRC BC Ratio | bar: 2021 to 2047
F2_Commercial_Miscellaneous_New_Food Preparation_Natural Gas_Oven_E2 | F2 | Commercial | Miscellaneous | New | Food Preparation | Natural Gas | Oven | E2 | TRC BC Ratio | 2.1435 | 2.1209 | 2.0991 | 2.0784 | 2.0838 | 2.1062 | 2.1397 | 2.1792 | 2.22 | 2.2569 | 2.287 | 2.3059 | 2.3122 | 2.3039 | 2.2841 | 2.2551 | 2.2186 | 2.175 | 2.1228 | 2.0608 | 1.9881 | 1.9043 | 1.83 | 1.7822 | 1.7622 | 1.7709 | 1.7795
F2_Commercial_Miscellaneous_New_Food Preparation_Natural Gas_Oven_E3 | F2 | Commercial | Miscellaneous | New | Food Preparation | Natural Gas | Oven | E3 | TRC BC Ratio | 0 | 0 | 0 | 0 | 0 | 0 | 0 | 0 | 0 | 0 | 0 | 0 | 0 | 0 | 0 | 0 | 0 | 0 | 0 | 0 | 0 | 0 | 0 | 0 | 0 | 0 | 0
F2_Commercial_Miscellaneous_New_Food Preparation_Natural Gas_Oven_E4 | F2 | Commercial | Miscellaneous | New | Food Preparation | Natural Gas | Oven | E4 | TRC BC Ratio | 0 | 0 | 0 | 0 | 0 | 0 | 0 | 0 | 0 | 0 | 0 | 0 | 0 | 0 | 0 | 0 | 0 | 0 | 0 | 0 | 0 | 0 | 0 | 0 | 0 | 0 | 0
F2_Commercial_Miscellaneous_New_Food Preparation_Natural Gas_Oven_E5 | F2 | Commercial | Miscellaneous | New | Food Preparation | Natural Gas | Oven | E5 | TRC BC Ratio | 0 | 0 | 0 | 0 | 0 | 0 | 0 | 0 | 0 | 0 | 0 | 0 | 0 | 0 | 0 | 0 | 0 | 0 | 0 | 0 | 0 | 0 | 0 | 0 | 0 | 0 | 0
F2_Commercial_Miscellaneous_New_Food Preparation_Natural Gas_Oven_E6 | F2 | Commercial | Miscellaneous | New | Food Preparation | Natural Gas | Oven | E6 | TRC BC Ratio | 0 | 0 | 0 | 0 | 0 | 0 | 0 | 0 | 0 | 0 | 0 | 0 | 0 | 0 | 0 | 0 | 0 | 0 | 0 | 0 | 0 | 0 | 0 | 0 | 0 | 0 | 0
F2_Commercial_Miscellaneous_New_Food Preparation_Natural Gas_Oven_E7 | F2 | Commercial | Miscellaneous | New | Food Preparation | Natural Gas | Oven | E7 | TRC BC Ratio | 0 | 0 | 0 | 0 | 0 | 0 | 0 | 0 | 0 | 0 | 0 | 0 | 0 | 0 | 0 | 0 | 0 | 0 | 0 | 0 | 0 | 0 | 0 | 0 | 0 | 0 | 0
F2_Commercial_Miscellaneous_New_Food Preparation_Natural Gas_Oven_E8 | F2 | Commercial | Miscellaneous | New | Food Preparation | Natural Gas | Oven | E8 | TRC BC Ratio | 0 | 0 | 0 | 0 | 0 | 0 | 0 | 0 | 0 | 0 | 0 | 0 | 0 | 0 | 0 | 0 | 0 | 0 | 0 | 0 | 0 | 0 | 0 | 0 | 0 | 0 | 0
F2_Commercial_Miscellaneous_New_Food Preparation_Natural Gas_Oven_E9 | F2 | Commercial | Miscellaneous | New | Food Preparation | Natural Gas | Oven | E9 | TRC BC Ratio | 0 | 0 | 0 | 0 | 0 | 0 | 0 | 0 | 0 | 0 | 0 | 0 | 0 | 0 | 0 | 0 | 0 | 0 | 0 | 0 | 0 | 0 | 0 | 0 | 0 | 0 | 0
F2_Commercial_Miscellaneous_New_Food Preparation_Natural Gas_Oven_E10 | F2 | Commercial | Miscellaneous | New | Food Preparation | Natural Gas | Oven | E10 | TRC BC Ratio | 0 | 0 | 0 | 0 | 0 | 0 | 0 | 0 | 0 | 0 | 0 | 0 | 0 | 0 | 0 | 0 | 0 | 0 | 0 | 0 | 0 | 0 | 0 | 0 | 0 | 0 | 0
F3_Commercial_Miscellaneous_New_Food Preparation_Natural Gas_Oven_E1 | F3 | Commercial | Miscellaneous | New | Food Preparation | Natural Gas | Oven | E1 | PACT BC Ratio | bar: 2021 to 2047
F3_Commercial_Miscellaneous_New_Food Preparation_Natural Gas_Oven_E2 | F3 | Commercial | Miscellaneous | New | Food Preparation | Natural Gas | Oven | E2 | PACT BC Ratio | 2.8204 | 2.7906 | 2.762 | 2.7347 | 2.7418 | 2.7714 | 2.8154 | 2.8674 | 2.9211 | 2.9697 | 3.0092 | 3.0341 | 3.0424 | 3.0315 | 3.0054 | 2.9673 | 2.9193 | 2.8618 | 2.7932 | 2.7116 | 2.6159 | 2.5056 | 2.4079 | 2.3451 | 2.3187 | 2.3301 | 2.3415
F3_Commercial_Miscellaneous_New_Food Preparation_Natural Gas_Oven_E3 | F3 | Commercial | Miscellaneous | New | Food Preparation | Natural Gas | Oven | E3 | PACT BC Ratio | 0 | 0 | 0 | 0 | 0 | 0 | 0 | 0 | 0 | 0 | 0 | 0 | 0 | 0 | 0 | 0 | 0 | 0 | 0 | 0 | 0 | 0 | 0 | 0 | 0 | 0 | 0
F3_Commercial_Miscellaneous_New_Food Preparation_Natural Gas_Oven_E4 | F3 | Commercial | Miscellaneous | New | Food Preparation | Natural Gas | Oven | E4 | PACT BC Ratio | 0 | 0 | 0 | 0 | 0 | 0 | 0 | 0 | 0 | 0 | 0 | 0 | 0 | 0 | 0 | 0 | 0 | 0 | 0 | 0 | 0 | 0 | 0 | 0 | 0 | 0 | 0
F3_Commercial_Miscellaneous_New_Food Preparation_Natural Gas_Oven_E5 | F3 | Commercial | Miscellaneous | New | Food Preparation | Natural Gas | Oven | E5 | PACT BC Ratio | 0 | 0 | 0 | 0 | 0 | 0 | 0 | 0 | 0 | 0 | 0 | 0 | 0 | 0 | 0 | 0 | 0 | 0 | 0 | 0 | 0 | 0 | 0 | 0 | 0 | 0 | 0
F3_Commercial_Miscellaneous_New_Food Preparation_Natural Gas_Oven_E6 | F3 | Commercial | Miscellaneous | New | Food Preparation | Natural Gas | Oven | E6 | PACT BC Ratio | 0 | 0 | 0 | 0 | 0 | 0 | 0 | 0 | 0 | 0 | 0 | 0 | 0 | 0 | 0 | 0 | 0 | 0 | 0 | 0 | 0 | 0 | 0 | 0 | 0 | 0 | 0
F3_Commercial_Miscellaneous_New_Food Preparation_Natural Gas_Oven_E7 | F3 | Commercial | Miscellaneous | New | Food Preparation | Natural Gas | Oven | E7 | PACT BC Ratio | 0 | 0 | 0 | 0 | 0 | 0 | 0 | 0 | 0 | 0 | 0 | 0 | 0 | 0 | 0 | 0 | 0 | 0 | 0 | 0 | 0 | 0 | 0 | 0 | 0 | 0 | 0
F3_Commercial_Miscellaneous_New_Food Preparation_Natural Gas_Oven_E8 | F3 | Commercial | Miscellaneous | New | Food Preparation | Natural Gas | Oven | E8 | PACT BC Ratio | 0 | 0 | 0 | 0 | 0 | 0 | 0 | 0 | 0 | 0 | 0 | 0 | 0 | 0 | 0 | 0 | 0 | 0 | 0 | 0 | 0 | 0 | 0 | 0 | 0 | 0 | 0
F3_Commercial_Miscellaneous_New_Food Preparation_Natural Gas_Oven_E9 | F3 | Commercial | Miscellaneous | New | Food Preparation | Natural Gas | Oven | E9 | PACT BC Ratio | 0 | 0 | 0 | 0 | 0 | 0 | 0 | 0 | 0 | 0 | 0 | 0 | 0 | 0 | 0 | 0 | 0 | 0 | 0 | 0 | 0 | 0 | 0 | 0 | 0 | 0 | 0
F3_Commercial_Miscellaneous_New_Food Preparation_Natural Gas_Oven_E10 | F3 | Commercial | Miscellaneous | New | Food Preparation | Natural Gas | Oven | E10 | PACT BC Ratio | 0 | 0 | 0 | 0 | 0 | 0 | 0 | 0 | 0 | 0 | 0 | 0 | 0 | 0 | 0 | 0 | 0 | 0 | 0 | 0 | 0 | 0 | 0 | 0 | 0 | 0 | 0
F4_Commercial_Miscellaneous_New_Food Preparation_Natural Gas_Oven_E1 | F4 | Commercial | Miscellaneous | New | Food Preparation | Natural Gas | Oven | E1 | RVT BC Ratio | bar: 2021 to 2047
F4_Commercial_Miscellaneous_New_Food Preparation_Natural Gas_Oven_E2 | F4 | Commercial | Miscellaneous | New | Food Preparation | Natural Gas | Oven | E2 | RVT BC Ratio | 0.7 | 0.7 | 0.7 | 0.7 | 0.7 | 0.7 | 0.7 | 0.7 | 0.7 | 0.7 | 0.7 | 0.7 | 0.7 | 0.7 | 0.7 | 0.7 | 0.7 | 0.7 | 0.7 | 0.7 | 0.7 | 0.7 | 0.7 | 0.7 | 0.7 | 0.7 | 0.7
F4_Commercial_Miscellaneous_New_Food Preparation_Natural Gas_Oven_E3 | F4 | Commercial | Miscellaneous | New | Food Preparation | Natural Gas | Oven | E3 | RVT BC Ratio | 0 | 0 | 0 | 0 | 0 | 0 | 0 | 0 | 0 | 0 | 0 | 0 | 0 | 0 | 0 | 0 | 0 | 0 | 0 | 0 | 0 | 0 | 0 | 0 | 0 | 0 | 0
F4_Commercial_Miscellaneous_New_Food Preparation_Natural Gas_Oven_E4 | F4 | Commercial | Miscellaneous | New | Food Preparation | Natural Gas | Oven | E4 | RVT BC Ratio | 0 | 0 | 0 | 0 | 0 | 0 | 0 | 0 | 0 | 0 | 0 | 0 | 0 | 0 | 0 | 0 | 0 | 0 | 0 | 0 | 0 | 0 | 0 | 0 | 0 | 0 | 0
F4_Commercial_Miscellaneous_New_Food Preparation_Natural Gas_Oven_E5 | F4 | Commercial | Miscellaneous | New | Food Preparation | Natural Gas | Oven | E5 | RVT BC Ratio | 0 | 0 | 0 | 0 | 0 | 0 | 0 | 0 | 0 | 0 | 0 | 0 | 0 | 0 | 0 | 0 | 0 | 0 | 0 | 0 | 0 | 0 | 0 | 0 | 0 | 0 | 0
F4_Commercial_Miscellaneous_New_Food Preparation_Natural Gas_Oven_E6 | F4 | Commercial | Miscellaneous | New | Food Preparation | Natural Gas | Oven | E6 | RVT BC Ratio | 0 | 0 | 0 | 0 | 0 | 0 | 0 | 0 | 0 | 0 | 0 | 0 | 0 | 0 | 0 | 0 | 0 | 0 | 0 | 0 | 0 | 0 | 0 | 0 | 0 | 0 | 0
F4_Commercial_Miscellaneous_New_Food Preparation_Natural Gas_Oven_E7 | F4 | Commercial | Miscellaneous | New | Food Preparation | Natural Gas | Oven | E7 | RVT BC Ratio | 0 | 0 | 0 | 0 | 0 | 0 | 0 | 0 | 0 | 0 | 0 | 0 | 0 | 0 | 0 | 0 | 0 | 0 | 0 | 0 | 0 | 0 | 0 | 0 | 0 | 0 | 0
F4_Commercial_Miscellaneous_New_Food Preparation_Natural Gas_Oven_E8 | F4 | Commercial | Miscellaneous | New | Food Preparation | Natural Gas | Oven | E8 | RVT BC Ratio | 0 | 0 | 0 | 0 | 0 | 0 | 0 | 0 | 0 | 0 | 0 | 0 | 0 | 0 | 0 | 0 | 0 | 0 | 0 | 0 | 0 | 0 | 0 | 0 | 0 | 0 | 0
F4_Commercial_Miscellaneous_New_Food Preparation_Natural Gas_Oven_E9 | F4 | Commercial | Miscellaneous | New | Food Preparation | Natural Gas | Oven | E9 | RVT BC Ratio | 0 | 0 | 0 | 0 | 0 | 0 | 0 | 0 | 0 | 0 | 0 | 0 | 0 | 0 | 0 | 0 | 0 | 0 | 0 | 0 | 0 | 0 | 0 | 0 | 0 | 0 | 0
F4_Commercial_Miscellaneous_New_Food Preparation_Natural Gas_Oven_E10 | F4 | Commercial | Miscellaneous | New | Food Preparation | Natural Gas | Oven | E10 | RVT BC Ratio | 0 | 0 | 0 | 0 | 0 | 0 | 0 | 0 | 0 | 0 | 0 | 0 | 0 | 0 | 0 | 0 | 0 | 0 | 0 | 0 | 0 | 0 | 0 | 0 | 0 | 0 | 0
F5_Commercial_Miscellaneous_New_Food Preparation_Natural Gas_Oven_E1 | F5 | Commercial | Miscellaneous | New | Food Preparation | Natural Gas | Oven | E1 | RIM BC Ratio | bar: 2021 to 2047
F5_Commercial_Miscellaneous_New_Food Preparation_Natural Gas_Oven_E2 | F5 | Commercial | Miscellaneous | New | Food Preparation | Natural Gas | Oven | E2 | RIM BC Ratio | 2.8204 | 2.7906 | 2.762 | 2.7347 | 2.7418 | 2.7714 | 2.8154 | 2.8674 | 2.9211 | 2.9697 | 3.0092 | 3.0341 | 3.0424 | 3.0315 | 3.0054 | 2.9673 | 2.9193 | 2.8618 | 2.7932 | 2.7116 | 2.6159 | 2.5056 | 2.4079 | 2.3451 | 2.3187 | 2.3301 | 2.3415
F5_Commercial_Miscellaneous_New_Food Preparation_Natural Gas_Oven_E3 | F5 | Commercial | Miscellaneous | New | Food Preparation | Natural Gas | Oven | E3 | RIM BC Ratio | 0 | 0 | 0 | 0 | 0 | 0 | 0 | 0 | 0 | 0 | 0 | 0 | 0 | 0 | 0 | 0 | 0 | 0 | 0 | 0 | 0 | 0 | 0 | 0 | 0 | 0 | 0
F5_Commercial_Miscellaneous_New_Food Preparation_Natural Gas_Oven_E4 | F5 | Commercial | Miscellaneous | New | Food Preparation | Natural Gas | Oven | E4 | RIM BC Ratio | 0 | 0 | 0 | 0 | 0 | 0 | 0 | 0 | 0 | 0 | 0 | 0 | 0 | 0 | 0 | 0 | 0 | 0 | 0 | 0 | 0 | 0 | 0 | 0 | 0 | 0 | 0
F5_Commercial_Miscellaneous_New_Food Preparation_Natural Gas_Oven_E5 | F5 | Commercial | Miscellaneous | New | Food Preparation | Natural Gas | Oven | E5 | RIM BC Ratio | 0 | 0 | 0 | 0 | 0 | 0 | 0 | 0 | 0 | 0 | 0 | 0 | 0 | 0 | 0 | 0 | 0 | 0 | 0 | 0 | 0 | 0 | 0 | 0 | 0 | 0 | 0
F5_Commercial_Miscellaneous_New_Food Preparation_Natural Gas_Oven_E6 | F5 | Commercial | Miscellaneous | New | Food Preparation | Natural Gas | Oven | E6 | RIM BC Ratio | 0 | 0 | 0 | 0 | 0 | 0 | 0 | 0 | 0 | 0 | 0 | 0 | 0 | 0 | 0 | 0 | 0 | 0 | 0 | 0 | 0 | 0 | 0 | 0 | 0 | 0 | 0
F5_Commercial_Miscellaneous_New_Food Preparation_Natural Gas_Oven_E7 | F5 | Commercial | Miscellaneous | New | Food Preparation | Natural Gas | Oven | E7 | RIM BC Ratio | 0 | 0 | 0 | 0 | 0 | 0 | 0 | 0 | 0 | 0 | 0 | 0 | 0 | 0 | 0 | 0 | 0 | 0 | 0 | 0 | 0 | 0 | 0 | 0 | 0 | 0 | 0
F5_Commercial_Miscellaneous_New_Food Preparation_Natural Gas_Oven_E8 | F5 | Commercial | Miscellaneous | New | Food Preparation | Natural Gas | Oven | E8 | RIM BC Ratio | 0 | 0 | 0 | 0 | 0 | 0 | 0 | 0 | 0 | 0 | 0 | 0 | 0 | 0 | 0 | 0 | 0 | 0 | 0 | 0 | 0 | 0 | 0 | 0 | 0 | 0 | 0
F5_Commercial_Miscellaneous_New_Food Preparation_Natural Gas_Oven_E9 | F5 | Commercial | Miscellaneous | New | Food Preparation | Natural Gas | Oven | E9 | RIM BC Ratio | 0 | 0 | 0 | 0 | 0 | 0 | 0 | 0 | 0 | 0 | 0 | 0 | 0 | 0 | 0 | 0 | 0 | 0 | 0 | 0 | 0 | 0 | 0 | 0 | 0 | 0 | 0
F5_Commercial_Miscellaneous_New_Food Preparation_Natural Gas_Oven_E10 | F5 | Commercial | Miscellaneous | New | Food Preparation | Natural Gas | Oven | E10 | RIM BC Ratio | 0 | 0 | 0 | 0 | 0 | 0 | 0 | 0 | 0 | 0 | 0 | 0 | 0 | 0 | 0 | 0 | 0 | 0 | 0 | 0 | 0 | 0 | 0 | 0 | 0 | 0 | 0
F0_Commercial_Miscellaneous_New_Food Preparation_Natural Gas_Conveyor Oven_E0 | F0 | Commercial | Miscellaneous | New | Food Preparation | Natural Gas | Conveyor Oven | E0 | Economic Unit | Efficient (>42% Baking Efficiency) | Efficient (>42% Baking Efficiency) | Efficient (>42% Baking Efficiency) | Efficient (>42% Baking Efficiency) | Efficient (>42% Baking Efficiency) | Efficient (>42% Baking Efficiency) | Efficient (>42% Baking Efficiency) | Efficient (>42% Baking Efficiency) | Efficient (>42% Baking Efficiency) | Efficient (>42% Baking Efficiency) | Efficient (>42% Baking Efficiency) | Efficient (>42% Baking Efficiency) | Efficient (>42% Baking Efficiency) | Efficient (>42% Baking Efficiency) | Efficient (>42% Baking Efficiency) | Efficient (>42% Baking Efficiency) | Efficient (>42% Baking Efficiency) | Efficient (>42% Baking Efficiency) | Efficient (>42% Baking Efficiency) | Efficient (>42% Baking Efficiency) | Efficient (>42% Baking Efficiency) | Efficient (>42% Baking Efficiency) | Efficient (>42% Baking Efficiency) | Efficient (>42% Baking Efficiency) | Efficient (>42% Baking Efficiency) | Efficient (>42% Baking Efficiency) | Efficient (>42% Baking Efficiency)
F1_Commercial_Miscellaneous_New_Food Preparation_Natural Gas_Conveyor Oven_E1 | F1 | Commercial | Miscellaneous | New | Food Preparation | Natural Gas | Conveyor Oven | E1 | CCE | 0 | 0 | 0 | 0 | 0 | 0 | 0 | 0 | 0 | 0 | 0 | 0 | 0 | 0 | 0 | 0 | 0 | 0 | 0 | 0 | 0 | 0 | 0 | 0 | 0 | 0 | 0
F1_Commercial_Miscellaneous_New_Food Preparation_Natural Gas_Conveyor Oven_E2 | F1 | Commercial | Miscellaneous | New | Food Preparation | Natural Gas | Conveyor Oven | E2 | CCE | 0.0044579 | 0.0044579 | 0.0044579 | 0.0044579 | 0.0044579 | 0.0044579 | 0.0044579 | 0.0044579 | 0.0044579 | 0.0044579 | 0.0044579 | 0.0044579 | 0.0044579 | 0.0044579 | 0.0044579 | 0.0044579 | 0.0044579 | 0.0044579 | 0.0044579 | 0.0044579 | 0.0044579 | 0.0044579 | 0.0044579 | 0.0044579 | 0.0044579 | 0.0044579 | 0.0044579
F1_Commercial_Miscellaneous_New_Food Preparation_Natural Gas_Conveyor Oven_E3 | F1 | Commercial | Miscellaneous | New | Food Preparation | Natural Gas | Conveyor Oven | E3 | CCE | 0 | 0 | 0 | 0 | 0 | 0 | 0 | 0 | 0 | 0 | 0 | 0 | 0 | 0 | 0 | 0 | 0 | 0 | 0 | 0 | 0 | 0 | 0 | 0 | 0 | 0 | 0
F1_Commercial_Miscellaneous_New_Food Preparation_Natural Gas_Conveyor Oven_E4 | F1 | Commercial | Miscellaneous | New | Food Preparation | Natural Gas | Conveyor Oven | E4 | CCE | 0 | 0 | 0 | 0 | 0 | 0 | 0 | 0 | 0 | 0 | 0 | 0 | 0 | 0 | 0 | 0 | 0 | 0 | 0 | 0 | 0 | 0 | 0 | 0 | 0 | 0 | 0
F1_Commercial_Miscellaneous_New_Food Preparation_Natural Gas_Conveyor Oven_E5 | F1 | Commercial | Miscellaneous | New | Food Preparation | Natural Gas | Conveyor Oven | E5 | CCE | 0 | 0 | 0 | 0 | 0 | 0 | 0 | 0 | 0 | 0 | 0 | 0 | 0 | 0 | 0 | 0 | 0 | 0 | 0 | 0 | 0 | 0 | 0 | 0 | 0 | 0 | 0
F1_Commercial_Miscellaneous_New_Food Preparation_Natural Gas_Conveyor Oven_E6 | F1 | Commercial | Miscellaneous | New | Food Preparation | Natural Gas | Conveyor Oven | E6 | CCE | 0 | 0 | 0 | 0 | 0 | 0 | 0 | 0 | 0 | 0 | 0 | 0 | 0 | 0 | 0 | 0 | 0 | 0 | 0 | 0 | 0 | 0 | 0 | 0 | 0 | 0 | 0
F1_Commercial_Miscellaneous_New_Food Preparation_Natural Gas_Conveyor Oven_E7 | F1 | Commercial | Miscellaneous | New | Food Preparation | Natural Gas | Conveyor Oven | E7 | CCE | 0 | 0 | 0 | 0 | 0 | 0 | 0 | 0 | 0 | 0 | 0 | 0 | 0 | 0 | 0 | 0 | 0 | 0 | 0 | 0 | 0 | 0 | 0 | 0 | 0 | 0 | 0
F1_Commercial_Miscellaneous_New_Food Preparation_Natural Gas_Conveyor Oven_E8 | F1 | Commercial | Miscellaneous | New | Food Preparation | Natural Gas | Conveyor Oven | E8 | CCE | 0 | 0 | 0 | 0 | 0 | 0 | 0 | 0 | 0 | 0 | 0 | 0 | 0 | 0 | 0 | 0 | 0 | 0 | 0 | 0 | 0 | 0 | 0 | 0 | 0 | 0 | 0
F1_Commercial_Miscellaneous_New_Food Preparation_Natural Gas_Conveyor Oven_E9 | F1 | Commercial | Miscellaneous | New | Food Preparation | Natural Gas | Conveyor Oven | E9 | CCE | 0 | 0 | 0 | 0 | 0 | 0 | 0 | 0 | 0 | 0 | 0 | 0 | 0 | 0 | 0 | 0 | 0 | 0 | 0 | 0 | 0 | 0 | 0 | 0 | 0 | 0 | 0
F1_Commercial_Miscellaneous_New_Food Preparation_Natural Gas_Conveyor Oven_E10 | F1 | Commercial | Miscellaneous | New | Food Preparation | Natural Gas | Conveyor Oven | E10 | CCE | 0 | 0 | 0 | 0 | 0 | 0 | 0 | 0 | 0 | 0 | 0 | 0 | 0 | 0 | 0 | 0 | 0 | 0 | 0 | 0 | 0 | 0 | 0 | 0 | 0 | 0 | 0
F2_Commercial_Miscellaneous_New_Food Preparation_Natural Gas_Conveyor Oven_E1 | F2 | Commercial | Miscellaneous | New | Food Preparation | Natural Gas | Conveyor Oven | E1 | TRC BC Ratio | bar: 2021 to 2047
F2_Commercial_Miscellaneous_New_Food Preparation_Natural Gas_Conveyor Oven_E2 | F2 | Commercial | Miscellaneous | New | Food Preparation | Natural Gas | Conveyor Oven | E2 | TRC BC Ratio | 3.1168 | 3.1026 | 3.0898 | 3.0771 | 3.0914 | 3.1189 | 3.1492 | 3.1746 | 3.1913 | 3.1987 | 3.1992 | 3.1946 | 3.185 | 3.1677 | 3.1435 | 3.1119 | 3.0717 | 3.0231 | 2.9646 | 2.8946 | 2.8121 | 2.7166 | 2.6323 | 2.579 | 2.558 | 2.5706 | 2.5832
F2_Commercial_Miscellaneous_New_Food Preparation_Natural Gas_Conveyor Oven_E3 | F2 | Commercial | Miscellaneous | New | Food Preparation | Natural Gas | Conveyor Oven | E3 | TRC BC Ratio | 0 | 0 | 0 | 0 | 0 | 0 | 0 | 0 | 0 | 0 | 0 | 0 | 0 | 0 | 0 | 0 | 0 | 0 | 0 | 0 | 0 | 0 | 0 | 0 | 0 | 0 | 0
F2_Commercial_Miscellaneous_New_Food Preparation_Natural Gas_Conveyor Oven_E4 | F2 | Commercial | Miscellaneous | New | Food Preparation | Natural Gas | Conveyor Oven | E4 | TRC BC Ratio | 0 | 0 | 0 | 0 | 0 | 0 | 0 | 0 | 0 | 0 | 0 | 0 | 0 | 0 | 0 | 0 | 0 | 0 | 0 | 0 | 0 | 0 | 0 | 0 | 0 | 0 | 0
F2_Commercial_Miscellaneous_New_Food Preparation_Natural Gas_Conveyor Oven_E5 | F2 | Commercial | Miscellaneous | New | Food Preparation | Natural Gas | Conveyor Oven | E5 | TRC BC Ratio | 0 | 0 | 0 | 0 | 0 | 0 | 0 | 0 | 0 | 0 | 0 | 0 | 0 | 0 | 0 | 0 | 0 | 0 | 0 | 0 | 0 | 0 | 0 | 0 | 0 | 0 | 0
F2_Commercial_Miscellaneous_New_Food Preparation_Natural Gas_Conveyor Oven_E6 | F2 | Commercial | Miscellaneous | New | Food Preparation | Natural Gas | Conveyor Oven | E6 | TRC BC Ratio | 0 | 0 | 0 | 0 | 0 | 0 | 0 | 0 | 0 | 0 | 0 | 0 | 0 | 0 | 0 | 0 | 0 | 0 | 0 | 0 | 0 | 0 | 0 | 0 | 0 | 0 | 0
F2_Commercial_Miscellaneous_New_Food Preparation_Natural Gas_Conveyor Oven_E7 | F2 | Commercial | Miscellaneous | New | Food Preparation | Natural Gas | Conveyor Oven | E7 | TRC BC Ratio | 0 | 0 | 0 | 0 | 0 | 0 | 0 | 0 | 0 | 0 | 0 | 0 | 0 | 0 | 0 | 0 | 0 | 0 | 0 | 0 | 0 | 0 | 0 | 0 | 0 | 0 | 0
F2_Commercial_Miscellaneous_New_Food Preparation_Natural Gas_Conveyor Oven_E8 | F2 | Commercial | Miscellaneous | New | Food Preparation | Natural Gas | Conveyor Oven | E8 | TRC BC Ratio | 0 | 0 | 0 | 0 | 0 | 0 | 0 | 0 | 0 | 0 | 0 | 0 | 0 | 0 | 0 | 0 | 0 | 0 | 0 | 0 | 0 | 0 | 0 | 0 | 0 | 0 | 0
F2_Commercial_Miscellaneous_New_Food Preparation_Natural Gas_Conveyor Oven_E9 | F2 | Commercial | Miscellaneous | New | Food Preparation | Natural Gas | Conveyor Oven | E9 | TRC BC Ratio | 0 | 0 | 0 | 0 | 0 | 0 | 0 | 0 | 0 | 0 | 0 | 0 | 0 | 0 | 0 | 0 | 0 | 0 | 0 | 0 | 0 | 0 | 0 | 0 | 0 | 0 | 0
F2_Commercial_Miscellaneous_New_Food Preparation_Natural Gas_Conveyor Oven_E10 | F2 | Commercial | Miscellaneous | New | Food Preparation | Natural Gas | Conveyor Oven | E10 | TRC BC Ratio | 0 | 0 | 0 | 0 | 0 | 0 | 0 | 0 | 0 | 0 | 0 | 0 | 0 | 0 | 0 | 0 | 0 | 0 | 0 | 0 | 0 | 0 | 0 | 0 | 0 | 0 | 0
F3_Commercial_Miscellaneous_New_Food Preparation_Natural Gas_Conveyor Oven_E1 | F3 | Commercial | Miscellaneous | New | Food Preparation | Natural Gas | Conveyor Oven | E1 | PACT BC Ratio | bar: 2021 to 2047
F3_Commercial_Miscellaneous_New_Food Preparation_Natural Gas_Conveyor Oven_E2 | F3 | Commercial | Miscellaneous | New | Food Preparation | Natural Gas | Conveyor Oven | E2 | PACT BC Ratio | 4.1011 | 4.0824 | 4.0655 | 4.0488 | 4.0676 | 4.1039 | 4.1436 | 4.1771 | 4.1991 | 4.2088 | 4.2095 | 4.2034 | 4.1908 | 4.168 | 4.1362 | 4.0947 | 4.0417 | 3.9778 | 3.9008 | 3.8086 | 3.7001 | 3.5745 | 3.4635 | 3.3934 | 3.3658 | 3.3823 | 3.3989
F3_Commercial_Miscellaneous_New_Food Preparation_Natural Gas_Conveyor Oven_E3 | F3 | Commercial | Miscellaneous | New | Food Preparation | Natural Gas | Conveyor Oven | E3 | PACT BC Ratio | 0 | 0 | 0 | 0 | 0 | 0 | 0 | 0 | 0 | 0 | 0 | 0 | 0 | 0 | 0 | 0 | 0 | 0 | 0 | 0 | 0 | 0 | 0 | 0 | 0 | 0 | 0
F3_Commercial_Miscellaneous_New_Food Preparation_Natural Gas_Conveyor Oven_E4 | F3 | Commercial | Miscellaneous | New | Food Preparation | Natural Gas | Conveyor Oven | E4 | PACT BC Ratio | 0 | 0 | 0 | 0 | 0 | 0 | 0 | 0 | 0 | 0 | 0 | 0 | 0 | 0 | 0 | 0 | 0 | 0 | 0 | 0 | 0 | 0 | 0 | 0 | 0 | 0 | 0
F3_Commercial_Miscellaneous_New_Food Preparation_Natural Gas_Conveyor Oven_E5 | F3 | Commercial | Miscellaneous | New | Food Preparation | Natural Gas | Conveyor Oven | E5 | PACT BC Ratio | 0 | 0 | 0 | 0 | 0 | 0 | 0 | 0 | 0 | 0 | 0 | 0 | 0 | 0 | 0 | 0 | 0 | 0 | 0 | 0 | 0 | 0 | 0 | 0 | 0 | 0 | 0
F3_Commercial_Miscellaneous_New_Food Preparation_Natural Gas_Conveyor Oven_E6 | F3 | Commercial | Miscellaneous | New | Food Preparation | Natural Gas | Conveyor Oven | E6 | PACT BC Ratio | 0 | 0 | 0 | 0 | 0 | 0 | 0 | 0 | 0 | 0 | 0 | 0 | 0 | 0 | 0 | 0 | 0 | 0 | 0 | 0 | 0 | 0 | 0 | 0 | 0 | 0 | 0
F3_Commercial_Miscellaneous_New_Food Preparation_Natural Gas_Conveyor Oven_E7 | F3 | Commercial | Miscellaneous | New | Food Preparation | Natural Gas | Conveyor Oven | E7 | PACT BC Ratio | 0 | 0 | 0 | 0 | 0 | 0 | 0 | 0 | 0 | 0 | 0 | 0 | 0 | 0 | 0 | 0 | 0 | 0 | 0 | 0 | 0 | 0 | 0 | 0 | 0 | 0 | 0
F3_Commercial_Miscellaneous_New_Food Preparation_Natural Gas_Conveyor Oven_E8 | F3 | Commercial | Miscellaneous | New | Food Preparation | Natural Gas | Conveyor Oven | E8 | PACT BC Ratio | 0 | 0 | 0 | 0 | 0 | 0 | 0 | 0 | 0 | 0 | 0 | 0 | 0 | 0 | 0 | 0 | 0 | 0 | 0 | 0 | 0 | 0 | 0 | 0 | 0 | 0 | 0
F3_Commercial_Miscellaneous_New_Food Preparation_Natural Gas_Conveyor Oven_E9 | F3 | Commercial | Miscellaneous | New | Food Preparation | Natural Gas | Conveyor Oven | E9 | PACT BC Ratio | 0 | 0 | 0 | 0 | 0 | 0 | 0 | 0 | 0 | 0 | 0 | 0 | 0 | 0 | 0 | 0 | 0 | 0 | 0 | 0 | 0 | 0 | 0 | 0 | 0 | 0 | 0
F3_Commercial_Miscellaneous_New_Food Preparation_Natural Gas_Conveyor Oven_E10 | F3 | Commercial | Miscellaneous | New | Food Preparation | Natural Gas | Conveyor Oven | E10 | PACT BC Ratio | 0 | 0 | 0 | 0 | 0 | 0 | 0 | 0 | 0 | 0 | 0 | 0 | 0 | 0 | 0 | 0 | 0 | 0 | 0 | 0 | 0 | 0 | 0 | 0 | 0 | 0 | 0
F4_Commercial_Miscellaneous_New_Food Preparation_Natural Gas_Conveyor Oven_E1 | F4 | Commercial | Miscellaneous | New | Food Preparation | Natural Gas | Conveyor Oven | E1 | RVT BC Ratio | bar: 2021 to 2047
F4_Commercial_Miscellaneous_New_Food Preparation_Natural Gas_Conveyor Oven_E2 | F4 | Commercial | Miscellaneous | New | Food Preparation | Natural Gas | Conveyor Oven | E2 | RVT BC Ratio | 0.7 | 0.7 | 0.7 | 0.7 | 0.7 | 0.7 | 0.7 | 0.7 | 0.7 | 0.7 | 0.7 | 0.7 | 0.7 | 0.7 | 0.7 | 0.7 | 0.7 | 0.7 | 0.7 | 0.7 | 0.7 | 0.7 | 0.7 | 0.7 | 0.7 | 0.7 | 0.7
F4_Commercial_Miscellaneous_New_Food Preparation_Natural Gas_Conveyor Oven_E3 | F4 | Commercial | Miscellaneous | New | Food Preparation | Natural Gas | Conveyor Oven | E3 | RVT BC Ratio | 0 | 0 | 0 | 0 | 0 | 0 | 0 | 0 | 0 | 0 | 0 | 0 | 0 | 0 | 0 | 0 | 0 | 0 | 0 | 0 | 0 | 0 | 0 | 0 | 0 | 0 | 0
F4_Commercial_Miscellaneous_New_Food Preparation_Natural Gas_Conveyor Oven_E4 | F4 | Commercial | Miscellaneous | New | Food Preparation | Natural Gas | Conveyor Oven | E4 | RVT BC Ratio | 0 | 0 | 0 | 0 | 0 | 0 | 0 | 0 | 0 | 0 | 0 | 0 | 0 | 0 | 0 | 0 | 0 | 0 | 0 | 0 | 0 | 0 | 0 | 0 | 0 | 0 | 0
F4_Commercial_Miscellaneous_New_Food Preparation_Natural Gas_Conveyor Oven_E5 | F4 | Commercial | Miscellaneous | New | Food Preparation | Natural Gas | Conveyor Oven | E5 | RVT BC Ratio | 0 | 0 | 0 | 0 | 0 | 0 | 0 | 0 | 0 | 0 | 0 | 0 | 0 | 0 | 0 | 0 | 0 | 0 | 0 | 0 | 0 | 0 | 0 | 0 | 0 | 0 | 0
F4_Commercial_Miscellaneous_New_Food Preparation_Natural Gas_Conveyor Oven_E6 | F4 | Commercial | Miscellaneous | New | Food Preparation | Natural Gas | Conveyor Oven | E6 | RVT BC Ratio | 0 | 0 | 0 | 0 | 0 | 0 | 0 | 0 | 0 | 0 | 0 | 0 | 0 | 0 | 0 | 0 | 0 | 0 | 0 | 0 | 0 | 0 | 0 | 0 | 0 | 0 | 0
F4_Commercial_Miscellaneous_New_Food Preparation_Natural Gas_Conveyor Oven_E7 | F4 | Commercial | Miscellaneous | New | Food Preparation | Natural Gas | Conveyor Oven | E7 | RVT BC Ratio | 0 | 0 | 0 | 0 | 0 | 0 | 0 | 0 | 0 | 0 | 0 | 0 | 0 | 0 | 0 | 0 | 0 | 0 | 0 | 0 | 0 | 0 | 0 | 0 | 0 | 0 | 0
F4_Commercial_Miscellaneous_New_Food Preparation_Natural Gas_Conveyor Oven_E8 | F4 | Commercial | Miscellaneous | New | Food Preparation | Natural Gas | Conveyor Oven | E8 | RVT BC Ratio | 0 | 0 | 0 | 0 | 0 | 0 | 0 | 0 | 0 | 0 | 0 | 0 | 0 | 0 | 0 | 0 | 0 | 0 | 0 | 0 | 0 | 0 | 0 | 0 | 0 | 0 | 0
F4_Commercial_Miscellaneous_New_Food Preparation_Natural Gas_Conveyor Oven_E9 | F4 | Commercial | Miscellaneous | New | Food Preparation | Natural Gas | Conveyor Oven | E9 | RVT BC Ratio | 0 | 0 | 0 | 0 | 0 | 0 | 0 | 0 | 0 | 0 | 0 | 0 | 0 | 0 | 0 | 0 | 0 | 0 | 0 | 0 | 0 | 0 | 0 | 0 | 0 | 0 | 0
F4_Commercial_Miscellaneous_New_Food Preparation_Natural Gas_Conveyor Oven_E10 | F4 | Commercial | Miscellaneous | New | Food Preparation | Natural Gas | Conveyor Oven | E10 | RVT BC Ratio | 0 | 0 | 0 | 0 | 0 | 0 | 0 | 0 | 0 | 0 | 0 | 0 | 0 | 0 | 0 | 0 | 0 | 0 | 0 | 0 | 0 | 0 | 0 | 0 | 0 | 0 | 0
F5_Commercial_Miscellaneous_New_Food Preparation_Natural Gas_Conveyor Oven_E1 | F5 | Commercial | Miscellaneous | New | Food Preparation | Natural Gas | Conveyor Oven | E1 | RIM BC Ratio | bar: 2021 to 2047
F5_Commercial_Miscellaneous_New_Food Preparation_Natural Gas_Conveyor Oven_E2 | F5 | Commercial | Miscellaneous | New | Food Preparation | Natural Gas | Conveyor Oven | E2 | RIM BC Ratio | 4.1011 | 4.0824 | 4.0655 | 4.0488 | 4.0676 | 4.1039 | 4.1436 | 4.1771 | 4.1991 | 4.2088 | 4.2095 | 4.2034 | 4.1908 | 4.168 | 4.1362 | 4.0947 | 4.0417 | 3.9778 | 3.9008 | 3.8086 | 3.7001 | 3.5745 | 3.4635 | 3.3934 | 3.3658 | 3.3823 | 3.3989
F5_Commercial_Miscellaneous_New_Food Preparation_Natural Gas_Conveyor Oven_E3 | F5 | Commercial | Miscellaneous | New | Food Preparation | Natural Gas | Conveyor Oven | E3 | RIM BC Ratio | 0 | 0 | 0 | 0 | 0 | 0 | 0 | 0 | 0 | 0 | 0 | 0 | 0 | 0 | 0 | 0 | 0 | 0 | 0 | 0 | 0 | 0 | 0 | 0 | 0 | 0 | 0
F5_Commercial_Miscellaneous_New_Food Preparation_Natural Gas_Conveyor Oven_E4 | F5 | Commercial | Miscellaneous | New | Food Preparation | Natural Gas | Conveyor Oven | E4 | RIM BC Ratio | 0 | 0 | 0 | 0 | 0 | 0 | 0 | 0 | 0 | 0 | 0 | 0 | 0 | 0 | 0 | 0 | 0 | 0 | 0 | 0 | 0 | 0 | 0 | 0 | 0 | 0 | 0
F5_Commercial_Miscellaneous_New_Food Preparation_Natural Gas_Conveyor Oven_E5 | F5 | Commercial | Miscellaneous | New | Food Preparation | Natural Gas | Conveyor Oven | E5 | RIM BC Ratio | 0 | 0 | 0 | 0 | 0 | 0 | 0 | 0 | 0 | 0 | 0 | 0 | 0 | 0 | 0 | 0 | 0 | 0 | 0 | 0 | 0 | 0 | 0 | 0 | 0 | 0 | 0
F5_Commercial_Miscellaneous_New_Food Preparation_Natural Gas_Conveyor Oven_E6 | F5 | Commercial | Miscellaneous | New | Food Preparation | Natural Gas | Conveyor Oven | E6 | RIM BC Ratio | 0 | 0 | 0 | 0 | 0 | 0 | 0 | 0 | 0 | 0 | 0 | 0 | 0 | 0 | 0 | 0 | 0 | 0 | 0 | 0 | 0 | 0 | 0 | 0 | 0 | 0 | 0
F5_Commercial_Miscellaneous_New_Food Preparation_Natural Gas_Conveyor Oven_E7 | F5 | Commercial | Miscellaneous | New | Food Preparation | Natural Gas | Conveyor Oven | E7 | RIM BC Ratio | 0 | 0 | 0 | 0 | 0 | 0 | 0 | 0 | 0 | 0 | 0 | 0 | 0 | 0 | 0 | 0 | 0 | 0 | 0 | 0 | 0 | 0 | 0 | 0 | 0 | 0 | 0
F5_Commercial_Miscellaneous_New_Food Preparation_Natural Gas_Conveyor Oven_E8 | F5 | Commercial | Miscellaneous | New | Food Preparation | Natural Gas | Conveyor Oven | E8 | RIM BC Ratio | 0 | 0 | 0 | 0 | 0 | 0 | 0 | 0 | 0 | 0 | 0 | 0 | 0 | 0 | 0 | 0 | 0 | 0 | 0 | 0 | 0 | 0 | 0 | 0 | 0 | 0 | 0
F5_Commercial_Miscellaneous_New_Food Preparation_Natural Gas_Conveyor Oven_E9 | F5 | Commercial | Miscellaneous | New | Food Preparation | Natural Gas | Conveyor Oven | E9 | RIM BC Ratio | 0 | 0 | 0 | 0 | 0 | 0 | 0 | 0 | 0 | 0 | 0 | 0 | 0 | 0 | 0 | 0 | 0 | 0 | 0 | 0 | 0 | 0 | 0 | 0 | 0 | 0 | 0
F5_Commercial_Miscellaneous_New_Food Preparation_Natural Gas_Conveyor Oven_E10 | F5 | Commercial | Miscellaneous | New | Food Preparation | Natural Gas | Conveyor Oven | E10 | RIM BC Ratio | 0 | 0 | 0 | 0 | 0 | 0 | 0 | 0 | 0 | 0 | 0 | 0 | 0 | 0 | 0 | 0 | 0 | 0 | 0 | 0 | 0 | 0 | 0 | 0 | 0 | 0 | 0
F0_Commercial_Miscellaneous_New_Food Preparation_Natural Gas_Double Rack Oven_E0 | F0 | Commercial | Miscellaneous | New | Food Preparation | Natural Gas | Double Rack Oven | E0 | Economic Unit | FTSC Qualified (>50% Cooking Efficiency) | FTSC Qualified (>50% Cooking Efficiency) | FTSC Qualified (>50% Cooking Efficiency) | FTSC Qualified (>50% Cooking Efficiency) | FTSC Qualified (>50% Cooking Efficiency) | FTSC Qualified (>50% Cooking Efficiency) | FTSC Qualified (>50% Cooking Efficiency) | FTSC Qualified (>50% Cooking Efficiency) | FTSC Qualified (>50% Cooking Efficiency) | FTSC Qualified (>50% Cooking Efficiency) | FTSC Qualified (>50% Cooking Efficiency) | FTSC Qualified (>50% Cooking Efficiency) | FTSC Qualified (>50% Cooking Efficiency) | FTSC Qualified (>50% Cooking Efficiency) | FTSC Qualified (>50% Cooking Efficiency) | FTSC Qualified (>50% Cooking Efficiency) | FTSC Qualified (>50% Cooking Efficiency) | FTSC Qualified (>50% Cooking Efficiency) | FTSC Qualified (>50% Cooking Efficiency) | FTSC Qualified (>50% Cooking Efficiency) | FTSC Qualified (>50% Cooking Efficiency) | FTSC Qualified (>50% Cooking Efficiency) | FTSC Qualified (>50% Cooking Efficiency) | FTSC Qualified (>50% Cooking Efficiency) | FTSC Qualified (>50% Cooking Efficiency) | FTSC Qualified (>50% Cooking Efficiency) | FTSC Qualified (>50% Cooking Efficiency)
F1_Commercial_Miscellaneous_New_Food Preparation_Natural Gas_Double Rack Oven_E1 | F1 | Commercial | Miscellaneous | New | Food Preparation | Natural Gas | Double Rack Oven | E1 | CCE | 0 | 0 | 0 | 0 | 0 | 0 | 0 | 0 | 0 | 0 | 0 | 0 | 0 | 0 | 0 | 0 | 0 | 0 | 0 | 0 | 0 | 0 | 0 | 0 | 0 | 0 | 0
F1_Commercial_Miscellaneous_New_Food Preparation_Natural Gas_Double Rack Oven_E2 | F1 | Commercial | Miscellaneous | New | Food Preparation | Natural Gas | Double Rack Oven | E2 | CCE | 0.00516 | 0.00516 | 0.00516 | 0.00516 | 0.00516 | 0.00516 | 0.00516 | 0.00516 | 0.00516 | 0.00516 | 0.00516 | 0.00516 | 0.00516 | 0.00516 | 0.00516 | 0.00516 | 0.00516 | 0.00516 | 0.00516 | 0.00516 | 0.00516 | 0.00516 | 0.00516 | 0.00516 | 0.00516 | 0.00516 | 0.00516
F1_Commercial_Miscellaneous_New_Food Preparation_Natural Gas_Double Rack Oven_E3 | F1 | Commercial | Miscellaneous | New | Food Preparation | Natural Gas | Double Rack Oven | E3 | CCE | 0 | 0 | 0 | 0 | 0 | 0 | 0 | 0 | 0 | 0 | 0 | 0 | 0 | 0 | 0 | 0 | 0 | 0 | 0 | 0 | 0 | 0 | 0 | 0 | 0 | 0 | 0
F1_Commercial_Miscellaneous_New_Food Preparation_Natural Gas_Double Rack Oven_E4 | F1 | Commercial | Miscellaneous | New | Food Preparation | Natural Gas | Double Rack Oven | E4 | CCE | 0 | 0 | 0 | 0 | 0 | 0 | 0 | 0 | 0 | 0 | 0 | 0 | 0 | 0 | 0 | 0 | 0 | 0 | 0 | 0 | 0 | 0 | 0 | 0 | 0 | 0 | 0
F1_Commercial_Miscellaneous_New_Food Preparation_Natural Gas_Double Rack Oven_E5 | F1 | Commercial | Miscellaneous | New | Food Preparation | Natural Gas | Double Rack Oven | E5 | CCE | 0 | 0 | 0 | 0 | 0 | 0 | 0 | 0 | 0 | 0 | 0 | 0 | 0 | 0 | 0 | 0 | 0 | 0 | 0 | 0 | 0 | 0 | 0 | 0 | 0 | 0 | 0
F1_Commercial_Miscellaneous_New_Food Preparation_Natural Gas_Double Rack Oven_E6 | F1 | Commercial | Miscellaneous | New | Food Preparation | Natural Gas | Double Rack Oven | E6 | CCE | 0 | 0 | 0 | 0 | 0 | 0 | 0 | 0 | 0 | 0 | 0 | 0 | 0 | 0 | 0 | 0 | 0 | 0 | 0 | 0 | 0 | 0 | 0 | 0 | 0 | 0 | 0
F1_Commercial_Miscellaneous_New_Food Preparation_Natural Gas_Double Rack Oven_E7 | F1 | Commercial | Miscellaneous | New | Food Preparation | Natural Gas | Double Rack Oven | E7 | CCE | 0 | 0 | 0 | 0 | 0 | 0 | 0 | 0 | 0 | 0 | 0 | 0 | 0 | 0 | 0 | 0 | 0 | 0 | 0 | 0 | 0 | 0 | 0 | 0 | 0 | 0 | 0
F1_Commercial_Miscellaneous_New_Food Preparation_Natural Gas_Double Rack Oven_E8 | F1 | Commercial | Miscellaneous | New | Food Preparation | Natural Gas | Double Rack Oven | E8 | CCE | 0 | 0 | 0 | 0 | 0 | 0 | 0 | 0 | 0 | 0 | 0 | 0 | 0 | 0 | 0 | 0 | 0 | 0 | 0 | 0 | 0 | 0 | 0 | 0 | 0 | 0 | 0
F1_Commercial_Miscellaneous_New_Food Preparation_Natural Gas_Double Rack Oven_E9 | F1 | Commercial | Miscellaneous | New | Food Preparation | Natural Gas | Double Rack Oven | E9 | CCE | 0 | 0 | 0 | 0 | 0 | 0 | 0 | 0 | 0 | 0 | 0 | 0 | 0 | 0 | 0 | 0 | 0 | 0 | 0 | 0 | 0 | 0 | 0 | 0 | 0 | 0 | 0
F1_Commercial_Miscellaneous_New_Food Preparation_Natural Gas_Double Rack Oven_E10 | F1 | Commercial | Miscellaneous | New | Food Preparation | Natural Gas | Double Rack Oven | E10 | CCE | 0 | 0 | 0 | 0 | 0 | 0 | 0 | 0 | 0 | 0 | 0 | 0 | 0 | 0 | 0 | 0 | 0 | 0 | 0 | 0 | 0 | 0 | 0 | 0 | 0 | 0 | 0
F2_Commercial_Miscellaneous_New_Food Preparation_Natural Gas_Double Rack Oven_E1 | F2 | Commercial | Miscellaneous | New | Food Preparation | Natural Gas | Double Rack Oven | E1 | TRC BC Ratio | bar: 2021 to 2047
F2_Commercial_Miscellaneous_New_Food Preparation_Natural Gas_Double Rack Oven_E2 | F2 | Commercial | Miscellaneous | New | Food Preparation | Natural Gas | Double Rack Oven | E2 | TRC BC Ratio | 2.6451 | 2.6168 | 2.5895 | 2.5634 | 2.5698 | 2.5976 | 2.6379 | 2.6828 | 2.726 | 2.7629 | 2.793 | 2.8145 | 2.8267 | 2.8253 | 2.81 | 2.7806 | 2.7375 | 2.6832 | 2.6184 | 2.5413 | 2.451 | 2.3468 | 2.2544 | 2.1951 | 2.1701 | 2.1808 | 2.1915
F2_Commercial_Miscellaneous_New_Food Preparation_Natural Gas_Double Rack Oven_E3 | F2 | Commercial | Miscellaneous | New | Food Preparation | Natural Gas | Double Rack Oven | E3 | TRC BC Ratio | 0 | 0 | 0 | 0 | 0 | 0 | 0 | 0 | 0 | 0 | 0 | 0 | 0 | 0 | 0 | 0 | 0 | 0 | 0 | 0 | 0 | 0 | 0 | 0 | 0 | 0 | 0
F2_Commercial_Miscellaneous_New_Food Preparation_Natural Gas_Double Rack Oven_E4 | F2 | Commercial | Miscellaneous | New | Food Preparation | Natural Gas | Double Rack Oven | E4 | TRC BC Ratio | 0 | 0 | 0 | 0 | 0 | 0 | 0 | 0 | 0 | 0 | 0 | 0 | 0 | 0 | 0 | 0 | 0 | 0 | 0 | 0 | 0 | 0 | 0 | 0 | 0 | 0 | 0
F2_Commercial_Miscellaneous_New_Food Preparation_Natural Gas_Double Rack Oven_E5 | F2 | Commercial | Miscellaneous | New | Food Preparation | Natural Gas | Double Rack Oven | E5 | TRC BC Ratio | 0 | 0 | 0 | 0 | 0 | 0 | 0 | 0 | 0 | 0 | 0 | 0 | 0 | 0 | 0 | 0 | 0 | 0 | 0 | 0 | 0 | 0 | 0 | 0 | 0 | 0 | 0
F2_Commercial_Miscellaneous_New_Food Preparation_Natural Gas_Double Rack Oven_E6 | F2 | Commercial | Miscellaneous | New | Food Preparation | Natural Gas | Double Rack Oven | E6 | TRC BC Ratio | 0 | 0 | 0 | 0 | 0 | 0 | 0 | 0 | 0 | 0 | 0 | 0 | 0 | 0 | 0 | 0 | 0 | 0 | 0 | 0 | 0 | 0 | 0 | 0 | 0 | 0 | 0
F2_Commercial_Miscellaneous_New_Food Preparation_Natural Gas_Double Rack Oven_E7 | F2 | Commercial | Miscellaneous | New | Food Preparation | Natural Gas | Double Rack Oven | E7 | TRC BC Ratio | 0 | 0 | 0 | 0 | 0 | 0 | 0 | 0 | 0 | 0 | 0 | 0 | 0 | 0 | 0 | 0 | 0 | 0 | 0 | 0 | 0 | 0 | 0 | 0 | 0 | 0 | 0
F2_Commercial_Miscellaneous_New_Food Preparation_Natural Gas_Double Rack Oven_E8 | F2 | Commercial | Miscellaneous | New | Food Preparation | Natural Gas | Double Rack Oven | E8 | TRC BC Ratio | 0 | 0 | 0 | 0 | 0 | 0 | 0 | 0 | 0 | 0 | 0 | 0 | 0 | 0 | 0 | 0 | 0 | 0 | 0 | 0 | 0 | 0 | 0 | 0 | 0 | 0 | 0
F2_Commercial_Miscellaneous_New_Food Preparation_Natural Gas_Double Rack Oven_E9 | F2 | Commercial | Miscellaneous | New | Food Preparation | Natural Gas | Double Rack Oven | E9 | TRC BC Ratio | 0 | 0 | 0 | 0 | 0 | 0 | 0 | 0 | 0 | 0 | 0 | 0 | 0 | 0 | 0 | 0 | 0 | 0 | 0 | 0 | 0 | 0 | 0 | 0 | 0 | 0 | 0
F2_Commercial_Miscellaneous_New_Food Preparation_Natural Gas_Double Rack Oven_E10 | F2 | Commercial | Miscellaneous | New | Food Preparation | Natural Gas | Double Rack Oven | E10 | TRC BC Ratio | 0 | 0 | 0 | 0 | 0 | 0 | 0 | 0 | 0 | 0 | 0 | 0 | 0 | 0 | 0 | 0 | 0 | 0 | 0 | 0 | 0 | 0 | 0 | 0 | 0 | 0 | 0
F3_Commercial_Miscellaneous_New_Food Preparation_Natural Gas_Double Rack Oven_E1 | F3 | Commercial | Miscellaneous | New | Food Preparation | Natural Gas | Double Rack Oven | E1 | PACT BC Ratio | bar: 2021 to 2047
F3_Commercial_Miscellaneous_New_Food Preparation_Natural Gas_Double Rack Oven_E2 | F3 | Commercial | Miscellaneous | New | Food Preparation | Natural Gas | Double Rack Oven | E2 | PACT BC Ratio | 3.4804 | 3.4432 | 3.4073 | 3.3729 | 3.3814 | 3.4179 | 3.4709 | 3.53 | 3.5869 | 3.6354 | 3.675 | 3.7033 | 3.7193 | 3.7175 | 3.6974 | 3.6587 | 3.602 | 3.5306 | 3.4453 | 3.3438 | 3.2249 | 3.0879 | 2.9664 | 2.8883 | 2.8554 | 2.8694 | 2.8835
F3_Commercial_Miscellaneous_New_Food Preparation_Natural Gas_Double Rack Oven_E3 | F3 | Commercial | Miscellaneous | New | Food Preparation | Natural Gas | Double Rack Oven | E3 | PACT BC Ratio | 0 | 0 | 0 | 0 | 0 | 0 | 0 | 0 | 0 | 0 | 0 | 0 | 0 | 0 | 0 | 0 | 0 | 0 | 0 | 0 | 0 | 0 | 0 | 0 | 0 | 0 | 0
F3_Commercial_Miscellaneous_New_Food Preparation_Natural Gas_Double Rack Oven_E4 | F3 | Commercial | Miscellaneous | New | Food Preparation | Natural Gas | Double Rack Oven | E4 | PACT BC Ratio | 0 | 0 | 0 | 0 | 0 | 0 | 0 | 0 | 0 | 0 | 0 | 0 | 0 | 0 | 0 | 0 | 0 | 0 | 0 | 0 | 0 | 0 | 0 | 0 | 0 | 0 | 0
F3_Commercial_Miscellaneous_New_Food Preparation_Natural Gas_Double Rack Oven_E5 | F3 | Commercial | Miscellaneous | New | Food Preparation | Natural Gas | Double Rack Oven | E5 | PACT BC Ratio | 0 | 0 | 0 | 0 | 0 | 0 | 0 | 0 | 0 | 0 | 0 | 0 | 0 | 0 | 0 | 0 | 0 | 0 | 0 | 0 | 0 | 0 | 0 | 0 | 0 | 0 | 0
F3_Commercial_Miscellaneous_New_Food Preparation_Natural Gas_Double Rack Oven_E6 | F3 | Commercial | Miscellaneous | New | Food Preparation | Natural Gas | Double Rack Oven | E6 | PACT BC Ratio | 0 | 0 | 0 | 0 | 0 | 0 | 0 | 0 | 0 | 0 | 0 | 0 | 0 | 0 | 0 | 0 | 0 | 0 | 0 | 0 | 0 | 0 | 0 | 0 | 0 | 0 | 0
F3_Commercial_Miscellaneous_New_Food Preparation_Natural Gas_Double Rack Oven_E7 | F3 | Commercial | Miscellaneous | New | Food Preparation | Natural Gas | Double Rack Oven | E7 | PACT BC Ratio | 0 | 0 | 0 | 0 | 0 | 0 | 0 | 0 | 0 | 0 | 0 | 0 | 0 | 0 | 0 | 0 | 0 | 0 | 0 | 0 | 0 | 0 | 0 | 0 | 0 | 0 | 0
F3_Commercial_Miscellaneous_New_Food Preparation_Natural Gas_Double Rack Oven_E8 | F3 | Commercial | Miscellaneous | New | Food Preparation | Natural Gas | Double Rack Oven | E8 | PACT BC Ratio | 0 | 0 | 0 | 0 | 0 | 0 | 0 | 0 | 0 | 0 | 0 | 0 | 0 | 0 | 0 | 0 | 0 | 0 | 0 | 0 | 0 | 0 | 0 | 0 | 0 | 0 | 0
F3_Commercial_Miscellaneous_New_Food Preparation_Natural Gas_Double Rack Oven_E9 | F3 | Commercial | Miscellaneous | New | Food Preparation | Natural Gas | Double Rack Oven | E9 | PACT BC Ratio | 0 | 0 | 0 | 0 | 0 | 0 | 0 | 0 | 0 | 0 | 0 | 0 | 0 | 0 | 0 | 0 | 0 | 0 | 0 | 0 | 0 | 0 | 0 | 0 | 0 | 0 | 0
F3_Commercial_Miscellaneous_New_Food Preparation_Natural Gas_Double Rack Oven_E10 | F3 | Commercial | Miscellaneous | New | Food Preparation | Natural Gas | Double Rack Oven | E10 | PACT BC Ratio | 0 | 0 | 0 | 0 | 0 | 0 | 0 | 0 | 0 | 0 | 0 | 0 | 0 | 0 | 0 | 0 | 0 | 0 | 0 | 0 | 0 | 0 | 0 | 0 | 0 | 0 | 0
F4_Commercial_Miscellaneous_New_Food Preparation_Natural Gas_Double Rack Oven_E1 | F4 | Commercial | Miscellaneous | New | Food Preparation | Natural Gas | Double Rack Oven | E1 | RVT BC Ratio | bar: 2021 to 2047
F4_Commercial_Miscellaneous_New_Food Preparation_Natural Gas_Double Rack Oven_E2 | F4 | Commercial | Miscellaneous | New | Food Preparation | Natural Gas | Double Rack Oven | E2 | RVT BC Ratio | 0.7 | 0.7 | 0.7 | 0.7 | 0.7 | 0.7 | 0.7 | 0.7 | 0.7 | 0.7 | 0.7 | 0.7 | 0.7 | 0.7 | 0.7 | 0.7 | 0.7 | 0.7 | 0.7 | 0.7 | 0.7 | 0.7 | 0.7 | 0.7 | 0.7 | 0.7 | 0.7
F4_Commercial_Miscellaneous_New_Food Preparation_Natural Gas_Double Rack Oven_E3 | F4 | Commercial | Miscellaneous | New | Food Preparation | Natural Gas | Double Rack Oven | E3 | RVT BC Ratio | 0 | 0 | 0 | 0 | 0 | 0 | 0 | 0 | 0 | 0 | 0 | 0 | 0 | 0 | 0 | 0 | 0 | 0 | 0 | 0 | 0 | 0 | 0 | 0 | 0 | 0 | 0
F4_Commercial_Miscellaneous_New_Food Preparation_Natural Gas_Double Rack Oven_E4 | F4 | Commercial | Miscellaneous | New | Food Preparation | Natural Gas | Double Rack Oven | E4 | RVT BC Ratio | 0 | 0 | 0 | 0 | 0 | 0 | 0 | 0 | 0 | 0 | 0 | 0 | 0 | 0 | 0 | 0 | 0 | 0 | 0 | 0 | 0 | 0 | 0 | 0 | 0 | 0 | 0
F4_Commercial_Miscellaneous_New_Food Preparation_Natural Gas_Double Rack Oven_E5 | F4 | Commercial | Miscellaneous | New | Food Preparation | Natural Gas | Double Rack Oven | E5 | RVT BC Ratio | 0 | 0 | 0 | 0 | 0 | 0 | 0 | 0 | 0 | 0 | 0 | 0 | 0 | 0 | 0 | 0 | 0 | 0 | 0 | 0 | 0 | 0 | 0 | 0 | 0 | 0 | 0
F4_Commercial_Miscellaneous_New_Food Preparation_Natural Gas_Double Rack Oven_E6 | F4 | Commercial | Miscellaneous | New | Food Preparation | Natural Gas | Double Rack Oven | E6 | RVT BC Ratio | 0 | 0 | 0 | 0 | 0 | 0 | 0 | 0 | 0 | 0 | 0 | 0 | 0 | 0 | 0 | 0 | 0 | 0 | 0 | 0 | 0 | 0 | 0 | 0 | 0 | 0 | 0
F4_Commercial_Miscellaneous_New_Food Preparation_Natural Gas_Double Rack Oven_E7 | F4 | Commercial | Miscellaneous | New | Food Preparation | Natural Gas | Double Rack Oven | E7 | RVT BC Ratio | 0 | 0 | 0 | 0 | 0 | 0 | 0 | 0 | 0 | 0 | 0 | 0 | 0 | 0 | 0 | 0 | 0 | 0 | 0 | 0 | 0 | 0 | 0 | 0 | 0 | 0 | 0
F4_Commercial_Miscellaneous_New_Food Preparation_Natural Gas_Double Rack Oven_E8 | F4 | Commercial | Miscellaneous | New | Food Preparation | Natural Gas | Double Rack Oven | E8 | RVT BC Ratio | 0 | 0 | 0 | 0 | 0 | 0 | 0 | 0 | 0 | 0 | 0 | 0 | 0 | 0 | 0 | 0 | 0 | 0 | 0 | 0 | 0 | 0 | 0 | 0 | 0 | 0 | 0
F4_Commercial_Miscellaneous_New_Food Preparation_Natural Gas_Double Rack Oven_E9 | F4 | Commercial | Miscellaneous | New | Food Preparation | Natural Gas | Double Rack Oven | E9 | RVT BC Ratio | 0 | 0 | 0 | 0 | 0 | 0 | 0 | 0 | 0 | 0 | 0 | 0 | 0 | 0 | 0 | 0 | 0 | 0 | 0 | 0 | 0 | 0 | 0 | 0 | 0 | 0 | 0
F4_Commercial_Miscellaneous_New_Food Preparation_Natural Gas_Double Rack Oven_E10 | F4 | Commercial | Miscellaneous | New | Food Preparation | Natural Gas | Double Rack Oven | E10 | RVT BC Ratio | 0 | 0 | 0 | 0 | 0 | 0 | 0 | 0 | 0 | 0 | 0 | 0 | 0 | 0 | 0 | 0 | 0 | 0 | 0 | 0 | 0 | 0 | 0 | 0 | 0 | 0 | 0
F5_Commercial_Miscellaneous_New_Food Preparation_Natural Gas_Double Rack Oven_E1 | F5 | Commercial | Miscellaneous | New | Food Preparation | Natural Gas | Double Rack Oven | E1 | RIM BC Ratio | bar: 2021 to 2047
F5_Commercial_Miscellaneous_New_Food Preparation_Natural Gas_Double Rack Oven_E2 | F5 | Commercial | Miscellaneous | New | Food Preparation | Natural Gas | Double Rack Oven | E2 | RIM BC Ratio | 3.4804 | 3.4432 | 3.4073 | 3.3729 | 3.3814 | 3.4179 | 3.4709 | 3.53 | 3.5869 | 3.6354 | 3.675 | 3.7033 | 3.7193 | 3.7175 | 3.6974 | 3.6587 | 3.602 | 3.5306 | 3.4453 | 3.3438 | 3.2249 | 3.0879 | 2.9664 | 2.8883 | 2.8554 | 2.8694 | 2.8835
F5_Commercial_Miscellaneous_New_Food Preparation_Natural Gas_Double Rack Oven_E3 | F5 | Commercial | Miscellaneous | New | Food Preparation | Natural Gas | Double Rack Oven | E3 | RIM BC Ratio | 0 | 0 | 0 | 0 | 0 | 0 | 0 | 0 | 0 | 0 | 0 | 0 | 0 | 0 | 0 | 0 | 0 | 0 | 0 | 0 | 0 | 0 | 0 | 0 | 0 | 0 | 0
F5_Commercial_Miscellaneous_New_Food Preparation_Natural Gas_Double Rack Oven_E4 | F5 | Commercial | Miscellaneous | New | Food Preparation | Natural Gas | Double Rack Oven | E4 | RIM BC Ratio | 0 | 0 | 0 | 0 | 0 | 0 | 0 | 0 | 0 | 0 | 0 | 0 | 0 | 0 | 0 | 0 | 0 | 0 | 0 | 0 | 0 | 0 | 0 | 0 | 0 | 0 | 0
F5_Commercial_Miscellaneous_New_Food Preparation_Natural Gas_Double Rack Oven_E5 | F5 | Commercial | Miscellaneous | New | Food Preparation | Natural Gas | Double Rack Oven | E5 | RIM BC Ratio | 0 | 0 | 0 | 0 | 0 | 0 | 0 | 0 | 0 | 0 | 0 | 0 | 0 | 0 | 0 | 0 | 0 | 0 | 0 | 0 | 0 | 0 | 0 | 0 | 0 | 0 | 0
F5_Commercial_Miscellaneous_New_Food Preparation_Natural Gas_Double Rack Oven_E6 | F5 | Commercial | Miscellaneous | New | Food Preparation | Natural Gas | Double Rack Oven | E6 | RIM BC Ratio | 0 | 0 | 0 | 0 | 0 | 0 | 0 | 0 | 0 | 0 | 0 | 0 | 0 | 0 | 0 | 0 | 0 | 0 | 0 | 0 | 0 | 0 | 0 | 0 | 0 | 0 | 0
F5_Commercial_Miscellaneous_New_Food Preparation_Natural Gas_Double Rack Oven_E7 | F5 | Commercial | Miscellaneous | New | Food Preparation | Natural Gas | Double Rack Oven | E7 | RIM BC Ratio | 0 | 0 | 0 | 0 | 0 | 0 | 0 | 0 | 0 | 0 | 0 | 0 | 0 | 0 | 0 | 0 | 0 | 0 | 0 | 0 | 0 | 0 | 0 | 0 | 0 | 0 | 0
F5_Commercial_Miscellaneous_New_Food Preparation_Natural Gas_Double Rack Oven_E8 | F5 | Commercial | Miscellaneous | New | Food Preparation | Natural Gas | Double Rack Oven | E8 | RIM BC Ratio | 0 | 0 | 0 | 0 | 0 | 0 | 0 | 0 | 0 | 0 | 0 | 0 | 0 | 0 | 0 | 0 | 0 | 0 | 0 | 0 | 0 | 0 | 0 | 0 | 0 | 0 | 0
F5_Commercial_Miscellaneous_New_Food Preparation_Natural Gas_Double Rack Oven_E9 | F5 | Commercial | Miscellaneous | New | Food Preparation | Natural Gas | Double Rack Oven | E9 | RIM BC Ratio | 0 | 0 | 0 | 0 | 0 | 0 | 0 | 0 | 0 | 0 | 0 | 0 | 0 | 0 | 0 | 0 | 0 | 0 | 0 | 0 | 0 | 0 | 0 | 0 | 0 | 0 | 0
F5_Commercial_Miscellaneous_New_Food Preparation_Natural Gas_Double Rack Oven_E10 | F5 | Commercial | Miscellaneous | New | Food Preparation | Natural Gas | Double Rack Oven | E10 | RIM BC Ratio | 0 | 0 | 0 | 0 | 0 | 0 | 0 | 0 | 0 | 0 | 0 | 0 | 0 | 0 | 0 | 0 | 0 | 0 | 0 | 0 | 0 | 0 | 0 | 0 | 0 | 0 | 0
F0_Commercial_Miscellaneous_New_Food Preparation_Natural Gas_Fryer_E0 | F0 | Commercial | Miscellaneous | New | Food Preparation | Natural Gas | Fryer | E0 | Economic Unit | ENERGY STAR | ENERGY STAR | ENERGY STAR | ENERGY STAR | ENERGY STAR | ENERGY STAR | ENERGY STAR | ENERGY STAR | ENERGY STAR | ENERGY STAR | ENERGY STAR | ENERGY STAR | ENERGY STAR | ENERGY STAR | ENERGY STAR | ENERGY STAR | ENERGY STAR | ENERGY STAR | ENERGY STAR | ENERGY STAR | ENERGY STAR | ENERGY STAR | ENERGY STAR | ENERGY STAR | ENERGY STAR | ENERGY STAR | ENERGY STAR
F1_Commercial_Miscellaneous_New_Food Preparation_Natural Gas_Fryer_E1 | F1 | Commercial | Miscellaneous | New | Food Preparation | Natural Gas | Fryer | E1 | CCE | 0 | 0 | 0 | 0 | 0 | 0 | 0 | 0 | 0 | 0 | 0 | 0 | 0 | 0 | 0 | 0 | 0 | 0 | 0 | 0 | 0 | 0 | 0 | 0 | 0 | 0 | 0
F1_Commercial_Miscellaneous_New_Food Preparation_Natural Gas_Fryer_E2 | F1 | Commercial | Miscellaneous | New | Food Preparation | Natural Gas | Fryer | E2 | CCE | 0.0045119 | 0 | 0 | 0 | 0 | 0 | 0 | 0 | 0 | 0 | 0 | 0 | 0 | 0 | 0 | 0 | 0 | 0 | 0 | 0 | 0 | 0 | 0 | 0 | 0 | 0 | 0
F1_Commercial_Miscellaneous_New_Food Preparation_Natural Gas_Fryer_E3 | F1 | Commercial | Miscellaneous | New | Food Preparation | Natural Gas | Fryer | E3 | CCE | 0 | 0 | 0 | 0 | 0 | 0 | 0 | 0 | 0 | 0 | 0 | 0 | 0 | 0 | 0 | 0 | 0 | 0 | 0 | 0 | 0 | 0 | 0 | 0 | 0 | 0 | 0
F1_Commercial_Miscellaneous_New_Food Preparation_Natural Gas_Fryer_E4 | F1 | Commercial | Miscellaneous | New | Food Preparation | Natural Gas | Fryer | E4 | CCE | 0 | 0 | 0 | 0 | 0 | 0 | 0 | 0 | 0 | 0 | 0 | 0 | 0 | 0 | 0 | 0 | 0 | 0 | 0 | 0 | 0 | 0 | 0 | 0 | 0 | 0 | 0
F1_Commercial_Miscellaneous_New_Food Preparation_Natural Gas_Fryer_E5 | F1 | Commercial | Miscellaneous | New | Food Preparation | Natural Gas | Fryer | E5 | CCE | 0 | 0 | 0 | 0 | 0 | 0 | 0 | 0 | 0 | 0 | 0 | 0 | 0 | 0 | 0 | 0 | 0 | 0 | 0 | 0 | 0 | 0 | 0 | 0 | 0 | 0 | 0
F1_Commercial_Miscellaneous_New_Food Preparation_Natural Gas_Fryer_E6 | F1 | Commercial | Miscellaneous | New | Food Preparation | Natural Gas | Fryer | E6 | CCE | 0 | 0 | 0 | 0 | 0 | 0 | 0 | 0 | 0 | 0 | 0 | 0 | 0 | 0 | 0 | 0 | 0 | 0 | 0 | 0 | 0 | 0 | 0 | 0 | 0 | 0 | 0
F1_Commercial_Miscellaneous_New_Food Preparation_Natural Gas_Fryer_E7 | F1 | Commercial | Miscellaneous | New | Food Preparation | Natural Gas | Fryer | E7 | CCE | 0 | 0 | 0 | 0 | 0 | 0 | 0 | 0 | 0 | 0 | 0 | 0 | 0 | 0 | 0 | 0 | 0 | 0 | 0 | 0 | 0 | 0 | 0 | 0 | 0 | 0 | 0
F1_Commercial_Miscellaneous_New_Food Preparation_Natural Gas_Fryer_E8 | F1 | Commercial | Miscellaneous | New | Food Preparation | Natural Gas | Fryer | E8 | CCE | 0 | 0 | 0 | 0 | 0 | 0 | 0 | 0 | 0 | 0 | 0 | 0 | 0 | 0 | 0 | 0 | 0 | 0 | 0 | 0 | 0 | 0 | 0 | 0 | 0 | 0 | 0
F1_Commercial_Miscellaneous_New_Food Preparation_Natural Gas_Fryer_E9 | F1 | Commercial | Miscellaneous | New | Food Preparation | Natural Gas | Fryer | E9 | CCE | 0 | 0 | 0 | 0 | 0 | 0 | 0 | 0 | 0 | 0 | 0 | 0 | 0 | 0 | 0 | 0 | 0 | 0 | 0 | 0 | 0 | 0 | 0 | 0 | 0 | 0 | 0
F1_Commercial_Miscellaneous_New_Food Preparation_Natural Gas_Fryer_E10 | F1 | Commercial | Miscellaneous | New | Food Preparation | Natural Gas | Fryer | E10 | CCE | 0 | 0 | 0 | 0 | 0 | 0 | 0 | 0 | 0 | 0 | 0 | 0 | 0 | 0 | 0 | 0 | 0 | 0 | 0 | 0 | 0 | 0 | 0 | 0 | 0 | 0 | 0
F2_Commercial_Miscellaneous_New_Food Preparation_Natural Gas_Fryer_E1 | F2 | Commercial | Miscellaneous | New | Food Preparation | Natural Gas | Fryer | E1 | TRC BC Ratio | 1 | 0 | 0 | 0 | 0 | 0 | 0 | 0 | 0 | 0 | 0 | 0 | 0 | 0 | 0 | 0 | 0 | 0 | 0 | 0 | 0 | 0 | 0 | 0 | 0 | 0 | 0
F2_Commercial_Miscellaneous_New_Food Preparation_Natural Gas_Fryer_E2 | F2 | Commercial | Miscellaneous | New | Food Preparation | Natural Gas | Fryer | E2 | TRC BC Ratio | 3.0535 | 1 | 1 | 1 | 1 | 1 | 1 | 1 | 1 | 1 | 1 | 1 | 1 | 1 | 1 | 1 | 1 | 1 | 1 | 1 | 1 | 1 | 1 | 1 | 1 | 1 | 1
F2_Commercial_Miscellaneous_New_Food Preparation_Natural Gas_Fryer_E3 | F2 | Commercial | Miscellaneous | New | Food Preparation | Natural Gas | Fryer | E3 | TRC BC Ratio | 0 | 0 | 0 | 0 | 0 | 0 | 0 | 0 | 0 | 0 | 0 | 0 | 0 | 0 | 0 | 0 | 0 | 0 | 0 | 0 | 0 | 0 | 0 | 0 | 0 | 0 | 0
F2_Commercial_Miscellaneous_New_Food Preparation_Natural Gas_Fryer_E4 | F2 | Commercial | Miscellaneous | New | Food Preparation | Natural Gas | Fryer | E4 | TRC BC Ratio | 0 | 0 | 0 | 0 | 0 | 0 | 0 | 0 | 0 | 0 | 0 | 0 | 0 | 0 | 0 | 0 | 0 | 0 | 0 | 0 | 0 | 0 | 0 | 0 | 0 | 0 | 0
F2_Commercial_Miscellaneous_New_Food Preparation_Natural Gas_Fryer_E5 | F2 | Commercial | Miscellaneous | New | Food Preparation | Natural Gas | Fryer | E5 | TRC BC Ratio | 0 | 0 | 0 | 0 | 0 | 0 | 0 | 0 | 0 | 0 | 0 | 0 | 0 | 0 | 0 | 0 | 0 | 0 | 0 | 0 | 0 | 0 | 0 | 0 | 0 | 0 | 0
F2_Commercial_Miscellaneous_New_Food Preparation_Natural Gas_Fryer_E6 | F2 | Commercial | Miscellaneous | New | Food Preparation | Natural Gas | Fryer | E6 | TRC BC Ratio | 0 | 0 | 0 | 0 | 0 | 0 | 0 | 0 | 0 | 0 | 0 | 0 | 0 | 0 | 0 | 0 | 0 | 0 | 0 | 0 | 0 | 0 | 0 | 0 | 0 | 0 | 0
F2_Commercial_Miscellaneous_New_Food Preparation_Natural Gas_Fryer_E7 | F2 | Commercial | Miscellaneous | New | Food Preparation | Natural Gas | Fryer | E7 | TRC BC Ratio | 0 | 0 | 0 | 0 | 0 | 0 | 0 | 0 | 0 | 0 | 0 | 0 | 0 | 0 | 0 | 0 | 0 | 0 | 0 | 0 | 0 | 0 | 0 | 0 | 0 | 0 | 0
F2_Commercial_Miscellaneous_New_Food Preparation_Natural Gas_Fryer_E8 | F2 | Commercial | Miscellaneous | New | Food Preparation | Natural Gas | Fryer | E8 | TRC BC Ratio | 0 | 0 | 0 | 0 | 0 | 0 | 0 | 0 | 0 | 0 | 0 | 0 | 0 | 0 | 0 | 0 | 0 | 0 | 0 | 0 | 0 | 0 | 0 | 0 | 0 | 0 | 0
F2_Commercial_Miscellaneous_New_Food Preparation_Natural Gas_Fryer_E9 | F2 | Commercial | Miscellaneous | New | Food Preparation | Natural Gas | Fryer | E9 | TRC BC Ratio | 0 | 0 | 0 | 0 | 0 | 0 | 0 | 0 | 0 | 0 | 0 | 0 | 0 | 0 | 0 | 0 | 0 | 0 | 0 | 0 | 0 | 0 | 0 | 0 | 0 | 0 | 0
F2_Commercial_Miscellaneous_New_Food Preparation_Natural Gas_Fryer_E10 | F2 | Commercial | Miscellaneous | New | Food Preparation | Natural Gas | Fryer | E10 | TRC BC Ratio | 0 | 0 | 0 | 0 | 0 | 0 | 0 | 0 | 0 | 0 | 0 | 0 | 0 | 0 | 0 | 0 | 0 | 0 | 0 | 0 | 0 | 0 | 0 | 0 | 0 | 0 | 0
F3_Commercial_Miscellaneous_New_Food Preparation_Natural Gas_Fryer_E1 | F3 | Commercial | Miscellaneous | New | Food Preparation | Natural Gas | Fryer | E1 | PACT BC Ratio | 1 | 0 | 0 | 0 | 0 | 0 | 0 | 0 | 0 | 0 | 0 | 0 | 0 | 0 | 0 | 0 | 0 | 0 | 0 | 0 | 0 | 0 | 0 | 0 | 0 | 0 | 0
F3_Commercial_Miscellaneous_New_Food Preparation_Natural Gas_Fryer_E2 | F3 | Commercial | Miscellaneous | New | Food Preparation | Natural Gas | Fryer | E2 | PACT BC Ratio | 4.0178 | 1 | 1 | 1 | 1 | 1 | 1 | 1 | 1 | 1 | 1 | 1 | 1 | 1 | 1 | 1 | 1 | 1 | 1 | 1 | 1 | 1 | 1 | 1 | 1 | 1 | 1
F3_Commercial_Miscellaneous_New_Food Preparation_Natural Gas_Fryer_E3 | F3 | Commercial | Miscellaneous | New | Food Preparation | Natural Gas | Fryer | E3 | PACT BC Ratio | 0 | 0 | 0 | 0 | 0 | 0 | 0 | 0 | 0 | 0 | 0 | 0 | 0 | 0 | 0 | 0 | 0 | 0 | 0 | 0 | 0 | 0 | 0 | 0 | 0 | 0 | 0
F3_Commercial_Miscellaneous_New_Food Preparation_Natural Gas_Fryer_E4 | F3 | Commercial | Miscellaneous | New | Food Preparation | Natural Gas | Fryer | E4 | PACT BC Ratio | 0 | 0 | 0 | 0 | 0 | 0 | 0 | 0 | 0 | 0 | 0 | 0 | 0 | 0 | 0 | 0 | 0 | 0 | 0 | 0 | 0 | 0 | 0 | 0 | 0 | 0 | 0
F3_Commercial_Miscellaneous_New_Food Preparation_Natural Gas_Fryer_E5 | F3 | Commercial | Miscellaneous | New | Food Preparation | Natural Gas | Fryer | E5 | PACT BC Ratio | 0 | 0 | 0 | 0 | 0 | 0 | 0 | 0 | 0 | 0 | 0 | 0 | 0 | 0 | 0 | 0 | 0 | 0 | 0 | 0 | 0 | 0 | 0 | 0 | 0 | 0 | 0
F3_Commercial_Miscellaneous_New_Food Preparation_Natural Gas_Fryer_E6 | F3 | Commercial | Miscellaneous | New | Food Preparation | Natural Gas | Fryer | E6 | PACT BC Ratio | 0 | 0 | 0 | 0 | 0 | 0 | 0 | 0 | 0 | 0 | 0 | 0 | 0 | 0 | 0 | 0 | 0 | 0 | 0 | 0 | 0 | 0 | 0 | 0 | 0 | 0 | 0
F3_Commercial_Miscellaneous_New_Food Preparation_Natural Gas_Fryer_E7 | F3 | Commercial | Miscellaneous | New | Food Preparation | Natural Gas | Fryer | E7 | PACT BC Ratio | 0 | 0 | 0 | 0 | 0 | 0 | 0 | 0 | 0 | 0 | 0 | 0 | 0 | 0 | 0 | 0 | 0 | 0 | 0 | 0 | 0 | 0 | 0 | 0 | 0 | 0 | 0
F3_Commercial_Miscellaneous_New_Food Preparation_Natural Gas_Fryer_E8 | F3 | Commercial | Miscellaneous | New | Food Preparation | Natural Gas | Fryer | E8 | PACT BC Ratio | 0 | 0 | 0 | 0 | 0 | 0 | 0 | 0 | 0 | 0 | 0 | 0 | 0 | 0 | 0 | 0 | 0 | 0 | 0 | 0 | 0 | 0 | 0 | 0 | 0 | 0 | 0
F3_Commercial_Miscellaneous_New_Food Preparation_Natural Gas_Fryer_E9 | F3 | Commercial | Miscellaneous | New | Food Preparation | Natural Gas | Fryer | E9 | PACT BC Ratio | 0 | 0 | 0 | 0 | 0 | 0 | 0 | 0 | 0 | 0 | 0 | 0 | 0 | 0 | 0 | 0 | 0 | 0 | 0 | 0 | 0 | 0 | 0 | 0 | 0 | 0 | 0
F3_Commercial_Miscellaneous_New_Food Preparation_Natural Gas_Fryer_E10 | F3 | Commercial | Miscellaneous | New | Food Preparation | Natural Gas | Fryer | E10 | PACT BC Ratio | 0 | 0 | 0 | 0 | 0 | 0 | 0 | 0 | 0 | 0 | 0 | 0 | 0 | 0 | 0 | 0 | 0 | 0 | 0 | 0 | 0 | 0 | 0 | 0 | 0 | 0 | 0
F4_Commercial_Miscellaneous_New_Food Preparation_Natural Gas_Fryer_E1 | F4 | Commercial | Miscellaneous | New | Food Preparation | Natural Gas | Fryer | E1 | RVT BC Ratio | 1 | 0 | 0 | 0 | 0 | 0 | 0 | 0 | 0 | 0 | 0 | 0 | 0 | 0 | 0 | 0 | 0 | 0 | 0 | 0 | 0 | 0 | 0 | 0 | 0 | 0 | 0
F4_Commercial_Miscellaneous_New_Food Preparation_Natural Gas_Fryer_E2 | F4 | Commercial | Miscellaneous | New | Food Preparation | Natural Gas | Fryer | E2 | RVT BC Ratio | 0.7 | 1 | 1 | 1 | 1 | 1 | 1 | 1 | 1 | 1 | 1 | 1 | 1 | 1 | 1 | 1 | 1 | 1 | 1 | 1 | 1 | 1 | 1 | 1 | 1 | 1 | 1
F4_Commercial_Miscellaneous_New_Food Preparation_Natural Gas_Fryer_E3 | F4 | Commercial | Miscellaneous | New | Food Preparation | Natural Gas | Fryer | E3 | RVT BC Ratio | 0 | 0 | 0 | 0 | 0 | 0 | 0 | 0 | 0 | 0 | 0 | 0 | 0 | 0 | 0 | 0 | 0 | 0 | 0 | 0 | 0 | 0 | 0 | 0 | 0 | 0 | 0
F4_Commercial_Miscellaneous_New_Food Preparation_Natural Gas_Fryer_E4 | F4 | Commercial | Miscellaneous | New | Food Preparation | Natural Gas | Fryer | E4 | RVT BC Ratio | 0 | 0 | 0 | 0 | 0 | 0 | 0 | 0 | 0 | 0 | 0 | 0 | 0 | 0 | 0 | 0 | 0 | 0 | 0 | 0 | 0 | 0 | 0 | 0 | 0 | 0 | 0
F4_Commercial_Miscellaneous_New_Food Preparation_Natural Gas_Fryer_E5 | F4 | Commercial | Miscellaneous | New | Food Preparation | Natural Gas | Fryer | E5 | RVT BC Ratio | 0 | 0 | 0 | 0 | 0 | 0 | 0 | 0 | 0 | 0 | 0 | 0 | 0 | 0 | 0 | 0 | 0 | 0 | 0 | 0 | 0 | 0 | 0 | 0 | 0 | 0 | 0
F4_Commercial_Miscellaneous_New_Food Preparation_Natural Gas_Fryer_E6 | F4 | Commercial | Miscellaneous | New | Food Preparation | Natural Gas | Fryer | E6 | RVT BC Ratio | 0 | 0 | 0 | 0 | 0 | 0 | 0 | 0 | 0 | 0 | 0 | 0 | 0 | 0 | 0 | 0 | 0 | 0 | 0 | 0 | 0 | 0 | 0 | 0 | 0 | 0 | 0
F4_Commercial_Miscellaneous_New_Food Preparation_Natural Gas_Fryer_E7 | F4 | Commercial | Miscellaneous | New | Food Preparation | Natural Gas | Fryer | E7 | RVT BC Ratio | 0 | 0 | 0 | 0 | 0 | 0 | 0 | 0 | 0 | 0 | 0 | 0 | 0 | 0 | 0 | 0 | 0 | 0 | 0 | 0 | 0 | 0 | 0 | 0 | 0 | 0 | 0
F4_Commercial_Miscellaneous_New_Food Preparation_Natural Gas_Fryer_E8 | F4 | Commercial | Miscellaneous | New | Food Preparation | Natural Gas | Fryer | E8 | RVT BC Ratio | 0 | 0 | 0 | 0 | 0 | 0 | 0 | 0 | 0 | 0 | 0 | 0 | 0 | 0 | 0 | 0 | 0 | 0 | 0 | 0 | 0 | 0 | 0 | 0 | 0 | 0 | 0
F4_Commercial_Miscellaneous_New_Food Preparation_Natural Gas_Fryer_E9 | F4 | Commercial | Miscellaneous | New | Food Preparation | Natural Gas | Fryer | E9 | RVT BC Ratio | 0 | 0 | 0 | 0 | 0 | 0 | 0 | 0 | 0 | 0 | 0 | 0 | 0 | 0 | 0 | 0 | 0 | 0 | 0 | 0 | 0 | 0 | 0 | 0 | 0 | 0 | 0
F4_Commercial_Miscellaneous_New_Food Preparation_Natural Gas_Fryer_E10 | F4 | Commercial | Miscellaneous | New | Food Preparation | Natural Gas | Fryer | E10 | RVT BC Ratio | 0 | 0 | 0 | 0 | 0 | 0 | 0 | 0 | 0 | 0 | 0 | 0 | 0 | 0 | 0 | 0 | 0 | 0 | 0 | 0 | 0 | 0 | 0 | 0 | 0 | 0 | 0
F5_Commercial_Miscellaneous_New_Food Preparation_Natural Gas_Fryer_E1 | F5 | Commercial | Miscellaneous | New | Food Preparation | Natural Gas | Fryer | E1 | RIM BC Ratio | 1 | 0 | 0 | 0 | 0 | 0 | 0 | 0 | 0 | 0 | 0 | 0 | 0 | 0 | 0 | 0 | 0 | 0 | 0 | 0 | 0 | 0 | 0 | 0 | 0 | 0 | 0
F5_Commercial_Miscellaneous_New_Food Preparation_Natural Gas_Fryer_E2 | F5 | Commercial | Miscellaneous | New | Food Preparation | Natural Gas | Fryer | E2 | RIM BC Ratio | 4.0178 | 1 | 1 | 1 | 1 | 1 | 1 | 1 | 1 | 1 | 1 | 1 | 1 | 1 | 1 | 1 | 1 | 1 | 1 | 1 | 1 | 1 | 1 | 1 | 1 | 1 | 1
F5_Commercial_Miscellaneous_New_Food Preparation_Natural Gas_Fryer_E3 | F5 | Commercial | Miscellaneous | New | Food Preparation | Natural Gas | Fryer | E3 | RIM BC Ratio | 0 | 0 | 0 | 0 | 0 | 0 | 0 | 0 | 0 | 0 | 0 | 0 | 0 | 0 | 0 | 0 | 0 | 0 | 0 | 0 | 0 | 0 | 0 | 0 | 0 | 0 | 0
F5_Commercial_Miscellaneous_New_Food Preparation_Natural Gas_Fryer_E4 | F5 | Commercial | Miscellaneous | New | Food Preparation | Natural Gas | Fryer | E4 | RIM BC Ratio | 0 | 0 | 0 | 0 | 0 | 0 | 0 | 0 | 0 | 0 | 0 | 0 | 0 | 0 | 0 | 0 | 0 | 0 | 0 | 0 | 0 | 0 | 0 | 0 | 0 | 0 | 0
F5_Commercial_Miscellaneous_New_Food Preparation_Natural Gas_Fryer_E5 | F5 | Commercial | Miscellaneous | New | Food Preparation | Natural Gas | Fryer | E5 | RIM BC Ratio | 0 | 0 | 0 | 0 | 0 | 0 | 0 | 0 | 0 | 0 | 0 | 0 | 0 | 0 | 0 | 0 | 0 | 0 | 0 | 0 | 0 | 0 | 0 | 0 | 0 | 0 | 0
F5_Commercial_Miscellaneous_New_Food Preparation_Natural Gas_Fryer_E6 | F5 | Commercial | Miscellaneous | New | Food Preparation | Natural Gas | Fryer | E6 | RIM BC Ratio | 0 | 0 | 0 | 0 | 0 | 0 | 0 | 0 | 0 | 0 | 0 | 0 | 0 | 0 | 0 | 0 | 0 | 0 | 0 | 0 | 0 | 0 | 0 | 0 | 0 | 0 | 0
F5_Commercial_Miscellaneous_New_Food Preparation_Natural Gas_Fryer_E7 | F5 | Commercial | Miscellaneous | New | Food Preparation | Natural Gas | Fryer | E7 | RIM BC Ratio | 0 | 0 | 0 | 0 | 0 | 0 | 0 | 0 | 0 | 0 | 0 | 0 | 0 | 0 | 0 | 0 | 0 | 0 | 0 | 0 | 0 | 0 | 0 | 0 | 0 | 0 | 0
F5_Commercial_Miscellaneous_New_Food Preparation_Natural Gas_Fryer_E8 | F5 | Commercial | Miscellaneous | New | Food Preparation | Natural Gas | Fryer | E8 | RIM BC Ratio | 0 | 0 | 0 | 0 | 0 | 0 | 0 | 0 | 0 | 0 | 0 | 0 | 0 | 0 | 0 | 0 | 0 | 0 | 0 | 0 | 0 | 0 | 0 | 0 | 0 | 0 | 0
F5_Commercial_Miscellaneous_New_Food Preparation_Natural Gas_Fryer_E9 | F5 | Commercial | Miscellaneous | New | Food Preparation | Natural Gas | Fryer | E9 | RIM BC Ratio | 0 | 0 | 0 | 0 | 0 | 0 | 0 | 0 | 0 | 0 | 0 | 0 | 0 | 0 | 0 | 0 | 0 | 0 | 0 | 0 | 0 | 0 | 0 | 0 | 0 | 0 | 0
F5_Commercial_Miscellaneous_New_Food Preparation_Natural Gas_Fryer_E10 | F5 | Commercial | Miscellaneous | New | Food Preparation | Natural Gas | Fryer | E10 | RIM BC Ratio | 0 | 0 | 0 | 0 | 0 | 0 | 0 | 0 | 0 | 0 | 0 | 0 | 0 | 0 | 0 | 0 | 0 | 0 | 0 | 0 | 0 | 0 | 0 | 0 | 0 | 0 | 0
F0_Commercial_Miscellaneous_New_Food Preparation_Natural Gas_Broiler_E0 | F0 | Commercial | Miscellaneous | New | Food Preparation | Natural Gas | Broiler | E0 | Economic Unit | Infrared Burners | Infrared Burners | Infrared Burners | Infrared Burners | Infrared Burners | Infrared Burners | Infrared Burners | Infrared Burners | Infrared Burners | Infrared Burners | Infrared Burners | Infrared Burners | Infrared Burners | Infrared Burners | Infrared Burners | Infrared Burners | Infrared Burners | Infrared Burners | Infrared Burners | Infrared Burners | Infrared Burners | Infrared Burners | Infrared Burners | Infrared Burners | Infrared Burners | Infrared Burners | Infrared Burners
F1_Commercial_Miscellaneous_New_Food Preparation_Natural Gas_Broiler_E1 | F1 | Commercial | Miscellaneous | New | Food Preparation | Natural Gas | Broiler | E1 | CCE | 0 | 0 | 0 | 0 | 0 | 0 | 0 | 0 | 0 | 0 | 0 | 0 | 0 | 0 | 0 | 0 | 0 | 0 | 0 | 0 | 0 | 0 | 0 | 0 | 0 | 0 | 0
F1_Commercial_Miscellaneous_New_Food Preparation_Natural Gas_Broiler_E2 | F1 | Commercial | Miscellaneous | New | Food Preparation | Natural Gas | Broiler | E2 | CCE | 0.0088234 | 0.0088234 | 0.0088234 | 0.0088234 | 0.0088234 | 0.0088234 | 0.0088234 | 0.0088234 | 0.0088234 | 0.0088234 | 0.0088234 | 0.0088234 | 0.0088234 | 0.0088234 | 0.0088234 | 0.0088234 | 0.0088234 | 0.0088234 | 0.0088234 | 0.0088234 | 0.0088234 | 0.0088234 | 0.0088234 | 0.0088234 | 0.0088234 | 0.0088234 | 0.0088234
F1_Commercial_Miscellaneous_New_Food Preparation_Natural Gas_Broiler_E3 | F1 | Commercial | Miscellaneous | New | Food Preparation | Natural Gas | Broiler | E3 | CCE | 0 | 0 | 0 | 0 | 0 | 0 | 0 | 0 | 0 | 0 | 0 | 0 | 0 | 0 | 0 | 0 | 0 | 0 | 0 | 0 | 0 | 0 | 0 | 0 | 0 | 0 | 0
F1_Commercial_Miscellaneous_New_Food Preparation_Natural Gas_Broiler_E4 | F1 | Commercial | Miscellaneous | New | Food Preparation | Natural Gas | Broiler | E4 | CCE | 0 | 0 | 0 | 0 | 0 | 0 | 0 | 0 | 0 | 0 | 0 | 0 | 0 | 0 | 0 | 0 | 0 | 0 | 0 | 0 | 0 | 0 | 0 | 0 | 0 | 0 | 0
F1_Commercial_Miscellaneous_New_Food Preparation_Natural Gas_Broiler_E5 | F1 | Commercial | Miscellaneous | New | Food Preparation | Natural Gas | Broiler | E5 | CCE | 0 | 0 | 0 | 0 | 0 | 0 | 0 | 0 | 0 | 0 | 0 | 0 | 0 | 0 | 0 | 0 | 0 | 0 | 0 | 0 | 0 | 0 | 0 | 0 | 0 | 0 | 0
F1_Commercial_Miscellaneous_New_Food Preparation_Natural Gas_Broiler_E6 | F1 | Commercial | Miscellaneous | New | Food Preparation | Natural Gas | Broiler | E6 | CCE | 0 | 0 | 0 | 0 | 0 | 0 | 0 | 0 | 0 | 0 | 0 | 0 | 0 | 0 | 0 | 0 | 0 | 0 | 0 | 0 | 0 | 0 | 0 | 0 | 0 | 0 | 0
F1_Commercial_Miscellaneous_New_Food Preparation_Natural Gas_Broiler_E7 | F1 | Commercial | Miscellaneous | New | Food Preparation | Natural Gas | Broiler | E7 | CCE | 0 | 0 | 0 | 0 | 0 | 0 | 0 | 0 | 0 | 0 | 0 | 0 | 0 | 0 | 0 | 0 | 0 | 0 | 0 | 0 | 0 | 0 | 0 | 0 | 0 | 0 | 0
F1_Commercial_Miscellaneous_New_Food Preparation_Natural Gas_Broiler_E8 | F1 | Commercial | Miscellaneous | New | Food Preparation | Natural Gas | Broiler | E8 | CCE | 0 | 0 | 0 | 0 | 0 | 0 | 0 | 0 | 0 | 0 | 0 | 0 | 0 | 0 | 0 | 0 | 0 | 0 | 0 | 0 | 0 | 0 | 0 | 0 | 0 | 0 | 0
F1_Commercial_Miscellaneous_New_Food Preparation_Natural Gas_Broiler_E9 | F1 | Commercial | Miscellaneous | New | Food Preparation | Natural Gas | Broiler | E9 | CCE | 0 | 0 | 0 | 0 | 0 | 0 | 0 | 0 | 0 | 0 | 0 | 0 | 0 | 0 | 0 | 0 | 0 | 0 | 0 | 0 | 0 | 0 | 0 | 0 | 0 | 0 | 0
F1_Commercial_Miscellaneous_New_Food Preparation_Natural Gas_Broiler_E10 | F1 | Commercial | Miscellaneous | New | Food Preparation | Natural Gas | Broiler | E10 | CCE | 0 | 0 | 0 | 0 | 0 | 0 | 0 | 0 | 0 | 0 | 0 | 0 | 0 | 0 | 0 | 0 | 0 | 0 | 0 | 0 | 0 | 0 | 0 | 0 | 0 | 0 | 0
F2_Commercial_Miscellaneous_New_Food Preparation_Natural Gas_Broiler_E1 | F2 | Commercial | Miscellaneous | New | Food Preparation | Natural Gas | Broiler | E1 | TRC BC Ratio | bar: 2021 to 2047
F2_Commercial_Miscellaneous_New_Food Preparation_Natural Gas_Broiler_E2 | F2 | Commercial | Miscellaneous | New | Food Preparation | Natural Gas | Broiler | E2 | TRC BC Ratio | 1.5469 | 1.5304 | 1.5144 | 1.4991 | 1.5029 | 1.5191 | 1.5427 | 1.5689 | 1.5942 | 1.6158 | 1.6334 | 1.6459 | 1.6531 | 1.6523 | 1.6433 | 1.6261 | 1.6009 | 1.5692 | 1.5313 | 1.4862 | 1.4333 | 1.3724 | 1.3184 | 1.2837 | 1.2691 | 1.2753 | 1.2816
F2_Commercial_Miscellaneous_New_Food Preparation_Natural Gas_Broiler_E3 | F2 | Commercial | Miscellaneous | New | Food Preparation | Natural Gas | Broiler | E3 | TRC BC Ratio | 0 | 0 | 0 | 0 | 0 | 0 | 0 | 0 | 0 | 0 | 0 | 0 | 0 | 0 | 0 | 0 | 0 | 0 | 0 | 0 | 0 | 0 | 0 | 0 | 0 | 0 | 0
F2_Commercial_Miscellaneous_New_Food Preparation_Natural Gas_Broiler_E4 | F2 | Commercial | Miscellaneous | New | Food Preparation | Natural Gas | Broiler | E4 | TRC BC Ratio | 0 | 0 | 0 | 0 | 0 | 0 | 0 | 0 | 0 | 0 | 0 | 0 | 0 | 0 | 0 | 0 | 0 | 0 | 0 | 0 | 0 | 0 | 0 | 0 | 0 | 0 | 0
F2_Commercial_Miscellaneous_New_Food Preparation_Natural Gas_Broiler_E5 | F2 | Commercial | Miscellaneous | New | Food Preparation | Natural Gas | Broiler | E5 | TRC BC Ratio | 0 | 0 | 0 | 0 | 0 | 0 | 0 | 0 | 0 | 0 | 0 | 0 | 0 | 0 | 0 | 0 | 0 | 0 | 0 | 0 | 0 | 0 | 0 | 0 | 0 | 0 | 0
F2_Commercial_Miscellaneous_New_Food Preparation_Natural Gas_Broiler_E6 | F2 | Commercial | Miscellaneous | New | Food Preparation | Natural Gas | Broiler | E6 | TRC BC Ratio | 0 | 0 | 0 | 0 | 0 | 0 | 0 | 0 | 0 | 0 | 0 | 0 | 0 | 0 | 0 | 0 | 0 | 0 | 0 | 0 | 0 | 0 | 0 | 0 | 0 | 0 | 0
F2_Commercial_Miscellaneous_New_Food Preparation_Natural Gas_Broiler_E7 | F2 | Commercial | Miscellaneous | New | Food Preparation | Natural Gas | Broiler | E7 | TRC BC Ratio | 0 | 0 | 0 | 0 | 0 | 0 | 0 | 0 | 0 | 0 | 0 | 0 | 0 | 0 | 0 | 0 | 0 | 0 | 0 | 0 | 0 | 0 | 0 | 0 | 0 | 0 | 0
F2_Commercial_Miscellaneous_New_Food Preparation_Natural Gas_Broiler_E8 | F2 | Commercial | Miscellaneous | New | Food Preparation | Natural Gas | Broiler | E8 | TRC BC Ratio | 0 | 0 | 0 | 0 | 0 | 0 | 0 | 0 | 0 | 0 | 0 | 0 | 0 | 0 | 0 | 0 | 0 | 0 | 0 | 0 | 0 | 0 | 0 | 0 | 0 | 0 | 0
F2_Commercial_Miscellaneous_New_Food Preparation_Natural Gas_Broiler_E9 | F2 | Commercial | Miscellaneous | New | Food Preparation | Natural Gas | Broiler | E9 | TRC BC Ratio | 0 | 0 | 0 | 0 | 0 | 0 | 0 | 0 | 0 | 0 | 0 | 0 | 0 | 0 | 0 | 0 | 0 | 0 | 0 | 0 | 0 | 0 | 0 | 0 | 0 | 0 | 0
F2_Commercial_Miscellaneous_New_Food Preparation_Natural Gas_Broiler_E10 | F2 | Commercial | Miscellaneous | New | Food Preparation | Natural Gas | Broiler | E10 | TRC BC Ratio | 0 | 0 | 0 | 0 | 0 | 0 | 0 | 0 | 0 | 0 | 0 | 0 | 0 | 0 | 0 | 0 | 0 | 0 | 0 | 0 | 0 | 0 | 0 | 0 | 0 | 0 | 0
F3_Commercial_Miscellaneous_New_Food Preparation_Natural Gas_Broiler_E1 | F3 | Commercial | Miscellaneous | New | Food Preparation | Natural Gas | Broiler | E1 | PACT BC Ratio | bar: 2021 to 2047
F3_Commercial_Miscellaneous_New_Food Preparation_Natural Gas_Broiler_E2 | F3 | Commercial | Miscellaneous | New | Food Preparation | Natural Gas | Broiler | E2 | PACT BC Ratio | 1.9504 | 1.9296 | 1.9094 | 1.8902 | 1.8949 | 1.9154 | 1.9451 | 1.9782 | 2.0101 | 2.0373 | 2.0595 | 2.0753 | 2.0843 | 2.0833 | 2.072 | 2.0503 | 2.0186 | 1.9785 | 1.9307 | 1.8739 | 1.8073 | 1.7304 | 1.6624 | 1.6186 | 1.6002 | 1.608 | 1.6159
F3_Commercial_Miscellaneous_New_Food Preparation_Natural Gas_Broiler_E3 | F3 | Commercial | Miscellaneous | New | Food Preparation | Natural Gas | Broiler | E3 | PACT BC Ratio | 0 | 0 | 0 | 0 | 0 | 0 | 0 | 0 | 0 | 0 | 0 | 0 | 0 | 0 | 0 | 0 | 0 | 0 | 0 | 0 | 0 | 0 | 0 | 0 | 0 | 0 | 0
F3_Commercial_Miscellaneous_New_Food Preparation_Natural Gas_Broiler_E4 | F3 | Commercial | Miscellaneous | New | Food Preparation | Natural Gas | Broiler | E4 | PACT BC Ratio | 0 | 0 | 0 | 0 | 0 | 0 | 0 | 0 | 0 | 0 | 0 | 0 | 0 | 0 | 0 | 0 | 0 | 0 | 0 | 0 | 0 | 0 | 0 | 0 | 0 | 0 | 0
F3_Commercial_Miscellaneous_New_Food Preparation_Natural Gas_Broiler_E5 | F3 | Commercial | Miscellaneous | New | Food Preparation | Natural Gas | Broiler | E5 | PACT BC Ratio | 0 | 0 | 0 | 0 | 0 | 0 | 0 | 0 | 0 | 0 | 0 | 0 | 0 | 0 | 0 | 0 | 0 | 0 | 0 | 0 | 0 | 0 | 0 | 0 | 0 | 0 | 0
F3_Commercial_Miscellaneous_New_Food Preparation_Natural Gas_Broiler_E6 | F3 | Commercial | Miscellaneous | New | Food Preparation | Natural Gas | Broiler | E6 | PACT BC Ratio | 0 | 0 | 0 | 0 | 0 | 0 | 0 | 0 | 0 | 0 | 0 | 0 | 0 | 0 | 0 | 0 | 0 | 0 | 0 | 0 | 0 | 0 | 0 | 0 | 0 | 0 | 0
F3_Commercial_Miscellaneous_New_Food Preparation_Natural Gas_Broiler_E7 | F3 | Commercial | Miscellaneous | New | Food Preparation | Natural Gas | Broiler | E7 | PACT BC Ratio | 0 | 0 | 0 | 0 | 0 | 0 | 0 | 0 | 0 | 0 | 0 | 0 | 0 | 0 | 0 | 0 | 0 | 0 | 0 | 0 | 0 | 0 | 0 | 0 | 0 | 0 | 0
F3_Commercial_Miscellaneous_New_Food Preparation_Natural Gas_Broiler_E8 | F3 | Commercial | Miscellaneous | New | Food Preparation | Natural Gas | Broiler | E8 | PACT BC Ratio | 0 | 0 | 0 | 0 | 0 | 0 | 0 | 0 | 0 | 0 | 0 | 0 | 0 | 0 | 0 | 0 | 0 | 0 | 0 | 0 | 0 | 0 | 0 | 0 | 0 | 0 | 0
F3_Commercial_Miscellaneous_New_Food Preparation_Natural Gas_Broiler_E9 | F3 | Commercial | Miscellaneous | New | Food Preparation | Natural Gas | Broiler | E9 | PACT BC Ratio | 0 | 0 | 0 | 0 | 0 | 0 | 0 | 0 | 0 | 0 | 0 | 0 | 0 | 0 | 0 | 0 | 0 | 0 | 0 | 0 | 0 | 0 | 0 | 0 | 0 | 0 | 0
F3_Commercial_Miscellaneous_New_Food Preparation_Natural Gas_Broiler_E10 | F3 | Commercial | Miscellaneous | New | Food Preparation | Natural Gas | Broiler | E10 | PACT BC Ratio | 0 | 0 | 0 | 0 | 0 | 0 | 0 | 0 | 0 | 0 | 0 | 0 | 0 | 0 | 0 | 0 | 0 | 0 | 0 | 0 | 0 | 0 | 0 | 0 | 0 | 0 | 0
F4_Commercial_Miscellaneous_New_Food Preparation_Natural Gas_Broiler_E1 | F4 | Commercial | Miscellaneous | New | Food Preparation | Natural Gas | Broiler | E1 | RVT BC Ratio | bar: 2021 to 2047
F4_Commercial_Miscellaneous_New_Food Preparation_Natural Gas_Broiler_E2 | F4 | Commercial | Miscellaneous | New | Food Preparation | Natural Gas | Broiler | E2 | RVT BC Ratio | 0.7 | 0.7 | 0.7 | 0.7 | 0.7 | 0.7 | 0.7 | 0.7 | 0.7 | 0.7 | 0.7 | 0.7 | 0.7 | 0.7 | 0.7 | 0.7 | 0.7 | 0.7 | 0.7 | 0.7 | 0.7 | 0.7 | 0.7 | 0.7 | 0.7 | 0.7 | 0.7
F4_Commercial_Miscellaneous_New_Food Preparation_Natural Gas_Broiler_E3 | F4 | Commercial | Miscellaneous | New | Food Preparation | Natural Gas | Broiler | E3 | RVT BC Ratio | 0 | 0 | 0 | 0 | 0 | 0 | 0 | 0 | 0 | 0 | 0 | 0 | 0 | 0 | 0 | 0 | 0 | 0 | 0 | 0 | 0 | 0 | 0 | 0 | 0 | 0 | 0
F4_Commercial_Miscellaneous_New_Food Preparation_Natural Gas_Broiler_E4 | F4 | Commercial | Miscellaneous | New | Food Preparation | Natural Gas | Broiler | E4 | RVT BC Ratio | 0 | 0 | 0 | 0 | 0 | 0 | 0 | 0 | 0 | 0 | 0 | 0 | 0 | 0 | 0 | 0 | 0 | 0 | 0 | 0 | 0 | 0 | 0 | 0 | 0 | 0 | 0
F4_Commercial_Miscellaneous_New_Food Preparation_Natural Gas_Broiler_E5 | F4 | Commercial | Miscellaneous | New | Food Preparation | Natural Gas | Broiler | E5 | RVT BC Ratio | 0 | 0 | 0 | 0 | 0 | 0 | 0 | 0 | 0 | 0 | 0 | 0 | 0 | 0 | 0 | 0 | 0 | 0 | 0 | 0 | 0 | 0 | 0 | 0 | 0 | 0 | 0
F4_Commercial_Miscellaneous_New_Food Preparation_Natural Gas_Broiler_E6 | F4 | Commercial | Miscellaneous | New | Food Preparation | Natural Gas | Broiler | E6 | RVT BC Ratio | 0 | 0 | 0 | 0 | 0 | 0 | 0 | 0 | 0 | 0 | 0 | 0 | 0 | 0 | 0 | 0 | 0 | 0 | 0 | 0 | 0 | 0 | 0 | 0 | 0 | 0 | 0
F4_Commercial_Miscellaneous_New_Food Preparation_Natural Gas_Broiler_E7 | F4 | Commercial | Miscellaneous | New | Food Preparation | Natural Gas | Broiler | E7 | RVT BC Ratio | 0 | 0 | 0 | 0 | 0 | 0 | 0 | 0 | 0 | 0 | 0 | 0 | 0 | 0 | 0 | 0 | 0 | 0 | 0 | 0 | 0 | 0 | 0 | 0 | 0 | 0 | 0
F4_Commercial_Miscellaneous_New_Food Preparation_Natural Gas_Broiler_E8 | F4 | Commercial | Miscellaneous | New | Food Preparation | Natural Gas | Broiler | E8 | RVT BC Ratio | 0 | 0 | 0 | 0 | 0 | 0 | 0 | 0 | 0 | 0 | 0 | 0 | 0 | 0 | 0 | 0 | 0 | 0 | 0 | 0 | 0 | 0 | 0 | 0 | 0 | 0 | 0
F4_Commercial_Miscellaneous_New_Food Preparation_Natural Gas_Broiler_E9 | F4 | Commercial | Miscellaneous | New | Food Preparation | Natural Gas | Broiler | E9 | RVT BC Ratio | 0 | 0 | 0 | 0 | 0 | 0 | 0 | 0 | 0 | 0 | 0 | 0 | 0 | 0 | 0 | 0 | 0 | 0 | 0 | 0 | 0 | 0 | 0 | 0 | 0 | 0 | 0
F4_Commercial_Miscellaneous_New_Food Preparation_Natural Gas_Broiler_E10 | F4 | Commercial | Miscellaneous | New | Food Preparation | Natural Gas | Broiler | E10 | RVT BC Ratio | 0 | 0 | 0 | 0 | 0 | 0 | 0 | 0 | 0 | 0 | 0 | 0 | 0 | 0 | 0 | 0 | 0 | 0 | 0 | 0 | 0 | 0 | 0 | 0 | 0 | 0 | 0
F5_Commercial_Miscellaneous_New_Food Preparation_Natural Gas_Broiler_E1 | F5 | Commercial | Miscellaneous | New | Food Preparation | Natural Gas | Broiler | E1 | RIM BC Ratio | bar: 2021 to 2047
F5_Commercial_Miscellaneous_New_Food Preparation_Natural Gas_Broiler_E2 | F5 | Commercial | Miscellaneous | New | Food Preparation | Natural Gas | Broiler | E2 | RIM BC Ratio | 1.9504 | 1.9296 | 1.9094 | 1.8902 | 1.8949 | 1.9154 | 1.9451 | 1.9782 | 2.0101 | 2.0373 | 2.0595 | 2.0753 | 2.0843 | 2.0833 | 2.072 | 2.0503 | 2.0186 | 1.9785 | 1.9307 | 1.8739 | 1.8073 | 1.7304 | 1.6624 | 1.6186 | 1.6002 | 1.608 | 1.6159
F5_Commercial_Miscellaneous_New_Food Preparation_Natural Gas_Broiler_E3 | F5 | Commercial | Miscellaneous | New | Food Preparation | Natural Gas | Broiler | E3 | RIM BC Ratio | 0 | 0 | 0 | 0 | 0 | 0 | 0 | 0 | 0 | 0 | 0 | 0 | 0 | 0 | 0 | 0 | 0 | 0 | 0 | 0 | 0 | 0 | 0 | 0 | 0 | 0 | 0
F5_Commercial_Miscellaneous_New_Food Preparation_Natural Gas_Broiler_E4 | F5 | Commercial | Miscellaneous | New | Food Preparation | Natural Gas | Broiler | E4 | RIM BC Ratio | 0 | 0 | 0 | 0 | 0 | 0 | 0 | 0 | 0 | 0 | 0 | 0 | 0 | 0 | 0 | 0 | 0 | 0 | 0 | 0 | 0 | 0 | 0 | 0 | 0 | 0 | 0
F5_Commercial_Miscellaneous_New_Food Preparation_Natural Gas_Broiler_E5 | F5 | Commercial | Miscellaneous | New | Food Preparation | Natural Gas | Broiler | E5 | RIM BC Ratio | 0 | 0 | 0 | 0 | 0 | 0 | 0 | 0 | 0 | 0 | 0 | 0 | 0 | 0 | 0 | 0 | 0 | 0 | 0 | 0 | 0 | 0 | 0 | 0 | 0 | 0 | 0
F5_Commercial_Miscellaneous_New_Food Preparation_Natural Gas_Broiler_E6 | F5 | Commercial | Miscellaneous | New | Food Preparation | Natural Gas | Broiler | E6 | RIM BC Ratio | 0 | 0 | 0 | 0 | 0 | 0 | 0 | 0 | 0 | 0 | 0 | 0 | 0 | 0 | 0 | 0 | 0 | 0 | 0 | 0 | 0 | 0 | 0 | 0 | 0 | 0 | 0
F5_Commercial_Miscellaneous_New_Food Preparation_Natural Gas_Broiler_E7 | F5 | Commercial | Miscellaneous | New | Food Preparation | Natural Gas | Broiler | E7 | RIM BC Ratio | 0 | 0 | 0 | 0 | 0 | 0 | 0 | 0 | 0 | 0 | 0 | 0 | 0 | 0 | 0 | 0 | 0 | 0 | 0 | 0 | 0 | 0 | 0 | 0 | 0 | 0 | 0
F5_Commercial_Miscellaneous_New_Food Preparation_Natural Gas_Broiler_E8 | F5 | Commercial | Miscellaneous | New | Food Preparation | Natural Gas | Broiler | E8 | RIM BC Ratio | 0 | 0 | 0 | 0 | 0 | 0 | 0 | 0 | 0 | 0 | 0 | 0 | 0 | 0 | 0 | 0 | 0 | 0 | 0 | 0 | 0 | 0 | 0 | 0 | 0 | 0 | 0
F5_Commercial_Miscellaneous_New_Food Preparation_Natural Gas_Broiler_E9 | F5 | Commercial | Miscellaneous | New | Food Preparation | Natural Gas | Broiler | E9 | RIM BC Ratio | 0 | 0 | 0 | 0 | 0 | 0 | 0 | 0 | 0 | 0 | 0 | 0 | 0 | 0 | 0 | 0 | 0 | 0 | 0 | 0 | 0 | 0 | 0 | 0 | 0 | 0 | 0
F5_Commercial_Miscellaneous_New_Food Preparation_Natural Gas_Broiler_E10 | F5 | Commercial | Miscellaneous | New | Food Preparation | Natural Gas | Broiler | E10 | RIM BC Ratio | 0 | 0 | 0 | 0 | 0 | 0 | 0 | 0 | 0 | 0 | 0 | 0 | 0 | 0 | 0 | 0 | 0 | 0 | 0 | 0 | 0 | 0 | 0 | 0 | 0 | 0 | 0
F0_Commercial_Miscellaneous_New_Food Preparation_Natural Gas_Griddle_E0 | F0 | Commercial | Miscellaneous | New | Food Preparation | Natural Gas | Griddle | E0 | Economic Unit | ENERGY STAR | ENERGY STAR | ENERGY STAR | ENERGY STAR | ENERGY STAR | ENERGY STAR | ENERGY STAR | ENERGY STAR | ENERGY STAR | ENERGY STAR | ENERGY STAR | ENERGY STAR | ENERGY STAR | ENERGY STAR | ENERGY STAR | ENERGY STAR | ENERGY STAR | ENERGY STAR | ENERGY STAR | ENERGY STAR | Standard | Standard | Standard | Standard | Standard | Standard | Standard
F1_Commercial_Miscellaneous_New_Food Preparation_Natural Gas_Griddle_E1 | F1 | Commercial | Miscellaneous | New | Food Preparation | Natural Gas | Griddle | E1 | CCE | 0 | 0 | 0 | 0 | 0 | 0 | 0 | 0 | 0 | 0 | 0 | 0 | 0 | 0 | 0 | 0 | 0 | 0 | 0 | 0 | 0 | 0 | 0 | 0 | 0 | 0 | 0
F1_Commercial_Miscellaneous_New_Food Preparation_Natural Gas_Griddle_E2 | F1 | Commercial | Miscellaneous | New | Food Preparation | Natural Gas | Griddle | E2 | CCE | 0.01311 | 0.01311 | 0.01311 | 0.01311 | 0.01311 | 0.01311 | 0.01311 | 0.01311 | 0.01311 | 0.01311 | 0.01311 | 0.01311 | 0.01311 | 0.01311 | 0.01311 | 0.01311 | 0.01311 | 0.01311 | 0.01311 | 0.01311 | 0.01311 | 0.01311 | 0.01311 | 0.01311 | 0.01311 | 0.01311 | 0.01311
F1_Commercial_Miscellaneous_New_Food Preparation_Natural Gas_Griddle_E3 | F1 | Commercial | Miscellaneous | New | Food Preparation | Natural Gas | Griddle | E3 | CCE | 0 | 0 | 0 | 0 | 0 | 0 | 0 | 0 | 0 | 0 | 0 | 0 | 0 | 0 | 0 | 0 | 0 | 0 | 0 | 0 | 0 | 0 | 0 | 0 | 0 | 0 | 0
F1_Commercial_Miscellaneous_New_Food Preparation_Natural Gas_Griddle_E4 | F1 | Commercial | Miscellaneous | New | Food Preparation | Natural Gas | Griddle | E4 | CCE | 0 | 0 | 0 | 0 | 0 | 0 | 0 | 0 | 0 | 0 | 0 | 0 | 0 | 0 | 0 | 0 | 0 | 0 | 0 | 0 | 0 | 0 | 0 | 0 | 0 | 0 | 0
F1_Commercial_Miscellaneous_New_Food Preparation_Natural Gas_Griddle_E5 | F1 | Commercial | Miscellaneous | New | Food Preparation | Natural Gas | Griddle | E5 | CCE | 0 | 0 | 0 | 0 | 0 | 0 | 0 | 0 | 0 | 0 | 0 | 0 | 0 | 0 | 0 | 0 | 0 | 0 | 0 | 0 | 0 | 0 | 0 | 0 | 0 | 0 | 0
F1_Commercial_Miscellaneous_New_Food Preparation_Natural Gas_Griddle_E6 | F1 | Commercial | Miscellaneous | New | Food Preparation | Natural Gas | Griddle | E6 | CCE | 0 | 0 | 0 | 0 | 0 | 0 | 0 | 0 | 0 | 0 | 0 | 0 | 0 | 0 | 0 | 0 | 0 | 0 | 0 | 0 | 0 | 0 | 0 | 0 | 0 | 0 | 0
F1_Commercial_Miscellaneous_New_Food Preparation_Natural Gas_Griddle_E7 | F1 | Commercial | Miscellaneous | New | Food Preparation | Natural Gas | Griddle | E7 | CCE | 0 | 0 | 0 | 0 | 0 | 0 | 0 | 0 | 0 | 0 | 0 | 0 | 0 | 0 | 0 | 0 | 0 | 0 | 0 | 0 | 0 | 0 | 0 | 0 | 0 | 0 | 0
F1_Commercial_Miscellaneous_New_Food Preparation_Natural Gas_Griddle_E8 | F1 | Commercial | Miscellaneous | New | Food Preparation | Natural Gas | Griddle | E8 | CCE | 0 | 0 | 0 | 0 | 0 | 0 | 0 | 0 | 0 | 0 | 0 | 0 | 0 | 0 | 0 | 0 | 0 | 0 | 0 | 0 | 0 | 0 | 0 | 0 | 0 | 0 | 0
F1_Commercial_Miscellaneous_New_Food Preparation_Natural Gas_Griddle_E9 | F1 | Commercial | Miscellaneous | New | Food Preparation | Natural Gas | Griddle | E9 | CCE | 0 | 0 | 0 | 0 | 0 | 0 | 0 | 0 | 0 | 0 | 0 | 0 | 0 | 0 | 0 | 0 | 0 | 0 | 0 | 0 | 0 | 0 | 0 | 0 | 0 | 0 | 0
F1_Commercial_Miscellaneous_New_Food Preparation_Natural Gas_Griddle_E10 | F1 | Commercial | Miscellaneous | New | Food Preparation | Natural Gas | Griddle | E10 | CCE | 0 | 0 | 0 | 0 | 0 | 0 | 0 | 0 | 0 | 0 | 0 | 0 | 0 | 0 | 0 | 0 | 0 | 0 | 0 | 0 | 0 | 0 | 0 | 0 | 0 | 0 | 0
F2_Commercial_Miscellaneous_New_Food Preparation_Natural Gas_Griddle_E1 | F2 | Commercial | Miscellaneous | New | Food Preparation | Natural Gas | Griddle | E1 | TRC BC Ratio | bar: 2021 to 2047
F2_Commercial_Miscellaneous_New_Food Preparation_Natural Gas_Griddle_E2 | F2 | Commercial | Miscellaneous | New | Food Preparation | Natural Gas | Griddle | E2 | TRC BC Ratio | 1.0411 | 1.0299 | 1.0192 | 1.0089 | 1.0114 | 1.0224 | 1.0382 | 1.0559 | 1.0729 | 1.0874 | 1.0993 | 1.1077 | 1.1125 | 1.112 | 1.106 | 1.0944 | 1.0774 | 1.0561 | 1.0305 | 1.0002 | 0.96464 | 0.92365 | 0.8873 | 0.86394 | 0.85412 | 0.85831 | 0.86251
F2_Commercial_Miscellaneous_New_Food Preparation_Natural Gas_Griddle_E3 | F2 | Commercial | Miscellaneous | New | Food Preparation | Natural Gas | Griddle | E3 | TRC BC Ratio | 0 | 0 | 0 | 0 | 0 | 0 | 0 | 0 | 0 | 0 | 0 | 0 | 0 | 0 | 0 | 0 | 0 | 0 | 0 | 0 | 0 | 0 | 0 | 0 | 0 | 0 | 0
F2_Commercial_Miscellaneous_New_Food Preparation_Natural Gas_Griddle_E4 | F2 | Commercial | Miscellaneous | New | Food Preparation | Natural Gas | Griddle | E4 | TRC BC Ratio | 0 | 0 | 0 | 0 | 0 | 0 | 0 | 0 | 0 | 0 | 0 | 0 | 0 | 0 | 0 | 0 | 0 | 0 | 0 | 0 | 0 | 0 | 0 | 0 | 0 | 0 | 0
F2_Commercial_Miscellaneous_New_Food Preparation_Natural Gas_Griddle_E5 | F2 | Commercial | Miscellaneous | New | Food Preparation | Natural Gas | Griddle | E5 | TRC BC Ratio | 0 | 0 | 0 | 0 | 0 | 0 | 0 | 0 | 0 | 0 | 0 | 0 | 0 | 0 | 0 | 0 | 0 | 0 | 0 | 0 | 0 | 0 | 0 | 0 | 0 | 0 | 0
F2_Commercial_Miscellaneous_New_Food Preparation_Natural Gas_Griddle_E6 | F2 | Commercial | Miscellaneous | New | Food Preparation | Natural Gas | Griddle | E6 | TRC BC Ratio | 0 | 0 | 0 | 0 | 0 | 0 | 0 | 0 | 0 | 0 | 0 | 0 | 0 | 0 | 0 | 0 | 0 | 0 | 0 | 0 | 0 | 0 | 0 | 0 | 0 | 0 | 0
F2_Commercial_Miscellaneous_New_Food Preparation_Natural Gas_Griddle_E7 | F2 | Commercial | Miscellaneous | New | Food Preparation | Natural Gas | Griddle | E7 | TRC BC Ratio | 0 | 0 | 0 | 0 | 0 | 0 | 0 | 0 | 0 | 0 | 0 | 0 | 0 | 0 | 0 | 0 | 0 | 0 | 0 | 0 | 0 | 0 | 0 | 0 | 0 | 0 | 0
F2_Commercial_Miscellaneous_New_Food Preparation_Natural Gas_Griddle_E8 | F2 | Commercial | Miscellaneous | New | Food Preparation | Natural Gas | Griddle | E8 | TRC BC Ratio | 0 | 0 | 0 | 0 | 0 | 0 | 0 | 0 | 0 | 0 | 0 | 0 | 0 | 0 | 0 | 0 | 0 | 0 | 0 | 0 | 0 | 0 | 0 | 0 | 0 | 0 | 0
F2_Commercial_Miscellaneous_New_Food Preparation_Natural Gas_Griddle_E9 | F2 | Commercial | Miscellaneous | New | Food Preparation | Natural Gas | Griddle | E9 | TRC BC Ratio | 0 | 0 | 0 | 0 | 0 | 0 | 0 | 0 | 0 | 0 | 0 | 0 | 0 | 0 | 0 | 0 | 0 | 0 | 0 | 0 | 0 | 0 | 0 | 0 | 0 | 0 | 0
F2_Commercial_Miscellaneous_New_Food Preparation_Natural Gas_Griddle_E10 | F2 | Commercial | Miscellaneous | New | Food Preparation | Natural Gas | Griddle | E10 | TRC BC Ratio | 0 | 0 | 0 | 0 | 0 | 0 | 0 | 0 | 0 | 0 | 0 | 0 | 0 | 0 | 0 | 0 | 0 | 0 | 0 | 0 | 0 | 0 | 0 | 0 | 0 | 0 | 0
F3_Commercial_Miscellaneous_New_Food Preparation_Natural Gas_Griddle_E1 | F3 | Commercial | Miscellaneous | New | Food Preparation | Natural Gas | Griddle | E1 | PACT BC Ratio | bar: 2021 to 2047
F3_Commercial_Miscellaneous_New_Food Preparation_Natural Gas_Griddle_E2 | F3 | Commercial | Miscellaneous | New | Food Preparation | Natural Gas | Griddle | E2 | PACT BC Ratio | 1.3698 | 1.3552 | 1.341 | 1.3275 | 1.3308 | 1.3452 | 1.3661 | 1.3893 | 1.4117 | 1.4308 | 1.4464 | 1.4575 | 1.4639 | 1.4631 | 1.4552 | 1.44 | 1.4177 | 1.3896 | 1.356 | 1.3161 | 1.2693 | 1.2153 | 1.1675 | 1.1368 | 1.1238 | 1.1294 | 1.1349
F3_Commercial_Miscellaneous_New_Food Preparation_Natural Gas_Griddle_E3 | F3 | Commercial | Miscellaneous | New | Food Preparation | Natural Gas | Griddle | E3 | PACT BC Ratio | 0 | 0 | 0 | 0 | 0 | 0 | 0 | 0 | 0 | 0 | 0 | 0 | 0 | 0 | 0 | 0 | 0 | 0 | 0 | 0 | 0 | 0 | 0 | 0 | 0 | 0 | 0
F3_Commercial_Miscellaneous_New_Food Preparation_Natural Gas_Griddle_E4 | F3 | Commercial | Miscellaneous | New | Food Preparation | Natural Gas | Griddle | E4 | PACT BC Ratio | 0 | 0 | 0 | 0 | 0 | 0 | 0 | 0 | 0 | 0 | 0 | 0 | 0 | 0 | 0 | 0 | 0 | 0 | 0 | 0 | 0 | 0 | 0 | 0 | 0 | 0 | 0
F3_Commercial_Miscellaneous_New_Food Preparation_Natural Gas_Griddle_E5 | F3 | Commercial | Miscellaneous | New | Food Preparation | Natural Gas | Griddle | E5 | PACT BC Ratio | 0 | 0 | 0 | 0 | 0 | 0 | 0 | 0 | 0 | 0 | 0 | 0 | 0 | 0 | 0 | 0 | 0 | 0 | 0 | 0 | 0 | 0 | 0 | 0 | 0 | 0 | 0
F3_Commercial_Miscellaneous_New_Food Preparation_Natural Gas_Griddle_E6 | F3 | Commercial | Miscellaneous | New | Food Preparation | Natural Gas | Griddle | E6 | PACT BC Ratio | 0 | 0 | 0 | 0 | 0 | 0 | 0 | 0 | 0 | 0 | 0 | 0 | 0 | 0 | 0 | 0 | 0 | 0 | 0 | 0 | 0 | 0 | 0 | 0 | 0 | 0 | 0
F3_Commercial_Miscellaneous_New_Food Preparation_Natural Gas_Griddle_E7 | F3 | Commercial | Miscellaneous | New | Food Preparation | Natural Gas | Griddle | E7 | PACT BC Ratio | 0 | 0 | 0 | 0 | 0 | 0 | 0 | 0 | 0 | 0 | 0 | 0 | 0 | 0 | 0 | 0 | 0 | 0 | 0 | 0 | 0 | 0 | 0 | 0 | 0 | 0 | 0
F3_Commercial_Miscellaneous_New_Food Preparation_Natural Gas_Griddle_E8 | F3 | Commercial | Miscellaneous | New | Food Preparation | Natural Gas | Griddle | E8 | PACT BC Ratio | 0 | 0 | 0 | 0 | 0 | 0 | 0 | 0 | 0 | 0 | 0 | 0 | 0 | 0 | 0 | 0 | 0 | 0 | 0 | 0 | 0 | 0 | 0 | 0 | 0 | 0 | 0
F3_Commercial_Miscellaneous_New_Food Preparation_Natural Gas_Griddle_E9 | F3 | Commercial | Miscellaneous | New | Food Preparation | Natural Gas | Griddle | E9 | PACT BC Ratio | 0 | 0 | 0 | 0 | 0 | 0 | 0 | 0 | 0 | 0 | 0 | 0 | 0 | 0 | 0 | 0 | 0 | 0 | 0 | 0 | 0 | 0 | 0 | 0 | 0 | 0 | 0
F3_Commercial_Miscellaneous_New_Food Preparation_Natural Gas_Griddle_E10 | F3 | Commercial | Miscellaneous | New | Food Preparation | Natural Gas | Griddle | E10 | PACT BC Ratio | 0 | 0 | 0 | 0 | 0 | 0 | 0 | 0 | 0 | 0 | 0 | 0 | 0 | 0 | 0 | 0 | 0 | 0 | 0 | 0 | 0 | 0 | 0 | 0 | 0 | 0 | 0
F4_Commercial_Miscellaneous_New_Food Preparation_Natural Gas_Griddle_E1 | F4 | Commercial | Miscellaneous | New | Food Preparation | Natural Gas | Griddle | E1 | RVT BC Ratio | bar: 2021 to 2047
F4_Commercial_Miscellaneous_New_Food Preparation_Natural Gas_Griddle_E2 | F4 | Commercial | Miscellaneous | New | Food Preparation | Natural Gas | Griddle | E2 | RVT BC Ratio | 0.7 | 0.7 | 0.7 | 0.7 | 0.7 | 0.7 | 0.7 | 0.7 | 0.7 | 0.7 | 0.7 | 0.7 | 0.7 | 0.7 | 0.7 | 0.7 | 0.7 | 0.7 | 0.7 | 0.7 | 0.7 | 0.7 | 0.7 | 0.7 | 0.7 | 0.7 | 0.7
F4_Commercial_Miscellaneous_New_Food Preparation_Natural Gas_Griddle_E3 | F4 | Commercial | Miscellaneous | New | Food Preparation | Natural Gas | Griddle | E3 | RVT BC Ratio | 0 | 0 | 0 | 0 | 0 | 0 | 0 | 0 | 0 | 0 | 0 | 0 | 0 | 0 | 0 | 0 | 0 | 0 | 0 | 0 | 0 | 0 | 0 | 0 | 0 | 0 | 0
F4_Commercial_Miscellaneous_New_Food Preparation_Natural Gas_Griddle_E4 | F4 | Commercial | Miscellaneous | New | Food Preparation | Natural Gas | Griddle | E4 | RVT BC Ratio | 0 | 0 | 0 | 0 | 0 | 0 | 0 | 0 | 0 | 0 | 0 | 0 | 0 | 0 | 0 | 0 | 0 | 0 | 0 | 0 | 0 | 0 | 0 | 0 | 0 | 0 | 0
F4_Commercial_Miscellaneous_New_Food Preparation_Natural Gas_Griddle_E5 | F4 | Commercial | Miscellaneous | New | Food Preparation | Natural Gas | Griddle | E5 | RVT BC Ratio | 0 | 0 | 0 | 0 | 0 | 0 | 0 | 0 | 0 | 0 | 0 | 0 | 0 | 0 | 0 | 0 | 0 | 0 | 0 | 0 | 0 | 0 | 0 | 0 | 0 | 0 | 0
F4_Commercial_Miscellaneous_New_Food Preparation_Natural Gas_Griddle_E6 | F4 | Commercial | Miscellaneous | New | Food Preparation | Natural Gas | Griddle | E6 | RVT BC Ratio | 0 | 0 | 0 | 0 | 0 | 0 | 0 | 0 | 0 | 0 | 0 | 0 | 0 | 0 | 0 | 0 | 0 | 0 | 0 | 0 | 0 | 0 | 0 | 0 | 0 | 0 | 0
F4_Commercial_Miscellaneous_New_Food Preparation_Natural Gas_Griddle_E7 | F4 | Commercial | Miscellaneous | New | Food Preparation | Natural Gas | Griddle | E7 | RVT BC Ratio | 0 | 0 | 0 | 0 | 0 | 0 | 0 | 0 | 0 | 0 | 0 | 0 | 0 | 0 | 0 | 0 | 0 | 0 | 0 | 0 | 0 | 0 | 0 | 0 | 0 | 0 | 0
F4_Commercial_Miscellaneous_New_Food Preparation_Natural Gas_Griddle_E8 | F4 | Commercial | Miscellaneous | New | Food Preparation | Natural Gas | Griddle | E8 | RVT BC Ratio | 0 | 0 | 0 | 0 | 0 | 0 | 0 | 0 | 0 | 0 | 0 | 0 | 0 | 0 | 0 | 0 | 0 | 0 | 0 | 0 | 0 | 0 | 0 | 0 | 0 | 0 | 0
F4_Commercial_Miscellaneous_New_Food Preparation_Natural Gas_Griddle_E9 | F4 | Commercial | Miscellaneous | New | Food Preparation | Natural Gas | Griddle | E9 | RVT BC Ratio | 0 | 0 | 0 | 0 | 0 | 0 | 0 | 0 | 0 | 0 | 0 | 0 | 0 | 0 | 0 | 0 | 0 | 0 | 0 | 0 | 0 | 0 | 0 | 0 | 0 | 0 | 0
F4_Commercial_Miscellaneous_New_Food Preparation_Natural Gas_Griddle_E10 | F4 | Commercial | Miscellaneous | New | Food Preparation | Natural Gas | Griddle | E10 | RVT BC Ratio | 0 | 0 | 0 | 0 | 0 | 0 | 0 | 0 | 0 | 0 | 0 | 0 | 0 | 0 | 0 | 0 | 0 | 0 | 0 | 0 | 0 | 0 | 0 | 0 | 0 | 0 | 0
F5_Commercial_Miscellaneous_New_Food Preparation_Natural Gas_Griddle_E1 | F5 | Commercial | Miscellaneous | New | Food Preparation | Natural Gas | Griddle | E1 | RIM BC Ratio | bar: 2021 to 2047
F5_Commercial_Miscellaneous_New_Food Preparation_Natural Gas_Griddle_E2 | F5 | Commercial | Miscellaneous | New | Food Preparation | Natural Gas | Griddle | E2 | RIM BC Ratio | 1.3698 | 1.3552 | 1.341 | 1.3275 | 1.3308 | 1.3452 | 1.3661 | 1.3893 | 1.4117 | 1.4308 | 1.4464 | 1.4575 | 1.4639 | 1.4631 | 1.4552 | 1.44 | 1.4177 | 1.3896 | 1.356 | 1.3161 | 1.2693 | 1.2153 | 1.1675 | 1.1368 | 1.1238 | 1.1294 | 1.1349
F5_Commercial_Miscellaneous_New_Food Preparation_Natural Gas_Griddle_E3 | F5 | Commercial | Miscellaneous | New | Food Preparation | Natural Gas | Griddle | E3 | RIM BC Ratio | 0 | 0 | 0 | 0 | 0 | 0 | 0 | 0 | 0 | 0 | 0 | 0 | 0 | 0 | 0 | 0 | 0 | 0 | 0 | 0 | 0 | 0 | 0 | 0 | 0 | 0 | 0
F5_Commercial_Miscellaneous_New_Food Preparation_Natural Gas_Griddle_E4 | F5 | Commercial | Miscellaneous | New | Food Preparation | Natural Gas | Griddle | E4 | RIM BC Ratio | 0 | 0 | 0 | 0 | 0 | 0 | 0 | 0 | 0 | 0 | 0 | 0 | 0 | 0 | 0 | 0 | 0 | 0 | 0 | 0 | 0 | 0 | 0 | 0 | 0 | 0 | 0
F5_Commercial_Miscellaneous_New_Food Preparation_Natural Gas_Griddle_E5 | F5 | Commercial | Miscellaneous | New | Food Preparation | Natural Gas | Griddle | E5 | RIM BC Ratio | 0 | 0 | 0 | 0 | 0 | 0 | 0 | 0 | 0 | 0 | 0 | 0 | 0 | 0 | 0 | 0 | 0 | 0 | 0 | 0 | 0 | 0 | 0 | 0 | 0 | 0 | 0
F5_Commercial_Miscellaneous_New_Food Preparation_Natural Gas_Griddle_E6 | F5 | Commercial | Miscellaneous | New | Food Preparation | Natural Gas | Griddle | E6 | RIM BC Ratio | 0 | 0 | 0 | 0 | 0 | 0 | 0 | 0 | 0 | 0 | 0 | 0 | 0 | 0 | 0 | 0 | 0 | 0 | 0 | 0 | 0 | 0 | 0 | 0 | 0 | 0 | 0
F5_Commercial_Miscellaneous_New_Food Preparation_Natural Gas_Griddle_E7 | F5 | Commercial | Miscellaneous | New | Food Preparation | Natural Gas | Griddle | E7 | RIM BC Ratio | 0 | 0 | 0 | 0 | 0 | 0 | 0 | 0 | 0 | 0 | 0 | 0 | 0 | 0 | 0 | 0 | 0 | 0 | 0 | 0 | 0 | 0 | 0 | 0 | 0 | 0 | 0
F5_Commercial_Miscellaneous_New_Food Preparation_Natural Gas_Griddle_E8 | F5 | Commercial | Miscellaneous | New | Food Preparation | Natural Gas | Griddle | E8 | RIM BC Ratio | 0 | 0 | 0 | 0 | 0 | 0 | 0 | 0 | 0 | 0 | 0 | 0 | 0 | 0 | 0 | 0 | 0 | 0 | 0 | 0 | 0 | 0 | 0 | 0 | 0 | 0 | 0
F5_Commercial_Miscellaneous_New_Food Preparation_Natural Gas_Griddle_E9 | F5 | Commercial | Miscellaneous | New | Food Preparation | Natural Gas | Griddle | E9 | RIM BC Ratio | 0 | 0 | 0 | 0 | 0 | 0 | 0 | 0 | 0 | 0 | 0 | 0 | 0 | 0 | 0 | 0 | 0 | 0 | 0 | 0 | 0 | 0 | 0 | 0 | 0 | 0 | 0
F5_Commercial_Miscellaneous_New_Food Preparation_Natural Gas_Griddle_E10 | F5 | Commercial | Miscellaneous | New | Food Preparation | Natural Gas | Griddle | E10 | RIM BC Ratio | 0 | 0 | 0 | 0 | 0 | 0 | 0 | 0 | 0 | 0 | 0 | 0 | 0 | 0 | 0 | 0 | 0 | 0 | 0 | 0 | 0 | 0 | 0 | 0 | 0 | 0 | 0
F0_Commercial_Miscellaneous_New_Food Preparation_Natural Gas_Range_E0 | F0 | Commercial | Miscellaneous | New | Food Preparation | Natural Gas | Range | E0 | Economic Unit | High Efficiency | High Efficiency | High Efficiency | High Efficiency | High Efficiency | High Efficiency | High Efficiency | High Efficiency | High Efficiency | High Efficiency | High Efficiency | High Efficiency | High Efficiency | High Efficiency | High Efficiency | High Efficiency | High Efficiency | High Efficiency | High Efficiency | High Efficiency | High Efficiency | High Efficiency | High Efficiency | High Efficiency | High Efficiency | High Efficiency | High Efficiency
F1_Commercial_Miscellaneous_New_Food Preparation_Natural Gas_Range_E1 | F1 | Commercial | Miscellaneous | New | Food Preparation | Natural Gas | Range | E1 | CCE | 0 | 0 | 0 | 0 | 0 | 0 | 0 | 0 | 0 | 0 | 0 | 0 | 0 | 0 | 0 | 0 | 0 | 0 | 0 | 0 | 0 | 0 | 0 | 0 | 0 | 0 | 0
F1_Commercial_Miscellaneous_New_Food Preparation_Natural Gas_Range_E2 | F1 | Commercial | Miscellaneous | New | Food Preparation | Natural Gas | Range | E2 | CCE | 1.2749e-07 | 1.2749e-07 | 1.2749e-07 | 1.2749e-07 | 1.2749e-07 | 1.2749e-07 | 1.2749e-07 | 1.2749e-07 | 1.2749e-07 | 1.2749e-07 | 1.2749e-07 | 1.2749e-07 | 1.2749e-07 | 1.2749e-07 | 1.2749e-07 | 1.2749e-07 | 1.2749e-07 | 1.2749e-07 | 1.2749e-07 | 1.2749e-07 | 1.2749e-07 | 1.2749e-07 | 1.2749e-07 | 1.2749e-07 | 1.2749e-07 | 1.2749e-07 | 1.2749e-07
F1_Commercial_Miscellaneous_New_Food Preparation_Natural Gas_Range_E3 | F1 | Commercial | Miscellaneous | New | Food Preparation | Natural Gas | Range | E3 | CCE | 0 | 0 | 0 | 0 | 0 | 0 | 0 | 0 | 0 | 0 | 0 | 0 | 0 | 0 | 0 | 0 | 0 | 0 | 0 | 0 | 0 | 0 | 0 | 0 | 0 | 0 | 0
F1_Commercial_Miscellaneous_New_Food Preparation_Natural Gas_Range_E4 | F1 | Commercial | Miscellaneous | New | Food Preparation | Natural Gas | Range | E4 | CCE | 0 | 0 | 0 | 0 | 0 | 0 | 0 | 0 | 0 | 0 | 0 | 0 | 0 | 0 | 0 | 0 | 0 | 0 | 0 | 0 | 0 | 0 | 0 | 0 | 0 | 0 | 0
F1_Commercial_Miscellaneous_New_Food Preparation_Natural Gas_Range_E5 | F1 | Commercial | Miscellaneous | New | Food Preparation | Natural Gas | Range | E5 | CCE | 0 | 0 | 0 | 0 | 0 | 0 | 0 | 0 | 0 | 0 | 0 | 0 | 0 | 0 | 0 | 0 | 0 | 0 | 0 | 0 | 0 | 0 | 0 | 0 | 0 | 0 | 0
F1_Commercial_Miscellaneous_New_Food Preparation_Natural Gas_Range_E6 | F1 | Commercial | Miscellaneous | New | Food Preparation | Natural Gas | Range | E6 | CCE | 0 | 0 | 0 | 0 | 0 | 0 | 0 | 0 | 0 | 0 | 0 | 0 | 0 | 0 | 0 | 0 | 0 | 0 | 0 | 0 | 0 | 0 | 0 | 0 | 0 | 0 | 0
F1_Commercial_Miscellaneous_New_Food Preparation_Natural Gas_Range_E7 | F1 | Commercial | Miscellaneous | New | Food Preparation | Natural Gas | Range | E7 | CCE | 0 | 0 | 0 | 0 | 0 | 0 | 0 | 0 | 0 | 0 | 0 | 0 | 0 | 0 | 0 | 0 | 0 | 0 | 0 | 0 | 0 | 0 | 0 | 0 | 0 | 0 | 0
F1_Commercial_Miscellaneous_New_Food Preparation_Natural Gas_Range_E8 | F1 | Commercial | Miscellaneous | New | Food Preparation | Natural Gas | Range | E8 | CCE | 0 | 0 | 0 | 0 | 0 | 0 | 0 | 0 | 0 | 0 | 0 | 0 | 0 | 0 | 0 | 0 | 0 | 0 | 0 | 0 | 0 | 0 | 0 | 0 | 0 | 0 | 0
F1_Commercial_Miscellaneous_New_Food Preparation_Natural Gas_Range_E9 | F1 | Commercial | Miscellaneous | New | Food Preparation | Natural Gas | Range | E9 | CCE | 0 | 0 | 0 | 0 | 0 | 0 | 0 | 0 | 0 | 0 | 0 | 0 | 0 | 0 | 0 | 0 | 0 | 0 | 0 | 0 | 0 | 0 | 0 | 0 | 0 | 0 | 0
F1_Commercial_Miscellaneous_New_Food Preparation_Natural Gas_Range_E10 | F1 | Commercial | Miscellaneous | New | Food Preparation | Natural Gas | Range | E10 | CCE | 0 | 0 | 0 | 0 | 0 | 0 | 0 | 0 | 0 | 0 | 0 | 0 | 0 | 0 | 0 | 0 | 0 | 0 | 0 | 0 | 0 | 0 | 0 | 0 | 0 | 0 | 0
F2_Commercial_Miscellaneous_New_Food Preparation_Natural Gas_Range_E1 | F2 | Commercial | Miscellaneous | New | Food Preparation | Natural Gas | Range | E1 | TRC BC Ratio | bar: 2021 to 2047
F2_Commercial_Miscellaneous_New_Food Preparation_Natural Gas_Range_E2 | F2 | Commercial | Miscellaneous | New | Food Preparation | Natural Gas | Range | E2 | TRC BC Ratio | 107783.7748 | 106228.1866 | 104711.2526 | 103240.7276 | 103254.6448 | 104233.7467 | 105821.2112 | 107744.3581 | 109820.4161 | 111943.5488 | 114043.9247 | 115902.5227 | 117321.4185 | 117924.3994 | 117645.627 | 116492.5653 | 114552.5979 | 112013.3614 | 108990.1291 | 105406.5736 | 101214.1852 | 96389.3927 | 92105.7121 | 89333.183 | 88135.3969 | 88567.4331 | 89001.5872
F2_Commercial_Miscellaneous_New_Food Preparation_Natural Gas_Range_E3 | F2 | Commercial | Miscellaneous | New | Food Preparation | Natural Gas | Range | E3 | TRC BC Ratio | 0 | 0 | 0 | 0 | 0 | 0 | 0 | 0 | 0 | 0 | 0 | 0 | 0 | 0 | 0 | 0 | 0 | 0 | 0 | 0 | 0 | 0 | 0 | 0 | 0 | 0 | 0
F2_Commercial_Miscellaneous_New_Food Preparation_Natural Gas_Range_E4 | F2 | Commercial | Miscellaneous | New | Food Preparation | Natural Gas | Range | E4 | TRC BC Ratio | 0 | 0 | 0 | 0 | 0 | 0 | 0 | 0 | 0 | 0 | 0 | 0 | 0 | 0 | 0 | 0 | 0 | 0 | 0 | 0 | 0 | 0 | 0 | 0 | 0 | 0 | 0
F2_Commercial_Miscellaneous_New_Food Preparation_Natural Gas_Range_E5 | F2 | Commercial | Miscellaneous | New | Food Preparation | Natural Gas | Range | E5 | TRC BC Ratio | 0 | 0 | 0 | 0 | 0 | 0 | 0 | 0 | 0 | 0 | 0 | 0 | 0 | 0 | 0 | 0 | 0 | 0 | 0 | 0 | 0 | 0 | 0 | 0 | 0 | 0 | 0
F2_Commercial_Miscellaneous_New_Food Preparation_Natural Gas_Range_E6 | F2 | Commercial | Miscellaneous | New | Food Preparation | Natural Gas | Range | E6 | TRC BC Ratio | 0 | 0 | 0 | 0 | 0 | 0 | 0 | 0 | 0 | 0 | 0 | 0 | 0 | 0 | 0 | 0 | 0 | 0 | 0 | 0 | 0 | 0 | 0 | 0 | 0 | 0 | 0
F2_Commercial_Miscellaneous_New_Food Preparation_Natural Gas_Range_E7 | F2 | Commercial | Miscellaneous | New | Food Preparation | Natural Gas | Range | E7 | TRC BC Ratio | 0 | 0 | 0 | 0 | 0 | 0 | 0 | 0 | 0 | 0 | 0 | 0 | 0 | 0 | 0 | 0 | 0 | 0 | 0 | 0 | 0 | 0 | 0 | 0 | 0 | 0 | 0
F2_Commercial_Miscellaneous_New_Food Preparation_Natural Gas_Range_E8 | F2 | Commercial | Miscellaneous | New | Food Preparation | Natural Gas | Range | E8 | TRC BC Ratio | 0 | 0 | 0 | 0 | 0 | 0 | 0 | 0 | 0 | 0 | 0 | 0 | 0 | 0 | 0 | 0 | 0 | 0 | 0 | 0 | 0 | 0 | 0 | 0 | 0 | 0 | 0
F2_Commercial_Miscellaneous_New_Food Preparation_Natural Gas_Range_E9 | F2 | Commercial | Miscellaneous | New | Food Preparation | Natural Gas | Range | E9 | TRC BC Ratio | 0 | 0 | 0 | 0 | 0 | 0 | 0 | 0 | 0 | 0 | 0 | 0 | 0 | 0 | 0 | 0 | 0 | 0 | 0 | 0 | 0 | 0 | 0 | 0 | 0 | 0 | 0
F2_Commercial_Miscellaneous_New_Food Preparation_Natural Gas_Range_E10 | F2 | Commercial | Miscellaneous | New | Food Preparation | Natural Gas | Range | E10 | TRC BC Ratio | 0 | 0 | 0 | 0 | 0 | 0 | 0 | 0 | 0 | 0 | 0 | 0 | 0 | 0 | 0 | 0 | 0 | 0 | 0 | 0 | 0 | 0 | 0 | 0 | 0 | 0 | 0
F3_Commercial_Miscellaneous_New_Food Preparation_Natural Gas_Range_E1 | F3 | Commercial | Miscellaneous | New | Food Preparation | Natural Gas | Range | E1 | PACT BC Ratio | bar: 2021 to 2047
F3_Commercial_Miscellaneous_New_Food Preparation_Natural Gas_Range_E2 | F3 | Commercial | Miscellaneous | New | Food Preparation | Natural Gas | Range | E2 | PACT BC Ratio | 135901.2813 | 133939.8874 | 132027.2315 | 130173.0913 | 130190.6392 | 131425.1589 | 133426.7446 | 135851.5819 | 138469.2203 | 141146.2137 | 143794.5137 | 146137.9634 | 147927.0059 | 148687.2862 | 148335.7906 | 146881.9302 | 144435.8844 | 141234.2382 | 137422.3367 | 132903.9406 | 127617.8857 | 121534.4516 | 116133.2892 | 112637.4916 | 111127.2395 | 111671.9809 | 112219.3926
F3_Commercial_Miscellaneous_New_Food Preparation_Natural Gas_Range_E3 | F3 | Commercial | Miscellaneous | New | Food Preparation | Natural Gas | Range | E3 | PACT BC Ratio | 0 | 0 | 0 | 0 | 0 | 0 | 0 | 0 | 0 | 0 | 0 | 0 | 0 | 0 | 0 | 0 | 0 | 0 | 0 | 0 | 0 | 0 | 0 | 0 | 0 | 0 | 0
F3_Commercial_Miscellaneous_New_Food Preparation_Natural Gas_Range_E4 | F3 | Commercial | Miscellaneous | New | Food Preparation | Natural Gas | Range | E4 | PACT BC Ratio | 0 | 0 | 0 | 0 | 0 | 0 | 0 | 0 | 0 | 0 | 0 | 0 | 0 | 0 | 0 | 0 | 0 | 0 | 0 | 0 | 0 | 0 | 0 | 0 | 0 | 0 | 0
F3_Commercial_Miscellaneous_New_Food Preparation_Natural Gas_Range_E5 | F3 | Commercial | Miscellaneous | New | Food Preparation | Natural Gas | Range | E5 | PACT BC Ratio | 0 | 0 | 0 | 0 | 0 | 0 | 0 | 0 | 0 | 0 | 0 | 0 | 0 | 0 | 0 | 0 | 0 | 0 | 0 | 0 | 0 | 0 | 0 | 0 | 0 | 0 | 0
F3_Commercial_Miscellaneous_New_Food Preparation_Natural Gas_Range_E6 | F3 | Commercial | Miscellaneous | New | Food Preparation | Natural Gas | Range | E6 | PACT BC Ratio | 0 | 0 | 0 | 0 | 0 | 0 | 0 | 0 | 0 | 0 | 0 | 0 | 0 | 0 | 0 | 0 | 0 | 0 | 0 | 0 | 0 | 0 | 0 | 0 | 0 | 0 | 0
F3_Commercial_Miscellaneous_New_Food Preparation_Natural Gas_Range_E7 | F3 | Commercial | Miscellaneous | New | Food Preparation | Natural Gas | Range | E7 | PACT BC Ratio | 0 | 0 | 0 | 0 | 0 | 0 | 0 | 0 | 0 | 0 | 0 | 0 | 0 | 0 | 0 | 0 | 0 | 0 | 0 | 0 | 0 | 0 | 0 | 0 | 0 | 0 | 0
F3_Commercial_Miscellaneous_New_Food Preparation_Natural Gas_Range_E8 | F3 | Commercial | Miscellaneous | New | Food Preparation | Natural Gas | Range | E8 | PACT BC Ratio | 0 | 0 | 0 | 0 | 0 | 0 | 0 | 0 | 0 | 0 | 0 | 0 | 0 | 0 | 0 | 0 | 0 | 0 | 0 | 0 | 0 | 0 | 0 | 0 | 0 | 0 | 0
F3_Commercial_Miscellaneous_New_Food Preparation_Natural Gas_Range_E9 | F3 | Commercial | Miscellaneous | New | Food Preparation | Natural Gas | Range | E9 | PACT BC Ratio | 0 | 0 | 0 | 0 | 0 | 0 | 0 | 0 | 0 | 0 | 0 | 0 | 0 | 0 | 0 | 0 | 0 | 0 | 0 | 0 | 0 | 0 | 0 | 0 | 0 | 0 | 0
F3_Commercial_Miscellaneous_New_Food Preparation_Natural Gas_Range_E10 | F3 | Commercial | Miscellaneous | New | Food Preparation | Natural Gas | Range | E10 | PACT BC Ratio | 0 | 0 | 0 | 0 | 0 | 0 | 0 | 0 | 0 | 0 | 0 | 0 | 0 | 0 | 0 | 0 | 0 | 0 | 0 | 0 | 0 | 0 | 0 | 0 | 0 | 0 | 0
F4_Commercial_Miscellaneous_New_Food Preparation_Natural Gas_Range_E1 | F4 | Commercial | Miscellaneous | New | Food Preparation | Natural Gas | Range | E1 | RVT BC Ratio | bar: 2021 to 2047
F4_Commercial_Miscellaneous_New_Food Preparation_Natural Gas_Range_E2 | F4 | Commercial | Miscellaneous | New | Food Preparation | Natural Gas | Range | E2 | RVT BC Ratio | 0.7 | 0.7 | 0.7 | 0.7 | 0.7 | 0.7 | 0.7 | 0.7 | 0.7 | 0.7 | 0.7 | 0.7 | 0.7 | 0.7 | 0.7 | 0.7 | 0.7 | 0.7 | 0.7 | 0.7 | 0.7 | 0.7 | 0.7 | 0.7 | 0.7 | 0.7 | 0.7
F4_Commercial_Miscellaneous_New_Food Preparation_Natural Gas_Range_E3 | F4 | Commercial | Miscellaneous | New | Food Preparation | Natural Gas | Range | E3 | RVT BC Ratio | 0 | 0 | 0 | 0 | 0 | 0 | 0 | 0 | 0 | 0 | 0 | 0 | 0 | 0 | 0 | 0 | 0 | 0 | 0 | 0 | 0 | 0 | 0 | 0 | 0 | 0 | 0
F4_Commercial_Miscellaneous_New_Food Preparation_Natural Gas_Range_E4 | F4 | Commercial | Miscellaneous | New | Food Preparation | Natural Gas | Range | E4 | RVT BC Ratio | 0 | 0 | 0 | 0 | 0 | 0 | 0 | 0 | 0 | 0 | 0 | 0 | 0 | 0 | 0 | 0 | 0 | 0 | 0 | 0 | 0 | 0 | 0 | 0 | 0 | 0 | 0
F4_Commercial_Miscellaneous_New_Food Preparation_Natural Gas_Range_E5 | F4 | Commercial | Miscellaneous | New | Food Preparation | Natural Gas | Range | E5 | RVT BC Ratio | 0 | 0 | 0 | 0 | 0 | 0 | 0 | 0 | 0 | 0 | 0 | 0 | 0 | 0 | 0 | 0 | 0 | 0 | 0 | 0 | 0 | 0 | 0 | 0 | 0 | 0 | 0
F4_Commercial_Miscellaneous_New_Food Preparation_Natural Gas_Range_E6 | F4 | Commercial | Miscellaneous | New | Food Preparation | Natural Gas | Range | E6 | RVT BC Ratio | 0 | 0 | 0 | 0 | 0 | 0 | 0 | 0 | 0 | 0 | 0 | 0 | 0 | 0 | 0 | 0 | 0 | 0 | 0 | 0 | 0 | 0 | 0 | 0 | 0 | 0 | 0
F4_Commercial_Miscellaneous_New_Food Preparation_Natural Gas_Range_E7 | F4 | Commercial | Miscellaneous | New | Food Preparation | Natural Gas | Range | E7 | RVT BC Ratio | 0 | 0 | 0 | 0 | 0 | 0 | 0 | 0 | 0 | 0 | 0 | 0 | 0 | 0 | 0 | 0 | 0 | 0 | 0 | 0 | 0 | 0 | 0 | 0 | 0 | 0 | 0
F4_Commercial_Miscellaneous_New_Food Preparation_Natural Gas_Range_E8 | F4 | Commercial | Miscellaneous | New | Food Preparation | Natural Gas | Range | E8 | RVT BC Ratio | 0 | 0 | 0 | 0 | 0 | 0 | 0 | 0 | 0 | 0 | 0 | 0 | 0 | 0 | 0 | 0 | 0 | 0 | 0 | 0 | 0 | 0 | 0 | 0 | 0 | 0 | 0
F4_Commercial_Miscellaneous_New_Food Preparation_Natural Gas_Range_E9 | F4 | Commercial | Miscellaneous | New | Food Preparation | Natural Gas | Range | E9 | RVT BC Ratio | 0 | 0 | 0 | 0 | 0 | 0 | 0 | 0 | 0 | 0 | 0 | 0 | 0 | 0 | 0 | 0 | 0 | 0 | 0 | 0 | 0 | 0 | 0 | 0 | 0 | 0 | 0
F4_Commercial_Miscellaneous_New_Food Preparation_Natural Gas_Range_E10 | F4 | Commercial | Miscellaneous | New | Food Preparation | Natural Gas | Range | E10 | RVT BC Ratio | 0 | 0 | 0 | 0 | 0 | 0 | 0 | 0 | 0 | 0 | 0 | 0 | 0 | 0 | 0 | 0 | 0 | 0 | 0 | 0 | 0 | 0 | 0 | 0 | 0 | 0 | 0
F5_Commercial_Miscellaneous_New_Food Preparation_Natural Gas_Range_E1 | F5 | Commercial | Miscellaneous | New | Food Preparation | Natural Gas | Range | E1 | RIM BC Ratio | bar: 2021 to 2047
F5_Commercial_Miscellaneous_New_Food Preparation_Natural Gas_Range_E2 | F5 | Commercial | Miscellaneous | New | Food Preparation | Natural Gas | Range | E2 | RIM BC Ratio | 135901.2813 | 133939.8874 | 132027.2315 | 130173.0913 | 130190.6392 | 131425.1589 | 133426.7446 | 135851.5819 | 138469.2203 | 141146.2137 | 143794.5137 | 146137.9634 | 147927.0059 | 148687.2862 | 148335.7906 | 146881.9302 | 144435.8844 | 141234.2382 | 137422.3367 | 132903.9406 | 127617.8857 | 121534.4516 | 116133.2892 | 112637.4916 | 111127.2395 | 111671.9809 | 112219.3926
F5_Commercial_Miscellaneous_New_Food Preparation_Natural Gas_Range_E3 | F5 | Commercial | Miscellaneous | New | Food Preparation | Natural Gas | Range | E3 | RIM BC Ratio | 0 | 0 | 0 | 0 | 0 | 0 | 0 | 0 | 0 | 0 | 0 | 0 | 0 | 0 | 0 | 0 | 0 | 0 | 0 | 0 | 0 | 0 | 0 | 0 | 0 | 0 | 0
F5_Commercial_Miscellaneous_New_Food Preparation_Natural Gas_Range_E4 | F5 | Commercial | Miscellaneous | New | Food Preparation | Natural Gas | Range | E4 | RIM BC Ratio | 0 | 0 | 0 | 0 | 0 | 0 | 0 | 0 | 0 | 0 | 0 | 0 | 0 | 0 | 0 | 0 | 0 | 0 | 0 | 0 | 0 | 0 | 0 | 0 | 0 | 0 | 0
F5_Commercial_Miscellaneous_New_Food Preparation_Natural Gas_Range_E5 | F5 | Commercial | Miscellaneous | New | Food Preparation | Natural Gas | Range | E5 | RIM BC Ratio | 0 | 0 | 0 | 0 | 0 | 0 | 0 | 0 | 0 | 0 | 0 | 0 | 0 | 0 | 0 | 0 | 0 | 0 | 0 | 0 | 0 | 0 | 0 | 0 | 0 | 0 | 0
F5_Commercial_Miscellaneous_New_Food Preparation_Natural Gas_Range_E6 | F5 | Commercial | Miscellaneous | New | Food Preparation | Natural Gas | Range | E6 | RIM BC Ratio | 0 | 0 | 0 | 0 | 0 | 0 | 0 | 0 | 0 | 0 | 0 | 0 | 0 | 0 | 0 | 0 | 0 | 0 | 0 | 0 | 0 | 0 | 0 | 0 | 0 | 0 | 0
F5_Commercial_Miscellaneous_New_Food Preparation_Natural Gas_Range_E7 | F5 | Commercial | Miscellaneous | New | Food Preparation | Natural Gas | Range | E7 | RIM BC Ratio | 0 | 0 | 0 | 0 | 0 | 0 | 0 | 0 | 0 | 0 | 0 | 0 | 0 | 0 | 0 | 0 | 0 | 0 | 0 | 0 | 0 | 0 | 0 | 0 | 0 | 0 | 0
F5_Commercial_Miscellaneous_New_Food Preparation_Natural Gas_Range_E8 | F5 | Commercial | Miscellaneous | New | Food Preparation | Natural Gas | Range | E8 | RIM BC Ratio | 0 | 0 | 0 | 0 | 0 | 0 | 0 | 0 | 0 | 0 | 0 | 0 | 0 | 0 | 0 | 0 | 0 | 0 | 0 | 0 | 0 | 0 | 0 | 0 | 0 | 0 | 0
F5_Commercial_Miscellaneous_New_Food Preparation_Natural Gas_Range_E9 | F5 | Commercial | Miscellaneous | New | Food Preparation | Natural Gas | Range | E9 | RIM BC Ratio | 0 | 0 | 0 | 0 | 0 | 0 | 0 | 0 | 0 | 0 | 0 | 0 | 0 | 0 | 0 | 0 | 0 | 0 | 0 | 0 | 0 | 0 | 0 | 0 | 0 | 0 | 0
F5_Commercial_Miscellaneous_New_Food Preparation_Natural Gas_Range_E10 | F5 | Commercial | Miscellaneous | New | Food Preparation | Natural Gas | Range | E10 | RIM BC Ratio | 0 | 0 | 0 | 0 | 0 | 0 | 0 | 0 | 0 | 0 | 0 | 0 | 0 | 0 | 0 | 0 | 0 | 0 | 0 | 0 | 0 | 0 | 0 | 0 | 0 | 0 | 0
F0_Commercial_Miscellaneous_New_Food Preparation_Natural Gas_Steamer_E0 | F0 | Commercial | Miscellaneous | New | Food Preparation | Natural Gas | Steamer | E0 | Economic Unit | ENERGY STAR | ENERGY STAR | ENERGY STAR | ENERGY STAR | ENERGY STAR | ENERGY STAR | ENERGY STAR | ENERGY STAR | ENERGY STAR | ENERGY STAR | ENERGY STAR | ENERGY STAR | ENERGY STAR | ENERGY STAR | ENERGY STAR | ENERGY STAR | ENERGY STAR | ENERGY STAR | ENERGY STAR | ENERGY STAR | ENERGY STAR | ENERGY STAR | ENERGY STAR | ENERGY STAR | ENERGY STAR | ENERGY STAR | ENERGY STAR
F1_Commercial_Miscellaneous_New_Food Preparation_Natural Gas_Steamer_E1 | F1 | Commercial | Miscellaneous | New | Food Preparation | Natural Gas | Steamer | E1 | CCE | 0 | 0 | 0 | 0 | 0 | 0 | 0 | 0 | 0 | 0 | 0 | 0 | 0 | 0 | 0 | 0 | 0 | 0 | 0 | 0 | 0 | 0 | 0 | 0 | 0 | 0 | 0
F1_Commercial_Miscellaneous_New_Food Preparation_Natural Gas_Steamer_E2 | F1 | Commercial | Miscellaneous | New | Food Preparation | Natural Gas | Steamer | E2 | CCE | -0.0080635 | 0 | 0 | 0 | 0 | 0 | 0 | 0 | 0 | 0 | 0 | 0 | 0 | 0 | 0 | 0 | 0 | 0 | 0 | 0 | 0 | 0 | 0 | 0 | 0 | 0 | 0
F1_Commercial_Miscellaneous_New_Food Preparation_Natural Gas_Steamer_E3 | F1 | Commercial | Miscellaneous | New | Food Preparation | Natural Gas | Steamer | E3 | CCE | 0 | 0 | 0 | 0 | 0 | 0 | 0 | 0 | 0 | 0 | 0 | 0 | 0 | 0 | 0 | 0 | 0 | 0 | 0 | 0 | 0 | 0 | 0 | 0 | 0 | 0 | 0
F1_Commercial_Miscellaneous_New_Food Preparation_Natural Gas_Steamer_E4 | F1 | Commercial | Miscellaneous | New | Food Preparation | Natural Gas | Steamer | E4 | CCE | 0 | 0 | 0 | 0 | 0 | 0 | 0 | 0 | 0 | 0 | 0 | 0 | 0 | 0 | 0 | 0 | 0 | 0 | 0 | 0 | 0 | 0 | 0 | 0 | 0 | 0 | 0
F1_Commercial_Miscellaneous_New_Food Preparation_Natural Gas_Steamer_E5 | F1 | Commercial | Miscellaneous | New | Food Preparation | Natural Gas | Steamer | E5 | CCE | 0 | 0 | 0 | 0 | 0 | 0 | 0 | 0 | 0 | 0 | 0 | 0 | 0 | 0 | 0 | 0 | 0 | 0 | 0 | 0 | 0 | 0 | 0 | 0 | 0 | 0 | 0
F1_Commercial_Miscellaneous_New_Food Preparation_Natural Gas_Steamer_E6 | F1 | Commercial | Miscellaneous | New | Food Preparation | Natural Gas | Steamer | E6 | CCE | 0 | 0 | 0 | 0 | 0 | 0 | 0 | 0 | 0 | 0 | 0 | 0 | 0 | 0 | 0 | 0 | 0 | 0 | 0 | 0 | 0 | 0 | 0 | 0 | 0 | 0 | 0
F1_Commercial_Miscellaneous_New_Food Preparation_Natural Gas_Steamer_E7 | F1 | Commercial | Miscellaneous | New | Food Preparation | Natural Gas | Steamer | E7 | CCE | 0 | 0 | 0 | 0 | 0 | 0 | 0 | 0 | 0 | 0 | 0 | 0 | 0 | 0 | 0 | 0 | 0 | 0 | 0 | 0 | 0 | 0 | 0 | 0 | 0 | 0 | 0
F1_Commercial_Miscellaneous_New_Food Preparation_Natural Gas_Steamer_E8 | F1 | Commercial | Miscellaneous | New | Food Preparation | Natural Gas | Steamer | E8 | CCE | 0 | 0 | 0 | 0 | 0 | 0 | 0 | 0 | 0 | 0 | 0 | 0 | 0 | 0 | 0 | 0 | 0 | 0 | 0 | 0 | 0 | 0 | 0 | 0 | 0 | 0 | 0
F1_Commercial_Miscellaneous_New_Food Preparation_Natural Gas_Steamer_E9 | F1 | Commercial | Miscellaneous | New | Food Preparation | Natural Gas | Steamer | E9 | CCE | 0 | 0 | 0 | 0 | 0 | 0 | 0 | 0 | 0 | 0 | 0 | 0 | 0 | 0 | 0 | 0 | 0 | 0 | 0 | 0 | 0 | 0 | 0 | 0 | 0 | 0 | 0
F1_Commercial_Miscellaneous_New_Food Preparation_Natural Gas_Steamer_E10 | F1 | Commercial | Miscellaneous | New | Food Preparation | Natural Gas | Steamer | E10 | CCE | 0 | 0 | 0 | 0 | 0 | 0 | 0 | 0 | 0 | 0 | 0 | 0 | 0 | 0 | 0 | 0 | 0 | 0 | 0 | 0 | 0 | 0 | 0 | 0 | 0 | 0 | 0
F2_Commercial_Miscellaneous_New_Food Preparation_Natural Gas_Steamer_E1 | F2 | Commercial | Miscellaneous | New | Food Preparation | Natural Gas | Steamer | E1 | TRC BC Ratio | 1 | 0 | 0 | 0 | 0 | 0 | 0 | 0 | 0 | 0 | 0 | 0 | 0 | 0 | 0 | 0 | 0 | 0 | 0 | 0 | 0 | 0 | 0 | 0 | 0 | 0 | 0
F2_Commercial_Miscellaneous_New_Food Preparation_Natural Gas_Steamer_E2 | F2 | Commercial | Miscellaneous | New | Food Preparation | Natural Gas | Steamer | E2 | TRC BC Ratio | bar: 2021 to 2047
F2_Commercial_Miscellaneous_New_Food Preparation_Natural Gas_Steamer_E3 | F2 | Commercial | Miscellaneous | New | Food Preparation | Natural Gas | Steamer | E3 | TRC BC Ratio | 0 | 0 | 0 | 0 | 0 | 0 | 0 | 0 | 0 | 0 | 0 | 0 | 0 | 0 | 0 | 0 | 0 | 0 | 0 | 0 | 0 | 0 | 0 | 0 | 0 | 0 | 0
F2_Commercial_Miscellaneous_New_Food Preparation_Natural Gas_Steamer_E4 | F2 | Commercial | Miscellaneous | New | Food Preparation | Natural Gas | Steamer | E4 | TRC BC Ratio | 0 | 0 | 0 | 0 | 0 | 0 | 0 | 0 | 0 | 0 | 0 | 0 | 0 | 0 | 0 | 0 | 0 | 0 | 0 | 0 | 0 | 0 | 0 | 0 | 0 | 0 | 0
F2_Commercial_Miscellaneous_New_Food Preparation_Natural Gas_Steamer_E5 | F2 | Commercial | Miscellaneous | New | Food Preparation | Natural Gas | Steamer | E5 | TRC BC Ratio | 0 | 0 | 0 | 0 | 0 | 0 | 0 | 0 | 0 | 0 | 0 | 0 | 0 | 0 | 0 | 0 | 0 | 0 | 0 | 0 | 0 | 0 | 0 | 0 | 0 | 0 | 0
F2_Commercial_Miscellaneous_New_Food Preparation_Natural Gas_Steamer_E6 | F2 | Commercial | Miscellaneous | New | Food Preparation | Natural Gas | Steamer | E6 | TRC BC Ratio | 0 | 0 | 0 | 0 | 0 | 0 | 0 | 0 | 0 | 0 | 0 | 0 | 0 | 0 | 0 | 0 | 0 | 0 | 0 | 0 | 0 | 0 | 0 | 0 | 0 | 0 | 0
F2_Commercial_Miscellaneous_New_Food Preparation_Natural Gas_Steamer_E7 | F2 | Commercial | Miscellaneous | New | Food Preparation | Natural Gas | Steamer | E7 | TRC BC Ratio | 0 | 0 | 0 | 0 | 0 | 0 | 0 | 0 | 0 | 0 | 0 | 0 | 0 | 0 | 0 | 0 | 0 | 0 | 0 | 0 | 0 | 0 | 0 | 0 | 0 | 0 | 0
F2_Commercial_Miscellaneous_New_Food Preparation_Natural Gas_Steamer_E8 | F2 | Commercial | Miscellaneous | New | Food Preparation | Natural Gas | Steamer | E8 | TRC BC Ratio | 0 | 0 | 0 | 0 | 0 | 0 | 0 | 0 | 0 | 0 | 0 | 0 | 0 | 0 | 0 | 0 | 0 | 0 | 0 | 0 | 0 | 0 | 0 | 0 | 0 | 0 | 0
F2_Commercial_Miscellaneous_New_Food Preparation_Natural Gas_Steamer_E9 | F2 | Commercial | Miscellaneous | New | Food Preparation | Natural Gas | Steamer | E9 | TRC BC Ratio | 0 | 0 | 0 | 0 | 0 | 0 | 0 | 0 | 0 | 0 | 0 | 0 | 0 | 0 | 0 | 0 | 0 | 0 | 0 | 0 | 0 | 0 | 0 | 0 | 0 | 0 | 0
F2_Commercial_Miscellaneous_New_Food Preparation_Natural Gas_Steamer_E10 | F2 | Commercial | Miscellaneous | New | Food Preparation | Natural Gas | Steamer | E10 | TRC BC Ratio | 0 | 0 | 0 | 0 | 0 | 0 | 0 | 0 | 0 | 0 | 0 | 0 | 0 | 0 | 0 | 0 | 0 | 0 | 0 | 0 | 0 | 0 | 0 | 0 | 0 | 0 | 0
F3_Commercial_Miscellaneous_New_Food Preparation_Natural Gas_Steamer_E1 | F3 | Commercial | Miscellaneous | New | Food Preparation | Natural Gas | Steamer | E1 | PACT BC Ratio | 1 | 0 | 0 | 0 | 0 | 0 | 0 | 0 | 0 | 0 | 0 | 0 | 0 | 0 | 0 | 0 | 0 | 0 | 0 | 0 | 0 | 0 | 0 | 0 | 0 | 0 | 0
F3_Commercial_Miscellaneous_New_Food Preparation_Natural Gas_Steamer_E2 | F3 | Commercial | Miscellaneous | New | Food Preparation | Natural Gas | Steamer | E2 | PACT BC Ratio | bar: 2021 to 2047
F3_Commercial_Miscellaneous_New_Food Preparation_Natural Gas_Steamer_E3 | F3 | Commercial | Miscellaneous | New | Food Preparation | Natural Gas | Steamer | E3 | PACT BC Ratio | 0 | 0 | 0 | 0 | 0 | 0 | 0 | 0 | 0 | 0 | 0 | 0 | 0 | 0 | 0 | 0 | 0 | 0 | 0 | 0 | 0 | 0 | 0 | 0 | 0 | 0 | 0
F3_Commercial_Miscellaneous_New_Food Preparation_Natural Gas_Steamer_E4 | F3 | Commercial | Miscellaneous | New | Food Preparation | Natural Gas | Steamer | E4 | PACT BC Ratio | 0 | 0 | 0 | 0 | 0 | 0 | 0 | 0 | 0 | 0 | 0 | 0 | 0 | 0 | 0 | 0 | 0 | 0 | 0 | 0 | 0 | 0 | 0 | 0 | 0 | 0 | 0
F3_Commercial_Miscellaneous_New_Food Preparation_Natural Gas_Steamer_E5 | F3 | Commercial | Miscellaneous | New | Food Preparation | Natural Gas | Steamer | E5 | PACT BC Ratio | 0 | 0 | 0 | 0 | 0 | 0 | 0 | 0 | 0 | 0 | 0 | 0 | 0 | 0 | 0 | 0 | 0 | 0 | 0 | 0 | 0 | 0 | 0 | 0 | 0 | 0 | 0
F3_Commercial_Miscellaneous_New_Food Preparation_Natural Gas_Steamer_E6 | F3 | Commercial | Miscellaneous | New | Food Preparation | Natural Gas | Steamer | E6 | PACT BC Ratio | 0 | 0 | 0 | 0 | 0 | 0 | 0 | 0 | 0 | 0 | 0 | 0 | 0 | 0 | 0 | 0 | 0 | 0 | 0 | 0 | 0 | 0 | 0 | 0 | 0 | 0 | 0
F3_Commercial_Miscellaneous_New_Food Preparation_Natural Gas_Steamer_E7 | F3 | Commercial | Miscellaneous | New | Food Preparation | Natural Gas | Steamer | E7 | PACT BC Ratio | 0 | 0 | 0 | 0 | 0 | 0 | 0 | 0 | 0 | 0 | 0 | 0 | 0 | 0 | 0 | 0 | 0 | 0 | 0 | 0 | 0 | 0 | 0 | 0 | 0 | 0 | 0
F3_Commercial_Miscellaneous_New_Food Preparation_Natural Gas_Steamer_E8 | F3 | Commercial | Miscellaneous | New | Food Preparation | Natural Gas | Steamer | E8 | PACT BC Ratio | 0 | 0 | 0 | 0 | 0 | 0 | 0 | 0 | 0 | 0 | 0 | 0 | 0 | 0 | 0 | 0 | 0 | 0 | 0 | 0 | 0 | 0 | 0 | 0 | 0 | 0 | 0
F3_Commercial_Miscellaneous_New_Food Preparation_Natural Gas_Steamer_E9 | F3 | Commercial | Miscellaneous | New | Food Preparation | Natural Gas | Steamer | E9 | PACT BC Ratio | 0 | 0 | 0 | 0 | 0 | 0 | 0 | 0 | 0 | 0 | 0 | 0 | 0 | 0 | 0 | 0 | 0 | 0 | 0 | 0 | 0 | 0 | 0 | 0 | 0 | 0 | 0
F3_Commercial_Miscellaneous_New_Food Preparation_Natural Gas_Steamer_E10 | F3 | Commercial | Miscellaneous | New | Food Preparation | Natural Gas | Steamer | E10 | PACT BC Ratio | 0 | 0 | 0 | 0 | 0 | 0 | 0 | 0 | 0 | 0 | 0 | 0 | 0 | 0 | 0 | 0 | 0 | 0 | 0 | 0 | 0 | 0 | 0 | 0 | 0 | 0 | 0
F4_Commercial_Miscellaneous_New_Food Preparation_Natural Gas_Steamer_E1 | F4 | Commercial | Miscellaneous | New | Food Preparation | Natural Gas | Steamer | E1 | RVT BC Ratio | 1 | 0 | 0 | 0 | 0 | 0 | 0 | 0 | 0 | 0 | 0 | 0 | 0 | 0 | 0 | 0 | 0 | 0 | 0 | 0 | 0 | 0 | 0 | 0 | 0 | 0 | 0
F4_Commercial_Miscellaneous_New_Food Preparation_Natural Gas_Steamer_E2 | F4 | Commercial | Miscellaneous | New | Food Preparation | Natural Gas | Steamer | E2 | RVT BC Ratio | bar: 2021 to 2047
F4_Commercial_Miscellaneous_New_Food Preparation_Natural Gas_Steamer_E3 | F4 | Commercial | Miscellaneous | New | Food Preparation | Natural Gas | Steamer | E3 | RVT BC Ratio | 0 | 0 | 0 | 0 | 0 | 0 | 0 | 0 | 0 | 0 | 0 | 0 | 0 | 0 | 0 | 0 | 0 | 0 | 0 | 0 | 0 | 0 | 0 | 0 | 0 | 0 | 0
F4_Commercial_Miscellaneous_New_Food Preparation_Natural Gas_Steamer_E4 | F4 | Commercial | Miscellaneous | New | Food Preparation | Natural Gas | Steamer | E4 | RVT BC Ratio | 0 | 0 | 0 | 0 | 0 | 0 | 0 | 0 | 0 | 0 | 0 | 0 | 0 | 0 | 0 | 0 | 0 | 0 | 0 | 0 | 0 | 0 | 0 | 0 | 0 | 0 | 0
F4_Commercial_Miscellaneous_New_Food Preparation_Natural Gas_Steamer_E5 | F4 | Commercial | Miscellaneous | New | Food Preparation | Natural Gas | Steamer | E5 | RVT BC Ratio | 0 | 0 | 0 | 0 | 0 | 0 | 0 | 0 | 0 | 0 | 0 | 0 | 0 | 0 | 0 | 0 | 0 | 0 | 0 | 0 | 0 | 0 | 0 | 0 | 0 | 0 | 0
F4_Commercial_Miscellaneous_New_Food Preparation_Natural Gas_Steamer_E6 | F4 | Commercial | Miscellaneous | New | Food Preparation | Natural Gas | Steamer | E6 | RVT BC Ratio | 0 | 0 | 0 | 0 | 0 | 0 | 0 | 0 | 0 | 0 | 0 | 0 | 0 | 0 | 0 | 0 | 0 | 0 | 0 | 0 | 0 | 0 | 0 | 0 | 0 | 0 | 0
F4_Commercial_Miscellaneous_New_Food Preparation_Natural Gas_Steamer_E7 | F4 | Commercial | Miscellaneous | New | Food Preparation | Natural Gas | Steamer | E7 | RVT BC Ratio | 0 | 0 | 0 | 0 | 0 | 0 | 0 | 0 | 0 | 0 | 0 | 0 | 0 | 0 | 0 | 0 | 0 | 0 | 0 | 0 | 0 | 0 | 0 | 0 | 0 | 0 | 0
F4_Commercial_Miscellaneous_New_Food Preparation_Natural Gas_Steamer_E8 | F4 | Commercial | Miscellaneous | New | Food Preparation | Natural Gas | Steamer | E8 | RVT BC Ratio | 0 | 0 | 0 | 0 | 0 | 0 | 0 | 0 | 0 | 0 | 0 | 0 | 0 | 0 | 0 | 0 | 0 | 0 | 0 | 0 | 0 | 0 | 0 | 0 | 0 | 0 | 0
F4_Commercial_Miscellaneous_New_Food Preparation_Natural Gas_Steamer_E9 | F4 | Commercial | Miscellaneous | New | Food Preparation | Natural Gas | Steamer | E9 | RVT BC Ratio | 0 | 0 | 0 | 0 | 0 | 0 | 0 | 0 | 0 | 0 | 0 | 0 | 0 | 0 | 0 | 0 | 0 | 0 | 0 | 0 | 0 | 0 | 0 | 0 | 0 | 0 | 0
F4_Commercial_Miscellaneous_New_Food Preparation_Natural Gas_Steamer_E10 | F4 | Commercial | Miscellaneous | New | Food Preparation | Natural Gas | Steamer | E10 | RVT BC Ratio | 0 | 0 | 0 | 0 | 0 | 0 | 0 | 0 | 0 | 0 | 0 | 0 | 0 | 0 | 0 | 0 | 0 | 0 | 0 | 0 | 0 | 0 | 0 | 0 | 0 | 0 | 0
F5_Commercial_Miscellaneous_New_Food Preparation_Natural Gas_Steamer_E1 | F5 | Commercial | Miscellaneous | New | Food Preparation | Natural Gas | Steamer | E1 | RIM BC Ratio | 1 | 0 | 0 | 0 | 0 | 0 | 0 | 0 | 0 | 0 | 0 | 0 | 0 | 0 | 0 | 0 | 0 | 0 | 0 | 0 | 0 | 0 | 0 | 0 | 0 | 0 | 0
F5_Commercial_Miscellaneous_New_Food Preparation_Natural Gas_Steamer_E2 | F5 | Commercial | Miscellaneous | New | Food Preparation | Natural Gas | Steamer | E2 | RIM BC Ratio | bar: 2021 to 2047
F5_Commercial_Miscellaneous_New_Food Preparation_Natural Gas_Steamer_E3 | F5 | Commercial | Miscellaneous | New | Food Preparation | Natural Gas | Steamer | E3 | RIM BC Ratio | 0 | 0 | 0 | 0 | 0 | 0 | 0 | 0 | 0 | 0 | 0 | 0 | 0 | 0 | 0 | 0 | 0 | 0 | 0 | 0 | 0 | 0 | 0 | 0 | 0 | 0 | 0
F5_Commercial_Miscellaneous_New_Food Preparation_Natural Gas_Steamer_E4 | F5 | Commercial | Miscellaneous | New | Food Preparation | Natural Gas | Steamer | E4 | RIM BC Ratio | 0 | 0 | 0 | 0 | 0 | 0 | 0 | 0 | 0 | 0 | 0 | 0 | 0 | 0 | 0 | 0 | 0 | 0 | 0 | 0 | 0 | 0 | 0 | 0 | 0 | 0 | 0
F5_Commercial_Miscellaneous_New_Food Preparation_Natural Gas_Steamer_E5 | F5 | Commercial | Miscellaneous | New | Food Preparation | Natural Gas | Steamer | E5 | RIM BC Ratio | 0 | 0 | 0 | 0 | 0 | 0 | 0 | 0 | 0 | 0 | 0 | 0 | 0 | 0 | 0 | 0 | 0 | 0 | 0 | 0 | 0 | 0 | 0 | 0 | 0 | 0 | 0
F5_Commercial_Miscellaneous_New_Food Preparation_Natural Gas_Steamer_E6 | F5 | Commercial | Miscellaneous | New | Food Preparation | Natural Gas | Steamer | E6 | RIM BC Ratio | 0 | 0 | 0 | 0 | 0 | 0 | 0 | 0 | 0 | 0 | 0 | 0 | 0 | 0 | 0 | 0 | 0 | 0 | 0 | 0 | 0 | 0 | 0 | 0 | 0 | 0 | 0
F5_Commercial_Miscellaneous_New_Food Preparation_Natural Gas_Steamer_E7 | F5 | Commercial | Miscellaneous | New | Food Preparation | Natural Gas | Steamer | E7 | RIM BC Ratio | 0 | 0 | 0 | 0 | 0 | 0 | 0 | 0 | 0 | 0 | 0 | 0 | 0 | 0 | 0 | 0 | 0 | 0 | 0 | 0 | 0 | 0 | 0 | 0 | 0 | 0 | 0
F5_Commercial_Miscellaneous_New_Food Preparation_Natural Gas_Steamer_E8 | F5 | Commercial | Miscellaneous | New | Food Preparation | Natural Gas | Steamer | E8 | RIM BC Ratio | 0 | 0 | 0 | 0 | 0 | 0 | 0 | 0 | 0 | 0 | 0 | 0 | 0 | 0 | 0 | 0 | 0 | 0 | 0 | 0 | 0 | 0 | 0 | 0 | 0 | 0 | 0
F5_Commercial_Miscellaneous_New_Food Preparation_Natural Gas_Steamer_E9 | F5 | Commercial | Miscellaneous | New | Food Preparation | Natural Gas | Steamer | E9 | RIM BC Ratio | 0 | 0 | 0 | 0 | 0 | 0 | 0 | 0 | 0 | 0 | 0 | 0 | 0 | 0 | 0 | 0 | 0 | 0 | 0 | 0 | 0 | 0 | 0 | 0 | 0 | 0 | 0
F5_Commercial_Miscellaneous_New_Food Preparation_Natural Gas_Steamer_E10 | F5 | Commercial | Miscellaneous | New | Food Preparation | Natural Gas | Steamer | E10 | RIM BC Ratio | 0 | 0 | 0 | 0 | 0 | 0 | 0 | 0 | 0 | 0 | 0 | 0 | 0 | 0 | 0 | 0 | 0 | 0 | 0 | 0 | 0 | 0 | 0 | 0 | 0 | 0 | 0
F0_Commercial_Miscellaneous_New_Food Preparation_Natural Gas_Commercial Food Prep Other_E0 | F0 | Commercial | Miscellaneous | New | Food Preparation | Natural Gas | Commercial Food Prep Other | E0 | Economic Unit | ENERGY STAR | ENERGY STAR | ENERGY STAR | ENERGY STAR | ENERGY STAR | ENERGY STAR | ENERGY STAR | ENERGY STAR | ENERGY STAR | ENERGY STAR | ENERGY STAR | ENERGY STAR | ENERGY STAR | ENERGY STAR | ENERGY STAR | ENERGY STAR | ENERGY STAR | ENERGY STAR | ENERGY STAR | ENERGY STAR | ENERGY STAR | ENERGY STAR | ENERGY STAR | ENERGY STAR | ENERGY STAR | ENERGY STAR | ENERGY STAR
F1_Commercial_Miscellaneous_New_Food Preparation_Natural Gas_Commercial Food Prep Other_E1 | F1 | Commercial | Miscellaneous | New | Food Preparation | Natural Gas | Commercial Food Prep Other | E1 | CCE | 0 | 0 | 0 | 0 | 0 | 0 | 0 | 0 | 0 | 0 | 0 | 0 | 0 | 0 | 0 | 0 | 0 | 0 | 0 | 0 | 0 | 0 | 0 | 0 | 0 | 0 | 0
F1_Commercial_Miscellaneous_New_Food Preparation_Natural Gas_Commercial Food Prep Other_E2 | F1 | Commercial | Miscellaneous | New | Food Preparation | Natural Gas | Commercial Food Prep Other | E2 | CCE | 0.0014297 | 0.0014297 | 0.0014297 | 0.0014297 | 0.0014297 | 0.0014297 | 0.0014297 | 0.0014297 | 0.0014297 | 0.0014297 | 0.0014297 | 0.0014297 | 0.0014297 | 0.0014297 | 0.0014297 | 0.0014297 | 0.0014297 | 0.0014297 | 0.0014297 | 0.0014297 | 0.0014297 | 0.0014297 | 0.0014297 | 0.0014297 | 0.0014297 | 0.0014297 | 0.0014297
F1_Commercial_Miscellaneous_New_Food Preparation_Natural Gas_Commercial Food Prep Other_E3 | F1 | Commercial | Miscellaneous | New | Food Preparation | Natural Gas | Commercial Food Prep Other | E3 | CCE | 0 | 0 | 0 | 0 | 0 | 0 | 0 | 0 | 0 | 0 | 0 | 0 | 0 | 0 | 0 | 0 | 0 | 0 | 0 | 0 | 0 | 0 | 0 | 0 | 0 | 0 | 0
F1_Commercial_Miscellaneous_New_Food Preparation_Natural Gas_Commercial Food Prep Other_E4 | F1 | Commercial | Miscellaneous | New | Food Preparation | Natural Gas | Commercial Food Prep Other | E4 | CCE | 0 | 0 | 0 | 0 | 0 | 0 | 0 | 0 | 0 | 0 | 0 | 0 | 0 | 0 | 0 | 0 | 0 | 0 | 0 | 0 | 0 | 0 | 0 | 0 | 0 | 0 | 0
F1_Commercial_Miscellaneous_New_Food Preparation_Natural Gas_Commercial Food Prep Other_E5 | F1 | Commercial | Miscellaneous | New | Food Preparation | Natural Gas | Commercial Food Prep Other | E5 | CCE | 0 | 0 | 0 | 0 | 0 | 0 | 0 | 0 | 0 | 0 | 0 | 0 | 0 | 0 | 0 | 0 | 0 | 0 | 0 | 0 | 0 | 0 | 0 | 0 | 0 | 0 | 0
F1_Commercial_Miscellaneous_New_Food Preparation_Natural Gas_Commercial Food Prep Other_E6 | F1 | Commercial | Miscellaneous | New | Food Preparation | Natural Gas | Commercial Food Prep Other | E6 | CCE | 0 | 0 | 0 | 0 | 0 | 0 | 0 | 0 | 0 | 0 | 0 | 0 | 0 | 0 | 0 | 0 | 0 | 0 | 0 | 0 | 0 | 0 | 0 | 0 | 0 | 0 | 0
F1_Commercial_Miscellaneous_New_Food Preparation_Natural Gas_Commercial Food Prep Other_E7 | F1 | Commercial | Miscellaneous | New | Food Preparation | Natural Gas | Commercial Food Prep Other | E7 | CCE | 0 | 0 | 0 | 0 | 0 | 0 | 0 | 0 | 0 | 0 | 0 | 0 | 0 | 0 | 0 | 0 | 0 | 0 | 0 | 0 | 0 | 0 | 0 | 0 | 0 | 0 | 0
F1_Commercial_Miscellaneous_New_Food Preparation_Natural Gas_Commercial Food Prep Other_E8 | F1 | Commercial | Miscellaneous | New | Food Preparation | Natural Gas | Commercial Food Prep Other | E8 | CCE | 0 | 0 | 0 | 0 | 0 | 0 | 0 | 0 | 0 | 0 | 0 | 0 | 0 | 0 | 0 | 0 | 0 | 0 | 0 | 0 | 0 | 0 | 0 | 0 | 0 | 0 | 0
F1_Commercial_Miscellaneous_New_Food Preparation_Natural Gas_Commercial Food Prep Other_E9 | F1 | Commercial | Miscellaneous | New | Food Preparation | Natural Gas | Commercial Food Prep Other | E9 | CCE | 0 | 0 | 0 | 0 | 0 | 0 | 0 | 0 | 0 | 0 | 0 | 0 | 0 | 0 | 0 | 0 | 0 | 0 | 0 | 0 | 0 | 0 | 0 | 0 | 0 | 0 | 0
F1_Commercial_Miscellaneous_New_Food Preparation_Natural Gas_Commercial Food Prep Other_E10 | F1 | Commercial | Miscellaneous | New | Food Preparation | Natural Gas | Commercial Food Prep Other | E10 | CCE | 0 | 0 | 0 | 0 | 0 | 0 | 0 | 0 | 0 | 0 | 0 | 0 | 0 | 0 | 0 | 0 | 0 | 0 | 0 | 0 | 0 | 0 | 0 | 0 | 0 | 0 | 0
F2_Commercial_Miscellaneous_New_Food Preparation_Natural Gas_Commercial Food Prep Other_E1 | F2 | Commercial | Miscellaneous | New | Food Preparation | Natural Gas | Commercial Food Prep Other | E1 | TRC BC Ratio | bar: 2021 to 2047
F2_Commercial_Miscellaneous_New_Food Preparation_Natural Gas_Commercial Food Prep Other_E2 | F2 | Commercial | Miscellaneous | New | Food Preparation | Natural Gas | Commercial Food Prep Other | E2 | TRC BC Ratio | 9.6116 | 9.4729 | 9.3376 | 9.2065 | 9.2077 | 9.295 | 9.4366 | 9.6081 | 9.7932 | 9.9825 | 10.1698 | 10.3356 | 10.4621 | 10.5159 | 10.491 | 10.3882 | 10.2152 | 9.9888 | 9.7192 | 9.3996 | 9.0257 | 8.5955 | 8.2135 | 7.9663 | 7.8594 | 7.898 | 7.9367
F2_Commercial_Miscellaneous_New_Food Preparation_Natural Gas_Commercial Food Prep Other_E3 | F2 | Commercial | Miscellaneous | New | Food Preparation | Natural Gas | Commercial Food Prep Other | E3 | TRC BC Ratio | 0 | 0 | 0 | 0 | 0 | 0 | 0 | 0 | 0 | 0 | 0 | 0 | 0 | 0 | 0 | 0 | 0 | 0 | 0 | 0 | 0 | 0 | 0 | 0 | 0 | 0 | 0
F2_Commercial_Miscellaneous_New_Food Preparation_Natural Gas_Commercial Food Prep Other_E4 | F2 | Commercial | Miscellaneous | New | Food Preparation | Natural Gas | Commercial Food Prep Other | E4 | TRC BC Ratio | 0 | 0 | 0 | 0 | 0 | 0 | 0 | 0 | 0 | 0 | 0 | 0 | 0 | 0 | 0 | 0 | 0 | 0 | 0 | 0 | 0 | 0 | 0 | 0 | 0 | 0 | 0
F2_Commercial_Miscellaneous_New_Food Preparation_Natural Gas_Commercial Food Prep Other_E5 | F2 | Commercial | Miscellaneous | New | Food Preparation | Natural Gas | Commercial Food Prep Other | E5 | TRC BC Ratio | 0 | 0 | 0 | 0 | 0 | 0 | 0 | 0 | 0 | 0 | 0 | 0 | 0 | 0 | 0 | 0 | 0 | 0 | 0 | 0 | 0 | 0 | 0 | 0 | 0 | 0 | 0
F2_Commercial_Miscellaneous_New_Food Preparation_Natural Gas_Commercial Food Prep Other_E6 | F2 | Commercial | Miscellaneous | New | Food Preparation | Natural Gas | Commercial Food Prep Other | E6 | TRC BC Ratio | 0 | 0 | 0 | 0 | 0 | 0 | 0 | 0 | 0 | 0 | 0 | 0 | 0 | 0 | 0 | 0 | 0 | 0 | 0 | 0 | 0 | 0 | 0 | 0 | 0 | 0 | 0
F2_Commercial_Miscellaneous_New_Food Preparation_Natural Gas_Commercial Food Prep Other_E7 | F2 | Commercial | Miscellaneous | New | Food Preparation | Natural Gas | Commercial Food Prep Other | E7 | TRC BC Ratio | 0 | 0 | 0 | 0 | 0 | 0 | 0 | 0 | 0 | 0 | 0 | 0 | 0 | 0 | 0 | 0 | 0 | 0 | 0 | 0 | 0 | 0 | 0 | 0 | 0 | 0 | 0
F2_Commercial_Miscellaneous_New_Food Preparation_Natural Gas_Commercial Food Prep Other_E8 | F2 | Commercial | Miscellaneous | New | Food Preparation | Natural Gas | Commercial Food Prep Other | E8 | TRC BC Ratio | 0 | 0 | 0 | 0 | 0 | 0 | 0 | 0 | 0 | 0 | 0 | 0 | 0 | 0 | 0 | 0 | 0 | 0 | 0 | 0 | 0 | 0 | 0 | 0 | 0 | 0 | 0
F2_Commercial_Miscellaneous_New_Food Preparation_Natural Gas_Commercial Food Prep Other_E9 | F2 | Commercial | Miscellaneous | New | Food Preparation | Natural Gas | Commercial Food Prep Other | E9 | TRC BC Ratio | 0 | 0 | 0 | 0 | 0 | 0 | 0 | 0 | 0 | 0 | 0 | 0 | 0 | 0 | 0 | 0 | 0 | 0 | 0 | 0 | 0 | 0 | 0 | 0 | 0 | 0 | 0
F2_Commercial_Miscellaneous_New_Food Preparation_Natural Gas_Commercial Food Prep Other_E10 | F2 | Commercial | Miscellaneous | New | Food Preparation | Natural Gas | Commercial Food Prep Other | E10 | TRC BC Ratio | 0 | 0 | 0 | 0 | 0 | 0 | 0 | 0 | 0 | 0 | 0 | 0 | 0 | 0 | 0 | 0 | 0 | 0 | 0 | 0 | 0 | 0 | 0 | 0 | 0 | 0 | 0
F3_Commercial_Miscellaneous_New_Food Preparation_Natural Gas_Commercial Food Prep Other_E1 | F3 | Commercial | Miscellaneous | New | Food Preparation | Natural Gas | Commercial Food Prep Other | E1 | PACT BC Ratio | bar: 2021 to 2047
F3_Commercial_Miscellaneous_New_Food Preparation_Natural Gas_Commercial Food Prep Other_E2 | F3 | Commercial | Miscellaneous | New | Food Preparation | Natural Gas | Commercial Food Prep Other | E2 | PACT BC Ratio | 12.119 | 11.9441 | 11.7735 | 11.6081 | 11.6097 | 11.7198 | 11.8983 | 12.1145 | 12.348 | 12.5867 | 12.8228 | 13.0318 | 13.1913 | 13.2591 | 13.2278 | 13.0982 | 12.88 | 12.5945 | 12.2546 | 11.8517 | 11.3803 | 10.8378 | 10.3562 | 10.0444 | 9.9097 | 9.9583 | 10.0071
F3_Commercial_Miscellaneous_New_Food Preparation_Natural Gas_Commercial Food Prep Other_E3 | F3 | Commercial | Miscellaneous | New | Food Preparation | Natural Gas | Commercial Food Prep Other | E3 | PACT BC Ratio | 0 | 0 | 0 | 0 | 0 | 0 | 0 | 0 | 0 | 0 | 0 | 0 | 0 | 0 | 0 | 0 | 0 | 0 | 0 | 0 | 0 | 0 | 0 | 0 | 0 | 0 | 0
F3_Commercial_Miscellaneous_New_Food Preparation_Natural Gas_Commercial Food Prep Other_E4 | F3 | Commercial | Miscellaneous | New | Food Preparation | Natural Gas | Commercial Food Prep Other | E4 | PACT BC Ratio | 0 | 0 | 0 | 0 | 0 | 0 | 0 | 0 | 0 | 0 | 0 | 0 | 0 | 0 | 0 | 0 | 0 | 0 | 0 | 0 | 0 | 0 | 0 | 0 | 0 | 0 | 0
F3_Commercial_Miscellaneous_New_Food Preparation_Natural Gas_Commercial Food Prep Other_E5 | F3 | Commercial | Miscellaneous | New | Food Preparation | Natural Gas | Commercial Food Prep Other | E5 | PACT BC Ratio | 0 | 0 | 0 | 0 | 0 | 0 | 0 | 0 | 0 | 0 | 0 | 0 | 0 | 0 | 0 | 0 | 0 | 0 | 0 | 0 | 0 | 0 | 0 | 0 | 0 | 0 | 0
F3_Commercial_Miscellaneous_New_Food Preparation_Natural Gas_Commercial Food Prep Other_E6 | F3 | Commercial | Miscellaneous | New | Food Preparation | Natural Gas | Commercial Food Prep Other | E6 | PACT BC Ratio | 0 | 0 | 0 | 0 | 0 | 0 | 0 | 0 | 0 | 0 | 0 | 0 | 0 | 0 | 0 | 0 | 0 | 0 | 0 | 0 | 0 | 0 | 0 | 0 | 0 | 0 | 0
F3_Commercial_Miscellaneous_New_Food Preparation_Natural Gas_Commercial Food Prep Other_E7 | F3 | Commercial | Miscellaneous | New | Food Preparation | Natural Gas | Commercial Food Prep Other | E7 | PACT BC Ratio | 0 | 0 | 0 | 0 | 0 | 0 | 0 | 0 | 0 | 0 | 0 | 0 | 0 | 0 | 0 | 0 | 0 | 0 | 0 | 0 | 0 | 0 | 0 | 0 | 0 | 0 | 0
F3_Commercial_Miscellaneous_New_Food Preparation_Natural Gas_Commercial Food Prep Other_E8 | F3 | Commercial | Miscellaneous | New | Food Preparation | Natural Gas | Commercial Food Prep Other | E8 | PACT BC Ratio | 0 | 0 | 0 | 0 | 0 | 0 | 0 | 0 | 0 | 0 | 0 | 0 | 0 | 0 | 0 | 0 | 0 | 0 | 0 | 0 | 0 | 0 | 0 | 0 | 0 | 0 | 0
F3_Commercial_Miscellaneous_New_Food Preparation_Natural Gas_Commercial Food Prep Other_E9 | F3 | Commercial | Miscellaneous | New | Food Preparation | Natural Gas | Commercial Food Prep Other | E9 | PACT BC Ratio | 0 | 0 | 0 | 0 | 0 | 0 | 0 | 0 | 0 | 0 | 0 | 0 | 0 | 0 | 0 | 0 | 0 | 0 | 0 | 0 | 0 | 0 | 0 | 0 | 0 | 0 | 0
F3_Commercial_Miscellaneous_New_Food Preparation_Natural Gas_Commercial Food Prep Other_E10 | F3 | Commercial | Miscellaneous | New | Food Preparation | Natural Gas | Commercial Food Prep Other | E10 | PACT BC Ratio | 0 | 0 | 0 | 0 | 0 | 0 | 0 | 0 | 0 | 0 | 0 | 0 | 0 | 0 | 0 | 0 | 0 | 0 | 0 | 0 | 0 | 0 | 0 | 0 | 0 | 0 | 0
F4_Commercial_Miscellaneous_New_Food Preparation_Natural Gas_Commercial Food Prep Other_E1 | F4 | Commercial | Miscellaneous | New | Food Preparation | Natural Gas | Commercial Food Prep Other | E1 | RVT BC Ratio | bar: 2021 to 2047
F4_Commercial_Miscellaneous_New_Food Preparation_Natural Gas_Commercial Food Prep Other_E2 | F4 | Commercial | Miscellaneous | New | Food Preparation | Natural Gas | Commercial Food Prep Other | E2 | RVT BC Ratio | 0.7 | 0.7 | 0.7 | 0.7 | 0.7 | 0.7 | 0.7 | 0.7 | 0.7 | 0.7 | 0.7 | 0.7 | 0.7 | 0.7 | 0.7 | 0.7 | 0.7 | 0.7 | 0.7 | 0.7 | 0.7 | 0.7 | 0.7 | 0.7 | 0.7 | 0.7 | 0.7
F4_Commercial_Miscellaneous_New_Food Preparation_Natural Gas_Commercial Food Prep Other_E3 | F4 | Commercial | Miscellaneous | New | Food Preparation | Natural Gas | Commercial Food Prep Other | E3 | RVT BC Ratio | 0 | 0 | 0 | 0 | 0 | 0 | 0 | 0 | 0 | 0 | 0 | 0 | 0 | 0 | 0 | 0 | 0 | 0 | 0 | 0 | 0 | 0 | 0 | 0 | 0 | 0 | 0
F4_Commercial_Miscellaneous_New_Food Preparation_Natural Gas_Commercial Food Prep Other_E4 | F4 | Commercial | Miscellaneous | New | Food Preparation | Natural Gas | Commercial Food Prep Other | E4 | RVT BC Ratio | 0 | 0 | 0 | 0 | 0 | 0 | 0 | 0 | 0 | 0 | 0 | 0 | 0 | 0 | 0 | 0 | 0 | 0 | 0 | 0 | 0 | 0 | 0 | 0 | 0 | 0 | 0
F4_Commercial_Miscellaneous_New_Food Preparation_Natural Gas_Commercial Food Prep Other_E5 | F4 | Commercial | Miscellaneous | New | Food Preparation | Natural Gas | Commercial Food Prep Other | E5 | RVT BC Ratio | 0 | 0 | 0 | 0 | 0 | 0 | 0 | 0 | 0 | 0 | 0 | 0 | 0 | 0 | 0 | 0 | 0 | 0 | 0 | 0 | 0 | 0 | 0 | 0 | 0 | 0 | 0
F4_Commercial_Miscellaneous_New_Food Preparation_Natural Gas_Commercial Food Prep Other_E6 | F4 | Commercial | Miscellaneous | New | Food Preparation | Natural Gas | Commercial Food Prep Other | E6 | RVT BC Ratio | 0 | 0 | 0 | 0 | 0 | 0 | 0 | 0 | 0 | 0 | 0 | 0 | 0 | 0 | 0 | 0 | 0 | 0 | 0 | 0 | 0 | 0 | 0 | 0 | 0 | 0 | 0
F4_Commercial_Miscellaneous_New_Food Preparation_Natural Gas_Commercial Food Prep Other_E7 | F4 | Commercial | Miscellaneous | New | Food Preparation | Natural Gas | Commercial Food Prep Other | E7 | RVT BC Ratio | 0 | 0 | 0 | 0 | 0 | 0 | 0 | 0 | 0 | 0 | 0 | 0 | 0 | 0 | 0 | 0 | 0 | 0 | 0 | 0 | 0 | 0 | 0 | 0 | 0 | 0 | 0
F4_Commercial_Miscellaneous_New_Food Preparation_Natural Gas_Commercial Food Prep Other_E8 | F4 | Commercial | Miscellaneous | New | Food Preparation | Natural Gas | Commercial Food Prep Other | E8 | RVT BC Ratio | 0 | 0 | 0 | 0 | 0 | 0 | 0 | 0 | 0 | 0 | 0 | 0 | 0 | 0 | 0 | 0 | 0 | 0 | 0 | 0 | 0 | 0 | 0 | 0 | 0 | 0 | 0
F4_Commercial_Miscellaneous_New_Food Preparation_Natural Gas_Commercial Food Prep Other_E9 | F4 | Commercial | Miscellaneous | New | Food Preparation | Natural Gas | Commercial Food Prep Other | E9 | RVT BC Ratio | 0 | 0 | 0 | 0 | 0 | 0 | 0 | 0 | 0 | 0 | 0 | 0 | 0 | 0 | 0 | 0 | 0 | 0 | 0 | 0 | 0 | 0 | 0 | 0 | 0 | 0 | 0
F4_Commercial_Miscellaneous_New_Food Preparation_Natural Gas_Commercial Food Prep Other_E10 | F4 | Commercial | Miscellaneous | New | Food Preparation | Natural Gas | Commercial Food Prep Other | E10 | RVT BC Ratio | 0 | 0 | 0 | 0 | 0 | 0 | 0 | 0 | 0 | 0 | 0 | 0 | 0 | 0 | 0 | 0 | 0 | 0 | 0 | 0 | 0 | 0 | 0 | 0 | 0 | 0 | 0
F5_Commercial_Miscellaneous_New_Food Preparation_Natural Gas_Commercial Food Prep Other_E1 | F5 | Commercial | Miscellaneous | New | Food Preparation | Natural Gas | Commercial Food Prep Other | E1 | RIM BC Ratio | bar: 2021 to 2047
F5_Commercial_Miscellaneous_New_Food Preparation_Natural Gas_Commercial Food Prep Other_E2 | F5 | Commercial | Miscellaneous | New | Food Preparation | Natural Gas | Commercial Food Prep Other | E2 | RIM BC Ratio | 12.119 | 11.9441 | 11.7735 | 11.6081 | 11.6097 | 11.7198 | 11.8983 | 12.1145 | 12.348 | 12.5867 | 12.8228 | 13.0318 | 13.1913 | 13.2591 | 13.2278 | 13.0982 | 12.88 | 12.5945 | 12.2546 | 11.8517 | 11.3803 | 10.8378 | 10.3562 | 10.0444 | 9.9097 | 9.9583 | 10.0071
F5_Commercial_Miscellaneous_New_Food Preparation_Natural Gas_Commercial Food Prep Other_E3 | F5 | Commercial | Miscellaneous | New | Food Preparation | Natural Gas | Commercial Food Prep Other | E3 | RIM BC Ratio | 0 | 0 | 0 | 0 | 0 | 0 | 0 | 0 | 0 | 0 | 0 | 0 | 0 | 0 | 0 | 0 | 0 | 0 | 0 | 0 | 0 | 0 | 0 | 0 | 0 | 0 | 0
F5_Commercial_Miscellaneous_New_Food Preparation_Natural Gas_Commercial Food Prep Other_E4 | F5 | Commercial | Miscellaneous | New | Food Preparation | Natural Gas | Commercial Food Prep Other | E4 | RIM BC Ratio | 0 | 0 | 0 | 0 | 0 | 0 | 0 | 0 | 0 | 0 | 0 | 0 | 0 | 0 | 0 | 0 | 0 | 0 | 0 | 0 | 0 | 0 | 0 | 0 | 0 | 0 | 0
F5_Commercial_Miscellaneous_New_Food Preparation_Natural Gas_Commercial Food Prep Other_E5 | F5 | Commercial | Miscellaneous | New | Food Preparation | Natural Gas | Commercial Food Prep Other | E5 | RIM BC Ratio | 0 | 0 | 0 | 0 | 0 | 0 | 0 | 0 | 0 | 0 | 0 | 0 | 0 | 0 | 0 | 0 | 0 | 0 | 0 | 0 | 0 | 0 | 0 | 0 | 0 | 0 | 0
F5_Commercial_Miscellaneous_New_Food Preparation_Natural Gas_Commercial Food Prep Other_E6 | F5 | Commercial | Miscellaneous | New | Food Preparation | Natural Gas | Commercial Food Prep Other | E6 | RIM BC Ratio | 0 | 0 | 0 | 0 | 0 | 0 | 0 | 0 | 0 | 0 | 0 | 0 | 0 | 0 | 0 | 0 | 0 | 0 | 0 | 0 | 0 | 0 | 0 | 0 | 0 | 0 | 0
F5_Commercial_Miscellaneous_New_Food Preparation_Natural Gas_Commercial Food Prep Other_E7 | F5 | Commercial | Miscellaneous | New | Food Preparation | Natural Gas | Commercial Food Prep Other | E7 | RIM BC Ratio | 0 | 0 | 0 | 0 | 0 | 0 | 0 | 0 | 0 | 0 | 0 | 0 | 0 | 0 | 0 | 0 | 0 | 0 | 0 | 0 | 0 | 0 | 0 | 0 | 0 | 0 | 0
F5_Commercial_Miscellaneous_New_Food Preparation_Natural Gas_Commercial Food Prep Other_E8 | F5 | Commercial | Miscellaneous | New | Food Preparation | Natural Gas | Commercial Food Prep Other | E8 | RIM BC Ratio | 0 | 0 | 0 | 0 | 0 | 0 | 0 | 0 | 0 | 0 | 0 | 0 | 0 | 0 | 0 | 0 | 0 | 0 | 0 | 0 | 0 | 0 | 0 | 0 | 0 | 0 | 0
F5_Commercial_Miscellaneous_New_Food Preparation_Natural Gas_Commercial Food Prep Other_E9 | F5 | Commercial | Miscellaneous | New | Food Preparation | Natural Gas | Commercial Food Prep Other | E9 | RIM BC Ratio | 0 | 0 | 0 | 0 | 0 | 0 | 0 | 0 | 0 | 0 | 0 | 0 | 0 | 0 | 0 | 0 | 0 | 0 | 0 | 0 | 0 | 0 | 0 | 0 | 0 | 0 | 0
F5_Commercial_Miscellaneous_New_Food Preparation_Natural Gas_Commercial Food Prep Other_E10 | F5 | Commercial | Miscellaneous | New | Food Preparation | Natural Gas | Commercial Food Prep Other | E10 | RIM BC Ratio | 0 | 0 | 0 | 0 | 0 | 0 | 0 | 0 | 0 | 0 | 0 | 0 | 0 | 0 | 0 | 0 | 0 | 0 | 0 | 0 | 0 | 0 | 0 | 0 | 0 | 0 | 0
F0_Commercial_Miscellaneous_New_Miscellaneous_Natural Gas_Pool Heater_E0 | F0 | Commercial | Miscellaneous | New | Miscellaneous | Natural Gas | Pool Heater | E0 | Economic Unit | Standard (EF .78) | Standard (EF .78) | Standard (EF .78) | Standard (EF .78) | Standard (EF .78) | Standard (EF .78) | Standard (EF .78) | Standard (EF .78) | Standard (EF .78) | Standard (EF .78) | Standard (EF .78) | Standard (EF .78) | Standard (EF .78) | Standard (EF .78) | Standard (EF .78) | Standard (EF .78) | Standard (EF .78) | Standard (EF .78) | Standard (EF .78) | Standard (EF .78) | Standard (EF .78) | Standard (EF .78) | Standard (EF .78) | Standard (EF .78) | Standard (EF .78) | Standard (EF .78) | Standard (EF .78)
F1_Commercial_Miscellaneous_New_Miscellaneous_Natural Gas_Pool Heater_E1 | F1 | Commercial | Miscellaneous | New | Miscellaneous | Natural Gas | Pool Heater | E1 | CCE | 0 | 0 | 0 | 0 | 0 | 0 | 0 | 0 | 0 | 0 | 0 | 0 | 0 | 0 | 0 | 0 | 0 | 0 | 0 | 0 | 0 | 0 | 0 | 0 | 0 | 0 | 0
F1_Commercial_Miscellaneous_New_Miscellaneous_Natural Gas_Pool Heater_E2 | F1 | Commercial | Miscellaneous | New | Miscellaneous | Natural Gas | Pool Heater | E2 | CCE | 0.01727 | 0.01727 | 0.01727 | 0.01727 | 0.01727 | 0.01727 | 0.01727 | 0.01727 | 0.01727 | 0.01727 | 0.01727 | 0.01727 | 0.01727 | 0.01727 | 0.01727 | 0.01727 | 0.01727 | 0.01727 | 0.01727 | 0.01727 | 0.01727 | 0.01727 | 0.01727 | 0.01727 | 0.01727 | 0.01727 | 0.01727
F1_Commercial_Miscellaneous_New_Miscellaneous_Natural Gas_Pool Heater_E3 | F1 | Commercial | Miscellaneous | New | Miscellaneous | Natural Gas | Pool Heater | E3 | CCE | 0 | 0 | 0 | 0 | 0 | 0 | 0 | 0 | 0 | 0 | 0 | 0 | 0 | 0 | 0 | 0 | 0 | 0 | 0 | 0 | 0 | 0 | 0 | 0 | 0 | 0 | 0
F1_Commercial_Miscellaneous_New_Miscellaneous_Natural Gas_Pool Heater_E4 | F1 | Commercial | Miscellaneous | New | Miscellaneous | Natural Gas | Pool Heater | E4 | CCE | 0 | 0 | 0 | 0 | 0 | 0 | 0 | 0 | 0 | 0 | 0 | 0 | 0 | 0 | 0 | 0 | 0 | 0 | 0 | 0 | 0 | 0 | 0 | 0 | 0 | 0 | 0
F1_Commercial_Miscellaneous_New_Miscellaneous_Natural Gas_Pool Heater_E5 | F1 | Commercial | Miscellaneous | New | Miscellaneous | Natural Gas | Pool Heater | E5 | CCE | 0 | 0 | 0 | 0 | 0 | 0 | 0 | 0 | 0 | 0 | 0 | 0 | 0 | 0 | 0 | 0 | 0 | 0 | 0 | 0 | 0 | 0 | 0 | 0 | 0 | 0 | 0
F1_Commercial_Miscellaneous_New_Miscellaneous_Natural Gas_Pool Heater_E6 | F1 | Commercial | Miscellaneous | New | Miscellaneous | Natural Gas | Pool Heater | E6 | CCE | 0 | 0 | 0 | 0 | 0 | 0 | 0 | 0 | 0 | 0 | 0 | 0 | 0 | 0 | 0 | 0 | 0 | 0 | 0 | 0 | 0 | 0 | 0 | 0 | 0 | 0 | 0
F1_Commercial_Miscellaneous_New_Miscellaneous_Natural Gas_Pool Heater_E7 | F1 | Commercial | Miscellaneous | New | Miscellaneous | Natural Gas | Pool Heater | E7 | CCE | 0 | 0 | 0 | 0 | 0 | 0 | 0 | 0 | 0 | 0 | 0 | 0 | 0 | 0 | 0 | 0 | 0 | 0 | 0 | 0 | 0 | 0 | 0 | 0 | 0 | 0 | 0
F1_Commercial_Miscellaneous_New_Miscellaneous_Natural Gas_Pool Heater_E8 | F1 | Commercial | Miscellaneous | New | Miscellaneous | Natural Gas | Pool Heater | E8 | CCE | 0 | 0 | 0 | 0 | 0 | 0 | 0 | 0 | 0 | 0 | 0 | 0 | 0 | 0 | 0 | 0 | 0 | 0 | 0 | 0 | 0 | 0 | 0 | 0 | 0 | 0 | 0
F1_Commercial_Miscellaneous_New_Miscellaneous_Natural Gas_Pool Heater_E9 | F1 | Commercial | Miscellaneous | New | Miscellaneous | Natural Gas | Pool Heater | E9 | CCE | 0 | 0 | 0 | 0 | 0 | 0 | 0 | 0 | 0 | 0 | 0 | 0 | 0 | 0 | 0 | 0 | 0 | 0 | 0 | 0 | 0 | 0 | 0 | 0 | 0 | 0 | 0
F1_Commercial_Miscellaneous_New_Miscellaneous_Natural Gas_Pool Heater_E10 | F1 | Commercial | Miscellaneous | New | Miscellaneous | Natural Gas | Pool Heater | E10 | CCE | 0 | 0 | 0 | 0 | 0 | 0 | 0 | 0 | 0 | 0 | 0 | 0 | 0 | 0 | 0 | 0 | 0 | 0 | 0 | 0 | 0 | 0 | 0 | 0 | 0 | 0 | 0
F2_Commercial_Miscellaneous_New_Miscellaneous_Natural Gas_Pool Heater_E1 | F2 | Commercial | Miscellaneous | New | Miscellaneous | Natural Gas | Pool Heater | E1 | TRC BC Ratio | bar: 2021 to 2047
F2_Commercial_Miscellaneous_New_Miscellaneous_Natural Gas_Pool Heater_E2 | F2 | Commercial | Miscellaneous | New | Miscellaneous | Natural Gas | Pool Heater | E2 | TRC BC Ratio | 0.81519 | 0.79395 | 0.77145 | 0.74865 | 0.74158 | 0.74479 | 0.75444 | 0.76754 | 0.78207 | 0.7969 | 0.8123 | 0.82818 | 0.84505 | 0.86169 | 0.87741 | 0.88939 | 0.89388 | 0.88772 | 0.8685 | 0.83583 | 0.79136 | 0.73728 | 0.68909 | 0.65735 | 0.64275 | 0.6459 | 0.64907
F2_Commercial_Miscellaneous_New_Miscellaneous_Natural Gas_Pool Heater_E3 | F2 | Commercial | Miscellaneous | New | Miscellaneous | Natural Gas | Pool Heater | E3 | TRC BC Ratio | 0 | 0 | 0 | 0 | 0 | 0 | 0 | 0 | 0 | 0 | 0 | 0 | 0 | 0 | 0 | 0 | 0 | 0 | 0 | 0 | 0 | 0 | 0 | 0 | 0 | 0 | 0
F2_Commercial_Miscellaneous_New_Miscellaneous_Natural Gas_Pool Heater_E4 | F2 | Commercial | Miscellaneous | New | Miscellaneous | Natural Gas | Pool Heater | E4 | TRC BC Ratio | 0 | 0 | 0 | 0 | 0 | 0 | 0 | 0 | 0 | 0 | 0 | 0 | 0 | 0 | 0 | 0 | 0 | 0 | 0 | 0 | 0 | 0 | 0 | 0 | 0 | 0 | 0
F2_Commercial_Miscellaneous_New_Miscellaneous_Natural Gas_Pool Heater_E5 | F2 | Commercial | Miscellaneous | New | Miscellaneous | Natural Gas | Pool Heater | E5 | TRC BC Ratio | 0 | 0 | 0 | 0 | 0 | 0 | 0 | 0 | 0 | 0 | 0 | 0 | 0 | 0 | 0 | 0 | 0 | 0 | 0 | 0 | 0 | 0 | 0 | 0 | 0 | 0 | 0
F2_Commercial_Miscellaneous_New_Miscellaneous_Natural Gas_Pool Heater_E6 | F2 | Commercial | Miscellaneous | New | Miscellaneous | Natural Gas | Pool Heater | E6 | TRC BC Ratio | 0 | 0 | 0 | 0 | 0 | 0 | 0 | 0 | 0 | 0 | 0 | 0 | 0 | 0 | 0 | 0 | 0 | 0 | 0 | 0 | 0 | 0 | 0 | 0 | 0 | 0 | 0
F2_Commercial_Miscellaneous_New_Miscellaneous_Natural Gas_Pool Heater_E7 | F2 | Commercial | Miscellaneous | New | Miscellaneous | Natural Gas | Pool Heater | E7 | TRC BC Ratio | 0 | 0 | 0 | 0 | 0 | 0 | 0 | 0 | 0 | 0 | 0 | 0 | 0 | 0 | 0 | 0 | 0 | 0 | 0 | 0 | 0 | 0 | 0 | 0 | 0 | 0 | 0
F2_Commercial_Miscellaneous_New_Miscellaneous_Natural Gas_Pool Heater_E8 | F2 | Commercial | Miscellaneous | New | Miscellaneous | Natural Gas | Pool Heater | E8 | TRC BC Ratio | 0 | 0 | 0 | 0 | 0 | 0 | 0 | 0 | 0 | 0 | 0 | 0 | 0 | 0 | 0 | 0 | 0 | 0 | 0 | 0 | 0 | 0 | 0 | 0 | 0 | 0 | 0
F2_Commercial_Miscellaneous_New_Miscellaneous_Natural Gas_Pool Heater_E9 | F2 | Commercial | Miscellaneous | New | Miscellaneous | Natural Gas | Pool Heater | E9 | TRC BC Ratio | 0 | 0 | 0 | 0 | 0 | 0 | 0 | 0 | 0 | 0 | 0 | 0 | 0 | 0 | 0 | 0 | 0 | 0 | 0 | 0 | 0 | 0 | 0 | 0 | 0 | 0 | 0
F2_Commercial_Miscellaneous_New_Miscellaneous_Natural Gas_Pool Heater_E10 | F2 | Commercial | Miscellaneous | New | Miscellaneous | Natural Gas | Pool Heater | E10 | TRC BC Ratio | 0 | 0 | 0 | 0 | 0 | 0 | 0 | 0 | 0 | 0 | 0 | 0 | 0 | 0 | 0 | 0 | 0 | 0 | 0 | 0 | 0 | 0 | 0 | 0 | 0 | 0 | 0
F3_Commercial_Miscellaneous_New_Miscellaneous_Natural Gas_Pool Heater_E1 | F3 | Commercial | Miscellaneous | New | Miscellaneous | Natural Gas | Pool Heater | E1 | PACT BC Ratio | bar: 2021 to 2047
F3_Commercial_Miscellaneous_New_Miscellaneous_Natural Gas_Pool Heater_E2 | F3 | Commercial | Miscellaneous | New | Miscellaneous | Natural Gas | Pool Heater | E2 | PACT BC Ratio | 1.0278 | 1.0011 | 0.9727 | 0.94395 | 0.93503 | 0.93908 | 0.95126 | 0.96777 | 0.98608 | 1.0048 | 1.0242 | 1.0442 | 1.0655 | 1.0865 | 1.1063 | 1.1214 | 1.1271 | 1.1193 | 1.0951 | 1.0539 | 0.99781 | 0.92962 | 0.86885 | 0.82883 | 0.81042 | 0.8144 | 0.81839
F3_Commercial_Miscellaneous_New_Miscellaneous_Natural Gas_Pool Heater_E3 | F3 | Commercial | Miscellaneous | New | Miscellaneous | Natural Gas | Pool Heater | E3 | PACT BC Ratio | 0 | 0 | 0 | 0 | 0 | 0 | 0 | 0 | 0 | 0 | 0 | 0 | 0 | 0 | 0 | 0 | 0 | 0 | 0 | 0 | 0 | 0 | 0 | 0 | 0 | 0 | 0
F3_Commercial_Miscellaneous_New_Miscellaneous_Natural Gas_Pool Heater_E4 | F3 | Commercial | Miscellaneous | New | Miscellaneous | Natural Gas | Pool Heater | E4 | PACT BC Ratio | 0 | 0 | 0 | 0 | 0 | 0 | 0 | 0 | 0 | 0 | 0 | 0 | 0 | 0 | 0 | 0 | 0 | 0 | 0 | 0 | 0 | 0 | 0 | 0 | 0 | 0 | 0
F3_Commercial_Miscellaneous_New_Miscellaneous_Natural Gas_Pool Heater_E5 | F3 | Commercial | Miscellaneous | New | Miscellaneous | Natural Gas | Pool Heater | E5 | PACT BC Ratio | 0 | 0 | 0 | 0 | 0 | 0 | 0 | 0 | 0 | 0 | 0 | 0 | 0 | 0 | 0 | 0 | 0 | 0 | 0 | 0 | 0 | 0 | 0 | 0 | 0 | 0 | 0
F3_Commercial_Miscellaneous_New_Miscellaneous_Natural Gas_Pool Heater_E6 | F3 | Commercial | Miscellaneous | New | Miscellaneous | Natural Gas | Pool Heater | E6 | PACT BC Ratio | 0 | 0 | 0 | 0 | 0 | 0 | 0 | 0 | 0 | 0 | 0 | 0 | 0 | 0 | 0 | 0 | 0 | 0 | 0 | 0 | 0 | 0 | 0 | 0 | 0 | 0 | 0
F3_Commercial_Miscellaneous_New_Miscellaneous_Natural Gas_Pool Heater_E7 | F3 | Commercial | Miscellaneous | New | Miscellaneous | Natural Gas | Pool Heater | E7 | PACT BC Ratio | 0 | 0 | 0 | 0 | 0 | 0 | 0 | 0 | 0 | 0 | 0 | 0 | 0 | 0 | 0 | 0 | 0 | 0 | 0 | 0 | 0 | 0 | 0 | 0 | 0 | 0 | 0
F3_Commercial_Miscellaneous_New_Miscellaneous_Natural Gas_Pool Heater_E8 | F3 | Commercial | Miscellaneous | New | Miscellaneous | Natural Gas | Pool Heater | E8 | PACT BC Ratio | 0 | 0 | 0 | 0 | 0 | 0 | 0 | 0 | 0 | 0 | 0 | 0 | 0 | 0 | 0 | 0 | 0 | 0 | 0 | 0 | 0 | 0 | 0 | 0 | 0 | 0 | 0
F3_Commercial_Miscellaneous_New_Miscellaneous_Natural Gas_Pool Heater_E9 | F3 | Commercial | Miscellaneous | New | Miscellaneous | Natural Gas | Pool Heater | E9 | PACT BC Ratio | 0 | 0 | 0 | 0 | 0 | 0 | 0 | 0 | 0 | 0 | 0 | 0 | 0 | 0 | 0 | 0 | 0 | 0 | 0 | 0 | 0 | 0 | 0 | 0 | 0 | 0 | 0
F3_Commercial_Miscellaneous_New_Miscellaneous_Natural Gas_Pool Heater_E10 | F3 | Commercial | Miscellaneous | New | Miscellaneous | Natural Gas | Pool Heater | E10 | PACT BC Ratio | 0 | 0 | 0 | 0 | 0 | 0 | 0 | 0 | 0 | 0 | 0 | 0 | 0 | 0 | 0 | 0 | 0 | 0 | 0 | 0 | 0 | 0 | 0 | 0 | 0 | 0 | 0
F4_Commercial_Miscellaneous_New_Miscellaneous_Natural Gas_Pool Heater_E1 | F4 | Commercial | Miscellaneous | New | Miscellaneous | Natural Gas | Pool Heater | E1 | RVT BC Ratio | bar: 2021 to 2047
F4_Commercial_Miscellaneous_New_Miscellaneous_Natural Gas_Pool Heater_E2 | F4 | Commercial | Miscellaneous | New | Miscellaneous | Natural Gas | Pool Heater | E2 | RVT BC Ratio | 0.7 | 0.7 | 0.7 | 0.7 | 0.7 | 0.7 | 0.7 | 0.7 | 0.7 | 0.7 | 0.7 | 0.7 | 0.7 | 0.7 | 0.7 | 0.7 | 0.7 | 0.7 | 0.7 | 0.7 | 0.7 | 0.7 | 0.7 | 0.7 | 0.7 | 0.7 | 0.7
F4_Commercial_Miscellaneous_New_Miscellaneous_Natural Gas_Pool Heater_E3 | F4 | Commercial | Miscellaneous | New | Miscellaneous | Natural Gas | Pool Heater | E3 | RVT BC Ratio | 0 | 0 | 0 | 0 | 0 | 0 | 0 | 0 | 0 | 0 | 0 | 0 | 0 | 0 | 0 | 0 | 0 | 0 | 0 | 0 | 0 | 0 | 0 | 0 | 0 | 0 | 0
F4_Commercial_Miscellaneous_New_Miscellaneous_Natural Gas_Pool Heater_E4 | F4 | Commercial | Miscellaneous | New | Miscellaneous | Natural Gas | Pool Heater | E4 | RVT BC Ratio | 0 | 0 | 0 | 0 | 0 | 0 | 0 | 0 | 0 | 0 | 0 | 0 | 0 | 0 | 0 | 0 | 0 | 0 | 0 | 0 | 0 | 0 | 0 | 0 | 0 | 0 | 0
F4_Commercial_Miscellaneous_New_Miscellaneous_Natural Gas_Pool Heater_E5 | F4 | Commercial | Miscellaneous | New | Miscellaneous | Natural Gas | Pool Heater | E5 | RVT BC Ratio | 0 | 0 | 0 | 0 | 0 | 0 | 0 | 0 | 0 | 0 | 0 | 0 | 0 | 0 | 0 | 0 | 0 | 0 | 0 | 0 | 0 | 0 | 0 | 0 | 0 | 0 | 0
F4_Commercial_Miscellaneous_New_Miscellaneous_Natural Gas_Pool Heater_E6 | F4 | Commercial | Miscellaneous | New | Miscellaneous | Natural Gas | Pool Heater | E6 | RVT BC Ratio | 0 | 0 | 0 | 0 | 0 | 0 | 0 | 0 | 0 | 0 | 0 | 0 | 0 | 0 | 0 | 0 | 0 | 0 | 0 | 0 | 0 | 0 | 0 | 0 | 0 | 0 | 0
F4_Commercial_Miscellaneous_New_Miscellaneous_Natural Gas_Pool Heater_E7 | F4 | Commercial | Miscellaneous | New | Miscellaneous | Natural Gas | Pool Heater | E7 | RVT BC Ratio | 0 | 0 | 0 | 0 | 0 | 0 | 0 | 0 | 0 | 0 | 0 | 0 | 0 | 0 | 0 | 0 | 0 | 0 | 0 | 0 | 0 | 0 | 0 | 0 | 0 | 0 | 0
F4_Commercial_Miscellaneous_New_Miscellaneous_Natural Gas_Pool Heater_E8 | F4 | Commercial | Miscellaneous | New | Miscellaneous | Natural Gas | Pool Heater | E8 | RVT BC Ratio | 0 | 0 | 0 | 0 | 0 | 0 | 0 | 0 | 0 | 0 | 0 | 0 | 0 | 0 | 0 | 0 | 0 | 0 | 0 | 0 | 0 | 0 | 0 | 0 | 0 | 0 | 0
F4_Commercial_Miscellaneous_New_Miscellaneous_Natural Gas_Pool Heater_E9 | F4 | Commercial | Miscellaneous | New | Miscellaneous | Natural Gas | Pool Heater | E9 | RVT BC Ratio | 0 | 0 | 0 | 0 | 0 | 0 | 0 | 0 | 0 | 0 | 0 | 0 | 0 | 0 | 0 | 0 | 0 | 0 | 0 | 0 | 0 | 0 | 0 | 0 | 0 | 0 | 0
F4_Commercial_Miscellaneous_New_Miscellaneous_Natural Gas_Pool Heater_E10 | F4 | Commercial | Miscellaneous | New | Miscellaneous | Natural Gas | Pool Heater | E10 | RVT BC Ratio | 0 | 0 | 0 | 0 | 0 | 0 | 0 | 0 | 0 | 0 | 0 | 0 | 0 | 0 | 0 | 0 | 0 | 0 | 0 | 0 | 0 | 0 | 0 | 0 | 0 | 0 | 0
F5_Commercial_Miscellaneous_New_Miscellaneous_Natural Gas_Pool Heater_E1 | F5 | Commercial | Miscellaneous | New | Miscellaneous | Natural Gas | Pool Heater | E1 | RIM BC Ratio | bar: 2021 to 2047
F5_Commercial_Miscellaneous_New_Miscellaneous_Natural Gas_Pool Heater_E2 | F5 | Commercial | Miscellaneous | New | Miscellaneous | Natural Gas | Pool Heater | E2 | RIM BC Ratio | 1.0278 | 1.0011 | 0.9727 | 0.94395 | 0.93503 | 0.93908 | 0.95126 | 0.96777 | 0.98608 | 1.0048 | 1.0242 | 1.0442 | 1.0655 | 1.0865 | 1.1063 | 1.1214 | 1.1271 | 1.1193 | 1.0951 | 1.0539 | 0.99781 | 0.92962 | 0.86885 | 0.82883 | 0.81042 | 0.8144 | 0.81839
F5_Commercial_Miscellaneous_New_Miscellaneous_Natural Gas_Pool Heater_E3 | F5 | Commercial | Miscellaneous | New | Miscellaneous | Natural Gas | Pool Heater | E3 | RIM BC Ratio | 0 | 0 | 0 | 0 | 0 | 0 | 0 | 0 | 0 | 0 | 0 | 0 | 0 | 0 | 0 | 0 | 0 | 0 | 0 | 0 | 0 | 0 | 0 | 0 | 0 | 0 | 0
F5_Commercial_Miscellaneous_New_Miscellaneous_Natural Gas_Pool Heater_E4 | F5 | Commercial | Miscellaneous | New | Miscellaneous | Natural Gas | Pool Heater | E4 | RIM BC Ratio | 0 | 0 | 0 | 0 | 0 | 0 | 0 | 0 | 0 | 0 | 0 | 0 | 0 | 0 | 0 | 0 | 0 | 0 | 0 | 0 | 0 | 0 | 0 | 0 | 0 | 0 | 0
F5_Commercial_Miscellaneous_New_Miscellaneous_Natural Gas_Pool Heater_E5 | F5 | Commercial | Miscellaneous | New | Miscellaneous | Natural Gas | Pool Heater | E5 | RIM BC Ratio | 0 | 0 | 0 | 0 | 0 | 0 | 0 | 0 | 0 | 0 | 0 | 0 | 0 | 0 | 0 | 0 | 0 | 0 | 0 | 0 | 0 | 0 | 0 | 0 | 0 | 0 | 0
F5_Commercial_Miscellaneous_New_Miscellaneous_Natural Gas_Pool Heater_E6 | F5 | Commercial | Miscellaneous | New | Miscellaneous | Natural Gas | Pool Heater | E6 | RIM BC Ratio | 0 | 0 | 0 | 0 | 0 | 0 | 0 | 0 | 0 | 0 | 0 | 0 | 0 | 0 | 0 | 0 | 0 | 0 | 0 | 0 | 0 | 0 | 0 | 0 | 0 | 0 | 0
F5_Commercial_Miscellaneous_New_Miscellaneous_Natural Gas_Pool Heater_E7 | F5 | Commercial | Miscellaneous | New | Miscellaneous | Natural Gas | Pool Heater | E7 | RIM BC Ratio | 0 | 0 | 0 | 0 | 0 | 0 | 0 | 0 | 0 | 0 | 0 | 0 | 0 | 0 | 0 | 0 | 0 | 0 | 0 | 0 | 0 | 0 | 0 | 0 | 0 | 0 | 0
F5_Commercial_Miscellaneous_New_Miscellaneous_Natural Gas_Pool Heater_E8 | F5 | Commercial | Miscellaneous | New | Miscellaneous | Natural Gas | Pool Heater | E8 | RIM BC Ratio | 0 | 0 | 0 | 0 | 0 | 0 | 0 | 0 | 0 | 0 | 0 | 0 | 0 | 0 | 0 | 0 | 0 | 0 | 0 | 0 | 0 | 0 | 0 | 0 | 0 | 0 | 0
F5_Commercial_Miscellaneous_New_Miscellaneous_Natural Gas_Pool Heater_E9 | F5 | Commercial | Miscellaneous | New | Miscellaneous | Natural Gas | Pool Heater | E9 | RIM BC Ratio | 0 | 0 | 0 | 0 | 0 | 0 | 0 | 0 | 0 | 0 | 0 | 0 | 0 | 0 | 0 | 0 | 0 | 0 | 0 | 0 | 0 | 0 | 0 | 0 | 0 | 0 | 0
F5_Commercial_Miscellaneous_New_Miscellaneous_Natural Gas_Pool Heater_E10 | F5 | Commercial | Miscellaneous | New | Miscellaneous | Natural Gas | Pool Heater | E10 | RIM BC Ratio | 0 | 0 | 0 | 0 | 0 | 0 | 0 | 0 | 0 | 0 | 0 | 0 | 0 | 0 | 0 | 0 | 0 | 0 | 0 | 0 | 0 | 0 | 0 | 0 | 0 | 0 | 0
F0_Commercial_Miscellaneous_New_Miscellaneous_Natural Gas_Miscellaneous_E0 | F0 | Commercial | Miscellaneous | New | Miscellaneous | Natural Gas | Miscellaneous | E0 | Economic Unit | Miscellaneous | Miscellaneous | Miscellaneous | Miscellaneous | Miscellaneous | Miscellaneous | Miscellaneous | Miscellaneous | Miscellaneous | Miscellaneous | Miscellaneous | Miscellaneous | Miscellaneous | Miscellaneous | Miscellaneous | Miscellaneous | Miscellaneous | Miscellaneous | Miscellaneous | Miscellaneous | Miscellaneous | Miscellaneous | Miscellaneous | Miscellaneous | Miscellaneous | Miscellaneous | Miscellaneous
F1_Commercial_Miscellaneous_New_Miscellaneous_Natural Gas_Miscellaneous_E1 | F1 | Commercial | Miscellaneous | New | Miscellaneous | Natural Gas | Miscellaneous | E1 | CCE | 0 | 0 | 0 | 0 | 0 | 0 | 0 | 0 | 0 | 0 | 0 | 0 | 0 | 0 | 0 | 0 | 0 | 0 | 0 | 0 | 0 | 0 | 0 | 0 | 0 | 0 | 0
F1_Commercial_Miscellaneous_New_Miscellaneous_Natural Gas_Miscellaneous_E2 | F1 | Commercial | Miscellaneous | New | Miscellaneous | Natural Gas | Miscellaneous | E2 | CCE | 0 | 0 | 0 | 0 | 0 | 0 | 0 | 0 | 0 | 0 | 0 | 0 | 0 | 0 | 0 | 0 | 0 | 0 | 0 | 0 | 0 | 0 | 0 | 0 | 0 | 0 | 0
F1_Commercial_Miscellaneous_New_Miscellaneous_Natural Gas_Miscellaneous_E3 | F1 | Commercial | Miscellaneous | New | Miscellaneous | Natural Gas | Miscellaneous | E3 | CCE | 0 | 0 | 0 | 0 | 0 | 0 | 0 | 0 | 0 | 0 | 0 | 0 | 0 | 0 | 0 | 0 | 0 | 0 | 0 | 0 | 0 | 0 | 0 | 0 | 0 | 0 | 0
F1_Commercial_Miscellaneous_New_Miscellaneous_Natural Gas_Miscellaneous_E4 | F1 | Commercial | Miscellaneous | New | Miscellaneous | Natural Gas | Miscellaneous | E4 | CCE | 0 | 0 | 0 | 0 | 0 | 0 | 0 | 0 | 0 | 0 | 0 | 0 | 0 | 0 | 0 | 0 | 0 | 0 | 0 | 0 | 0 | 0 | 0 | 0 | 0 | 0 | 0
F1_Commercial_Miscellaneous_New_Miscellaneous_Natural Gas_Miscellaneous_E5 | F1 | Commercial | Miscellaneous | New | Miscellaneous | Natural Gas | Miscellaneous | E5 | CCE | 0 | 0 | 0 | 0 | 0 | 0 | 0 | 0 | 0 | 0 | 0 | 0 | 0 | 0 | 0 | 0 | 0 | 0 | 0 | 0 | 0 | 0 | 0 | 0 | 0 | 0 | 0
F1_Commercial_Miscellaneous_New_Miscellaneous_Natural Gas_Miscellaneous_E6 | F1 | Commercial | Miscellaneous | New | Miscellaneous | Natural Gas | Miscellaneous | E6 | CCE | 0 | 0 | 0 | 0 | 0 | 0 | 0 | 0 | 0 | 0 | 0 | 0 | 0 | 0 | 0 | 0 | 0 | 0 | 0 | 0 | 0 | 0 | 0 | 0 | 0 | 0 | 0
F1_Commercial_Miscellaneous_New_Miscellaneous_Natural Gas_Miscellaneous_E7 | F1 | Commercial | Miscellaneous | New | Miscellaneous | Natural Gas | Miscellaneous | E7 | CCE | 0 | 0 | 0 | 0 | 0 | 0 | 0 | 0 | 0 | 0 | 0 | 0 | 0 | 0 | 0 | 0 | 0 | 0 | 0 | 0 | 0 | 0 | 0 | 0 | 0 | 0 | 0
F1_Commercial_Miscellaneous_New_Miscellaneous_Natural Gas_Miscellaneous_E8 | F1 | Commercial | Miscellaneous | New | Miscellaneous | Natural Gas | Miscellaneous | E8 | CCE | 0 | 0 | 0 | 0 | 0 | 0 | 0 | 0 | 0 | 0 | 0 | 0 | 0 | 0 | 0 | 0 | 0 | 0 | 0 | 0 | 0 | 0 | 0 | 0 | 0 | 0 | 0
F1_Commercial_Miscellaneous_New_Miscellaneous_Natural Gas_Miscellaneous_E9 | F1 | Commercial | Miscellaneous | New | Miscellaneous | Natural Gas | Miscellaneous | E9 | CCE | 0 | 0 | 0 | 0 | 0 | 0 | 0 | 0 | 0 | 0 | 0 | 0 | 0 | 0 | 0 | 0 | 0 | 0 | 0 | 0 | 0 | 0 | 0 | 0 | 0 | 0 | 0
F1_Commercial_Miscellaneous_New_Miscellaneous_Natural Gas_Miscellaneous_E10 | F1 | Commercial | Miscellaneous | New | Miscellaneous | Natural Gas | Miscellaneous | E10 | CCE | 0 | 0 | 0 | 0 | 0 | 0 | 0 | 0 | 0 | 0 | 0 | 0 | 0 | 0 | 0 | 0 | 0 | 0 | 0 | 0 | 0 | 0 | 0 | 0 | 0 | 0 | 0
F2_Commercial_Miscellaneous_New_Miscellaneous_Natural Gas_Miscellaneous_E1 | F2 | Commercial | Miscellaneous | New | Miscellaneous | Natural Gas | Miscellaneous | E1 | TRC BC Ratio | bar: 2021 to 2047
F2_Commercial_Miscellaneous_New_Miscellaneous_Natural Gas_Miscellaneous_E2 | F2 | Commercial | Miscellaneous | New | Miscellaneous | Natural Gas | Miscellaneous | E2 | TRC BC Ratio | 0 | 0 | 0 | 0 | 0 | 0 | 0 | 0 | 0 | 0 | 0 | 0 | 0 | 0 | 0 | 0 | 0 | 0 | 0 | 0 | 0 | 0 | 0 | 0 | 0 | 0 | 0
F2_Commercial_Miscellaneous_New_Miscellaneous_Natural Gas_Miscellaneous_E3 | F2 | Commercial | Miscellaneous | New | Miscellaneous | Natural Gas | Miscellaneous | E3 | TRC BC Ratio | 0 | 0 | 0 | 0 | 0 | 0 | 0 | 0 | 0 | 0 | 0 | 0 | 0 | 0 | 0 | 0 | 0 | 0 | 0 | 0 | 0 | 0 | 0 | 0 | 0 | 0 | 0
F2_Commercial_Miscellaneous_New_Miscellaneous_Natural Gas_Miscellaneous_E4 | F2 | Commercial | Miscellaneous | New | Miscellaneous | Natural Gas | Miscellaneous | E4 | TRC BC Ratio | 0 | 0 | 0 | 0 | 0 | 0 | 0 | 0 | 0 | 0 | 0 | 0 | 0 | 0 | 0 | 0 | 0 | 0 | 0 | 0 | 0 | 0 | 0 | 0 | 0 | 0 | 0
F2_Commercial_Miscellaneous_New_Miscellaneous_Natural Gas_Miscellaneous_E5 | F2 | Commercial | Miscellaneous | New | Miscellaneous | Natural Gas | Miscellaneous | E5 | TRC BC Ratio | 0 | 0 | 0 | 0 | 0 | 0 | 0 | 0 | 0 | 0 | 0 | 0 | 0 | 0 | 0 | 0 | 0 | 0 | 0 | 0 | 0 | 0 | 0 | 0 | 0 | 0 | 0
F2_Commercial_Miscellaneous_New_Miscellaneous_Natural Gas_Miscellaneous_E6 | F2 | Commercial | Miscellaneous | New | Miscellaneous | Natural Gas | Miscellaneous | E6 | TRC BC Ratio | 0 | 0 | 0 | 0 | 0 | 0 | 0 | 0 | 0 | 0 | 0 | 0 | 0 | 0 | 0 | 0 | 0 | 0 | 0 | 0 | 0 | 0 | 0 | 0 | 0 | 0 | 0
F2_Commercial_Miscellaneous_New_Miscellaneous_Natural Gas_Miscellaneous_E7 | F2 | Commercial | Miscellaneous | New | Miscellaneous | Natural Gas | Miscellaneous | E7 | TRC BC Ratio | 0 | 0 | 0 | 0 | 0 | 0 | 0 | 0 | 0 | 0 | 0 | 0 | 0 | 0 | 0 | 0 | 0 | 0 | 0 | 0 | 0 | 0 | 0 | 0 | 0 | 0 | 0
F2_Commercial_Miscellaneous_New_Miscellaneous_Natural Gas_Miscellaneous_E8 | F2 | Commercial | Miscellaneous | New | Miscellaneous | Natural Gas | Miscellaneous | E8 | TRC BC Ratio | 0 | 0 | 0 | 0 | 0 | 0 | 0 | 0 | 0 | 0 | 0 | 0 | 0 | 0 | 0 | 0 | 0 | 0 | 0 | 0 | 0 | 0 | 0 | 0 | 0 | 0 | 0
F2_Commercial_Miscellaneous_New_Miscellaneous_Natural Gas_Miscellaneous_E9 | F2 | Commercial | Miscellaneous | New | Miscellaneous | Natural Gas | Miscellaneous | E9 | TRC BC Ratio | 0 | 0 | 0 | 0 | 0 | 0 | 0 | 0 | 0 | 0 | 0 | 0 | 0 | 0 | 0 | 0 | 0 | 0 | 0 | 0 | 0 | 0 | 0 | 0 | 0 | 0 | 0
F2_Commercial_Miscellaneous_New_Miscellaneous_Natural Gas_Miscellaneous_E10 | F2 | Commercial | Miscellaneous | New | Miscellaneous | Natural Gas | Miscellaneous | E10 | TRC BC Ratio | 0 | 0 | 0 | 0 | 0 | 0 | 0 | 0 | 0 | 0 | 0 | 0 | 0 | 0 | 0 | 0 | 0 | 0 | 0 | 0 | 0 | 0 | 0 | 0 | 0 | 0 | 0
F3_Commercial_Miscellaneous_New_Miscellaneous_Natural Gas_Miscellaneous_E1 | F3 | Commercial | Miscellaneous | New | Miscellaneous | Natural Gas | Miscellaneous | E1 | PACT BC Ratio | bar: 2021 to 2047
F3_Commercial_Miscellaneous_New_Miscellaneous_Natural Gas_Miscellaneous_E2 | F3 | Commercial | Miscellaneous | New | Miscellaneous | Natural Gas | Miscellaneous | E2 | PACT BC Ratio | 0 | 0 | 0 | 0 | 0 | 0 | 0 | 0 | 0 | 0 | 0 | 0 | 0 | 0 | 0 | 0 | 0 | 0 | 0 | 0 | 0 | 0 | 0 | 0 | 0 | 0 | 0
F3_Commercial_Miscellaneous_New_Miscellaneous_Natural Gas_Miscellaneous_E3 | F3 | Commercial | Miscellaneous | New | Miscellaneous | Natural Gas | Miscellaneous | E3 | PACT BC Ratio | 0 | 0 | 0 | 0 | 0 | 0 | 0 | 0 | 0 | 0 | 0 | 0 | 0 | 0 | 0 | 0 | 0 | 0 | 0 | 0 | 0 | 0 | 0 | 0 | 0 | 0 | 0
F3_Commercial_Miscellaneous_New_Miscellaneous_Natural Gas_Miscellaneous_E4 | F3 | Commercial | Miscellaneous | New | Miscellaneous | Natural Gas | Miscellaneous | E4 | PACT BC Ratio | 0 | 0 | 0 | 0 | 0 | 0 | 0 | 0 | 0 | 0 | 0 | 0 | 0 | 0 | 0 | 0 | 0 | 0 | 0 | 0 | 0 | 0 | 0 | 0 | 0 | 0 | 0
F3_Commercial_Miscellaneous_New_Miscellaneous_Natural Gas_Miscellaneous_E5 | F3 | Commercial | Miscellaneous | New | Miscellaneous | Natural Gas | Miscellaneous | E5 | PACT BC Ratio | 0 | 0 | 0 | 0 | 0 | 0 | 0 | 0 | 0 | 0 | 0 | 0 | 0 | 0 | 0 | 0 | 0 | 0 | 0 | 0 | 0 | 0 | 0 | 0 | 0 | 0 | 0
F3_Commercial_Miscellaneous_New_Miscellaneous_Natural Gas_Miscellaneous_E6 | F3 | Commercial | Miscellaneous | New | Miscellaneous | Natural Gas | Miscellaneous | E6 | PACT BC Ratio | 0 | 0 | 0 | 0 | 0 | 0 | 0 | 0 | 0 | 0 | 0 | 0 | 0 | 0 | 0 | 0 | 0 | 0 | 0 | 0 | 0 | 0 | 0 | 0 | 0 | 0 | 0
F3_Commercial_Miscellaneous_New_Miscellaneous_Natural Gas_Miscellaneous_E7 | F3 | Commercial | Miscellaneous | New | Miscellaneous | Natural Gas | Miscellaneous | E7 | PACT BC Ratio | 0 | 0 | 0 | 0 | 0 | 0 | 0 | 0 | 0 | 0 | 0 | 0 | 0 | 0 | 0 | 0 | 0 | 0 | 0 | 0 | 0 | 0 | 0 | 0 | 0 | 0 | 0
F3_Commercial_Miscellaneous_New_Miscellaneous_Natural Gas_Miscellaneous_E8 | F3 | Commercial | Miscellaneous | New | Miscellaneous | Natural Gas | Miscellaneous | E8 | PACT BC Ratio | 0 | 0 | 0 | 0 | 0 | 0 | 0 | 0 | 0 | 0 | 0 | 0 | 0 | 0 | 0 | 0 | 0 | 0 | 0 | 0 | 0 | 0 | 0 | 0 | 0 | 0 | 0
F3_Commercial_Miscellaneous_New_Miscellaneous_Natural Gas_Miscellaneous_E9 | F3 | Commercial | Miscellaneous | New | Miscellaneous | Natural Gas | Miscellaneous | E9 | PACT BC Ratio | 0 | 0 | 0 | 0 | 0 | 0 | 0 | 0 | 0 | 0 | 0 | 0 | 0 | 0 | 0 | 0 | 0 | 0 | 0 | 0 | 0 | 0 | 0 | 0 | 0 | 0 | 0
F3_Commercial_Miscellaneous_New_Miscellaneous_Natural Gas_Miscellaneous_E10 | F3 | Commercial | Miscellaneous | New | Miscellaneous | Natural Gas | Miscellaneous | E10 | PACT BC Ratio | 0 | 0 | 0 | 0 | 0 | 0 | 0 | 0 | 0 | 0 | 0 | 0 | 0 | 0 | 0 | 0 | 0 | 0 | 0 | 0 | 0 | 0 | 0 | 0 | 0 | 0 | 0
F4_Commercial_Miscellaneous_New_Miscellaneous_Natural Gas_Miscellaneous_E1 | F4 | Commercial | Miscellaneous | New | Miscellaneous | Natural Gas | Miscellaneous | E1 | RVT BC Ratio | bar: 2021 to 2047
F4_Commercial_Miscellaneous_New_Miscellaneous_Natural Gas_Miscellaneous_E2 | F4 | Commercial | Miscellaneous | New | Miscellaneous | Natural Gas | Miscellaneous | E2 | RVT BC Ratio | 0 | 0 | 0 | 0 | 0 | 0 | 0 | 0 | 0 | 0 | 0 | 0 | 0 | 0 | 0 | 0 | 0 | 0 | 0 | 0 | 0 | 0 | 0 | 0 | 0 | 0 | 0
F4_Commercial_Miscellaneous_New_Miscellaneous_Natural Gas_Miscellaneous_E3 | F4 | Commercial | Miscellaneous | New | Miscellaneous | Natural Gas | Miscellaneous | E3 | RVT BC Ratio | 0 | 0 | 0 | 0 | 0 | 0 | 0 | 0 | 0 | 0 | 0 | 0 | 0 | 0 | 0 | 0 | 0 | 0 | 0 | 0 | 0 | 0 | 0 | 0 | 0 | 0 | 0
F4_Commercial_Miscellaneous_New_Miscellaneous_Natural Gas_Miscellaneous_E4 | F4 | Commercial | Miscellaneous | New | Miscellaneous | Natural Gas | Miscellaneous | E4 | RVT BC Ratio | 0 | 0 | 0 | 0 | 0 | 0 | 0 | 0 | 0 | 0 | 0 | 0 | 0 | 0 | 0 | 0 | 0 | 0 | 0 | 0 | 0 | 0 | 0 | 0 | 0 | 0 | 0
F4_Commercial_Miscellaneous_New_Miscellaneous_Natural Gas_Miscellaneous_E5 | F4 | Commercial | Miscellaneous | New | Miscellaneous | Natural Gas | Miscellaneous | E5 | RVT BC Ratio | 0 | 0 | 0 | 0 | 0 | 0 | 0 | 0 | 0 | 0 | 0 | 0 | 0 | 0 | 0 | 0 | 0 | 0 | 0 | 0 | 0 | 0 | 0 | 0 | 0 | 0 | 0
F4_Commercial_Miscellaneous_New_Miscellaneous_Natural Gas_Miscellaneous_E6 | F4 | Commercial | Miscellaneous | New | Miscellaneous | Natural Gas | Miscellaneous | E6 | RVT BC Ratio | 0 | 0 | 0 | 0 | 0 | 0 | 0 | 0 | 0 | 0 | 0 | 0 | 0 | 0 | 0 | 0 | 0 | 0 | 0 | 0 | 0 | 0 | 0 | 0 | 0 | 0 | 0
F4_Commercial_Miscellaneous_New_Miscellaneous_Natural Gas_Miscellaneous_E7 | F4 | Commercial | Miscellaneous | New | Miscellaneous | Natural Gas | Miscellaneous | E7 | RVT BC Ratio | 0 | 0 | 0 | 0 | 0 | 0 | 0 | 0 | 0 | 0 | 0 | 0 | 0 | 0 | 0 | 0 | 0 | 0 | 0 | 0 | 0 | 0 | 0 | 0 | 0 | 0 | 0
F4_Commercial_Miscellaneous_New_Miscellaneous_Natural Gas_Miscellaneous_E8 | F4 | Commercial | Miscellaneous | New | Miscellaneous | Natural Gas | Miscellaneous | E8 | RVT BC Ratio | 0 | 0 | 0 | 0 | 0 | 0 | 0 | 0 | 0 | 0 | 0 | 0 | 0 | 0 | 0 | 0 | 0 | 0 | 0 | 0 | 0 | 0 | 0 | 0 | 0 | 0 | 0
F4_Commercial_Miscellaneous_New_Miscellaneous_Natural Gas_Miscellaneous_E9 | F4 | Commercial | Miscellaneous | New | Miscellaneous | Natural Gas | Miscellaneous | E9 | RVT BC Ratio | 0 | 0 | 0 | 0 | 0 | 0 | 0 | 0 | 0 | 0 | 0 | 0 | 0 | 0 | 0 | 0 | 0 | 0 | 0 | 0 | 0 | 0 | 0 | 0 | 0 | 0 | 0
F4_Commercial_Miscellaneous_New_Miscellaneous_Natural Gas_Miscellaneous_E10 | F4 | Commercial | Miscellaneous | New | Miscellaneous | Natural Gas | Miscellaneous | E10 | RVT BC Ratio | 0 | 0 | 0 | 0 | 0 | 0 | 0 | 0 | 0 | 0 | 0 | 0 | 0 | 0 | 0 | 0 | 0 | 0 | 0 | 0 | 0 | 0 | 0 | 0 | 0 | 0 | 0
F5_Commercial_Miscellaneous_New_Miscellaneous_Natural Gas_Miscellaneous_E1 | F5 | Commercial | Miscellaneous | New | Miscellaneous | Natural Gas | Miscellaneous | E1 | RIM BC Ratio | bar: 2021 to 2047
F5_Commercial_Miscellaneous_New_Miscellaneous_Natural Gas_Miscellaneous_E2 | F5 | Commercial | Miscellaneous | New | Miscellaneous | Natural Gas | Miscellaneous | E2 | RIM BC Ratio | 0 | 0 | 0 | 0 | 0 | 0 | 0 | 0 | 0 | 0 | 0 | 0 | 0 | 0 | 0 | 0 | 0 | 0 | 0 | 0 | 0 | 0 | 0 | 0 | 0 | 0 | 0
F5_Commercial_Miscellaneous_New_Miscellaneous_Natural Gas_Miscellaneous_E3 | F5 | Commercial | Miscellaneous | New | Miscellaneous | Natural Gas | Miscellaneous | E3 | RIM BC Ratio | 0 | 0 | 0 | 0 | 0 | 0 | 0 | 0 | 0 | 0 | 0 | 0 | 0 | 0 | 0 | 0 | 0 | 0 | 0 | 0 | 0 | 0 | 0 | 0 | 0 | 0 | 0
F5_Commercial_Miscellaneous_New_Miscellaneous_Natural Gas_Miscellaneous_E4 | F5 | Commercial | Miscellaneous | New | Miscellaneous | Natural Gas | Miscellaneous | E4 | RIM BC Ratio | 0 | 0 | 0 | 0 | 0 | 0 | 0 | 0 | 0 | 0 | 0 | 0 | 0 | 0 | 0 | 0 | 0 | 0 | 0 | 0 | 0 | 0 | 0 | 0 | 0 | 0 | 0
F5_Commercial_Miscellaneous_New_Miscellaneous_Natural Gas_Miscellaneous_E5 | F5 | Commercial | Miscellaneous | New | Miscellaneous | Natural Gas | Miscellaneous | E5 | RIM BC Ratio | 0 | 0 | 0 | 0 | 0 | 0 | 0 | 0 | 0 | 0 | 0 | 0 | 0 | 0 | 0 | 0 | 0 | 0 | 0 | 0 | 0 | 0 | 0 | 0 | 0 | 0 | 0
F5_Commercial_Miscellaneous_New_Miscellaneous_Natural Gas_Miscellaneous_E6 | F5 | Commercial | Miscellaneous | New | Miscellaneous | Natural Gas | Miscellaneous | E6 | RIM BC Ratio | 0 | 0 | 0 | 0 | 0 | 0 | 0 | 0 | 0 | 0 | 0 | 0 | 0 | 0 | 0 | 0 | 0 | 0 | 0 | 0 | 0 | 0 | 0 | 0 | 0 | 0 | 0
F5_Commercial_Miscellaneous_New_Miscellaneous_Natural Gas_Miscellaneous_E7 | F5 | Commercial | Miscellaneous | New | Miscellaneous | Natural Gas | Miscellaneous | E7 | RIM BC Ratio | 0 | 0 | 0 | 0 | 0 | 0 | 0 | 0 | 0 | 0 | 0 | 0 | 0 | 0 | 0 | 0 | 0 | 0 | 0 | 0 | 0 | 0 | 0 | 0 | 0 | 0 | 0
F5_Commercial_Miscellaneous_New_Miscellaneous_Natural Gas_Miscellaneous_E8 | F5 | Commercial | Miscellaneous | New | Miscellaneous | Natural Gas | Miscellaneous | E8 | RIM BC Ratio | 0 | 0 | 0 | 0 | 0 | 0 | 0 | 0 | 0 | 0 | 0 | 0 | 0 | 0 | 0 | 0 | 0 | 0 | 0 | 0 | 0 | 0 | 0 | 0 | 0 | 0 | 0
F5_Commercial_Miscellaneous_New_Miscellaneous_Natural Gas_Miscellaneous_E9 | F5 | Commercial | Miscellaneous | New | Miscellaneous | Natural Gas | Miscellaneous | E9 | RIM BC Ratio | 0 | 0 | 0 | 0 | 0 | 0 | 0 | 0 | 0 | 0 | 0 | 0 | 0 | 0 | 0 | 0 | 0 | 0 | 0 | 0 | 0 | 0 | 0 | 0 | 0 | 0 | 0
F5_Commercial_Miscellaneous_New_Miscellaneous_Natural Gas_Miscellaneous_E10 | F5 | Commercial | Miscellaneous | New | Miscellaneous | Natural Gas | Miscellaneous | E10 | RIM BC Ratio | 0 | 0 | 0 | 0 | 0 | 0 | 0 | 0 | 0 | 0 | 0 | 0 | 0 | 0 | 0 | 0 | 0 | 0 | 0 | 0 | 0 | 0 | 0 | 0 | 0 | 0 | 0

## System Costs (hidden)
Key | Field | Sector | Segment | Vintage | System | System Label | Label | 2013 | 2014 | 2015 | 2016 | 2017 | 2018 | 2019 | 2020 | 2021 | 2022 | 2023 | 2024 | 2025 | 2026 | 2027 | 2028 | 2029 | 2030 | 2031 | 2032 | 2033 | 2034 | 2035

## System Stock (hidden)
Key | Sector | Segment | Vintage | System | Label | Case | 2013 | 2014 | 2015 | 2016 | 2017 | 2018 | 2019 | 2020 | 2021 | 2022 | 2023 | 2024 | 2025 | 2026 | 2027 | 2028 | 2029 | 2030 | 2031 | 2032 | 2033 | 2034 | 2035

## Equipment Results
Key | Field | Sector | Segment | Vintage | End Use | Fuel | Technology | Case | Label | 2021 | 2022 | 2023 | 2024 | 2025 | 2026 | 2027 | 2028 | 2029 | 2030 | 2031 | 2032 | 2033 | 2034 | 2035 | 2036 | 2037 | 2038 | 2039 | 2040 | 2041 | 2042 | 2043 | 2044 | 2045 | 2046 | 2047
F1_Commercial_Office_Existing_Space Heating_Natural Gas_Furnace_Baseline Forecast | F1 | Commercial | Office | Existing | Space Heating | Natural Gas | Furnace | Baseline Forecast | Units | 3587201.8016 | 3521979.9507 | 3457943.9516 | 3395072.2434 | 3333343.6571 | 3272737.4088 | 3213233.0923 | 3154810.6724 | 3097450.4784 | 3041133.197 | 2985839.8661 | 2931551.8685 | 2878250.9255 | 2825919.0905 | 2774538.7434 | 2724092.5844 | 2674563.6283 | 2625935.1987 | 2578190.9224 | 2531314.7238 | 2485290.8197 | 2440103.7139 | 2395738.1918 | 2352179.3156 | 2309412.419 | 2267423.1023 | 2226197.2277
F2_Commercial_Office_Existing_Space Heating_Natural Gas_Furnace_Baseline Forecast | F2 | Commercial | Office | Existing | Space Heating | Natural Gas | Furnace | Baseline Forecast | Usage (MMtherm) | 1.2495 | 1.319 | 1.2891 | 1.2627 | 1.2365 | 1.2105 | 1.1848 | 1.1592 | 1.1339 | 1.1087 | 1.0838 | 1.0593 | 1.035 | 1.0111 | 0.98763 | 0.96452 | 0.94183 | 0.91957 | 0.89776 | 0.87672 | 0.85641 | 0.83688 | 0.81808 | 0.79995 | 0.78246 | 0.76556 | 0.74922
F3_Commercial_Office_Existing_Space Heating_Natural Gas_Furnace_Baseline Forecast | F3 | Commercial | Office | Existing | Space Heating | Natural Gas | Furnace | Baseline Forecast | Summer Peak Demand (MW) | 0 | 0 | 0 | 0 | 0 | 0 | 0 | 0 | 0 | 0 | 0 | 0 | 0 | 0 | 0 | 0 | 0 | 0 | 0 | 0 | 0 | 0 | 0 | 0 | 0 | 0 | 0
F4_Commercial_Office_Existing_Space Heating_Natural Gas_Furnace_Baseline Forecast | F4 | Commercial | Office | Existing | Space Heating | Natural Gas | Furnace | Baseline Forecast | Winter Peak Demand (MW) | 0 | 0 | 0 | 0 | 0 | 0 | 0 | 0 | 0 | 0 | 0 | 0 | 0 | 0 | 0 | 0 | 0 | 0 | 0 | 0 | 0 | 0 | 0 | 0 | 0 | 0 | 0
F5_Commercial_Office_Existing_Space Heating_Natural Gas_Furnace_Baseline Forecast | F5 | Commercial | Office | Existing | Space Heating | Natural Gas | Furnace | Baseline Forecast | Turnover | 0 | 39841.4022 | 44800.6816 | 49990.6589 | 55361.5548 | 60869.049 | 66473.7487 | 72140.7079 | 77838.9922 | 83541.2845 | 88472.9398 | 92710.4679 | 96323.1312 | 99373.6249 | 101918.694 | 104009.6922 | 105693.0885 | 107010.9262 | 108001.2389 | 100083.5186 | 93181.9177 | 87213.9739 | 82102.1998 | 77773.919 | 74161.0872 | 71200.1046 | 68831.6206
F6_Commercial_Office_Existing_Space Heating_Natural Gas_Furnace_Baseline Forecast | F6 | Commercial | Office | Existing | Space Heating | Natural Gas | Furnace | Baseline Forecast | Avg. Replacement Usage (kWh) | 0.33961 | 0.36535 | 0.36394 | 0.3235 | 0.3235 | 0.3235 | 0.3235 | 0.3235 | 0.3235 | 0.3235 | 0.3235 | 0.3235 | 0.3235 | 0.3235 | 0.3235 | 0.3235 | 0.3235 | 0.3235 | 0.3235 | 0.3235 | 0.3235 | 0.3235 | 0.3235 | 0.3235 | 0.3235 | 0.3235 | 0.3235
F7_Commercial_Office_Existing_Space Heating_Natural Gas_Furnace_Baseline Forecast | F7 | Commercial | Office | Existing | Space Heating | Natural Gas | Furnace | Baseline Forecast | Avg. Replacement Summer Demand (kW) | 0 | 0 | 0 | 0 | 0 | 0 | 0 | 0 | 0 | 0 | 0 | 0 | 0 | 0 | 0 | 0 | 0 | 0 | 0 | 0 | 0 | 0 | 0 | 0 | 0 | 0 | 0
F8_Commercial_Office_Existing_Space Heating_Natural Gas_Furnace_Baseline Forecast | F8 | Commercial | Office | Existing | Space Heating | Natural Gas | Furnace | Baseline Forecast | Avg. Replacement Winter Demand (kW) | 0 | 0 | 0 | 0 | 0 | 0 | 0 | 0 | 0 | 0 | 0 | 0 | 0 | 0 | 0 | 0 | 0 | 0 | 0 | 0 | 0 | 0 | 0 | 0 | 0 | 0 | 0
F1_Commercial_Office_Existing_Space Heating_Natural Gas_Boiler_Baseline Forecast | F1 | Commercial | Office | Existing | Space Heating | Natural Gas | Boiler | Baseline Forecast | Units | 3888725.6353 | 3818021.5329 | 3748602.9596 | 3680446.5421 | 3613529.3322 | 3547828.7989 | 3483322.8208 | 3419989.6786 | 3357808.0481 | 3296756.9926 | 3236815.9564 | 3177964.7572 | 3120183.5798 | 3063452.9693 | 3007753.8244 | 2953067.3912 | 2899375.2568 | 2846659.343 | 2794901.9004 | 2744085.5023 | 2694193.0386 | 2645207.7106 | 2597113.025 | 2549892.7881 | 2503531.1011 | 2458012.3538 | 2413321.2201
F2_Commercial_Office_Existing_Space Heating_Natural Gas_Boiler_Baseline Forecast | F2 | Commercial | Office | Existing | Space Heating | Natural Gas | Boiler | Baseline Forecast | Usage (MMtherm) | 2.8811 | 3.0338 | 2.958 | 2.8954 | 2.8343 | 2.7747 | 2.7165 | 2.6598 | 2.6044 | 2.5504 | 2.4977 | 2.4464 | 2.3963 | 2.3476 | 2.3 | 2.2537 | 2.2086 | 2.1646 | 2.1217 | 2.08 | 2.0393 | 1.9996 | 1.961 | 1.9233 | 1.8865 | 1.8506 | 1.8155
F3_Commercial_Office_Existing_Space Heating_Natural Gas_Boiler_Baseline Forecast | F3 | Commercial | Office | Existing | Space Heating | Natural Gas | Boiler | Baseline Forecast | Summer Peak Demand (MW) | 0 | 0 | 0 | 0 | 0 | 0 | 0 | 0 | 0 | 0 | 0 | 0 | 0 | 0 | 0 | 0 | 0 | 0 | 0 | 0 | 0 | 0 | 0 | 0 | 0 | 0 | 0
F4_Commercial_Office_Existing_Space Heating_Natural Gas_Boiler_Baseline Forecast | F4 | Commercial | Office | Existing | Space Heating | Natural Gas | Boiler | Baseline Forecast | Winter Peak Demand (MW) | 0 | 0 | 0 | 0 | 0 | 0 | 0 | 0 | 0 | 0 | 0 | 0 | 0 | 0 | 0 | 0 | 0 | 0 | 0 | 0 | 0 | 0 | 0 | 0 | 0 | 0 | 0
F5_Commercial_Office_Existing_Space Heating_Natural Gas_Boiler_Baseline Forecast | F5 | Commercial | Office | Existing | Space Heating | Natural Gas | Boiler | Baseline Forecast | Turnover | 0 | 115697.6222 | 114626.7021 | 113464.3049 | 112224.0139 | 110917.8848 | 109556.611 | 108149.6711 | 106705.4608 | 105231.4105 | 103734.0896 | 102219.301 | 100692.1638 | 99157.1883 | 97618.3422 | 96079.1102 | 94542.5468 | 93011.3235 | 91487.7711 | 89973.9171 | 88471.5192 | 86982.0956 | 84791.4931 | 82770.0204 | 80893.8496 | 79142.5531 | 77498.6431
F6_Commercial_Office_Existing_Space Heating_Natural Gas_Boiler_Baseline Forecast | F6 | Commercial | Office | Existing | Space Heating | Natural Gas | Boiler | Baseline Forecast | Avg. Replacement Usage (kWh) | 0.6964 | 0.74919 | 0.74629 | 0.74629 | 0.74629 | 0.74629 | 0.74629 | 0.74629 | 0.74629 | 0.74629 | 0.74629 | 0.74629 | 0.74629 | 0.74629 | 0.74629 | 0.74629 | 0.74629 | 0.74629 | 0.74629 | 0.74629 | 0.74629 | 0.74629 | 0.74629 | 0.74629 | 0.74629 | 0.74629 | 0.74629
F7_Commercial_Office_Existing_Space Heating_Natural Gas_Boiler_Baseline Forecast | F7 | Commercial | Office | Existing | Space Heating | Natural Gas | Boiler | Baseline Forecast | Avg. Replacement Summer Demand (kW) | 0 | 0 | 0 | 0 | 0 | 0 | 0 | 0 | 0 | 0 | 0 | 0 | 0 | 0 | 0 | 0 | 0 | 0 | 0 | 0 | 0 | 0 | 0 | 0 | 0 | 0 | 0
F8_Commercial_Office_Existing_Space Heating_Natural Gas_Boiler_Baseline Forecast | F8 | Commercial | Office | Existing | Space Heating | Natural Gas | Boiler | Baseline Forecast | Avg. Replacement Winter Demand (kW) | 0 | 0 | 0 | 0 | 0 | 0 | 0 | 0 | 0 | 0 | 0 | 0 | 0 | 0 | 0 | 0 | 0 | 0 | 0 | 0 | 0 | 0 | 0 | 0 | 0 | 0 | 0
F1_Commercial_Office_Existing_Space Heating_Natural Gas_Unit Heater_Baseline Forecast | F1 | Commercial | Office | Existing | Space Heating | Natural Gas | Unit Heater | Baseline Forecast | Units | 173475.7094 | 170321.6056 | 167224.8491 | 164184.3973 | 161199.2265 | 158268.3314 | 155390.7254 | 152565.4395 | 149791.5224 | 147068.0402 | 144394.0758 | 141768.729 | 139191.1157 | 136660.3682 | 134175.6342 | 131736.0772 | 129340.8758 | 126989.2235 | 124680.3285 | 122413.4135 | 120187.7151 | 118002.4839 | 115856.9842 | 113750.4935 | 111682.3028 | 109651.7154 | 107658.0479
F2_Commercial_Office_Existing_Space Heating_Natural Gas_Unit Heater_Baseline Forecast | F2 | Commercial | Office | Existing | Space Heating | Natural Gas | Unit Heater | Baseline Forecast | Usage (MMtherm) | 0.030212 | 0.031912 | 0.03121 | 0.030642 | 0.030085 | 0.029538 | 0.029001 | 0.028474 | 0.027956 | 0.027448 | 0.026949 | 0.026459 | 0.025978 | 0.025505 | 0.025042 | 0.024586 | 0.024139 | 0.023701 | 0.02327 | 0.022847 | 0.022431 | 0.022023 | 0.021623 | 0.02123 | 0.020844 | 0.020465 | 0.020093
F3_Commercial_Office_Existing_Space Heating_Natural Gas_Unit Heater_Baseline Forecast | F3 | Commercial | Office | Existing | Space Heating | Natural Gas | Unit Heater | Baseline Forecast | Summer Peak Demand (MW) | 0 | 0 | 0 | 0 | 0 | 0 | 0 | 0 | 0 | 0 | 0 | 0 | 0 | 0 | 0 | 0 | 0 | 0 | 0 | 0 | 0 | 0 | 0 | 0 | 0 | 0 | 0
F4_Commercial_Office_Existing_Space Heating_Natural Gas_Unit Heater_Baseline Forecast | F4 | Commercial | Office | Existing | Space Heating | Natural Gas | Unit Heater | Baseline Forecast | Winter Peak Demand (MW) | 0 | 0 | 0 | 0 | 0 | 0 | 0 | 0 | 0 | 0 | 0 | 0 | 0 | 0 | 0 | 0 | 0 | 0 | 0 | 0 | 0 | 0 | 0 | 0 | 0 | 0 | 0
F5_Commercial_Office_Existing_Space Heating_Natural Gas_Unit Heater_Baseline Forecast | F5 | Commercial | Office | Existing | Space Heating | Natural Gas | Unit Heater | Baseline Forecast | Turnover | 0 | 143.3684 | 409.4885 | 780.1009 | 1239.0467 | 1772.0385 | 2366.4559 | 3011.1631 | 3696.3469 | 4413.3705 | 5033.1013 | 5566.3604 | 6022.7998 | 6411.0279 | 6738.7219 | 7012.7276 | 7239.1491 | 6471.1069 | 5803.6193 | 5232.9656 | 4754.7293 | 4364.0001 | 4055.5401 | 3823.9189 | 3663.6247 | 3569.1523 | 3526.8355
F6_Commercial_Office_Existing_Space Heating_Natural Gas_Unit Heater_Baseline Forecast | F6 | Commercial | Office | Existing | Space Heating | Natural Gas | Unit Heater | Baseline Forecast | Avg. Replacement Usage (kWh) | 0.17416 | 0.18736 | 0.18663 | 0.18663 | 0.18663 | 0.18663 | 0.18663 | 0.18663 | 0.18663 | 0.18663 | 0.18663 | 0.18663 | 0.18663 | 0.18663 | 0.18663 | 0.18663 | 0.18663 | 0.18663 | 0.18663 | 0.18663 | 0.18663 | 0.18663 | 0.18663 | 0.18663 | 0.18663 | 0.18663 | 0.18663
F7_Commercial_Office_Existing_Space Heating_Natural Gas_Unit Heater_Baseline Forecast | F7 | Commercial | Office | Existing | Space Heating | Natural Gas | Unit Heater | Baseline Forecast | Avg. Replacement Summer Demand (kW) | 0 | 0 | 0 | 0 | 0 | 0 | 0 | 0 | 0 | 0 | 0 | 0 | 0 | 0 | 0 | 0 | 0 | 0 | 0 | 0 | 0 | 0 | 0 | 0 | 0 | 0 | 0
F8_Commercial_Office_Existing_Space Heating_Natural Gas_Unit Heater_Baseline Forecast | F8 | Commercial | Office | Existing | Space Heating | Natural Gas | Unit Heater | Baseline Forecast | Avg. Replacement Winter Demand (kW) | 0 | 0 | 0 | 0 | 0 | 0 | 0 | 0 | 0 | 0 | 0 | 0 | 0 | 0 | 0 | 0 | 0 | 0 | 0 | 0 | 0 | 0 | 0 | 0 | 0 | 0 | 0
F1_Commercial_Office_Existing_Water Heating_Natural Gas_Water Heater_Baseline Forecast | F1 | Commercial | Office | Existing | Water Heating | Natural Gas | Water Heater | Baseline Forecast | Units | 5891775.3756 | 5784652.1869 | 5679476.6926 | 5576213.48 | 5474827.7804 | 5375285.4571 | 5277552.9943 | 5181597.4853 | 5087386.6219 | 4994888.6833 | 4904072.5254 | 4814907.5704 | 4727363.7964 | 4641411.7274 | 4557022.4233 | 4474167.4701 | 4392818.9707 | 4312949.5348 | 4234532.2706 | 4157540.7747 | 4081949.1243 | 4007731.8675 | 3934864.0153 | 3863321.0332 | 3793078.8326 | 3724113.763 | 3656402.6036
F2_Commercial_Office_Existing_Water Heating_Natural Gas_Water Heater_Baseline Forecast | F2 | Commercial | Office | Existing | Water Heating | Natural Gas | Water Heater | Baseline Forecast | Usage (MMtherm) | 1.0772 | 1.0372 | 1.0006 | 0.96703 | 0.93618 | 0.90781 | 0.88171 | 0.8577 | 0.83562 | 0.81533 | 0.7965 | 0.77888 | 0.76225 | 0.74645 | 0.73135 | 0.71686 | 0.70288 | 0.68937 | 0.67625 | 0.6635 | 0.65108 | 0.63896 | 0.62712 | 0.61555 | 0.60422 | 0.59313 | 0.58226
F3_Commercial_Office_Existing_Water Heating_Natural Gas_Water Heater_Baseline Forecast | F3 | Commercial | Office | Existing | Water Heating | Natural Gas | Water Heater | Baseline Forecast | Summer Peak Demand (MW) | 0 | 0 | 0 | 0 | 0 | 0 | 0 | 0 | 0 | 0 | 0 | 0 | 0 | 0 | 0 | 0 | 0 | 0 | 0 | 0 | 0 | 0 | 0 | 0 | 0 | 0 | 0
F4_Commercial_Office_Existing_Water Heating_Natural Gas_Water Heater_Baseline Forecast | F4 | Commercial | Office | Existing | Water Heating | Natural Gas | Water Heater | Baseline Forecast | Winter Peak Demand (MW) | 0 | 0 | 0 | 0 | 0 | 0 | 0 | 0 | 0 | 0 | 0 | 0 | 0 | 0 | 0 | 0 | 0 | 0 | 0 | 0 | 0 | 0 | 0 | 0 | 0 | 0 | 0
F5_Commercial_Office_Existing_Water Heating_Natural Gas_Water Heater_Baseline Forecast | F5 | Commercial | Office | Existing | Water Heating | Natural Gas | Water Heater | Baseline Forecast | Turnover | 0 | 539900.8708 | 499793.949 | 466914.9421 | 439738.1673 | 417064.8151 | 397952.828 | 381661.8241 | 367609.8362 | 355339.3326 | 370645.5811 | 375867.6297 | 374394.5239 | 368629.5186 | 360256.9973 | 459908.6781 | 419808.2813 | 387246.3166 | 360624.8098 | 343122.9832 | 330900.0217 | 321551.1859 | 313624.5357 | 306288.3178 | 322968.5873 | 327282.7618 | 323812.0828
F6_Commercial_Office_Existing_Water Heating_Natural Gas_Water Heater_Baseline Forecast | F6 | Commercial | Office | Existing | Water Heating | Natural Gas | Water Heater | Baseline Forecast | Avg. Replacement Usage (kWh) | 0.15915 | 0.15915 | 0.15915 | 0.15915 | 0.15915 | 0.15915 | 0.15915 | 0.15915 | 0.15915 | 0.15915 | 0.15915 | 0.15915 | 0.15915 | 0.15915 | 0.15915 | 0.15915 | 0.15915 | 0.15915 | 0.15915 | 0.15915 | 0.15915 | 0.15915 | 0.15915 | 0.15915 | 0.15915 | 0.15915 | 0.15915
F7_Commercial_Office_Existing_Water Heating_Natural Gas_Water Heater_Baseline Forecast | F7 | Commercial | Office | Existing | Water Heating | Natural Gas | Water Heater | Baseline Forecast | Avg. Replacement Summer Demand (kW) | 0 | 0 | 0 | 0 | 0 | 0 | 0 | 0 | 0 | 0 | 0 | 0 | 0 | 0 | 0 | 0 | 0 | 0 | 0 | 0 | 0 | 0 | 0 | 0 | 0 | 0 | 0
F8_Commercial_Office_Existing_Water Heating_Natural Gas_Water Heater_Baseline Forecast | F8 | Commercial | Office | Existing | Water Heating | Natural Gas | Water Heater | Baseline Forecast | Avg. Replacement Winter Demand (kW) | 0 | 0 | 0 | 0 | 0 | 0 | 0 | 0 | 0 | 0 | 0 | 0 | 0 | 0 | 0 | 0 | 0 | 0 | 0 | 0 | 0 | 0 | 0 | 0 | 0 | 0 | 0
F1_Commercial_Office_Existing_Food Preparation_Natural Gas_Oven_Baseline Forecast | F1 | Commercial | Office | Existing | Food Preparation | Natural Gas | Oven | Baseline Forecast | Units | 79764.9506 | 78314.6788 | 76890.7755 | 75492.7614 | 74120.1657 | 72772.5264 | 71449.3895 | 70150.3097 | 68874.8495 | 67622.5795 | 66393.0781 | 65185.9312 | 64000.7325 | 62837.0828 | 61694.5904 | 60572.8706 | 59471.5456 | 58390.2448 | 57328.604 | 56286.2657 | 55262.8791 | 54258.0995 | 53271.5886 | 52303.0142 | 51352.0503 | 50418.3767 | 49501.6789
F2_Commercial_Office_Existing_Food Preparation_Natural Gas_Oven_Baseline Forecast | F2 | Commercial | Office | Existing | Food Preparation | Natural Gas | Oven | Baseline Forecast | Usage (MMtherm) | 0.0026478 | 0.0025997 | 0.0025524 | 0.002506 | 0.0024605 | 0.0024157 | 0.0023718 | 0.0023287 | 0.0022863 | 0.0022448 | 0.002204 | 0.0021639 | 0.0021245 | 0.0020859 | 0.002048 | 0.0020108 | 0.0019742 | 0.0019383 | 0.0019031 | 0.0018685 | 0.0018345 | 0.0018011 | 0.0017684 | 0.0017362 | 0.0017047 | 0.0016737 | 0.0016432
F3_Commercial_Office_Existing_Food Preparation_Natural Gas_Oven_Baseline Forecast | F3 | Commercial | Office | Existing | Food Preparation | Natural Gas | Oven | Baseline Forecast | Summer Peak Demand (MW) | 0 | 0 | 0 | 0 | 0 | 0 | 0 | 0 | 0 | 0 | 0 | 0 | 0 | 0 | 0 | 0 | 0 | 0 | 0 | 0 | 0 | 0 | 0 | 0 | 0 | 0 | 0
F4_Commercial_Office_Existing_Food Preparation_Natural Gas_Oven_Baseline Forecast | F4 | Commercial | Office | Existing | Food Preparation | Natural Gas | Oven | Baseline Forecast | Winter Peak Demand (MW) | 0 | 0 | 0 | 0 | 0 | 0 | 0 | 0 | 0 | 0 | 0 | 0 | 0 | 0 | 0 | 0 | 0 | 0 | 0 | 0 | 0 | 0 | 0 | 0 | 0 | 0 | 0
F5_Commercial_Office_Existing_Food Preparation_Natural Gas_Oven_Baseline Forecast | F5 | Commercial | Office | Existing | Food Preparation | Natural Gas | Oven | Baseline Forecast | Turnover | 0 | 939.7761 | 1660.8408 | 2512.3991 | 3455.7786 | 4169.8075 | 4704.1821 | 5097.9274 | 5381.6872 | 5579.5223 | 5710.3227 | 5788.9175 | 4700.5334 | 3963.5115 | 3523.7973 | 3332.6125 | 3299.15 | 3543.8875 | 3761.0657 | 4006.0959 | 4251.8638 | 4424.8078 | 4540.9171 | 4428.6377 | 4199.8872 | 3932.5593 | 3678.9383
F6_Commercial_Office_Existing_Food Preparation_Natural Gas_Oven_Baseline Forecast | F6 | Commercial | Office | Existing | Food Preparation | Natural Gas | Oven | Baseline Forecast | Avg. Replacement Usage (kWh) | 0.033196 | 0.033196 | 0.033196 | 0.033196 | 0.033196 | 0.033196 | 0.033196 | 0.033196 | 0.033196 | 0.033196 | 0.033196 | 0.033196 | 0.033196 | 0.033196 | 0.033196 | 0.033196 | 0.033196 | 0.033196 | 0.033196 | 0.033196 | 0.033196 | 0.033196 | 0.033196 | 0.033196 | 0.033196 | 0.033196 | 0.033196
F7_Commercial_Office_Existing_Food Preparation_Natural Gas_Oven_Baseline Forecast | F7 | Commercial | Office | Existing | Food Preparation | Natural Gas | Oven | Baseline Forecast | Avg. Replacement Summer Demand (kW) | 0 | 0 | 0 | 0 | 0 | 0 | 0 | 0 | 0 | 0 | 0 | 0 | 0 | 0 | 0 | 0 | 0 | 0 | 0 | 0 | 0 | 0 | 0 | 0 | 0 | 0 | 0
F8_Commercial_Office_Existing_Food Preparation_Natural Gas_Oven_Baseline Forecast | F8 | Commercial | Office | Existing | Food Preparation | Natural Gas | Oven | Baseline Forecast | Avg. Replacement Winter Demand (kW) | 0 | 0 | 0 | 0 | 0 | 0 | 0 | 0 | 0 | 0 | 0 | 0 | 0 | 0 | 0 | 0 | 0 | 0 | 0 | 0 | 0 | 0 | 0 | 0 | 0 | 0 | 0
F1_Commercial_Office_Existing_Food Preparation_Natural Gas_Conveyor Oven_Baseline Forecast | F1 | Commercial | Office | Existing | Food Preparation | Natural Gas | Conveyor Oven | Baseline Forecast | Units | 39882.4753 | 39157.3394 | 38445.3878 | 37746.3807 | 37060.0829 | 36386.2632 | 35724.6948 | 35075.1549 | 34437.4248 | 33811.2898 | 33196.539 | 32592.9656 | 32000.3662 | 31418.5414 | 30847.2952 | 30286.4353 | 29735.7728 | 29195.1224 | 28664.302 | 28143.1329 | 27631.4395 | 27129.0497 | 26635.7943 | 26151.5071 | 25676.0252 | 25209.1883 | 24750.8395
F2_Commercial_Office_Existing_Food Preparation_Natural Gas_Conveyor Oven_Baseline Forecast | F2 | Commercial | Office | Existing | Food Preparation | Natural Gas | Conveyor Oven | Baseline Forecast | Usage (MMtherm) | 0.0022653 | 0.0022241 | 0.0021837 | 0.002144 | 0.002105 | 0.0020667 | 0.0020292 | 0.0019923 | 0.001956 | 0.0019205 | 0.0018856 | 0.0018513 | 0.0018176 | 0.0017846 | 0.0017521 | 0.0017203 | 0.001689 | 0.0016583 | 0.0016281 | 0.0015985 | 0.0015695 | 0.0015409 | 0.0015129 | 0.0014854 | 0.0014584 | 0.0014319 | 0.0014058
F3_Commercial_Office_Existing_Food Preparation_Natural Gas_Conveyor Oven_Baseline Forecast | F3 | Commercial | Office | Existing | Food Preparation | Natural Gas | Conveyor Oven | Baseline Forecast | Summer Peak Demand (MW) | 0 | 0 | 0 | 0 | 0 | 0 | 0 | 0 | 0 | 0 | 0 | 0 | 0 | 0 | 0 | 0 | 0 | 0 | 0 | 0 | 0 | 0 | 0 | 0 | 0 | 0 | 0
F4_Commercial_Office_Existing_Food Preparation_Natural Gas_Conveyor Oven_Baseline Forecast | F4 | Commercial | Office | Existing | Food Preparation | Natural Gas | Conveyor Oven | Baseline Forecast | Winter Peak Demand (MW) | 0 | 0 | 0 | 0 | 0 | 0 | 0 | 0 | 0 | 0 | 0 | 0 | 0 | 0 | 0 | 0 | 0 | 0 | 0 | 0 | 0 | 0 | 0 | 0 | 0 | 0 | 0
F5_Commercial_Office_Existing_Food Preparation_Natural Gas_Conveyor Oven_Baseline Forecast | F5 | Commercial | Office | Existing | Food Preparation | Natural Gas | Conveyor Oven | Baseline Forecast | Turnover | 0 | 0 | 0 | 0 | 0 | 145.5451 | 400.1166 | 735.1752 | 1128.4455 | 1562.5685 | 1891.2573 | 2137.3559 | 2318.8033 | 2449.6854 | 2541.0624 | 2601.6177 | 2638.1679 | 2072.161 | 1627.5883 | 1278.3966 | 1004.1224 | 810.3958 | 696.1932 | 656.4552 | 683.8862 | 770.167 | 912.9029
F6_Commercial_Office_Existing_Food Preparation_Natural Gas_Conveyor Oven_Baseline Forecast | F6 | Commercial | Office | Existing | Food Preparation | Natural Gas | Conveyor Oven | Baseline Forecast | Avg. Replacement Usage (kWh) | 0.0568 | 0.0568 | 0.0568 | 0.0568 | 0.0568 | 0.0568 | 0.0568 | 0.0568 | 0.0568 | 0.0568 | 0.0568 | 0.0568 | 0.0568 | 0.0568 | 0.0568 | 0.0568 | 0.0568 | 0.0568 | 0.0568 | 0.0568 | 0.0568 | 0.0568 | 0.0568 | 0.0568 | 0.0568 | 0.0568 | 0.0568
F7_Commercial_Office_Existing_Food Preparation_Natural Gas_Conveyor Oven_Baseline Forecast | F7 | Commercial | Office | Existing | Food Preparation | Natural Gas | Conveyor Oven | Baseline Forecast | Avg. Replacement Summer Demand (kW) | 0 | 0 | 0 | 0 | 0 | 0 | 0 | 0 | 0 | 0 | 0 | 0 | 0 | 0 | 0 | 0 | 0 | 0 | 0 | 0 | 0 | 0 | 0 | 0 | 0 | 0 | 0
F8_Commercial_Office_Existing_Food Preparation_Natural Gas_Conveyor Oven_Baseline Forecast | F8 | Commercial | Office | Existing | Food Preparation | Natural Gas | Conveyor Oven | Baseline Forecast | Avg. Replacement Winter Demand (kW) | 0 | 0 | 0 | 0 | 0 | 0 | 0 | 0 | 0 | 0 | 0 | 0 | 0 | 0 | 0 | 0 | 0 | 0 | 0 | 0 | 0 | 0 | 0 | 0 | 0 | 0 | 0
F1_Commercial_Office_Existing_Food Preparation_Natural Gas_Double Rack Oven_Baseline Forecast | F1 | Commercial | Office | Existing | Food Preparation | Natural Gas | Double Rack Oven | Baseline Forecast | Units | 39882.4753 | 39157.3394 | 38445.3878 | 37746.3807 | 37060.0829 | 36386.2632 | 35724.6948 | 35075.1549 | 34437.4248 | 33811.2898 | 33196.539 | 32592.9656 | 32000.3662 | 31418.5414 | 30847.2952 | 30286.4353 | 29735.7728 | 29195.1224 | 28664.302 | 28143.1329 | 27631.4395 | 27129.0497 | 26635.7943 | 26151.5071 | 25676.0252 | 25209.1883 | 24750.8395
F2_Commercial_Office_Existing_Food Preparation_Natural Gas_Double Rack Oven_Baseline Forecast | F2 | Commercial | Office | Existing | Food Preparation | Natural Gas | Double Rack Oven | Baseline Forecast | Usage (MMtherm) | 0.0034414 | 0.0033789 | 0.0033174 | 0.0032571 | 0.0031979 | 0.0031398 | 0.0030827 | 0.0030266 | 0.0029716 | 0.0029176 | 0.0028645 | 0.0028124 | 0.0027613 | 0.0027111 | 0.0026618 | 0.0026134 | 0.0025659 | 0.0025192 | 0.0024734 | 0.0024285 | 0.0023843 | 0.002341 | 0.0022984 | 0.0022566 | 0.0022156 | 0.0021753 | 0.0021357
F3_Commercial_Office_Existing_Food Preparation_Natural Gas_Double Rack Oven_Baseline Forecast | F3 | Commercial | Office | Existing | Food Preparation | Natural Gas | Double Rack Oven | Baseline Forecast | Summer Peak Demand (MW) | 0 | 0 | 0 | 0 | 0 | 0 | 0 | 0 | 0 | 0 | 0 | 0 | 0 | 0 | 0 | 0 | 0 | 0 | 0 | 0 | 0 | 0 | 0 | 0 | 0 | 0 | 0
F4_Commercial_Office_Existing_Food Preparation_Natural Gas_Double Rack Oven_Baseline Forecast | F4 | Commercial | Office | Existing | Food Preparation | Natural Gas | Double Rack Oven | Baseline Forecast | Winter Peak Demand (MW) | 0 | 0 | 0 | 0 | 0 | 0 | 0 | 0 | 0 | 0 | 0 | 0 | 0 | 0 | 0 | 0 | 0 | 0 | 0 | 0 | 0 | 0 | 0 | 0 | 0 | 0 | 0
F5_Commercial_Office_Existing_Food Preparation_Natural Gas_Double Rack Oven_Baseline Forecast | F5 | Commercial | Office | Existing | Food Preparation | Natural Gas | Double Rack Oven | Baseline Forecast | Turnover | 0 | 870.1631 | 1186.586 | 1454.9702 | 1681.5709 | 1871.8446 | 2030.5509 | 2161.8411 | 2269.3357 | 2356.1922 | 2138.2799 | 1977.9081 | 1863.2282 | 1784.489 | 1733.6944 | 1704.3142 | 1691.0404 | 1689.5818 | 1696.4903 | 1874.5834 | 1895.8476 | 1894.244 | 1877.2597 | 1850.5241 | 1818.2027 | 1783.3152 | 1747.9924
F6_Commercial_Office_Existing_Food Preparation_Natural Gas_Double Rack Oven_Baseline Forecast | F6 | Commercial | Office | Existing | Food Preparation | Natural Gas | Double Rack Oven | Baseline Forecast | Avg. Replacement Usage (kWh) | 0.08629 | 0.08629 | 0.08629 | 0.08629 | 0.08629 | 0.08629 | 0.08629 | 0.08629 | 0.08629 | 0.08629 | 0.08629 | 0.08629 | 0.08629 | 0.08629 | 0.08629 | 0.08629 | 0.08629 | 0.08629 | 0.08629 | 0.08629 | 0.08629 | 0.08629 | 0.08629 | 0.08629 | 0.08629 | 0.08629 | 0.08629
F7_Commercial_Office_Existing_Food Preparation_Natural Gas_Double Rack Oven_Baseline Forecast | F7 | Commercial | Office | Existing | Food Preparation | Natural Gas | Double Rack Oven | Baseline Forecast | Avg. Replacement Summer Demand (kW) | 0 | 0 | 0 | 0 | 0 | 0 | 0 | 0 | 0 | 0 | 0 | 0 | 0 | 0 | 0 | 0 | 0 | 0 | 0 | 0 | 0 | 0 | 0 | 0 | 0 | 0 | 0
F8_Commercial_Office_Existing_Food Preparation_Natural Gas_Double Rack Oven_Baseline Forecast | F8 | Commercial | Office | Existing | Food Preparation | Natural Gas | Double Rack Oven | Baseline Forecast | Avg. Replacement Winter Demand (kW) | 0 | 0 | 0 | 0 | 0 | 0 | 0 | 0 | 0 | 0 | 0 | 0 | 0 | 0 | 0 | 0 | 0 | 0 | 0 | 0 | 0 | 0 | 0 | 0 | 0 | 0 | 0
F1_Commercial_Office_Existing_Food Preparation_Natural Gas_Fryer_Baseline Forecast | F1 | Commercial | Office | Existing | Food Preparation | Natural Gas | Fryer | Baseline Forecast | Units | 159529.9012 | 156629.3575 | 153781.551 | 150985.5228 | 148240.3315 | 145545.0527 | 142898.779 | 140300.6194 | 137749.6991 | 135245.1591 | 132786.1562 | 130371.8624 | 128001.4649 | 125674.1656 | 123389.1808 | 121145.7411 | 118943.0913 | 116780.4896 | 114657.208 | 112572.5315 | 110525.7582 | 108516.1989 | 106543.1771 | 104606.0285 | 102704.1007 | 100836.7534 | 99003.3579
F2_Commercial_Office_Existing_Food Preparation_Natural Gas_Fryer_Baseline Forecast | F2 | Commercial | Office | Existing | Food Preparation | Natural Gas | Fryer | Baseline Forecast | Usage (MMtherm) | 0.0082046 | 0.0077834 | 0.0073947 | 0.0070334 | 0.0066951 | 0.0063766 | 0.006075 | 0.0057882 | 0.0055146 | 0.0052821 | 0.0050822 | 0.0049082 | 0.0047549 | 0.0046181 | 0.0044946 | 0.0043818 | 0.0042777 | 0.0041808 | 0.0040897 | 0.0040035 | 0.0039215 | 0.0038429 | 0.0037673 | 0.0036943 | 0.0036236 | 0.0035549 | 0.0034881
F3_Commercial_Office_Existing_Food Preparation_Natural Gas_Fryer_Baseline Forecast | F3 | Commercial | Office | Existing | Food Preparation | Natural Gas | Fryer | Baseline Forecast | Summer Peak Demand (MW) | 0 | 0 | 0 | 0 | 0 | 0 | 0 | 0 | 0 | 0 | 0 | 0 | 0 | 0 | 0 | 0 | 0 | 0 | 0 | 0 | 0 | 0 | 0 | 0 | 0 | 0 | 0
F4_Commercial_Office_Existing_Food Preparation_Natural Gas_Fryer_Baseline Forecast | F4 | Commercial | Office | Existing | Food Preparation | Natural Gas | Fryer | Baseline Forecast | Winter Peak Demand (MW) | 0 | 0 | 0 | 0 | 0 | 0 | 0 | 0 | 0 | 0 | 0 | 0 | 0 | 0 | 0 | 0 | 0 | 0 | 0 | 0 | 0 | 0 | 0 | 0 | 0 | 0 | 0
F5_Commercial_Office_Existing_Food Preparation_Natural Gas_Fryer_Baseline Forecast | F5 | Commercial | Office | Existing | Food Preparation | Natural Gas | Fryer | Baseline Forecast | Turnover | 0 | 16707.1315 | 15173.113 | 13930.9309 | 12918.6508 | 12087.6137 | 11399.5881 | 10824.5333 | 10338.8415 | 11005.9201 | 11264.9635 | 11253.9122 | 11070.4167 | 10782.7738 | 13888.2366 | 12523.8551 | 11422.8268 | 10716.0332 | 10239.2422 | 9889.2493 | 9603.4034 | 9345.5054 | 9915.4711 | 10045.7729 | 9903.1725 | 9633.4538 | 9317.0662
F6_Commercial_Office_Existing_Food Preparation_Natural Gas_Fryer_Baseline Forecast | F6 | Commercial | Office | Existing | Food Preparation | Natural Gas | Fryer | Baseline Forecast | Avg. Replacement Usage (kWh) | 0.05143 | 0.035144 | 0.035144 | 0.035144 | 0.035144 | 0.035144 | 0.035144 | 0.035144 | 0.035144 | 0.035144 | 0.035144 | 0.035144 | 0.035144 | 0.035144 | 0.035144 | 0.035144 | 0.035144 | 0.035144 | 0.035144 | 0.035144 | 0.035144 | 0.035144 | 0.035144 | 0.035144 | 0.035144 | 0.035144 | 0.035144
F7_Commercial_Office_Existing_Food Preparation_Natural Gas_Fryer_Baseline Forecast | F7 | Commercial | Office | Existing | Food Preparation | Natural Gas | Fryer | Baseline Forecast | Avg. Replacement Summer Demand (kW) | 0 | 0 | 0 | 0 | 0 | 0 | 0 | 0 | 0 | 0 | 0 | 0 | 0 | 0 | 0 | 0 | 0 | 0 | 0 | 0 | 0 | 0 | 0 | 0 | 0 | 0 | 0
F8_Commercial_Office_Existing_Food Preparation_Natural Gas_Fryer_Baseline Forecast | F8 | Commercial | Office | Existing | Food Preparation | Natural Gas | Fryer | Baseline Forecast | Avg. Replacement Winter Demand (kW) | 0 | 0 | 0 | 0 | 0 | 0 | 0 | 0 | 0 | 0 | 0 | 0 | 0 | 0 | 0 | 0 | 0 | 0 | 0 | 0 | 0 | 0 | 0 | 0 | 0 | 0 | 0
F1_Commercial_Office_Existing_Food Preparation_Natural Gas_Broiler_Baseline Forecast | F1 | Commercial | Office | Existing | Food Preparation | Natural Gas | Broiler | Baseline Forecast | Units | 0 | 0 | 0 | 0 | 0 | 0 | 0 | 0 | 0 | 0 | 0 | 0 | 0 | 0 | 0 | 0 | 0 | 0 | 0 | 0 | 0 | 0 | 0 | 0 | 0 | 0 | 0
F2_Commercial_Office_Existing_Food Preparation_Natural Gas_Broiler_Baseline Forecast | F2 | Commercial | Office | Existing | Food Preparation | Natural Gas | Broiler | Baseline Forecast | Usage (MMtherm) | 0 | 0 | 0 | 0 | 0 | 0 | 0 | 0 | 0 | 0 | 0 | 0 | 0 | 0 | 0 | 0 | 0 | 0 | 0 | 0 | 0 | 0 | 0 | 0 | 0 | 0 | 0
F3_Commercial_Office_Existing_Food Preparation_Natural Gas_Broiler_Baseline Forecast | F3 | Commercial | Office | Existing | Food Preparation | Natural Gas | Broiler | Baseline Forecast | Summer Peak Demand (MW) | 0 | 0 | 0 | 0 | 0 | 0 | 0 | 0 | 0 | 0 | 0 | 0 | 0 | 0 | 0 | 0 | 0 | 0 | 0 | 0 | 0 | 0 | 0 | 0 | 0 | 0 | 0
F4_Commercial_Office_Existing_Food Preparation_Natural Gas_Broiler_Baseline Forecast | F4 | Commercial | Office | Existing | Food Preparation | Natural Gas | Broiler | Baseline Forecast | Winter Peak Demand (MW) | 0 | 0 | 0 | 0 | 0 | 0 | 0 | 0 | 0 | 0 | 0 | 0 | 0 | 0 | 0 | 0 | 0 | 0 | 0 | 0 | 0 | 0 | 0 | 0 | 0 | 0 | 0
F5_Commercial_Office_Existing_Food Preparation_Natural Gas_Broiler_Baseline Forecast | F5 | Commercial | Office | Existing | Food Preparation | Natural Gas | Broiler | Baseline Forecast | Turnover | 0 | 0 | 0 | 0 | 0 | 0 | 0 | 0 | 0 | 0 | 0 | 0 | 0 | 0 | 0 | 0 | 0 | 0 | 0 | 0 | 0 | 0 | 0 | 0 | 0 | 0 | 0
F6_Commercial_Office_Existing_Food Preparation_Natural Gas_Broiler_Baseline Forecast | F6 | Commercial | Office | Existing | Food Preparation | Natural Gas | Broiler | Baseline Forecast | Avg. Replacement Usage (kWh) | 0.05496 | 0.05496 | 0.05496 | 0.05496 | 0.05496 | 0.05496 | 0.05496 | 0.05496 | 0.05496 | 0.05496 | 0.05496 | 0.05496 | 0.05496 | 0.05496 | 0.05496 | 0.05496 | 0.05496 | 0.05496 | 0.05496 | 0.05496 | 0.05496 | 0.05496 | 0.05496 | 0.05496 | 0.05496 | 0.05496 | 0.05496
F7_Commercial_Office_Existing_Food Preparation_Natural Gas_Broiler_Baseline Forecast | F7 | Commercial | Office | Existing | Food Preparation | Natural Gas | Broiler | Baseline Forecast | Avg. Replacement Summer Demand (kW) | 0 | 0 | 0 | 0 | 0 | 0 | 0 | 0 | 0 | 0 | 0 | 0 | 0 | 0 | 0 | 0 | 0 | 0 | 0 | 0 | 0 | 0 | 0 | 0 | 0 | 0 | 0
F8_Commercial_Office_Existing_Food Preparation_Natural Gas_Broiler_Baseline Forecast | F8 | Commercial | Office | Existing | Food Preparation | Natural Gas | Broiler | Baseline Forecast | Avg. Replacement Winter Demand (kW) | 0 | 0 | 0 | 0 | 0 | 0 | 0 | 0 | 0 | 0 | 0 | 0 | 0 | 0 | 0 | 0 | 0 | 0 | 0 | 0 | 0 | 0 | 0 | 0 | 0 | 0 | 0
F1_Commercial_Office_Existing_Food Preparation_Natural Gas_Griddle_Baseline Forecast | F1 | Commercial | Office | Existing | Food Preparation | Natural Gas | Griddle | Baseline Forecast | Units | 159529.9012 | 156629.3575 | 153781.551 | 150985.5228 | 148240.3315 | 145545.0527 | 142898.779 | 140300.6194 | 137749.6991 | 135245.1591 | 132786.1562 | 130371.8624 | 128001.4649 | 125674.1656 | 123389.1808 | 121145.7411 | 118943.0913 | 116780.4896 | 114657.208 | 112572.5315 | 110525.7582 | 108516.1989 | 106543.1771 | 104606.0285 | 102704.1007 | 100836.7534 | 99003.3579
F2_Commercial_Office_Existing_Food Preparation_Natural Gas_Griddle_Baseline Forecast | F2 | Commercial | Office | Existing | Food Preparation | Natural Gas | Griddle | Baseline Forecast | Usage (MMtherm) | 0.0061109 | 0.0059998 | 0.0058907 | 0.0057836 | 0.0056785 | 0.0055752 | 0.0054739 | 0.0053743 | 0.0052766 | 0.0051807 | 0.0050865 | 0.004994 | 0.0049032 | 0.0048141 | 0.0047265 | 0.0046406 | 0.0045562 | 0.0044734 | 0.004392 | 0.0043122 | 0.0042338 | 0.0041568 | 0.0040812 | 0.004007 | 0.0039342 | 0.0038626 | 0.0037924
F3_Commercial_Office_Existing_Food Preparation_Natural Gas_Griddle_Baseline Forecast | F3 | Commercial | Office | Existing | Food Preparation | Natural Gas | Griddle | Baseline Forecast | Summer Peak Demand (MW) | 0 | 0 | 0 | 0 | 0 | 0 | 0 | 0 | 0 | 0 | 0 | 0 | 0 | 0 | 0 | 0 | 0 | 0 | 0 | 0 | 0 | 0 | 0 | 0 | 0 | 0 | 0
F4_Commercial_Office_Existing_Food Preparation_Natural Gas_Griddle_Baseline Forecast | F4 | Commercial | Office | Existing | Food Preparation | Natural Gas | Griddle | Baseline Forecast | Winter Peak Demand (MW) | 0 | 0 | 0 | 0 | 0 | 0 | 0 | 0 | 0 | 0 | 0 | 0 | 0 | 0 | 0 | 0 | 0 | 0 | 0 | 0 | 0 | 0 | 0 | 0 | 0 | 0 | 0
F5_Commercial_Office_Existing_Food Preparation_Natural Gas_Griddle_Baseline Forecast | F5 | Commercial | Office | Existing | Food Preparation | Natural Gas | Griddle | Baseline Forecast | Turnover | 0 | 5801.0873 | 6486.6704 | 7059.1082 | 7533.2719 | 7922.1313 | 8236.9968 | 8487.7316 | 8682.935 | 8830.1042 | 8252.7178 | 7813.3969 | 7483.9115 | 7241.0253 | 7065.6814 | 6942.3133 | 6858.2651 | 6803.3015 | 6769.1962 | 7968.9797 | 7865.8268 | 7722.4827 | 7555.0561 | 7375.4493 | 7192.2688 | 7011.5582 | 6837.3882
F6_Commercial_Office_Existing_Food Preparation_Natural Gas_Griddle_Baseline Forecast | F6 | Commercial | Office | Existing | Food Preparation | Natural Gas | Griddle | Baseline Forecast | Avg. Replacement Usage (kWh) | 0.038306 | 0.038306 | 0.038306 | 0.038306 | 0.038306 | 0.038306 | 0.038306 | 0.038306 | 0.038306 | 0.038306 | 0.038306 | 0.038306 | 0.038306 | 0.038306 | 0.038306 | 0.038306 | 0.038306 | 0.038306 | 0.038306 | 0.038306 | 0.038306 | 0.038306 | 0.038306 | 0.038306 | 0.038306 | 0.038306 | 0.038306
F7_Commercial_Office_Existing_Food Preparation_Natural Gas_Griddle_Baseline Forecast | F7 | Commercial | Office | Existing | Food Preparation | Natural Gas | Griddle | Baseline Forecast | Avg. Replacement Summer Demand (kW) | 0 | 0 | 0 | 0 | 0 | 0 | 0 | 0 | 0 | 0 | 0 | 0 | 0 | 0 | 0 | 0 | 0 | 0 | 0 | 0 | 0 | 0 | 0 | 0 | 0 | 0 | 0
F8_Commercial_Office_Existing_Food Preparation_Natural Gas_Griddle_Baseline Forecast | F8 | Commercial | Office | Existing | Food Preparation | Natural Gas | Griddle | Baseline Forecast | Avg. Replacement Winter Demand (kW) | 0 | 0 | 0 | 0 | 0 | 0 | 0 | 0 | 0 | 0 | 0 | 0 | 0 | 0 | 0 | 0 | 0 | 0 | 0 | 0 | 0 | 0 | 0 | 0 | 0 | 0 | 0
F1_Commercial_Office_Existing_Food Preparation_Natural Gas_Range_Baseline Forecast | F1 | Commercial | Office | Existing | Food Preparation | Natural Gas | Range | Baseline Forecast | Units | 159529.9012 | 156629.3575 | 153781.551 | 150985.5228 | 148240.3315 | 145545.0527 | 142898.779 | 140300.6194 | 137749.6991 | 135245.1591 | 132786.1562 | 130371.8624 | 128001.4649 | 125674.1656 | 123389.1808 | 121145.7411 | 118943.0913 | 116780.4896 | 114657.208 | 112572.5315 | 110525.7582 | 108516.1989 | 106543.1771 | 104606.0285 | 102704.1007 | 100836.7534 | 99003.3579
F2_Commercial_Office_Existing_Food Preparation_Natural Gas_Range_Baseline Forecast | F2 | Commercial | Office | Existing | Food Preparation | Natural Gas | Range | Baseline Forecast | Usage (MMtherm) | 0.0060371 | 0.0059273 | 0.0058196 | 0.0057138 | 0.0056099 | 0.0055079 | 0.0054077 | 0.0053094 | 0.0052129 | 0.0051181 | 0.005025 | 0.0049337 | 0.004844 | 0.0047559 | 0.0046694 | 0.0045845 | 0.0045012 | 0.0044193 | 0.004339 | 0.0042601 | 0.0041826 | 0.0041066 | 0.0040319 | 0.0039586 | 0.0038866 | 0.003816 | 0.0037466
F3_Commercial_Office_Existing_Food Preparation_Natural Gas_Range_Baseline Forecast | F3 | Commercial | Office | Existing | Food Preparation | Natural Gas | Range | Baseline Forecast | Summer Peak Demand (MW) | 0 | 0 | 0 | 0 | 0 | 0 | 0 | 0 | 0 | 0 | 0 | 0 | 0 | 0 | 0 | 0 | 0 | 0 | 0 | 0 | 0 | 0 | 0 | 0 | 0 | 0 | 0
F4_Commercial_Office_Existing_Food Preparation_Natural Gas_Range_Baseline Forecast | F4 | Commercial | Office | Existing | Food Preparation | Natural Gas | Range | Baseline Forecast | Winter Peak Demand (MW) | 0 | 0 | 0 | 0 | 0 | 0 | 0 | 0 | 0 | 0 | 0 | 0 | 0 | 0 | 0 | 0 | 0 | 0 | 0 | 0 | 0 | 0 | 0 | 0 | 0 | 0 | 0
F5_Commercial_Office_Existing_Food Preparation_Natural Gas_Range_Baseline Forecast | F5 | Commercial | Office | Existing | Food Preparation | Natural Gas | Range | Baseline Forecast | Turnover | 0 | 6265.1743 | 7996.6407 | 9300.7082 | 10270.0902 | 10977.5901 | 11480.3736 | 11823.324 | 12041.6776 | 12163.0936 | 10615.8464 | 9694.1322 | 9191.2782 | 8960.6725 | 8899.5021 | 10207.0099 | 10396.0041 | 10501.1985 | 10541.3583 | 10261.0343 | 9845.6723 | 9403.6094 | 8993.2903 | 8641.7817 | 8249.4969 | 8094.5469 | 8072.2057
F6_Commercial_Office_Existing_Food Preparation_Natural Gas_Range_Baseline Forecast | F6 | Commercial | Office | Existing | Food Preparation | Natural Gas | Range | Baseline Forecast | Avg. Replacement Usage (kWh) | 0.037843 | 0.037843 | 0.037843 | 0.037843 | 0.037843 | 0.037843 | 0.037843 | 0.037843 | 0.037843 | 0.037843 | 0.037843 | 0.037843 | 0.037843 | 0.037843 | 0.037843 | 0.037843 | 0.037843 | 0.037843 | 0.037843 | 0.037843 | 0.037843 | 0.037843 | 0.037843 | 0.037843 | 0.037843 | 0.037843 | 0.037843
F7_Commercial_Office_Existing_Food Preparation_Natural Gas_Range_Baseline Forecast | F7 | Commercial | Office | Existing | Food Preparation | Natural Gas | Range | Baseline Forecast | Avg. Replacement Summer Demand (kW) | 0 | 0 | 0 | 0 | 0 | 0 | 0 | 0 | 0 | 0 | 0 | 0 | 0 | 0 | 0 | 0 | 0 | 0 | 0 | 0 | 0 | 0 | 0 | 0 | 0 | 0 | 0
F8_Commercial_Office_Existing_Food Preparation_Natural Gas_Range_Baseline Forecast | F8 | Commercial | Office | Existing | Food Preparation | Natural Gas | Range | Baseline Forecast | Avg. Replacement Winter Demand (kW) | 0 | 0 | 0 | 0 | 0 | 0 | 0 | 0 | 0 | 0 | 0 | 0 | 0 | 0 | 0 | 0 | 0 | 0 | 0 | 0 | 0 | 0 | 0 | 0 | 0 | 0 | 0
F1_Commercial_Office_Existing_Food Preparation_Natural Gas_Steamer_Baseline Forecast | F1 | Commercial | Office | Existing | Food Preparation | Natural Gas | Steamer | Baseline Forecast | Units | 0 | 0 | 0 | 0 | 0 | 0 | 0 | 0 | 0 | 0 | 0 | 0 | 0 | 0 | 0 | 0 | 0 | 0 | 0 | 0 | 0 | 0 | 0 | 0 | 0 | 0 | 0
F2_Commercial_Office_Existing_Food Preparation_Natural Gas_Steamer_Baseline Forecast | F2 | Commercial | Office | Existing | Food Preparation | Natural Gas | Steamer | Baseline Forecast | Usage (MMtherm) | 0 | 0 | 0 | 0 | 0 | 0 | 0 | 0 | 0 | 0 | 0 | 0 | 0 | 0 | 0 | 0 | 0 | 0 | 0 | 0 | 0 | 0 | 0 | 0 | 0 | 0 | 0
F3_Commercial_Office_Existing_Food Preparation_Natural Gas_Steamer_Baseline Forecast | F3 | Commercial | Office | Existing | Food Preparation | Natural Gas | Steamer | Baseline Forecast | Summer Peak Demand (MW) | 0 | 0 | 0 | 0 | 0 | 0 | 0 | 0 | 0 | 0 | 0 | 0 | 0 | 0 | 0 | 0 | 0 | 0 | 0 | 0 | 0 | 0 | 0 | 0 | 0 | 0 | 0
F4_Commercial_Office_Existing_Food Preparation_Natural Gas_Steamer_Baseline Forecast | F4 | Commercial | Office | Existing | Food Preparation | Natural Gas | Steamer | Baseline Forecast | Winter Peak Demand (MW) | 0 | 0 | 0 | 0 | 0 | 0 | 0 | 0 | 0 | 0 | 0 | 0 | 0 | 0 | 0 | 0 | 0 | 0 | 0 | 0 | 0 | 0 | 0 | 0 | 0 | 0 | 0
F5_Commercial_Office_Existing_Food Preparation_Natural Gas_Steamer_Baseline Forecast | F5 | Commercial | Office | Existing | Food Preparation | Natural Gas | Steamer | Baseline Forecast | Turnover | 0 | 0 | 0 | 0 | 0 | 0 | 0 | 0 | 0 | 0 | 0 | 0 | 0 | 0 | 0 | 0 | 0 | 0 | 0 | 0 | 0 | 0 | 0 | 0 | 0 | 0 | 0
F6_Commercial_Office_Existing_Food Preparation_Natural Gas_Steamer_Baseline Forecast | F6 | Commercial | Office | Existing | Food Preparation | Natural Gas | Steamer | Baseline Forecast | Avg. Replacement Usage (kWh) | 0.043731 | 0.012356 | 0.012356 | 0.012356 | 0.012356 | 0.012356 | 0.012356 | 0.012356 | 0.012356 | 0.012356 | 0.012356 | 0.012356 | 0.012356 | 0.012356 | 0.012356 | 0.012356 | 0.012356 | 0.012356 | 0.012356 | 0.012356 | 0.012356 | 0.012356 | 0.012356 | 0.012356 | 0.012356 | 0.012356 | 0.012356
F7_Commercial_Office_Existing_Food Preparation_Natural Gas_Steamer_Baseline Forecast | F7 | Commercial | Office | Existing | Food Preparation | Natural Gas | Steamer | Baseline Forecast | Avg. Replacement Summer Demand (kW) | 0 | 0 | 0 | 0 | 0 | 0 | 0 | 0 | 0 | 0 | 0 | 0 | 0 | 0 | 0 | 0 | 0 | 0 | 0 | 0 | 0 | 0 | 0 | 0 | 0 | 0 | 0
F8_Commercial_Office_Existing_Food Preparation_Natural Gas_Steamer_Baseline Forecast | F8 | Commercial | Office | Existing | Food Preparation | Natural Gas | Steamer | Baseline Forecast | Avg. Replacement Winter Demand (kW) | 0 | 0 | 0 | 0 | 0 | 0 | 0 | 0 | 0 | 0 | 0 | 0 | 0 | 0 | 0 | 0 | 0 | 0 | 0 | 0 | 0 | 0 | 0 | 0 | 0 | 0 | 0
F1_Commercial_Office_Existing_Food Preparation_Natural Gas_Commercial Food Prep Other_Baseline Forecast | F1 | Commercial | Office | Existing | Food Preparation | Natural Gas | Commercial Food Prep Other | Baseline Forecast | Units | 0 | 0 | 0 | 0 | 0 | 0 | 0 | 0 | 0 | 0 | 0 | 0 | 0 | 0 | 0 | 0 | 0 | 0 | 0 | 0 | 0 | 0 | 0 | 0 | 0 | 0 | 0
F2_Commercial_Office_Existing_Food Preparation_Natural Gas_Commercial Food Prep Other_Baseline Forecast | F2 | Commercial | Office | Existing | Food Preparation | Natural Gas | Commercial Food Prep Other | Baseline Forecast | Usage (MMtherm) | 0 | 0 | 0 | 0 | 0 | 0 | 0 | 0 | 0 | 0 | 0 | 0 | 0 | 0 | 0 | 0 | 0 | 0 | 0 | 0 | 0 | 0 | 0 | 0 | 0 | 0 | 0
F3_Commercial_Office_Existing_Food Preparation_Natural Gas_Commercial Food Prep Other_Baseline Forecast | F3 | Commercial | Office | Existing | Food Preparation | Natural Gas | Commercial Food Prep Other | Baseline Forecast | Summer Peak Demand (MW) | 0 | 0 | 0 | 0 | 0 | 0 | 0 | 0 | 0 | 0 | 0 | 0 | 0 | 0 | 0 | 0 | 0 | 0 | 0 | 0 | 0 | 0 | 0 | 0 | 0 | 0 | 0
F4_Commercial_Office_Existing_Food Preparation_Natural Gas_Commercial Food Prep Other_Baseline Forecast | F4 | Commercial | Office | Existing | Food Preparation | Natural Gas | Commercial Food Prep Other | Baseline Forecast | Winter Peak Demand (MW) | 0 | 0 | 0 | 0 | 0 | 0 | 0 | 0 | 0 | 0 | 0 | 0 | 0 | 0 | 0 | 0 | 0 | 0 | 0 | 0 | 0 | 0 | 0 | 0 | 0 | 0 | 0
F5_Commercial_Office_Existing_Food Preparation_Natural Gas_Commercial Food Prep Other_Baseline Forecast | F5 | Commercial | Office | Existing | Food Preparation | Natural Gas | Commercial Food Prep Other | Baseline Forecast | Turnover | 0 | 0 | 0 | 0 | 0 | 0 | 0 | 0 | 0 | 0 | 0 | 0 | 0 | 0 | 0 | 0 | 0 | 0 | 0 | 0 | 0 | 0 | 0 | 0 | 0 | 0 | 0
F6_Commercial_Office_Existing_Food Preparation_Natural Gas_Commercial Food Prep Other_Baseline Forecast | F6 | Commercial | Office | Existing | Food Preparation | Natural Gas | Commercial Food Prep Other | Baseline Forecast | Avg. Replacement Usage (kWh) | 0.015793 | 0.015793 | 0.015793 | 0.015793 | 0.015793 | 0.015793 | 0.015793 | 0.015793 | 0.015793 | 0.015793 | 0.015793 | 0.015793 | 0.015793 | 0.015793 | 0.015793 | 0.015793 | 0.015793 | 0.015793 | 0.015793 | 0.015793 | 0.015793 | 0.015793 | 0.015793 | 0.015793 | 0.015793 | 0.015793 | 0.015793
F7_Commercial_Office_Existing_Food Preparation_Natural Gas_Commercial Food Prep Other_Baseline Forecast | F7 | Commercial | Office | Existing | Food Preparation | Natural Gas | Commercial Food Prep Other | Baseline Forecast | Avg. Replacement Summer Demand (kW) | 0 | 0 | 0 | 0 | 0 | 0 | 0 | 0 | 0 | 0 | 0 | 0 | 0 | 0 | 0 | 0 | 0 | 0 | 0 | 0 | 0 | 0 | 0 | 0 | 0 | 0 | 0
F8_Commercial_Office_Existing_Food Preparation_Natural Gas_Commercial Food Prep Other_Baseline Forecast | F8 | Commercial | Office | Existing | Food Preparation | Natural Gas | Commercial Food Prep Other | Baseline Forecast | Avg. Replacement Winter Demand (kW) | 0 | 0 | 0 | 0 | 0 | 0 | 0 | 0 | 0 | 0 | 0 | 0 | 0 | 0 | 0 | 0 | 0 | 0 | 0 | 0 | 0 | 0 | 0 | 0 | 0 | 0 | 0
F1_Commercial_Office_Existing_Miscellaneous_Natural Gas_Pool Heater_Baseline Forecast | F1 | Commercial | Office | Existing | Miscellaneous | Natural Gas | Pool Heater | Baseline Forecast | Units | 0 | 0 | 0 | 0 | 0 | 0 | 0 | 0 | 0 | 0 | 0 | 0 | 0 | 0 | 0 | 0 | 0 | 0 | 0 | 0 | 0 | 0 | 0 | 0 | 0 | 0 | 0
F2_Commercial_Office_Existing_Miscellaneous_Natural Gas_Pool Heater_Baseline Forecast | F2 | Commercial | Office | Existing | Miscellaneous | Natural Gas | Pool Heater | Baseline Forecast | Usage (MMtherm) | 0 | 0 | 0 | 0 | 0 | 0 | 0 | 0 | 0 | 0 | 0 | 0 | 0 | 0 | 0 | 0 | 0 | 0 | 0 | 0 | 0 | 0 | 0 | 0 | 0 | 0 | 0
F3_Commercial_Office_Existing_Miscellaneous_Natural Gas_Pool Heater_Baseline Forecast | F3 | Commercial | Office | Existing | Miscellaneous | Natural Gas | Pool Heater | Baseline Forecast | Summer Peak Demand (MW) | 0 | 0 | 0 | 0 | 0 | 0 | 0 | 0 | 0 | 0 | 0 | 0 | 0 | 0 | 0 | 0 | 0 | 0 | 0 | 0 | 0 | 0 | 0 | 0 | 0 | 0 | 0
F4_Commercial_Office_Existing_Miscellaneous_Natural Gas_Pool Heater_Baseline Forecast | F4 | Commercial | Office | Existing | Miscellaneous | Natural Gas | Pool Heater | Baseline Forecast | Winter Peak Demand (MW) | 0 | 0 | 0 | 0 | 0 | 0 | 0 | 0 | 0 | 0 | 0 | 0 | 0 | 0 | 0 | 0 | 0 | 0 | 0 | 0 | 0 | 0 | 0 | 0 | 0 | 0 | 0
F5_Commercial_Office_Existing_Miscellaneous_Natural Gas_Pool Heater_Baseline Forecast | F5 | Commercial | Office | Existing | Miscellaneous | Natural Gas | Pool Heater | Baseline Forecast | Turnover | 0 | 0 | 0 | 0 | 0 | 0 | 0 | 0 | 0 | 0 | 0 | 0 | 0 | 0 | 0 | 0 | 0 | 0 | 0 | 0 | 0 | 0 | 0 | 0 | 0 | 0 | 0
F6_Commercial_Office_Existing_Miscellaneous_Natural Gas_Pool Heater_Baseline Forecast | F6 | Commercial | Office | Existing | Miscellaneous | Natural Gas | Pool Heater | Baseline Forecast | Avg. Replacement Usage (kWh) | 0.01 | 0.01 | 0.01 | 0.01 | 0.01 | 0.01 | 0.01 | 0.01 | 0.01 | 0.01 | 0.01 | 0.01 | 0.01 | 0.01 | 0.01 | 0.01 | 0.01 | 0.01 | 0.01 | 0.01 | 0.01 | 0.01 | 0.01 | 0.01 | 0.01 | 0.01 | 0.01
F7_Commercial_Office_Existing_Miscellaneous_Natural Gas_Pool Heater_Baseline Forecast | F7 | Commercial | Office | Existing | Miscellaneous | Natural Gas | Pool Heater | Baseline Forecast | Avg. Replacement Summer Demand (kW) | 0 | 0 | 0 | 0 | 0 | 0 | 0 | 0 | 0 | 0 | 0 | 0 | 0 | 0 | 0 | 0 | 0 | 0 | 0 | 0 | 0 | 0 | 0 | 0 | 0 | 0 | 0
F8_Commercial_Office_Existing_Miscellaneous_Natural Gas_Pool Heater_Baseline Forecast | F8 | Commercial | Office | Existing | Miscellaneous | Natural Gas | Pool Heater | Baseline Forecast | Avg. Replacement Winter Demand (kW) | 0 | 0 | 0 | 0 | 0 | 0 | 0 | 0 | 0 | 0 | 0 | 0 | 0 | 0 | 0 | 0 | 0 | 0 | 0 | 0 | 0 | 0 | 0 | 0 | 0 | 0 | 0
F1_Commercial_Office_Existing_Miscellaneous_Natural Gas_Miscellaneous_Baseline Forecast | F1 | Commercial | Office | Existing | Miscellaneous | Natural Gas | Miscellaneous | Baseline Forecast | Units | 10068995.5953 | 9885922.9481 | 9706178.8945 | 9529702.9146 | 9356435.5889 | 9186318.5782 | 9019294.6041 | 8855307.4294 | 8694301.8398 | 8536223.6245 | 8381019.5586 | 8228637.3848 | 8079025.796 | 7932134.4179 | 7787913.7921 | 7646315.3596 | 7507291.4439 | 7370795.2359 | 7236780.777 | 7105202.9447 | 6976017.4366 | 6849180.756 | 6724650.1968 | 6602383.8295 | 6482340.4872 | 6364479.7511 | 6248761.9374
F2_Commercial_Office_Existing_Miscellaneous_Natural Gas_Miscellaneous_Baseline Forecast | F2 | Commercial | Office | Existing | Miscellaneous | Natural Gas | Miscellaneous | Baseline Forecast | Usage (MMtherm) | 0.10092 | 0.099087 | 0.097285 | 0.095516 | 0.09378 | 0.092075 | 0.090401 | 0.088757 | 0.087143 | 0.085559 | 0.084003 | 0.082476 | 0.080976 | 0.079504 | 0.078058 | 0.076639 | 0.075246 | 0.073878 | 0.072534 | 0.071216 | 0.069921 | 0.06865 | 0.067401 | 0.066176 | 0.064973 | 0.063791 | 0.062632
F3_Commercial_Office_Existing_Miscellaneous_Natural Gas_Miscellaneous_Baseline Forecast | F3 | Commercial | Office | Existing | Miscellaneous | Natural Gas | Miscellaneous | Baseline Forecast | Summer Peak Demand (MW) | 0 | 0 | 0 | 0 | 0 | 0 | 0 | 0 | 0 | 0 | 0 | 0 | 0 | 0 | 0 | 0 | 0 | 0 | 0 | 0 | 0 | 0 | 0 | 0 | 0 | 0 | 0
F4_Commercial_Office_Existing_Miscellaneous_Natural Gas_Miscellaneous_Baseline Forecast | F4 | Commercial | Office | Existing | Miscellaneous | Natural Gas | Miscellaneous | Baseline Forecast | Winter Peak Demand (MW) | 0 | 0 | 0 | 0 | 0 | 0 | 0 | 0 | 0 | 0 | 0 | 0 | 0 | 0 | 0 | 0 | 0 | 0 | 0 | 0 | 0 | 0 | 0 | 0 | 0 | 0 | 0
F5_Commercial_Office_Existing_Miscellaneous_Natural Gas_Miscellaneous_Baseline Forecast | F5 | Commercial | Office | Existing | Miscellaneous | Natural Gas | Miscellaneous | Baseline Forecast | Turnover | 0 | 847364.8241 | 990426.4178 | 1105778.9388 | 1045146.1995 | 1013462.9564 | 1002395.9801 | 984884.5777 | 965863.9524 | 948360.6657 | 931262.9848 | 1119800.2192 | 1109031.8708 | 1091568.9474 | 1060193.9769 | 1039087.4637 | 1023824.0379 | 1005125.2364 | 986092.1591 | 968295.1163 | 950810.8661 | 983317.3734 | 960764.2151 | 937749.4352 | 919325.3568 | 903123.0006 | 887700.0036
F6_Commercial_Office_Existing_Miscellaneous_Natural Gas_Miscellaneous_Baseline Forecast | F6 | Commercial | Office | Existing | Miscellaneous | Natural Gas | Miscellaneous | Baseline Forecast | Avg. Replacement Usage (kWh) | 0.010023 | 0.010023 | 0.010023 | 0.010023 | 0.010023 | 0.010023 | 0.010023 | 0.010023 | 0.010023 | 0.010023 | 0.010023 | 0.010023 | 0.010023 | 0.010023 | 0.010023 | 0.010023 | 0.010023 | 0.010023 | 0.010023 | 0.010023 | 0.010023 | 0.010023 | 0.010023 | 0.010023 | 0.010023 | 0.010023 | 0.010023
F7_Commercial_Office_Existing_Miscellaneous_Natural Gas_Miscellaneous_Baseline Forecast | F7 | Commercial | Office | Existing | Miscellaneous | Natural Gas | Miscellaneous | Baseline Forecast | Avg. Replacement Summer Demand (kW) | 0 | 0 | 0 | 0 | 0 | 0 | 0 | 0 | 0 | 0 | 0 | 0 | 0 | 0 | 0 | 0 | 0 | 0 | 0 | 0 | 0 | 0 | 0 | 0 | 0 | 0 | 0
F8_Commercial_Office_Existing_Miscellaneous_Natural Gas_Miscellaneous_Baseline Forecast | F8 | Commercial | Office | Existing | Miscellaneous | Natural Gas | Miscellaneous | Baseline Forecast | Avg. Replacement Winter Demand (kW) | 0 | 0 | 0 | 0 | 0 | 0 | 0 | 0 | 0 | 0 | 0 | 0 | 0 | 0 | 0 | 0 | 0 | 0 | 0 | 0 | 0 | 0 | 0 | 0 | 0 | 0 | 0
F1_Commercial_Office_New_Space Heating_Natural Gas_Furnace_Baseline Forecast | F1 | Commercial | Office | New | Space Heating | Natural Gas | Furnace | Baseline Forecast | Units | 0 | 153954.2426 | 270418.165 | 386678.7972 | 502116.641 | 616218.5911 | 730879.9989 | 845241.8035 | 959334.7709 | 1073189.4671 | 1186836.2663 | 1300305.3598 | 1413626.7648 | 1526830.3324 | 1639945.7562 | 1753002.581 | 1866030.2105 | 1979057.9156 | 2092114.8428 | 2205230.0221 | 2318432.3748 | 2431750.7217 | 2545213.7907 | 2658850.2249 | 2772688.59 | 2886757.3824 | 3001085.0363
F2_Commercial_Office_New_Space Heating_Natural Gas_Furnace_Baseline Forecast | F2 | Commercial | Office | New | Space Heating | Natural Gas | Furnace | Baseline Forecast | Usage (MMtherm) | 0 | 0.056248 | 0.098415 | 0.13603 | 0.17337 | 0.21028 | 0.24737 | 0.28437 | 0.32128 | 0.35811 | 0.39488 | 0.43158 | 0.46824 | 0.50486 | 0.54146 | 0.57803 | 0.61459 | 0.65116 | 0.68773 | 0.72385 | 0.75966 | 0.79558 | 0.8316 | 0.86773 | 0.90397 | 0.94033 | 0.97682
F3_Commercial_Office_New_Space Heating_Natural Gas_Furnace_Baseline Forecast | F3 | Commercial | Office | New | Space Heating | Natural Gas | Furnace | Baseline Forecast | Summer Peak Demand (MW) | 0 | 0 | 0 | 0 | 0 | 0 | 0 | 0 | 0 | 0 | 0 | 0 | 0 | 0 | 0 | 0 | 0 | 0 | 0 | 0 | 0 | 0 | 0 | 0 | 0 | 0 | 0
F4_Commercial_Office_New_Space Heating_Natural Gas_Furnace_Baseline Forecast | F4 | Commercial | Office | New | Space Heating | Natural Gas | Furnace | Baseline Forecast | Winter Peak Demand (MW) | 0 | 0 | 0 | 0 | 0 | 0 | 0 | 0 | 0 | 0 | 0 | 0 | 0 | 0 | 0 | 0 | 0 | 0 | 0 | 0 | 0 | 0 | 0 | 0 | 0 | 0 | 0
F5_Commercial_Office_New_Space Heating_Natural Gas_Furnace_Baseline Forecast | F5 | Commercial | Office | New | Space Heating | Natural Gas | Furnace | Baseline Forecast | Turnover | 0 | 153954.2426 | 116463.9224 | 116260.6322 | 115437.8438 | 114101.9501 | 114661.4078 | 114361.8046 | 114092.9675 | 113854.6962 | 113646.7992 | 113469.0936 | 113321.405 | 113203.5676 | 113115.4239 | 113056.8248 | 113027.6294 | 113027.7051 | 113056.9272 | 124957.8133 | 133092.7782 | 140621.8652 | 147546.1508 | 153874.8135 | 159801.5928 | 165293.449 | 170388.3345
F6_Commercial_Office_New_Space Heating_Natural Gas_Furnace_Baseline Forecast | F6 | Commercial | Office | New | Space Heating | Natural Gas | Furnace | Baseline Forecast | Avg. Replacement Usage (kWh) | 0.33961 | 0.36535 | 0.36394 | 0.3235 | 0.3235 | 0.3235 | 0.3235 | 0.3235 | 0.3235 | 0.3235 | 0.3235 | 0.3235 | 0.3235 | 0.3235 | 0.3235 | 0.3235 | 0.3235 | 0.3235 | 0.3235 | 0.3235 | 0.3235 | 0.3235 | 0.3235 | 0.3235 | 0.3235 | 0.3235 | 0.3235
F7_Commercial_Office_New_Space Heating_Natural Gas_Furnace_Baseline Forecast | F7 | Commercial | Office | New | Space Heating | Natural Gas | Furnace | Baseline Forecast | Avg. Replacement Summer Demand (kW) | 0 | 0 | 0 | 0 | 0 | 0 | 0 | 0 | 0 | 0 | 0 | 0 | 0 | 0 | 0 | 0 | 0 | 0 | 0 | 0 | 0 | 0 | 0 | 0 | 0 | 0 | 0
F8_Commercial_Office_New_Space Heating_Natural Gas_Furnace_Baseline Forecast | F8 | Commercial | Office | New | Space Heating | Natural Gas | Furnace | Baseline Forecast | Avg. Replacement Winter Demand (kW) | 0 | 0 | 0 | 0 | 0 | 0 | 0 | 0 | 0 | 0 | 0 | 0 | 0 | 0 | 0 | 0 | 0 | 0 | 0 | 0 | 0 | 0 | 0 | 0 | 0 | 0 | 0
F1_Commercial_Office_New_Space Heating_Natural Gas_Boiler_Baseline Forecast | F1 | Commercial | Office | New | Space Heating | Natural Gas | Boiler | Baseline Forecast | Units | 0 | 166894.9345 | 293148.2835 | 419181.2545 | 544322.2773 | 668015.1173 | 792314.4404 | 916288.977 | 1039972.0793 | 1163396.8823 | 1286596.3135 | 1409603.1018 | 1532449.7876 | 1655168.7311 | 1777792.122 | 1900351.9882 | 2022880.205 | 2145408.5038 | 2267968.4811 | 2390591.6068 | 2513309.2333 | 2636152.6039 | 2759152.8614 | 2882341.0563 | 3005748.1555 | 3129405.0507 | 3253342.5661
F2_Commercial_Office_New_Space Heating_Natural Gas_Boiler_Baseline Forecast | F2 | Commercial | Office | New | Space Heating | Natural Gas | Boiler | Baseline Forecast | Usage (MMtherm) | 0 | 0.12504 | 0.21877 | 0.31283 | 0.40622 | 0.49853 | 0.59129 | 0.68381 | 0.77612 | 0.86823 | 0.96017 | 1.052 | 1.1436 | 1.2352 | 1.3267 | 1.4182 | 1.5096 | 1.6011 | 1.6926 | 1.7841 | 1.8756 | 1.9673 | 2.0591 | 2.151 | 2.2431 | 2.3354 | 2.4279
F3_Commercial_Office_New_Space Heating_Natural Gas_Boiler_Baseline Forecast | F3 | Commercial | Office | New | Space Heating | Natural Gas | Boiler | Baseline Forecast | Summer Peak Demand (MW) | 0 | 0 | 0 | 0 | 0 | 0 | 0 | 0 | 0 | 0 | 0 | 0 | 0 | 0 | 0 | 0 | 0 | 0 | 0 | 0 | 0 | 0 | 0 | 0 | 0 | 0 | 0
F4_Commercial_Office_New_Space Heating_Natural Gas_Boiler_Baseline Forecast | F4 | Commercial | Office | New | Space Heating | Natural Gas | Boiler | Baseline Forecast | Winter Peak Demand (MW) | 0 | 0 | 0 | 0 | 0 | 0 | 0 | 0 | 0 | 0 | 0 | 0 | 0 | 0 | 0 | 0 | 0 | 0 | 0 | 0 | 0 | 0 | 0 | 0 | 0 | 0 | 0
F5_Commercial_Office_New_Space Heating_Natural Gas_Boiler_Baseline Forecast | F5 | Commercial | Office | New | Space Heating | Natural Gas | Boiler | Baseline Forecast | Turnover | 0 | 166894.9345 | 126253.3489 | 126032.971 | 125141.0228 | 123692.84 | 124299.3231 | 123974.5366 | 123683.1023 | 123424.803 | 123199.4311 | 123006.7884 | 122846.6858 | 122718.9435 | 122623.3909 | 122559.8662 | 122528.2168 | 122528.2988 | 122559.9772 | 122623.1257 | 122717.6265 | 122843.3706 | 138172.5242 | 148458.7419 | 157837.8666 | 166334.0493 | 173979.732
F6_Commercial_Office_New_Space Heating_Natural Gas_Boiler_Baseline Forecast | F6 | Commercial | Office | New | Space Heating | Natural Gas | Boiler | Baseline Forecast | Avg. Replacement Usage (kWh) | 0.6964 | 0.74919 | 0.74629 | 0.74629 | 0.74629 | 0.74629 | 0.74629 | 0.74629 | 0.74629 | 0.74629 | 0.74629 | 0.74629 | 0.74629 | 0.74629 | 0.74629 | 0.74629 | 0.74629 | 0.74629 | 0.74629 | 0.74629 | 0.74629 | 0.74629 | 0.74629 | 0.74629 | 0.74629 | 0.74629 | 0.74629
F7_Commercial_Office_New_Space Heating_Natural Gas_Boiler_Baseline Forecast | F7 | Commercial | Office | New | Space Heating | Natural Gas | Boiler | Baseline Forecast | Avg. Replacement Summer Demand (kW) | 0 | 0 | 0 | 0 | 0 | 0 | 0 | 0 | 0 | 0 | 0 | 0 | 0 | 0 | 0 | 0 | 0 | 0 | 0 | 0 | 0 | 0 | 0 | 0 | 0 | 0 | 0
F8_Commercial_Office_New_Space Heating_Natural Gas_Boiler_Baseline Forecast | F8 | Commercial | Office | New | Space Heating | Natural Gas | Boiler | Baseline Forecast | Avg. Replacement Winter Demand (kW) | 0 | 0 | 0 | 0 | 0 | 0 | 0 | 0 | 0 | 0 | 0 | 0 | 0 | 0 | 0 | 0 | 0 | 0 | 0 | 0 | 0 | 0 | 0 | 0 | 0 | 0 | 0
F1_Commercial_Office_New_Space Heating_Natural Gas_Unit Heater_Baseline Forecast | F1 | Commercial | Office | New | Space Heating | Natural Gas | Unit Heater | Baseline Forecast | Units | 0 | 7445.1684 | 13077.3192 | 18699.639 | 24282.169 | 29800.0958 | 35345.0777 | 40875.5709 | 46393.0632 | 51899.0328 | 57394.9487 | 62882.2707 | 68362.4506 | 73836.9319 | 79307.1506 | 84774.5354 | 90240.5085 | 95706.4851 | 101173.8749 | 106644.0818 | 112118.5044 | 117598.5364 | 123085.5671 | 128580.9816 | 134086.1615 | 139602.4847 | 145131.3264
F2_Commercial_Office_New_Space Heating_Natural Gas_Unit Heater_Baseline Forecast | F2 | Commercial | Office | New | Space Heating | Natural Gas | Unit Heater | Baseline Forecast | Usage (MMtherm) | 0 | 0.0013949 | 0.0024407 | 0.00349 | 0.0045319 | 0.0055617 | 0.0065966 | 0.0076288 | 0.0086585 | 0.0096861 | 0.010712 | 0.011736 | 0.012759 | 0.01378 | 0.014801 | 0.015822 | 0.016842 | 0.017862 | 0.018882 | 0.019903 | 0.020925 | 0.021948 | 0.022972 | 0.023998 | 0.025025 | 0.026055 | 0.027086
F3_Commercial_Office_New_Space Heating_Natural Gas_Unit Heater_Baseline Forecast | F3 | Commercial | Office | New | Space Heating | Natural Gas | Unit Heater | Baseline Forecast | Summer Peak Demand (MW) | 0 | 0 | 0 | 0 | 0 | 0 | 0 | 0 | 0 | 0 | 0 | 0 | 0 | 0 | 0 | 0 | 0 | 0 | 0 | 0 | 0 | 0 | 0 | 0 | 0 | 0 | 0
F4_Commercial_Office_New_Space Heating_Natural Gas_Unit Heater_Baseline Forecast | F4 | Commercial | Office | New | Space Heating | Natural Gas | Unit Heater | Baseline Forecast | Winter Peak Demand (MW) | 0 | 0 | 0 | 0 | 0 | 0 | 0 | 0 | 0 | 0 | 0 | 0 | 0 | 0 | 0 | 0 | 0 | 0 | 0 | 0 | 0 | 0 | 0 | 0 | 0 | 0 | 0
F5_Commercial_Office_New_Space Heating_Natural Gas_Unit Heater_Baseline Forecast | F5 | Commercial | Office | New | Space Heating | Natural Gas | Unit Heater | Baseline Forecast | Turnover | 0 | 7445.1684 | 5632.1508 | 5622.3198 | 5582.53 | 5517.9267 | 5544.9819 | 5530.4932 | 5517.4923 | 5505.9696 | 5495.9158 | 5487.322 | 5480.1799 | 5474.4813 | 5470.2187 | 5467.3849 | 5465.973 | 6142.8101 | 6594.7067 | 7006.1604 | 7378.2467 | 7712.4109 | 8020.5553 | 8301.3909 | 8557.6576 | 8791.8457 | 9006.2181
F6_Commercial_Office_New_Space Heating_Natural Gas_Unit Heater_Baseline Forecast | F6 | Commercial | Office | New | Space Heating | Natural Gas | Unit Heater | Baseline Forecast | Avg. Replacement Usage (kWh) | 0.17416 | 0.18736 | 0.18663 | 0.18663 | 0.18663 | 0.18663 | 0.18663 | 0.18663 | 0.18663 | 0.18663 | 0.18663 | 0.18663 | 0.18663 | 0.18663 | 0.18663 | 0.18663 | 0.18663 | 0.18663 | 0.18663 | 0.18663 | 0.18663 | 0.18663 | 0.18663 | 0.18663 | 0.18663 | 0.18663 | 0.18663
F7_Commercial_Office_New_Space Heating_Natural Gas_Unit Heater_Baseline Forecast | F7 | Commercial | Office | New | Space Heating | Natural Gas | Unit Heater | Baseline Forecast | Avg. Replacement Summer Demand (kW) | 0 | 0 | 0 | 0 | 0 | 0 | 0 | 0 | 0 | 0 | 0 | 0 | 0 | 0 | 0 | 0 | 0 | 0 | 0 | 0 | 0 | 0 | 0 | 0 | 0 | 0 | 0
F8_Commercial_Office_New_Space Heating_Natural Gas_Unit Heater_Baseline Forecast | F8 | Commercial | Office | New | Space Heating | Natural Gas | Unit Heater | Baseline Forecast | Avg. Replacement Winter Demand (kW) | 0 | 0 | 0 | 0 | 0 | 0 | 0 | 0 | 0 | 0 | 0 | 0 | 0 | 0 | 0 | 0 | 0 | 0 | 0 | 0 | 0 | 0 | 0 | 0 | 0 | 0 | 0
F1_Commercial_Office_New_Water Heating_Natural Gas_Water Heater_Baseline Forecast | F1 | Commercial | Office | New | Water Heating | Natural Gas | Water Heater | Baseline Forecast | Units | 0 | 252861.1061 | 444146.4891 | 635097.9793 | 824698.0863 | 1012104.0638 | 1200428.9187 | 1388261.6924 | 1575652.9163 | 1762652.7932 | 1949311.2111 | 2135677.7576 | 2321801.734 | 2507732.1691 | 2693517.8332 | 2879207.2516 | 3064848.7183 | 3250490.3093 | 3436179.896 | 3621965.1584 | 3807893.5982 | 3994012.5518 | 4180369.2033 | 4367010.5973 | 4553983.6514 | 4741335.1691 | 4929111.8523
F2_Commercial_Office_New_Water Heating_Natural Gas_Water Heater_Baseline Forecast | F2 | Commercial | Office | New | Water Heating | Natural Gas | Water Heater | Baseline Forecast | Usage (MMtherm) | 0 | 0.040243 | 0.070687 | 0.10108 | 0.13125 | 0.16108 | 0.19105 | 0.22094 | 0.25077 | 0.28053 | 0.31024 | 0.3399 | 0.36952 | 0.39911 | 0.42868 | 0.45823 | 0.48778 | 0.51732 | 0.54687 | 0.57644 | 0.60603 | 0.63565 | 0.66531 | 0.69502 | 0.72477 | 0.75459 | 0.78448
F3_Commercial_Office_New_Water Heating_Natural Gas_Water Heater_Baseline Forecast | F3 | Commercial | Office | New | Water Heating | Natural Gas | Water Heater | Baseline Forecast | Summer Peak Demand (MW) | 0 | 0 | 0 | 0 | 0 | 0 | 0 | 0 | 0 | 0 | 0 | 0 | 0 | 0 | 0 | 0 | 0 | 0 | 0 | 0 | 0 | 0 | 0 | 0 | 0 | 0 | 0
F4_Commercial_Office_New_Water Heating_Natural Gas_Water Heater_Baseline Forecast | F4 | Commercial | Office | New | Water Heating | Natural Gas | Water Heater | Baseline Forecast | Winter Peak Demand (MW) | 0 | 0 | 0 | 0 | 0 | 0 | 0 | 0 | 0 | 0 | 0 | 0 | 0 | 0 | 0 | 0 | 0 | 0 | 0 | 0 | 0 | 0 | 0 | 0 | 0 | 0 | 0
F5_Commercial_Office_New_Water Heating_Natural Gas_Water Heater_Baseline Forecast | F5 | Commercial | Office | New | Water Heating | Natural Gas | Water Heater | Baseline Forecast | Turnover | 0 | 252861.1061 | 191285.383 | 190951.4902 | 189600.107 | 187405.9775 | 188324.855 | 187832.7737 | 187391.224 | 186999.8769 | 237230.6391 | 265081.4 | 287286.1573 | 304780.2012 | 318346.6725 | 395689.2179 | 375066.1547 | 374572.0582 | 373879.6788 | 383208.286 | 397124.0169 | 412403.6506 | 428224.6998 | 443702.5778 | 484927.5376 | 508029.2454 | 525054.1209
F6_Commercial_Office_New_Water Heating_Natural Gas_Water Heater_Baseline Forecast | F6 | Commercial | Office | New | Water Heating | Natural Gas | Water Heater | Baseline Forecast | Avg. Replacement Usage (kWh) | 0.15915 | 0.15915 | 0.15915 | 0.15915 | 0.15915 | 0.15915 | 0.15915 | 0.15915 | 0.15915 | 0.15915 | 0.15915 | 0.15915 | 0.15915 | 0.15915 | 0.15915 | 0.15915 | 0.15915 | 0.15915 | 0.15915 | 0.15915 | 0.15915 | 0.15915 | 0.15915 | 0.15915 | 0.15915 | 0.15915 | 0.15915
F7_Commercial_Office_New_Water Heating_Natural Gas_Water Heater_Baseline Forecast | F7 | Commercial | Office | New | Water Heating | Natural Gas | Water Heater | Baseline Forecast | Avg. Replacement Summer Demand (kW) | 0 | 0 | 0 | 0 | 0 | 0 | 0 | 0 | 0 | 0 | 0 | 0 | 0 | 0 | 0 | 0 | 0 | 0 | 0 | 0 | 0 | 0 | 0 | 0 | 0 | 0 | 0
F8_Commercial_Office_New_Water Heating_Natural Gas_Water Heater_Baseline Forecast | F8 | Commercial | Office | New | Water Heating | Natural Gas | Water Heater | Baseline Forecast | Avg. Replacement Winter Demand (kW) | 0 | 0 | 0 | 0 | 0 | 0 | 0 | 0 | 0 | 0 | 0 | 0 | 0 | 0 | 0 | 0 | 0 | 0 | 0 | 0 | 0 | 0 | 0 | 0 | 0 | 0 | 0
F1_Commercial_Office_New_Food Preparation_Natural Gas_Oven_Baseline Forecast | F1 | Commercial | Office | New | Food Preparation | Natural Gas | Oven | Baseline Forecast | Units | 0 | 3423.3236 | 6013.0131 | 8598.1823 | 11165.056 | 13702.2248 | 16251.8337 | 18794.7806 | 21331.7496 | 23863.4204 | 26390.4685 | 28913.5651 | 31433.3777 | 33950.57 | 36465.8024 | 38979.7318 | 41493.012 | 44006.2939 | 46520.2256 | 49035.4526 | 51552.6179 | 54072.3625 | 56595.3251 | 59122.1427 | 61653.4504 | 64189.8819 | 66732.0694
F2_Commercial_Office_New_Food Preparation_Natural Gas_Oven_Baseline Forecast | F2 | Commercial | Office | New | Food Preparation | Natural Gas | Oven | Baseline Forecast | Usage (MMtherm) | 0 | 0.00011364 | 0.00019961 | 0.00028542 | 0.00037063 | 0.00045485 | 0.00053949 | 0.0006239 | 0.00070812 | 0.00079216 | 0.00087605 | 0.0009598 | 0.0010435 | 0.001127 | 0.0012105 | 0.001294 | 0.0013774 | 0.0014608 | 0.0015443 | 0.0016278 | 0.0017113 | 0.001795 | 0.0018787 | 0.0019626 | 0.0020466 | 0.0021308 | 0.0022152
F3_Commercial_Office_New_Food Preparation_Natural Gas_Oven_Baseline Forecast | F3 | Commercial | Office | New | Food Preparation | Natural Gas | Oven | Baseline Forecast | Summer Peak Demand (MW) | 0 | 0 | 0 | 0 | 0 | 0 | 0 | 0 | 0 | 0 | 0 | 0 | 0 | 0 | 0 | 0 | 0 | 0 | 0 | 0 | 0 | 0 | 0 | 0 | 0 | 0 | 0
F4_Commercial_Office_New_Food Preparation_Natural Gas_Oven_Baseline Forecast | F4 | Commercial | Office | New | Food Preparation | Natural Gas | Oven | Baseline Forecast | Winter Peak Demand (MW) | 0 | 0 | 0 | 0 | 0 | 0 | 0 | 0 | 0 | 0 | 0 | 0 | 0 | 0 | 0 | 0 | 0 | 0 | 0 | 0 | 0 | 0 | 0 | 0 | 0 | 0 | 0
F5_Commercial_Office_New_Food Preparation_Natural Gas_Oven_Baseline Forecast | F5 | Commercial | Office | New | Food Preparation | Natural Gas | Oven | Baseline Forecast | Turnover | 0 | 3423.3236 | 2589.6895 | 2585.1692 | 2566.8737 | 2537.1688 | 2549.6089 | 2542.9469 | 2536.969 | 2531.6708 | 2527.0481 | 2523.0966 | 3204.4773 | 3582.862 | 3884.802 | 4122.9598 | 4307.9383 | 5356.3339 | 5078.4305 | 5073.0348 | 5064.9497 | 5055.5948 | 5059.5232 | 5195.2151 | 5381.0311 | 5591.7817 | 5809.8478
F6_Commercial_Office_New_Food Preparation_Natural Gas_Oven_Baseline Forecast | F6 | Commercial | Office | New | Food Preparation | Natural Gas | Oven | Baseline Forecast | Avg. Replacement Usage (kWh) | 0.033196 | 0.033196 | 0.033196 | 0.033196 | 0.033196 | 0.033196 | 0.033196 | 0.033196 | 0.033196 | 0.033196 | 0.033196 | 0.033196 | 0.033196 | 0.033196 | 0.033196 | 0.033196 | 0.033196 | 0.033196 | 0.033196 | 0.033196 | 0.033196 | 0.033196 | 0.033196 | 0.033196 | 0.033196 | 0.033196 | 0.033196
F7_Commercial_Office_New_Food Preparation_Natural Gas_Oven_Baseline Forecast | F7 | Commercial | Office | New | Food Preparation | Natural Gas | Oven | Baseline Forecast | Avg. Replacement Summer Demand (kW) | 0 | 0 | 0 | 0 | 0 | 0 | 0 | 0 | 0 | 0 | 0 | 0 | 0 | 0 | 0 | 0 | 0 | 0 | 0 | 0 | 0 | 0 | 0 | 0 | 0 | 0 | 0
F8_Commercial_Office_New_Food Preparation_Natural Gas_Oven_Baseline Forecast | F8 | Commercial | Office | New | Food Preparation | Natural Gas | Oven | Baseline Forecast | Avg. Replacement Winter Demand (kW) | 0 | 0 | 0 | 0 | 0 | 0 | 0 | 0 | 0 | 0 | 0 | 0 | 0 | 0 | 0 | 0 | 0 | 0 | 0 | 0 | 0 | 0 | 0 | 0 | 0 | 0 | 0
F1_Commercial_Office_New_Food Preparation_Natural Gas_Conveyor Oven_Baseline Forecast | F1 | Commercial | Office | New | Food Preparation | Natural Gas | Conveyor Oven | Baseline Forecast | Units | 0 | 1711.6618 | 3006.5066 | 4299.0912 | 5582.528 | 6851.1124 | 8125.9168 | 9397.3903 | 10665.8748 | 11931.7102 | 13195.2342 | 14456.7825 | 15716.6888 | 16975.285 | 18232.9012 | 19489.8659 | 20746.506 | 22003.147 | 23260.1128 | 24517.7263 | 25776.3089 | 27036.1812 | 28297.6626 | 29561.0713 | 30826.7252 | 32094.9409 | 33366.0347
F2_Commercial_Office_New_Food Preparation_Natural Gas_Conveyor Oven_Baseline Forecast | F2 | Commercial | Office | New | Food Preparation | Natural Gas | Conveyor Oven | Baseline Forecast | Usage (MMtherm) | 0 | 9.7222e-05 | 0.00017077 | 0.00024419 | 0.00031709 | 0.00038914 | 0.00046155 | 0.00053377 | 0.00060582 | 0.00067772 | 0.00074949 | 0.00082115 | 0.00089271 | 0.0009642 | 0.0010356 | 0.001107 | 0.0011784 | 0.0012498 | 0.0013212 | 0.0013926 | 0.0014641 | 0.0015357 | 0.0016073 | 0.0016791 | 0.001751 | 0.001823 | 0.0018952
F3_Commercial_Office_New_Food Preparation_Natural Gas_Conveyor Oven_Baseline Forecast | F3 | Commercial | Office | New | Food Preparation | Natural Gas | Conveyor Oven | Baseline Forecast | Summer Peak Demand (MW) | 0 | 0 | 0 | 0 | 0 | 0 | 0 | 0 | 0 | 0 | 0 | 0 | 0 | 0 | 0 | 0 | 0 | 0 | 0 | 0 | 0 | 0 | 0 | 0 | 0 | 0 | 0
F4_Commercial_Office_New_Food Preparation_Natural Gas_Conveyor Oven_Baseline Forecast | F4 | Commercial | Office | New | Food Preparation | Natural Gas | Conveyor Oven | Baseline Forecast | Winter Peak Demand (MW) | 0 | 0 | 0 | 0 | 0 | 0 | 0 | 0 | 0 | 0 | 0 | 0 | 0 | 0 | 0 | 0 | 0 | 0 | 0 | 0 | 0 | 0 | 0 | 0 | 0 | 0 | 0
F5_Commercial_Office_New_Food Preparation_Natural Gas_Conveyor Oven_Baseline Forecast | F5 | Commercial | Office | New | Food Preparation | Natural Gas | Conveyor Oven | Baseline Forecast | Turnover | 0 | 1711.6618 | 1294.8448 | 1292.5846 | 1283.4368 | 1268.5844 | 1274.8044 | 1271.4734 | 1268.4845 | 1265.8354 | 1263.524 | 1261.5483 | 1259.9063 | 1258.5962 | 1257.6162 | 1256.9647 | 1256.6401 | 1598.9733 | 1789.8007 | 1942.3983 | 2063.0979 | 2157.2013 | 2683.0073 | 2545.6582 | 2544.5578 | 2542.1079 | 2539.0188
F6_Commercial_Office_New_Food Preparation_Natural Gas_Conveyor Oven_Baseline Forecast | F6 | Commercial | Office | New | Food Preparation | Natural Gas | Conveyor Oven | Baseline Forecast | Avg. Replacement Usage (kWh) | 0.0568 | 0.0568 | 0.0568 | 0.0568 | 0.0568 | 0.0568 | 0.0568 | 0.0568 | 0.0568 | 0.0568 | 0.0568 | 0.0568 | 0.0568 | 0.0568 | 0.0568 | 0.0568 | 0.0568 | 0.0568 | 0.0568 | 0.0568 | 0.0568 | 0.0568 | 0.0568 | 0.0568 | 0.0568 | 0.0568 | 0.0568
F7_Commercial_Office_New_Food Preparation_Natural Gas_Conveyor Oven_Baseline Forecast | F7 | Commercial | Office | New | Food Preparation | Natural Gas | Conveyor Oven | Baseline Forecast | Avg. Replacement Summer Demand (kW) | 0 | 0 | 0 | 0 | 0 | 0 | 0 | 0 | 0 | 0 | 0 | 0 | 0 | 0 | 0 | 0 | 0 | 0 | 0 | 0 | 0 | 0 | 0 | 0 | 0 | 0 | 0
F8_Commercial_Office_New_Food Preparation_Natural Gas_Conveyor Oven_Baseline Forecast | F8 | Commercial | Office | New | Food Preparation | Natural Gas | Conveyor Oven | Baseline Forecast | Avg. Replacement Winter Demand (kW) | 0 | 0 | 0 | 0 | 0 | 0 | 0 | 0 | 0 | 0 | 0 | 0 | 0 | 0 | 0 | 0 | 0 | 0 | 0 | 0 | 0 | 0 | 0 | 0 | 0 | 0 | 0
F1_Commercial_Office_New_Food Preparation_Natural Gas_Double Rack Oven_Baseline Forecast | F1 | Commercial | Office | New | Food Preparation | Natural Gas | Double Rack Oven | Baseline Forecast | Units | 0 | 1711.6618 | 3006.5066 | 4299.0912 | 5582.528 | 6851.1124 | 8125.9168 | 9397.3903 | 10665.8748 | 11931.7102 | 13195.2342 | 14456.7825 | 15716.6888 | 16975.285 | 18232.9012 | 19489.8659 | 20746.506 | 22003.147 | 23260.1128 | 24517.7263 | 25776.3089 | 27036.1812 | 28297.6626 | 29561.0713 | 30826.7252 | 32094.9409 | 33366.0347
F2_Commercial_Office_New_Food Preparation_Natural Gas_Double Rack Oven_Baseline Forecast | F2 | Commercial | Office | New | Food Preparation | Natural Gas | Double Rack Oven | Baseline Forecast | Usage (MMtherm) | 0 | 0.0001477 | 0.00025943 | 0.00037097 | 0.00048171 | 0.00059118 | 0.00070118 | 0.0008109 | 0.00092035 | 0.0010296 | 0.0011386 | 0.0012475 | 0.0013562 | 0.0014648 | 0.0015733 | 0.0016818 | 0.0017902 | 0.0018986 | 0.0020071 | 0.0021156 | 0.0022242 | 0.0023329 | 0.0024418 | 0.0025508 | 0.00266 | 0.0027695 | 0.0028791
F3_Commercial_Office_New_Food Preparation_Natural Gas_Double Rack Oven_Baseline Forecast | F3 | Commercial | Office | New | Food Preparation | Natural Gas | Double Rack Oven | Baseline Forecast | Summer Peak Demand (MW) | 0 | 0 | 0 | 0 | 0 | 0 | 0 | 0 | 0 | 0 | 0 | 0 | 0 | 0 | 0 | 0 | 0 | 0 | 0 | 0 | 0 | 0 | 0 | 0 | 0 | 0 | 0
F4_Commercial_Office_New_Food Preparation_Natural Gas_Double Rack Oven_Baseline Forecast | F4 | Commercial | Office | New | Food Preparation | Natural Gas | Double Rack Oven | Baseline Forecast | Winter Peak Demand (MW) | 0 | 0 | 0 | 0 | 0 | 0 | 0 | 0 | 0 | 0 | 0 | 0 | 0 | 0 | 0 | 0 | 0 | 0 | 0 | 0 | 0 | 0 | 0 | 0 | 0 | 0 | 0
F5_Commercial_Office_New_Food Preparation_Natural Gas_Double Rack Oven_Baseline Forecast | F5 | Commercial | Office | New | Food Preparation | Natural Gas | Double Rack Oven | Baseline Forecast | Turnover | 0 | 1711.6618 | 1294.8448 | 1292.5846 | 1283.4368 | 1268.5844 | 1274.8044 | 1271.4734 | 1268.4845 | 1265.8354 | 1453.7087 | 1574.473 | 1681.6821 | 1776.1121 | 1858.5841 | 1932.8034 | 1998.6604 | 2057.1573 | 2109.1843 | 2703.7638 | 2590.6339 | 2630.0754 | 2673.9684 | 2720.8884 | 2777.8627 | 2833.449 | 2890.0648
F6_Commercial_Office_New_Food Preparation_Natural Gas_Double Rack Oven_Baseline Forecast | F6 | Commercial | Office | New | Food Preparation | Natural Gas | Double Rack Oven | Baseline Forecast | Avg. Replacement Usage (kWh) | 0.08629 | 0.08629 | 0.08629 | 0.08629 | 0.08629 | 0.08629 | 0.08629 | 0.08629 | 0.08629 | 0.08629 | 0.08629 | 0.08629 | 0.08629 | 0.08629 | 0.08629 | 0.08629 | 0.08629 | 0.08629 | 0.08629 | 0.08629 | 0.08629 | 0.08629 | 0.08629 | 0.08629 | 0.08629 | 0.08629 | 0.08629
F7_Commercial_Office_New_Food Preparation_Natural Gas_Double Rack Oven_Baseline Forecast | F7 | Commercial | Office | New | Food Preparation | Natural Gas | Double Rack Oven | Baseline Forecast | Avg. Replacement Summer Demand (kW) | 0 | 0 | 0 | 0 | 0 | 0 | 0 | 0 | 0 | 0 | 0 | 0 | 0 | 0 | 0 | 0 | 0 | 0 | 0 | 0 | 0 | 0 | 0 | 0 | 0 | 0 | 0
F8_Commercial_Office_New_Food Preparation_Natural Gas_Double Rack Oven_Baseline Forecast | F8 | Commercial | Office | New | Food Preparation | Natural Gas | Double Rack Oven | Baseline Forecast | Avg. Replacement Winter Demand (kW) | 0 | 0 | 0 | 0 | 0 | 0 | 0 | 0 | 0 | 0 | 0 | 0 | 0 | 0 | 0 | 0 | 0 | 0 | 0 | 0 | 0 | 0 | 0 | 0 | 0 | 0 | 0
F1_Commercial_Office_New_Food Preparation_Natural Gas_Fryer_Baseline Forecast | F1 | Commercial | Office | New | Food Preparation | Natural Gas | Fryer | Baseline Forecast | Units | 0 | 6846.6472 | 12026.0263 | 17196.3647 | 22330.112 | 27404.4496 | 32503.6673 | 37589.5611 | 42663.4992 | 47726.8409 | 52780.937 | 57827.1302 | 62866.7554 | 67901.1401 | 72931.6049 | 77959.4637 | 82986.0241 | 88012.5878 | 93040.4512 | 98070.9051 | 103105.2358 | 108144.725 | 113190.6502 | 118244.2854 | 123306.9008 | 128379.7638 | 133464.1388
F2_Commercial_Office_New_Food Preparation_Natural Gas_Fryer_Baseline Forecast | F2 | Commercial | Office | New | Food Preparation | Natural Gas | Fryer | Baseline Forecast | Usage (MMtherm) | 0 | 0.00024062 | 0.00042264 | 0.00060435 | 0.00078477 | 0.00096311 | 0.0011423 | 0.0013211 | 0.0014994 | 0.0016773 | 0.0018549 | 0.0020323 | 0.0022094 | 0.0023863 | 0.0025631 | 0.0027398 | 0.0029165 | 0.0030931 | 0.0032698 | 0.0034466 | 0.0036235 | 0.0038007 | 0.003978 | 0.0041556 | 0.0043335 | 0.0045118 | 0.0046905
F3_Commercial_Office_New_Food Preparation_Natural Gas_Fryer_Baseline Forecast | F3 | Commercial | Office | New | Food Preparation | Natural Gas | Fryer | Baseline Forecast | Summer Peak Demand (MW) | 0 | 0 | 0 | 0 | 0 | 0 | 0 | 0 | 0 | 0 | 0 | 0 | 0 | 0 | 0 | 0 | 0 | 0 | 0 | 0 | 0 | 0 | 0 | 0 | 0 | 0 | 0
F4_Commercial_Office_New_Food Preparation_Natural Gas_Fryer_Baseline Forecast | F4 | Commercial | Office | New | Food Preparation | Natural Gas | Fryer | Baseline Forecast | Winter Peak Demand (MW) | 0 | 0 | 0 | 0 | 0 | 0 | 0 | 0 | 0 | 0 | 0 | 0 | 0 | 0 | 0 | 0 | 0 | 0 | 0 | 0 | 0 | 0 | 0 | 0 | 0 | 0 | 0
F5_Commercial_Office_New_Food Preparation_Natural Gas_Fryer_Baseline Forecast | F5 | Commercial | Office | New | Food Preparation | Natural Gas | Fryer | Baseline Forecast | Turnover | 0 | 6846.6472 | 5179.3791 | 5170.3384 | 5133.7474 | 5074.3376 | 5099.2177 | 5085.8938 | 5073.9381 | 6432.6711 | 7185.4355 | 7785.3324 | 8257.686 | 8623.7009 | 10716.5688 | 10156.8564 | 10142.1761 | 10395.9985 | 10744.9243 | 11167.6913 | 11592.165 | 12007.3627 | 13119.7215 | 13741.3761 | 14198.5028 | 14584.5972 | 14938.6959
F6_Commercial_Office_New_Food Preparation_Natural Gas_Fryer_Baseline Forecast | F6 | Commercial | Office | New | Food Preparation | Natural Gas | Fryer | Baseline Forecast | Avg. Replacement Usage (kWh) | 0.05143 | 0.035144 | 0.035144 | 0.035144 | 0.035144 | 0.035144 | 0.035144 | 0.035144 | 0.035144 | 0.035144 | 0.035144 | 0.035144 | 0.035144 | 0.035144 | 0.035144 | 0.035144 | 0.035144 | 0.035144 | 0.035144 | 0.035144 | 0.035144 | 0.035144 | 0.035144 | 0.035144 | 0.035144 | 0.035144 | 0.035144
F7_Commercial_Office_New_Food Preparation_Natural Gas_Fryer_Baseline Forecast | F7 | Commercial | Office | New | Food Preparation | Natural Gas | Fryer | Baseline Forecast | Avg. Replacement Summer Demand (kW) | 0 | 0 | 0 | 0 | 0 | 0 | 0 | 0 | 0 | 0 | 0 | 0 | 0 | 0 | 0 | 0 | 0 | 0 | 0 | 0 | 0 | 0 | 0 | 0 | 0 | 0 | 0
F8_Commercial_Office_New_Food Preparation_Natural Gas_Fryer_Baseline Forecast | F8 | Commercial | Office | New | Food Preparation | Natural Gas | Fryer | Baseline Forecast | Avg. Replacement Winter Demand (kW) | 0 | 0 | 0 | 0 | 0 | 0 | 0 | 0 | 0 | 0 | 0 | 0 | 0 | 0 | 0 | 0 | 0 | 0 | 0 | 0 | 0 | 0 | 0 | 0 | 0 | 0 | 0
F1_Commercial_Office_New_Food Preparation_Natural Gas_Broiler_Baseline Forecast | F1 | Commercial | Office | New | Food Preparation | Natural Gas | Broiler | Baseline Forecast | Units | 0 | 0 | 0 | 0 | 0 | 0 | 0 | 0 | 0 | 0 | 0 | 0 | 0 | 0 | 0 | 0 | 0 | 0 | 0 | 0 | 0 | 0 | 0 | 0 | 0 | 0 | 0
F2_Commercial_Office_New_Food Preparation_Natural Gas_Broiler_Baseline Forecast | F2 | Commercial | Office | New | Food Preparation | Natural Gas | Broiler | Baseline Forecast | Usage (MMtherm) | 0 | 0 | 0 | 0 | 0 | 0 | 0 | 0 | 0 | 0 | 0 | 0 | 0 | 0 | 0 | 0 | 0 | 0 | 0 | 0 | 0 | 0 | 0 | 0 | 0 | 0 | 0
F3_Commercial_Office_New_Food Preparation_Natural Gas_Broiler_Baseline Forecast | F3 | Commercial | Office | New | Food Preparation | Natural Gas | Broiler | Baseline Forecast | Summer Peak Demand (MW) | 0 | 0 | 0 | 0 | 0 | 0 | 0 | 0 | 0 | 0 | 0 | 0 | 0 | 0 | 0 | 0 | 0 | 0 | 0 | 0 | 0 | 0 | 0 | 0 | 0 | 0 | 0
F4_Commercial_Office_New_Food Preparation_Natural Gas_Broiler_Baseline Forecast | F4 | Commercial | Office | New | Food Preparation | Natural Gas | Broiler | Baseline Forecast | Winter Peak Demand (MW) | 0 | 0 | 0 | 0 | 0 | 0 | 0 | 0 | 0 | 0 | 0 | 0 | 0 | 0 | 0 | 0 | 0 | 0 | 0 | 0 | 0 | 0 | 0 | 0 | 0 | 0 | 0
F5_Commercial_Office_New_Food Preparation_Natural Gas_Broiler_Baseline Forecast | F5 | Commercial | Office | New | Food Preparation | Natural Gas | Broiler | Baseline Forecast | Turnover | 0 | 0 | 0 | 0 | 0 | 0 | 0 | 0 | 0 | 0 | 0 | 0 | 0 | 0 | 0 | 0 | 0 | 0 | 0 | 0 | 0 | 0 | 0 | 0 | 0 | 0 | 0
F6_Commercial_Office_New_Food Preparation_Natural Gas_Broiler_Baseline Forecast | F6 | Commercial | Office | New | Food Preparation | Natural Gas | Broiler | Baseline Forecast | Avg. Replacement Usage (kWh) | 0.05496 | 0.05496 | 0.05496 | 0.05496 | 0.05496 | 0.05496 | 0.05496 | 0.05496 | 0.05496 | 0.05496 | 0.05496 | 0.05496 | 0.05496 | 0.05496 | 0.05496 | 0.05496 | 0.05496 | 0.05496 | 0.05496 | 0.05496 | 0.05496 | 0.05496 | 0.05496 | 0.05496 | 0.05496 | 0.05496 | 0.05496
F7_Commercial_Office_New_Food Preparation_Natural Gas_Broiler_Baseline Forecast | F7 | Commercial | Office | New | Food Preparation | Natural Gas | Broiler | Baseline Forecast | Avg. Replacement Summer Demand (kW) | 0 | 0 | 0 | 0 | 0 | 0 | 0 | 0 | 0 | 0 | 0 | 0 | 0 | 0 | 0 | 0 | 0 | 0 | 0 | 0 | 0 | 0 | 0 | 0 | 0 | 0 | 0
F8_Commercial_Office_New_Food Preparation_Natural Gas_Broiler_Baseline Forecast | F8 | Commercial | Office | New | Food Preparation | Natural Gas | Broiler | Baseline Forecast | Avg. Replacement Winter Demand (kW) | 0 | 0 | 0 | 0 | 0 | 0 | 0 | 0 | 0 | 0 | 0 | 0 | 0 | 0 | 0 | 0 | 0 | 0 | 0 | 0 | 0 | 0 | 0 | 0 | 0 | 0 | 0
F1_Commercial_Office_New_Food Preparation_Natural Gas_Griddle_Baseline Forecast | F1 | Commercial | Office | New | Food Preparation | Natural Gas | Griddle | Baseline Forecast | Units | 0 | 6846.6472 | 12026.0263 | 17196.3647 | 22330.112 | 27404.4496 | 32503.6673 | 37589.5611 | 42663.4992 | 47726.8409 | 52780.937 | 57827.1302 | 62866.7554 | 67901.1401 | 72931.6049 | 77959.4637 | 82986.0241 | 88012.5878 | 93040.4512 | 98070.9051 | 103105.2358 | 108144.725 | 113190.6502 | 118244.2854 | 123306.9008 | 128379.7638 | 133464.1388
F2_Commercial_Office_New_Food Preparation_Natural Gas_Griddle_Baseline Forecast | F2 | Commercial | Office | New | Food Preparation | Natural Gas | Griddle | Baseline Forecast | Usage (MMtherm) | 0 | 0.00026227 | 0.00046067 | 0.00065872 | 0.00085537 | 0.0010497 | 0.0012451 | 0.0014399 | 0.0016343 | 0.0018282 | 0.0020218 | 0.0022151 | 0.0024082 | 0.002601 | 0.0027937 | 0.0029863 | 0.0031788 | 0.0033714 | 0.003564 | 0.0037567 | 0.0039495 | 0.0041426 | 0.0043359 | 0.0045294 | 0.0047234 | 0.0049177 | 0.0051125
F3_Commercial_Office_New_Food Preparation_Natural Gas_Griddle_Baseline Forecast | F3 | Commercial | Office | New | Food Preparation | Natural Gas | Griddle | Baseline Forecast | Summer Peak Demand (MW) | 0 | 0 | 0 | 0 | 0 | 0 | 0 | 0 | 0 | 0 | 0 | 0 | 0 | 0 | 0 | 0 | 0 | 0 | 0 | 0 | 0 | 0 | 0 | 0 | 0 | 0 | 0
F4_Commercial_Office_New_Food Preparation_Natural Gas_Griddle_Baseline Forecast | F4 | Commercial | Office | New | Food Preparation | Natural Gas | Griddle | Baseline Forecast | Winter Peak Demand (MW) | 0 | 0 | 0 | 0 | 0 | 0 | 0 | 0 | 0 | 0 | 0 | 0 | 0 | 0 | 0 | 0 | 0 | 0 | 0 | 0 | 0 | 0 | 0 | 0 | 0 | 0 | 0
F5_Commercial_Office_New_Food Preparation_Natural Gas_Griddle_Baseline Forecast | F5 | Commercial | Office | New | Food Preparation | Natural Gas | Griddle | Baseline Forecast | Turnover | 0 | 6846.6472 | 5179.3791 | 5170.3384 | 5133.7474 | 5074.3376 | 5099.2177 | 5085.8938 | 5073.9381 | 5063.3417 | 5814.8347 | 6297.8918 | 6726.7282 | 7104.4483 | 7434.3366 | 7731.2134 | 7994.6416 | 8228.6291 | 8436.7371 | 10815.0553 | 10362.5356 | 10520.3015 | 10695.8735 | 10883.5537 | 11111.4507 | 11333.7959 | 11560.2592
F6_Commercial_Office_New_Food Preparation_Natural Gas_Griddle_Baseline Forecast | F6 | Commercial | Office | New | Food Preparation | Natural Gas | Griddle | Baseline Forecast | Avg. Replacement Usage (kWh) | 0.038306 | 0.038306 | 0.038306 | 0.038306 | 0.038306 | 0.038306 | 0.038306 | 0.038306 | 0.038306 | 0.038306 | 0.038306 | 0.038306 | 0.038306 | 0.038306 | 0.038306 | 0.038306 | 0.038306 | 0.038306 | 0.038306 | 0.038306 | 0.038306 | 0.038306 | 0.038306 | 0.038306 | 0.038306 | 0.038306 | 0.038306
F7_Commercial_Office_New_Food Preparation_Natural Gas_Griddle_Baseline Forecast | F7 | Commercial | Office | New | Food Preparation | Natural Gas | Griddle | Baseline Forecast | Avg. Replacement Summer Demand (kW) | 0 | 0 | 0 | 0 | 0 | 0 | 0 | 0 | 0 | 0 | 0 | 0 | 0 | 0 | 0 | 0 | 0 | 0 | 0 | 0 | 0 | 0 | 0 | 0 | 0 | 0 | 0
F8_Commercial_Office_New_Food Preparation_Natural Gas_Griddle_Baseline Forecast | F8 | Commercial | Office | New | Food Preparation | Natural Gas | Griddle | Baseline Forecast | Avg. Replacement Winter Demand (kW) | 0 | 0 | 0 | 0 | 0 | 0 | 0 | 0 | 0 | 0 | 0 | 0 | 0 | 0 | 0 | 0 | 0 | 0 | 0 | 0 | 0 | 0 | 0 | 0 | 0 | 0 | 0
F1_Commercial_Office_New_Food Preparation_Natural Gas_Range_Baseline Forecast | F1 | Commercial | Office | New | Food Preparation | Natural Gas | Range | Baseline Forecast | Units | 0 | 6846.6472 | 12026.0263 | 17196.3647 | 22330.112 | 27404.4496 | 32503.6673 | 37589.5611 | 42663.4992 | 47726.8409 | 52780.937 | 57827.1302 | 62866.7554 | 67901.1401 | 72931.6049 | 77959.4637 | 82986.0241 | 88012.5878 | 93040.4512 | 98070.9051 | 103105.2358 | 108144.725 | 113190.6502 | 118244.2854 | 123306.9008 | 128379.7638 | 133464.1388
F2_Commercial_Office_New_Food Preparation_Natural Gas_Range_Baseline Forecast | F2 | Commercial | Office | New | Food Preparation | Natural Gas | Range | Baseline Forecast | Usage (MMtherm) | 0 | 0.0002591 | 0.0004551 | 0.00065076 | 0.00084504 | 0.0010371 | 0.00123 | 0.0014225 | 0.0016145 | 0.0018061 | 0.0019974 | 0.0021884 | 0.0023791 | 0.0025696 | 0.00276 | 0.0029502 | 0.0031404 | 0.0033307 | 0.0035209 | 0.0037113 | 0.0039018 | 0.0040925 | 0.0042835 | 0.0044747 | 0.0046663 | 0.0048583 | 0.0050507
F3_Commercial_Office_New_Food Preparation_Natural Gas_Range_Baseline Forecast | F3 | Commercial | Office | New | Food Preparation | Natural Gas | Range | Baseline Forecast | Summer Peak Demand (MW) | 0 | 0 | 0 | 0 | 0 | 0 | 0 | 0 | 0 | 0 | 0 | 0 | 0 | 0 | 0 | 0 | 0 | 0 | 0 | 0 | 0 | 0 | 0 | 0 | 0 | 0 | 0
F4_Commercial_Office_New_Food Preparation_Natural Gas_Range_Baseline Forecast | F4 | Commercial | Office | New | Food Preparation | Natural Gas | Range | Baseline Forecast | Winter Peak Demand (MW) | 0 | 0 | 0 | 0 | 0 | 0 | 0 | 0 | 0 | 0 | 0 | 0 | 0 | 0 | 0 | 0 | 0 | 0 | 0 | 0 | 0 | 0 | 0 | 0 | 0 | 0 | 0
F5_Commercial_Office_New_Food Preparation_Natural Gas_Range_Baseline Forecast | F5 | Commercial | Office | New | Food Preparation | Natural Gas | Range | Baseline Forecast | Turnover | 0 | 6846.6472 | 5179.3791 | 5170.3384 | 5133.7474 | 5074.3376 | 5099.2177 | 5085.8938 | 5073.9381 | 5063.3417 | 6423.4255 | 7177.5326 | 7778.7644 | 8252.4455 | 8619.781 | 10713.9627 | 10155.558 | 10142.1795 | 10123.4321 | 10376.0201 | 10752.8124 | 11166.5346 | 11594.9166 | 12014.0066 | 13130.243 | 13755.7612 | 14216.7389
F6_Commercial_Office_New_Food Preparation_Natural Gas_Range_Baseline Forecast | F6 | Commercial | Office | New | Food Preparation | Natural Gas | Range | Baseline Forecast | Avg. Replacement Usage (kWh) | 0.037843 | 0.037843 | 0.037843 | 0.037843 | 0.037843 | 0.037843 | 0.037843 | 0.037843 | 0.037843 | 0.037843 | 0.037843 | 0.037843 | 0.037843 | 0.037843 | 0.037843 | 0.037843 | 0.037843 | 0.037843 | 0.037843 | 0.037843 | 0.037843 | 0.037843 | 0.037843 | 0.037843 | 0.037843 | 0.037843 | 0.037843
F7_Commercial_Office_New_Food Preparation_Natural Gas_Range_Baseline Forecast | F7 | Commercial | Office | New | Food Preparation | Natural Gas | Range | Baseline Forecast | Avg. Replacement Summer Demand (kW) | 0 | 0 | 0 | 0 | 0 | 0 | 0 | 0 | 0 | 0 | 0 | 0 | 0 | 0 | 0 | 0 | 0 | 0 | 0 | 0 | 0 | 0 | 0 | 0 | 0 | 0 | 0
F8_Commercial_Office_New_Food Preparation_Natural Gas_Range_Baseline Forecast | F8 | Commercial | Office | New | Food Preparation | Natural Gas | Range | Baseline Forecast | Avg. Replacement Winter Demand (kW) | 0 | 0 | 0 | 0 | 0 | 0 | 0 | 0 | 0 | 0 | 0 | 0 | 0 | 0 | 0 | 0 | 0 | 0 | 0 | 0 | 0 | 0 | 0 | 0 | 0 | 0 | 0
F1_Commercial_Office_New_Food Preparation_Natural Gas_Steamer_Baseline Forecast | F1 | Commercial | Office | New | Food Preparation | Natural Gas | Steamer | Baseline Forecast | Units | 0 | 0 | 0 | 0 | 0 | 0 | 0 | 0 | 0 | 0 | 0 | 0 | 0 | 0 | 0 | 0 | 0 | 0 | 0 | 0 | 0 | 0 | 0 | 0 | 0 | 0 | 0
F2_Commercial_Office_New_Food Preparation_Natural Gas_Steamer_Baseline Forecast | F2 | Commercial | Office | New | Food Preparation | Natural Gas | Steamer | Baseline Forecast | Usage (MMtherm) | 0 | 0 | 0 | 0 | 0 | 0 | 0 | 0 | 0 | 0 | 0 | 0 | 0 | 0 | 0 | 0 | 0 | 0 | 0 | 0 | 0 | 0 | 0 | 0 | 0 | 0 | 0
F3_Commercial_Office_New_Food Preparation_Natural Gas_Steamer_Baseline Forecast | F3 | Commercial | Office | New | Food Preparation | Natural Gas | Steamer | Baseline Forecast | Summer Peak Demand (MW) | 0 | 0 | 0 | 0 | 0 | 0 | 0 | 0 | 0 | 0 | 0 | 0 | 0 | 0 | 0 | 0 | 0 | 0 | 0 | 0 | 0 | 0 | 0 | 0 | 0 | 0 | 0
F4_Commercial_Office_New_Food Preparation_Natural Gas_Steamer_Baseline Forecast | F4 | Commercial | Office | New | Food Preparation | Natural Gas | Steamer | Baseline Forecast | Winter Peak Demand (MW) | 0 | 0 | 0 | 0 | 0 | 0 | 0 | 0 | 0 | 0 | 0 | 0 | 0 | 0 | 0 | 0 | 0 | 0 | 0 | 0 | 0 | 0 | 0 | 0 | 0 | 0 | 0
F5_Commercial_Office_New_Food Preparation_Natural Gas_Steamer_Baseline Forecast | F5 | Commercial | Office | New | Food Preparation | Natural Gas | Steamer | Baseline Forecast | Turnover | 0 | 0 | 0 | 0 | 0 | 0 | 0 | 0 | 0 | 0 | 0 | 0 | 0 | 0 | 0 | 0 | 0 | 0 | 0 | 0 | 0 | 0 | 0 | 0 | 0 | 0 | 0
F6_Commercial_Office_New_Food Preparation_Natural Gas_Steamer_Baseline Forecast | F6 | Commercial | Office | New | Food Preparation | Natural Gas | Steamer | Baseline Forecast | Avg. Replacement Usage (kWh) | 0.043731 | 0.012356 | 0.012356 | 0.012356 | 0.012356 | 0.012356 | 0.012356 | 0.012356 | 0.012356 | 0.012356 | 0.012356 | 0.012356 | 0.012356 | 0.012356 | 0.012356 | 0.012356 | 0.012356 | 0.012356 | 0.012356 | 0.012356 | 0.012356 | 0.012356 | 0.012356 | 0.012356 | 0.012356 | 0.012356 | 0.012356
F7_Commercial_Office_New_Food Preparation_Natural Gas_Steamer_Baseline Forecast | F7 | Commercial | Office | New | Food Preparation | Natural Gas | Steamer | Baseline Forecast | Avg. Replacement Summer Demand (kW) | 0 | 0 | 0 | 0 | 0 | 0 | 0 | 0 | 0 | 0 | 0 | 0 | 0 | 0 | 0 | 0 | 0 | 0 | 0 | 0 | 0 | 0 | 0 | 0 | 0 | 0 | 0
F8_Commercial_Office_New_Food Preparation_Natural Gas_Steamer_Baseline Forecast | F8 | Commercial | Office | New | Food Preparation | Natural Gas | Steamer | Baseline Forecast | Avg. Replacement Winter Demand (kW) | 0 | 0 | 0 | 0 | 0 | 0 | 0 | 0 | 0 | 0 | 0 | 0 | 0 | 0 | 0 | 0 | 0 | 0 | 0 | 0 | 0 | 0 | 0 | 0 | 0 | 0 | 0
F1_Commercial_Office_New_Food Preparation_Natural Gas_Commercial Food Prep Other_Baseline Forecast | F1 | Commercial | Office | New | Food Preparation | Natural Gas | Commercial Food Prep Other | Baseline Forecast | Units | 0 | 0 | 0 | 0 | 0 | 0 | 0 | 0 | 0 | 0 | 0 | 0 | 0 | 0 | 0 | 0 | 0 | 0 | 0 | 0 | 0 | 0 | 0 | 0 | 0 | 0 | 0
F2_Commercial_Office_New_Food Preparation_Natural Gas_Commercial Food Prep Other_Baseline Forecast | F2 | Commercial | Office | New | Food Preparation | Natural Gas | Commercial Food Prep Other | Baseline Forecast | Usage (MMtherm) | 0 | 0 | 0 | 0 | 0 | 0 | 0 | 0 | 0 | 0 | 0 | 0 | 0 | 0 | 0 | 0 | 0 | 0 | 0 | 0 | 0 | 0 | 0 | 0 | 0 | 0 | 0
F3_Commercial_Office_New_Food Preparation_Natural Gas_Commercial Food Prep Other_Baseline Forecast | F3 | Commercial | Office | New | Food Preparation | Natural Gas | Commercial Food Prep Other | Baseline Forecast | Summer Peak Demand (MW) | 0 | 0 | 0 | 0 | 0 | 0 | 0 | 0 | 0 | 0 | 0 | 0 | 0 | 0 | 0 | 0 | 0 | 0 | 0 | 0 | 0 | 0 | 0 | 0 | 0 | 0 | 0
F4_Commercial_Office_New_Food Preparation_Natural Gas_Commercial Food Prep Other_Baseline Forecast | F4 | Commercial | Office | New | Food Preparation | Natural Gas | Commercial Food Prep Other | Baseline Forecast | Winter Peak Demand (MW) | 0 | 0 | 0 | 0 | 0 | 0 | 0 | 0 | 0 | 0 | 0 | 0 | 0 | 0 | 0 | 0 | 0 | 0 | 0 | 0 | 0 | 0 | 0 | 0 | 0 | 0 | 0
F5_Commercial_Office_New_Food Preparation_Natural Gas_Commercial Food Prep Other_Baseline Forecast | F5 | Commercial | Office | New | Food Preparation | Natural Gas | Commercial Food Prep Other | Baseline Forecast | Turnover | 0 | 0 | 0 | 0 | 0 | 0 | 0 | 0 | 0 | 0 | 0 | 0 | 0 | 0 | 0 | 0 | 0 | 0 | 0 | 0 | 0 | 0 | 0 | 0 | 0 | 0 | 0
F6_Commercial_Office_New_Food Preparation_Natural Gas_Commercial Food Prep Other_Baseline Forecast | F6 | Commercial | Office | New | Food Preparation | Natural Gas | Commercial Food Prep Other | Baseline Forecast | Avg. Replacement Usage (kWh) | 0.015793 | 0.015793 | 0.015793 | 0.015793 | 0.015793 | 0.015793 | 0.015793 | 0.015793 | 0.015793 | 0.015793 | 0.015793 | 0.015793 | 0.015793 | 0.015793 | 0.015793 | 0.015793 | 0.015793 | 0.015793 | 0.015793 | 0.015793 | 0.015793 | 0.015793 | 0.015793 | 0.015793 | 0.015793 | 0.015793 | 0.015793
F7_Commercial_Office_New_Food Preparation_Natural Gas_Commercial Food Prep Other_Baseline Forecast | F7 | Commercial | Office | New | Food Preparation | Natural Gas | Commercial Food Prep Other | Baseline Forecast | Avg. Replacement Summer Demand (kW) | 0 | 0 | 0 | 0 | 0 | 0 | 0 | 0 | 0 | 0 | 0 | 0 | 0 | 0 | 0 | 0 | 0 | 0 | 0 | 0 | 0 | 0 | 0 | 0 | 0 | 0 | 0
F8_Commercial_Office_New_Food Preparation_Natural Gas_Commercial Food Prep Other_Baseline Forecast | F8 | Commercial | Office | New | Food Preparation | Natural Gas | Commercial Food Prep Other | Baseline Forecast | Avg. Replacement Winter Demand (kW) | 0 | 0 | 0 | 0 | 0 | 0 | 0 | 0 | 0 | 0 | 0 | 0 | 0 | 0 | 0 | 0 | 0 | 0 | 0 | 0 | 0 | 0 | 0 | 0 | 0 | 0 | 0
F1_Commercial_Office_New_Miscellaneous_Natural Gas_Pool Heater_Baseline Forecast | F1 | Commercial | Office | New | Miscellaneous | Natural Gas | Pool Heater | Baseline Forecast | Units | 0 | 0 | 0 | 0 | 0 | 0 | 0 | 0 | 0 | 0 | 0 | 0 | 0 | 0 | 0 | 0 | 0 | 0 | 0 | 0 | 0 | 0 | 0 | 0 | 0 | 0 | 0
F2_Commercial_Office_New_Miscellaneous_Natural Gas_Pool Heater_Baseline Forecast | F2 | Commercial | Office | New | Miscellaneous | Natural Gas | Pool Heater | Baseline Forecast | Usage (MMtherm) | 0 | 0 | 0 | 0 | 0 | 0 | 0 | 0 | 0 | 0 | 0 | 0 | 0 | 0 | 0 | 0 | 0 | 0 | 0 | 0 | 0 | 0 | 0 | 0 | 0 | 0 | 0
F3_Commercial_Office_New_Miscellaneous_Natural Gas_Pool Heater_Baseline Forecast | F3 | Commercial | Office | New | Miscellaneous | Natural Gas | Pool Heater | Baseline Forecast | Summer Peak Demand (MW) | 0 | 0 | 0 | 0 | 0 | 0 | 0 | 0 | 0 | 0 | 0 | 0 | 0 | 0 | 0 | 0 | 0 | 0 | 0 | 0 | 0 | 0 | 0 | 0 | 0 | 0 | 0
F4_Commercial_Office_New_Miscellaneous_Natural Gas_Pool Heater_Baseline Forecast | F4 | Commercial | Office | New | Miscellaneous | Natural Gas | Pool Heater | Baseline Forecast | Winter Peak Demand (MW) | 0 | 0 | 0 | 0 | 0 | 0 | 0 | 0 | 0 | 0 | 0 | 0 | 0 | 0 | 0 | 0 | 0 | 0 | 0 | 0 | 0 | 0 | 0 | 0 | 0 | 0 | 0
F5_Commercial_Office_New_Miscellaneous_Natural Gas_Pool Heater_Baseline Forecast | F5 | Commercial | Office | New | Miscellaneous | Natural Gas | Pool Heater | Baseline Forecast | Turnover | 0 | 0 | 0 | 0 | 0 | 0 | 0 | 0 | 0 | 0 | 0 | 0 | 0 | 0 | 0 | 0 | 0 | 0 | 0 | 0 | 0 | 0 | 0 | 0 | 0 | 0 | 0
F6_Commercial_Office_New_Miscellaneous_Natural Gas_Pool Heater_Baseline Forecast | F6 | Commercial | Office | New | Miscellaneous | Natural Gas | Pool Heater | Baseline Forecast | Avg. Replacement Usage (kWh) | 0.01 | 0.01 | 0.01 | 0.01 | 0.01 | 0.01 | 0.01 | 0.01 | 0.01 | 0.01 | 0.01 | 0.01 | 0.01 | 0.01 | 0.01 | 0.01 | 0.01 | 0.01 | 0.01 | 0.01 | 0.01 | 0.01 | 0.01 | 0.01 | 0.01 | 0.01 | 0.01
F7_Commercial_Office_New_Miscellaneous_Natural Gas_Pool Heater_Baseline Forecast | F7 | Commercial | Office | New | Miscellaneous | Natural Gas | Pool Heater | Baseline Forecast | Avg. Replacement Summer Demand (kW) | 0 | 0 | 0 | 0 | 0 | 0 | 0 | 0 | 0 | 0 | 0 | 0 | 0 | 0 | 0 | 0 | 0 | 0 | 0 | 0 | 0 | 0 | 0 | 0 | 0 | 0 | 0
F8_Commercial_Office_New_Miscellaneous_Natural Gas_Pool Heater_Baseline Forecast | F8 | Commercial | Office | New | Miscellaneous | Natural Gas | Pool Heater | Baseline Forecast | Avg. Replacement Winter Demand (kW) | 0 | 0 | 0 | 0 | 0 | 0 | 0 | 0 | 0 | 0 | 0 | 0 | 0 | 0 | 0 | 0 | 0 | 0 | 0 | 0 | 0 | 0 | 0 | 0 | 0 | 0 | 0
F1_Commercial_Office_New_Miscellaneous_Natural Gas_Miscellaneous_Baseline Forecast | F1 | Commercial | Office | New | Miscellaneous | Natural Gas | Miscellaneous | Baseline Forecast | Units | 0 | 432137.5479 | 759042.6921 | 1085377.2163 | 1409402.2377 | 1729677.5098 | 2051523.136 | 2372527.7993 | 2692777.8578 | 3012359.1074 | 3331356.8063 | 3649855.6994 | 3967940.0422 | 4285693.6246 | 4603199.7945 | 4920541.4814 | 5237801.2191 | 5555061.1693 | 5872403.1437 | 6189908.6271 | 6507658.7995 | 6825734.5584 | 7144216.5412 | 7463185.1464 | 7782720.556 | 8102902.7569 | 8423811.562
F2_Commercial_Office_New_Miscellaneous_Natural Gas_Miscellaneous_Baseline Forecast | F2 | Commercial | Office | New | Miscellaneous | Natural Gas | Miscellaneous | Baseline Forecast | Usage (MMtherm) | 0 | 0.0043313 | 0.0076079 | 0.010879 | 0.014126 | 0.017337 | 0.020562 | 0.02378 | 0.02699 | 0.030193 | 0.03339 | 0.036583 | 0.039771 | 0.042956 | 0.046138 | 0.049319 | 0.052499 | 0.055679 | 0.058859 | 0.062042 | 0.065226 | 0.068415 | 0.071607 | 0.074804 | 0.078006 | 0.081216 | 0.084432
F3_Commercial_Office_New_Miscellaneous_Natural Gas_Miscellaneous_Baseline Forecast | F3 | Commercial | Office | New | Miscellaneous | Natural Gas | Miscellaneous | Baseline Forecast | Summer Peak Demand (MW) | 0 | 0 | 0 | 0 | 0 | 0 | 0 | 0 | 0 | 0 | 0 | 0 | 0 | 0 | 0 | 0 | 0 | 0 | 0 | 0 | 0 | 0 | 0 | 0 | 0 | 0 | 0
F4_Commercial_Office_New_Miscellaneous_Natural Gas_Miscellaneous_Baseline Forecast | F4 | Commercial | Office | New | Miscellaneous | Natural Gas | Miscellaneous | Baseline Forecast | Winter Peak Demand (MW) | 0 | 0 | 0 | 0 | 0 | 0 | 0 | 0 | 0 | 0 | 0 | 0 | 0 | 0 | 0 | 0 | 0 | 0 | 0 | 0 | 0 | 0 | 0 | 0 | 0 | 0 | 0
F5_Commercial_Office_New_Miscellaneous_Natural Gas_Miscellaneous_Baseline Forecast | F5 | Commercial | Office | New | Miscellaneous | Natural Gas | Miscellaneous | Baseline Forecast | Turnover | 0 | 432137.5479 | 326905.1442 | 326334.5243 | 385758.9568 | 419890.8088 | 453849.5897 | 489259.3401 | 524452.7541 | 559447.7872 | 594491.7798 | 755464.8639 | 741887.5025 | 765774.5764 | 826761.4502 | 869774.701 | 910064.2516 | 953803.7675 | 997458.3423 | 1040667.6021 | 1084071.4159 | 1164317.2473 | 1188542.7689 | 1226562.0083 | 1281572.6094 | 1327109.5573 | 1370951.1892
F6_Commercial_Office_New_Miscellaneous_Natural Gas_Miscellaneous_Baseline Forecast | F6 | Commercial | Office | New | Miscellaneous | Natural Gas | Miscellaneous | Baseline Forecast | Avg. Replacement Usage (kWh) | 0.010023 | 0.010023 | 0.010023 | 0.010023 | 0.010023 | 0.010023 | 0.010023 | 0.010023 | 0.010023 | 0.010023 | 0.010023 | 0.010023 | 0.010023 | 0.010023 | 0.010023 | 0.010023 | 0.010023 | 0.010023 | 0.010023 | 0.010023 | 0.010023 | 0.010023 | 0.010023 | 0.010023 | 0.010023 | 0.010023 | 0.010023
F7_Commercial_Office_New_Miscellaneous_Natural Gas_Miscellaneous_Baseline Forecast | F7 | Commercial | Office | New | Miscellaneous | Natural Gas | Miscellaneous | Baseline Forecast | Avg. Replacement Summer Demand (kW) | 0 | 0 | 0 | 0 | 0 | 0 | 0 | 0 | 0 | 0 | 0 | 0 | 0 | 0 | 0 | 0 | 0 | 0 | 0 | 0 | 0 | 0 | 0 | 0 | 0 | 0 | 0
F8_Commercial_Office_New_Miscellaneous_Natural Gas_Miscellaneous_Baseline Forecast | F8 | Commercial | Office | New | Miscellaneous | Natural Gas | Miscellaneous | Baseline Forecast | Avg. Replacement Winter Demand (kW) | 0 | 0 | 0 | 0 | 0 | 0 | 0 | 0 | 0 | 0 | 0 | 0 | 0 | 0 | 0 | 0 | 0 | 0 | 0 | 0 | 0 | 0 | 0 | 0 | 0 | 0 | 0
F1_Commercial_Restaurant_Existing_Space Heating_Natural Gas_Furnace_Baseline Forecast | F1 | Commercial | Restaurant | Existing | Space Heating | Natural Gas | Furnace | Baseline Forecast | Units | 2650124.03 | 2607380.0941 | 2565325.5764 | 2523949.3575 | 2483240.4969 | 2443188.2308 | 2403781.969 | 2365011.2921 | 2326865.9486 | 2289335.8527 | 2252411.0809 | 2216081.8699 | 2180338.6139 | 2145171.8621 | 2110572.3159 | 2076530.827 | 2043038.3943 | 2010086.1621 | 1977665.4176 | 1945767.5882 | 1914384.24 | 1883507.0749 | 1853127.9285 | 1823238.7684 | 1793831.6915 | 1764898.9223 | 1736432.8106
F2_Commercial_Restaurant_Existing_Space Heating_Natural Gas_Furnace_Baseline Forecast | F2 | Commercial | Restaurant | Existing | Space Heating | Natural Gas | Furnace | Baseline Forecast | Usage (MMtherm) | 1.9065 | 2.0166 | 1.975 | 1.9386 | 1.9023 | 1.8662 | 1.8302 | 1.7944 | 1.7588 | 1.7233 | 1.6881 | 1.6533 | 1.6188 | 1.5847 | 1.5511 | 1.518 | 1.4854 | 1.4533 | 1.4218 | 1.3915 | 1.3621 | 1.3339 | 1.3066 | 1.2804 | 1.255 | 1.2305 | 1.2068
F3_Commercial_Restaurant_Existing_Space Heating_Natural Gas_Furnace_Baseline Forecast | F3 | Commercial | Restaurant | Existing | Space Heating | Natural Gas | Furnace | Baseline Forecast | Summer Peak Demand (MW) | 0 | 0 | 0 | 0 | 0 | 0 | 0 | 0 | 0 | 0 | 0 | 0 | 0 | 0 | 0 | 0 | 0 | 0 | 0 | 0 | 0 | 0 | 0 | 0 | 0 | 0 | 0
F4_Commercial_Restaurant_Existing_Space Heating_Natural Gas_Furnace_Baseline Forecast | F4 | Commercial | Restaurant | Existing | Space Heating | Natural Gas | Furnace | Baseline Forecast | Winter Peak Demand (MW) | 0 | 0 | 0 | 0 | 0 | 0 | 0 | 0 | 0 | 0 | 0 | 0 | 0 | 0 | 0 | 0 | 0 | 0 | 0 | 0 | 0 | 0 | 0 | 0 | 0 | 0 | 0
F5_Commercial_Restaurant_Existing_Space Heating_Natural Gas_Furnace_Baseline Forecast | F5 | Commercial | Restaurant | Existing | Space Heating | Natural Gas | Furnace | Baseline Forecast | Turnover | 0 | 29495.2499 | 33236.0316 | 37163.8311 | 41242.6887 | 45440.4144 | 49728.2313 | 54080.4525 | 58474.1876 | 62889.0763 | 66740.8297 | 70083.695 | 72966.8982 | 75435.1052 | 77528.8413 | 79284.8721 | 80736.5492 | 81914.1242 | 82845.0342 | 76932.0641 | 71776.7085 | 67320.1454 | 63506.889 | 60284.6999 | 57604.4831 | 55420.1762 | 53688.6323
F6_Commercial_Restaurant_Existing_Space Heating_Natural Gas_Furnace_Baseline Forecast | F6 | Commercial | Restaurant | Existing | Space Heating | Natural Gas | Furnace | Baseline Forecast | Avg. Replacement Usage (kWh) | 0.70003 | 0.7531 | 0.75018 | 0.66815 | 0.66815 | 0.66815 | 0.66815 | 0.66815 | 0.66815 | 0.66815 | 0.66815 | 0.66815 | 0.66815 | 0.66815 | 0.66815 | 0.66815 | 0.66815 | 0.66815 | 0.66815 | 0.66815 | 0.66815 | 0.66815 | 0.66815 | 0.66815 | 0.66815 | 0.66815 | 0.66815
F7_Commercial_Restaurant_Existing_Space Heating_Natural Gas_Furnace_Baseline Forecast | F7 | Commercial | Restaurant | Existing | Space Heating | Natural Gas | Furnace | Baseline Forecast | Avg. Replacement Summer Demand (kW) | 0 | 0 | 0 | 0 | 0 | 0 | 0 | 0 | 0 | 0 | 0 | 0 | 0 | 0 | 0 | 0 | 0 | 0 | 0 | 0 | 0 | 0 | 0 | 0 | 0 | 0 | 0
F8_Commercial_Restaurant_Existing_Space Heating_Natural Gas_Furnace_Baseline Forecast | F8 | Commercial | Restaurant | Existing | Space Heating | Natural Gas | Furnace | Baseline Forecast | Avg. Replacement Winter Demand (kW) | 0 | 0 | 0 | 0 | 0 | 0 | 0 | 0 | 0 | 0 | 0 | 0 | 0 | 0 | 0 | 0 | 0 | 0 | 0 | 0 | 0 | 0 | 0 | 0 | 0 | 0 | 0
F1_Commercial_Restaurant_Existing_Space Heating_Natural Gas_Boiler_Baseline Forecast | F1 | Commercial | Restaurant | Existing | Space Heating | Natural Gas | Boiler | Baseline Forecast | Units | 13741.9888 | 13520.3438 | 13302.2737 | 13087.7209 | 12876.6286 | 12668.9411 | 12464.6033 | 12263.5613 | 12065.762 | 11871.1529 | 11679.6827 | 11491.3007 | 11305.9571 | 11123.603 | 10944.19 | 10767.6709 | 10593.9987 | 10423.1278 | 10255.0128 | 10089.6094 | 9926.8738 | 9766.7629 | 9609.2345 | 9454.2468 | 9301.759 | 9151.7306 | 9004.122
F2_Commercial_Restaurant_Existing_Space Heating_Natural Gas_Boiler_Baseline Forecast | F2 | Commercial | Restaurant | Existing | Space Heating | Natural Gas | Boiler | Baseline Forecast | Usage (MMtherm) | 0.030405 | 0.032082 | 0.031346 | 0.030747 | 0.030161 | 0.029589 | 0.029029 | 0.028482 | 0.027947 | 0.027425 | 0.026915 | 0.026417 | 0.02593 | 0.025456 | 0.024992 | 0.02454 | 0.024099 | 0.023668 | 0.023248 | 0.022838 | 0.022439 | 0.022048 | 0.021668 | 0.021296 | 0.020932 | 0.020576 | 0.020228
F3_Commercial_Restaurant_Existing_Space Heating_Natural Gas_Boiler_Baseline Forecast | F3 | Commercial | Restaurant | Existing | Space Heating | Natural Gas | Boiler | Baseline Forecast | Summer Peak Demand (MW) | 0 | 0 | 0 | 0 | 0 | 0 | 0 | 0 | 0 | 0 | 0 | 0 | 0 | 0 | 0 | 0 | 0 | 0 | 0 | 0 | 0 | 0 | 0 | 0 | 0 | 0 | 0
F4_Commercial_Restaurant_Existing_Space Heating_Natural Gas_Boiler_Baseline Forecast | F4 | Commercial | Restaurant | Existing | Space Heating | Natural Gas | Boiler | Baseline Forecast | Winter Peak Demand (MW) | 0 | 0 | 0 | 0 | 0 | 0 | 0 | 0 | 0 | 0 | 0 | 0 | 0 | 0 | 0 | 0 | 0 | 0 | 0 | 0 | 0 | 0 | 0 | 0 | 0 | 0 | 0
F5_Commercial_Restaurant_Existing_Space Heating_Natural Gas_Boiler_Baseline Forecast | F5 | Commercial | Restaurant | Existing | Space Heating | Natural Gas | Boiler | Baseline Forecast | Turnover | 0 | 409.7074 | 406.7637 | 403.4807 | 399.9046 | 396.0767 | 392.0336 | 387.8082 | 383.4295 | 378.9233 | 374.3127 | 369.6179 | 364.8572 | 360.0464 | 355.1998 | 350.33 | 345.4481 | 340.5637 | 335.6856 | 330.8212 | 325.9772 | 321.1595 | 313.7258 | 306.8867 | 300.5575 | 294.6655 | 289.1481
F6_Commercial_Restaurant_Existing_Space Heating_Natural Gas_Boiler_Baseline Forecast | F6 | Commercial | Restaurant | Existing | Space Heating | Natural Gas | Boiler | Baseline Forecast | Avg. Replacement Usage (kWh) | 2.0797 | 2.2373 | 2.2286 | 2.2286 | 2.2286 | 2.2286 | 2.2286 | 2.2286 | 2.2286 | 2.2286 | 2.2286 | 2.2286 | 2.2286 | 2.2286 | 2.2286 | 2.2286 | 2.2286 | 2.2286 | 2.2286 | 2.2286 | 2.2286 | 2.2286 | 2.2286 | 2.2286 | 2.2286 | 2.2286 | 2.2286
F7_Commercial_Restaurant_Existing_Space Heating_Natural Gas_Boiler_Baseline Forecast | F7 | Commercial | Restaurant | Existing | Space Heating | Natural Gas | Boiler | Baseline Forecast | Avg. Replacement Summer Demand (kW) | 0 | 0 | 0 | 0 | 0 | 0 | 0 | 0 | 0 | 0 | 0 | 0 | 0 | 0 | 0 | 0 | 0 | 0 | 0 | 0 | 0 | 0 | 0 | 0 | 0 | 0 | 0
F8_Commercial_Restaurant_Existing_Space Heating_Natural Gas_Boiler_Baseline Forecast | F8 | Commercial | Restaurant | Existing | Space Heating | Natural Gas | Boiler | Baseline Forecast | Avg. Replacement Winter Demand (kW) | 0 | 0 | 0 | 0 | 0 | 0 | 0 | 0 | 0 | 0 | 0 | 0 | 0 | 0 | 0 | 0 | 0 | 0 | 0 | 0 | 0 | 0 | 0 | 0 | 0 | 0 | 0
F1_Commercial_Restaurant_Existing_Space Heating_Natural Gas_Unit Heater_Baseline Forecast | F1 | Commercial | Restaurant | Existing | Space Heating | Natural Gas | Unit Heater | Baseline Forecast | Units | 25729.3662 | 25314.3764 | 24906.08 | 24504.369 | 24109.1373 | 23720.2802 | 23337.6951 | 22961.2806 | 22590.9374 | 22226.5674 | 21868.0744 | 21515.3635 | 21168.3415 | 20826.9167 | 20490.9987 | 20160.4987 | 19835.3293 | 19515.4047 | 19200.6401 | 18890.9523 | 18586.2596 | 18286.4812 | 17991.5379 | 17701.3518 | 17415.8462 | 17134.9454 | 16858.5753
F2_Commercial_Restaurant_Existing_Space Heating_Natural Gas_Unit Heater_Baseline Forecast | F2 | Commercial | Restaurant | Existing | Space Heating | Natural Gas | Unit Heater | Baseline Forecast | Usage (MMtherm) | 0.009255 | 0.009796 | 0.0096006 | 0.0094457 | 0.0092934 | 0.0091435 | 0.008996 | 0.0088509 | 0.0087082 | 0.0085677 | 0.0084295 | 0.0082936 | 0.0081598 | 0.0080282 | 0.0078987 | 0.0077713 | 0.007646 | 0.0075226 | 0.0074013 | 0.0072819 | 0.0071645 | 0.0070489 | 0.0069352 | 0.0068234 | 0.0067133 | 0.006605 | 0.0064985
F3_Commercial_Restaurant_Existing_Space Heating_Natural Gas_Unit Heater_Baseline Forecast | F3 | Commercial | Restaurant | Existing | Space Heating | Natural Gas | Unit Heater | Baseline Forecast | Summer Peak Demand (MW) | 0 | 0 | 0 | 0 | 0 | 0 | 0 | 0 | 0 | 0 | 0 | 0 | 0 | 0 | 0 | 0 | 0 | 0 | 0 | 0 | 0 | 0 | 0 | 0 | 0 | 0 | 0
F4_Commercial_Restaurant_Existing_Space Heating_Natural Gas_Unit Heater_Baseline Forecast | F4 | Commercial | Restaurant | Existing | Space Heating | Natural Gas | Unit Heater | Baseline Forecast | Winter Peak Demand (MW) | 0 | 0 | 0 | 0 | 0 | 0 | 0 | 0 | 0 | 0 | 0 | 0 | 0 | 0 | 0 | 0 | 0 | 0 | 0 | 0 | 0 | 0 | 0 | 0 | 0 | 0 | 0
F5_Commercial_Restaurant_Existing_Space Heating_Natural Gas_Unit Heater_Baseline Forecast | F5 | Commercial | Restaurant | Existing | Space Heating | Natural Gas | Unit Heater | Baseline Forecast | Turnover | 0 | 21.3084 | 60.9883 | 116.4293 | 185.3132 | 265.5822 | 355.4113 | 453.1836 | 557.4677 | 666.9979 | 762.249 | 844.7721 | 915.9542 | 977.0349 | 1029.1223 | 1073.207 | 1110.1742 | 994.4645 | 893.7513 | 807.5561 | 735.2884 | 676.2757 | 629.7886 | 595.0614 | 571.3092 | 557.7408 | 552.2803
F6_Commercial_Restaurant_Existing_Space Heating_Natural Gas_Unit Heater_Baseline Forecast | F6 | Commercial | Restaurant | Existing | Space Heating | Natural Gas | Unit Heater | Baseline Forecast | Avg. Replacement Usage (kWh) | 0.3597 | 0.38697 | 0.38547 | 0.38547 | 0.38547 | 0.38547 | 0.38547 | 0.38547 | 0.38547 | 0.38547 | 0.38547 | 0.38547 | 0.38547 | 0.38547 | 0.38547 | 0.38547 | 0.38547 | 0.38547 | 0.38547 | 0.38547 | 0.38547 | 0.38547 | 0.38547 | 0.38547 | 0.38547 | 0.38547 | 0.38547
F7_Commercial_Restaurant_Existing_Space Heating_Natural Gas_Unit Heater_Baseline Forecast | F7 | Commercial | Restaurant | Existing | Space Heating | Natural Gas | Unit Heater | Baseline Forecast | Avg. Replacement Summer Demand (kW) | 0 | 0 | 0 | 0 | 0 | 0 | 0 | 0 | 0 | 0 | 0 | 0 | 0 | 0 | 0 | 0 | 0 | 0 | 0 | 0 | 0 | 0 | 0 | 0 | 0 | 0 | 0
F8_Commercial_Restaurant_Existing_Space Heating_Natural Gas_Unit Heater_Baseline Forecast | F8 | Commercial | Restaurant | Existing | Space Heating | Natural Gas | Unit Heater | Baseline Forecast | Avg. Replacement Winter Demand (kW) | 0 | 0 | 0 | 0 | 0 | 0 | 0 | 0 | 0 | 0 | 0 | 0 | 0 | 0 | 0 | 0 | 0 | 0 | 0 | 0 | 0 | 0 | 0 | 0 | 0 | 0 | 0
F1_Commercial_Restaurant_Existing_Water Heating_Natural Gas_Water Heater_Baseline Forecast | F1 | Commercial | Restaurant | Existing | Water Heating | Natural Gas | Water Heater | Baseline Forecast | Units | 1819261.1635 | 1789918.2415 | 1761048.5924 | 1732644.5829 | 1704698.7025 | 1677203.5621 | 1650151.8918 | 1623536.5387 | 1597350.4655 | 1571586.7483 | 1546238.5749 | 1521299.2431 | 1496762.1585 | 1472620.8334 | 1448868.8845 | 1425500.0315 | 1402508.0955 | 1379886.9972 | 1357630.7553 | 1335733.485 | 1314189.3966 | 1292992.7934 | 1272138.0709 | 1251619.7149 | 1231432.3002 | 1211570.4889 | 1192029.0294
F2_Commercial_Restaurant_Existing_Water Heating_Natural Gas_Water Heater_Baseline Forecast | F2 | Commercial | Restaurant | Existing | Water Heating | Natural Gas | Water Heater | Baseline Forecast | Usage (MMtherm) | 1.4363 | 1.3859 | 1.3397 | 1.2975 | 1.2587 | 1.2231 | 1.1905 | 1.1605 | 1.1329 | 1.1077 | 1.0844 | 1.0627 | 1.0421 | 1.0227 | 1.0041 | 0.98624 | 0.96904 | 0.95239 | 0.93623 | 0.92049 | 0.90515 | 0.89016 | 0.87549 | 0.86113 | 0.84705 | 0.83324 | 0.81968
F3_Commercial_Restaurant_Existing_Water Heating_Natural Gas_Water Heater_Baseline Forecast | F3 | Commercial | Restaurant | Existing | Water Heating | Natural Gas | Water Heater | Baseline Forecast | Summer Peak Demand (MW) | 0 | 0 | 0 | 0 | 0 | 0 | 0 | 0 | 0 | 0 | 0 | 0 | 0 | 0 | 0 | 0 | 0 | 0 | 0 | 0 | 0 | 0 | 0 | 0 | 0 | 0 | 0
F4_Commercial_Restaurant_Existing_Water Heating_Natural Gas_Water Heater_Baseline Forecast | F4 | Commercial | Restaurant | Existing | Water Heating | Natural Gas | Water Heater | Baseline Forecast | Winter Peak Demand (MW) | 0 | 0 | 0 | 0 | 0 | 0 | 0 | 0 | 0 | 0 | 0 | 0 | 0 | 0 | 0 | 0 | 0 | 0 | 0 | 0 | 0 | 0 | 0 | 0 | 0 | 0 | 0
F5_Commercial_Restaurant_Existing_Water Heating_Natural Gas_Water Heater_Baseline Forecast | F5 | Commercial | Restaurant | Existing | Water Heating | Natural Gas | Water Heater | Baseline Forecast | Turnover | 0 | 167059.0359 | 154972.2761 | 145080.1064 | 136921.3998 | 130133.1063 | 124429.3734 | 119585.1122 | 115423.0623 | 111803.61 | 116863.3808 | 118757.6567 | 118539.5455 | 116958.2749 | 114540.8351 | 146530.0169 | 134033.4116 | 123895.7592 | 115619.6958 | 110238.4518 | 106533.7383 | 103740.3149 | 101394.5362 | 99229.7802 | 104852.5401 | 106475.3015 | 105566.4391
F6_Commercial_Restaurant_Existing_Water Heating_Natural Gas_Water Heater_Baseline Forecast | F6 | Commercial | Restaurant | Existing | Water Heating | Natural Gas | Water Heater | Baseline Forecast | Avg. Replacement Usage (kWh) | 0.68724 | 0.68724 | 0.68724 | 0.68724 | 0.68724 | 0.68724 | 0.68724 | 0.68724 | 0.68724 | 0.68724 | 0.68724 | 0.68724 | 0.68724 | 0.68724 | 0.68724 | 0.68724 | 0.68724 | 0.68724 | 0.68724 | 0.68724 | 0.68724 | 0.68724 | 0.68724 | 0.68724 | 0.68724 | 0.68724 | 0.68724
F7_Commercial_Restaurant_Existing_Water Heating_Natural Gas_Water Heater_Baseline Forecast | F7 | Commercial | Restaurant | Existing | Water Heating | Natural Gas | Water Heater | Baseline Forecast | Avg. Replacement Summer Demand (kW) | 0 | 0 | 0 | 0 | 0 | 0 | 0 | 0 | 0 | 0 | 0 | 0 | 0 | 0 | 0 | 0 | 0 | 0 | 0 | 0 | 0 | 0 | 0 | 0 | 0 | 0 | 0
F8_Commercial_Restaurant_Existing_Water Heating_Natural Gas_Water Heater_Baseline Forecast | F8 | Commercial | Restaurant | Existing | Water Heating | Natural Gas | Water Heater | Baseline Forecast | Avg. Replacement Winter Demand (kW) | 0 | 0 | 0 | 0 | 0 | 0 | 0 | 0 | 0 | 0 | 0 | 0 | 0 | 0 | 0 | 0 | 0 | 0 | 0 | 0 | 0 | 0 | 0 | 0 | 0 | 0 | 0
F1_Commercial_Restaurant_Existing_Food Preparation_Natural Gas_Oven_Baseline Forecast | F1 | Commercial | Restaurant | Existing | Food Preparation | Natural Gas | Oven | Baseline Forecast | Units | 187270.4014 | 184249.9111 | 181278.1383 | 178354.2974 | 175477.6152 | 172647.3311 | 169862.6967 | 167122.9758 | 164427.4439 | 161775.3884 | 159166.1079 | 156598.9126 | 154073.1237 | 151588.0733 | 149143.1044 | 146737.5705 | 144370.8355 | 142042.2736 | 139751.2692 | 137497.2164 | 135279.5194 | 133097.5917 | 130950.8563 | 128838.7457 | 126760.7015 | 124716.174 | 122704.6228
F2_Commercial_Restaurant_Existing_Food Preparation_Natural Gas_Oven_Baseline Forecast | F2 | Commercial | Restaurant | Existing | Food Preparation | Natural Gas | Oven | Baseline Forecast | Usage (MMtherm) | 0.054615 | 0.053734 | 0.052867 | 0.052014 | 0.051176 | 0.05035 | 0.049538 | 0.048739 | 0.047953 | 0.047179 | 0.046419 | 0.04567 | 0.044933 | 0.044208 | 0.043495 | 0.042794 | 0.042104 | 0.041425 | 0.040756 | 0.040099 | 0.039452 | 0.038816 | 0.03819 | 0.037574 | 0.036968 | 0.036372 | 0.035785
F3_Commercial_Restaurant_Existing_Food Preparation_Natural Gas_Oven_Baseline Forecast | F3 | Commercial | Restaurant | Existing | Food Preparation | Natural Gas | Oven | Baseline Forecast | Summer Peak Demand (MW) | 0 | 0 | 0 | 0 | 0 | 0 | 0 | 0 | 0 | 0 | 0 | 0 | 0 | 0 | 0 | 0 | 0 | 0 | 0 | 0 | 0 | 0 | 0 | 0 | 0 | 0 | 0
F4_Commercial_Restaurant_Existing_Food Preparation_Natural Gas_Oven_Baseline Forecast | F4 | Commercial | Restaurant | Existing | Food Preparation | Natural Gas | Oven | Baseline Forecast | Winter Peak Demand (MW) | 0 | 0 | 0 | 0 | 0 | 0 | 0 | 0 | 0 | 0 | 0 | 0 | 0 | 0 | 0 | 0 | 0 | 0 | 0 | 0 | 0 | 0 | 0 | 0 | 0 | 0 | 0
F5_Commercial_Restaurant_Existing_Food Preparation_Natural Gas_Oven_Baseline Forecast | F5 | Commercial | Restaurant | Existing | Food Preparation | Natural Gas | Oven | Baseline Forecast | Turnover | 0 | 2210.9989 | 3915.6078 | 5935.631 | 8181.4683 | 9892.554 | 11183.6512 | 12145.0753 | 12847.8985 | 13348.0472 | 13689.5271 | 13906.9609 | 11315.8995 | 9561.5685 | 8518.5762 | 8073.2424 | 8008.8897 | 8620.9921 | 9168.4372 | 9786.1713 | 10408.2543 | 10854.2552 | 11162.3664 | 10909.1251 | 10367.2715 | 9727.6784 | 9119.3419
F6_Commercial_Restaurant_Existing_Food Preparation_Natural Gas_Oven_Baseline Forecast | F6 | Commercial | Restaurant | Existing | Food Preparation | Natural Gas | Oven | Baseline Forecast | Avg. Replacement Usage (kWh) | 0.29164 | 0.29164 | 0.29164 | 0.29164 | 0.29164 | 0.29164 | 0.29164 | 0.29164 | 0.29164 | 0.29164 | 0.29164 | 0.29164 | 0.29164 | 0.29164 | 0.29164 | 0.29164 | 0.29164 | 0.29164 | 0.29164 | 0.29164 | 0.29164 | 0.29164 | 0.29164 | 0.29164 | 0.29164 | 0.29164 | 0.29164
F7_Commercial_Restaurant_Existing_Food Preparation_Natural Gas_Oven_Baseline Forecast | F7 | Commercial | Restaurant | Existing | Food Preparation | Natural Gas | Oven | Baseline Forecast | Avg. Replacement Summer Demand (kW) | 0 | 0 | 0 | 0 | 0 | 0 | 0 | 0 | 0 | 0 | 0 | 0 | 0 | 0 | 0 | 0 | 0 | 0 | 0 | 0 | 0 | 0 | 0 | 0 | 0 | 0 | 0
F8_Commercial_Restaurant_Existing_Food Preparation_Natural Gas_Oven_Baseline Forecast | F8 | Commercial | Restaurant | Existing | Food Preparation | Natural Gas | Oven | Baseline Forecast | Avg. Replacement Winter Demand (kW) | 0 | 0 | 0 | 0 | 0 | 0 | 0 | 0 | 0 | 0 | 0 | 0 | 0 | 0 | 0 | 0 | 0 | 0 | 0 | 0 | 0 | 0 | 0 | 0 | 0 | 0 | 0
F1_Commercial_Restaurant_Existing_Food Preparation_Natural Gas_Conveyor Oven_Baseline Forecast | F1 | Commercial | Restaurant | Existing | Food Preparation | Natural Gas | Conveyor Oven | Baseline Forecast | Units | 93635.2007 | 92124.9556 | 90639.0692 | 89177.1487 | 87738.8076 | 86323.6655 | 84931.3483 | 83561.4879 | 82213.722 | 80887.6942 | 79583.054 | 78299.4563 | 77036.5619 | 75794.0367 | 74571.5522 | 73368.7852 | 72185.4177 | 71021.1368 | 69875.6346 | 68748.6082 | 67639.7597 | 66548.7958 | 65475.4282 | 64419.3729 | 63380.3507 | 62358.087 | 61352.3114
F2_Commercial_Restaurant_Existing_Food Preparation_Natural Gas_Conveyor Oven_Baseline Forecast | F2 | Commercial | Restaurant | Existing | Food Preparation | Natural Gas | Conveyor Oven | Baseline Forecast | Usage (MMtherm) | 0.046725 | 0.045971 | 0.04523 | 0.0445 | 0.043782 | 0.043076 | 0.042381 | 0.041698 | 0.041025 | 0.040364 | 0.039713 | 0.039072 | 0.038442 | 0.037822 | 0.037212 | 0.036612 | 0.036021 | 0.03544 | 0.034869 | 0.034306 | 0.033753 | 0.033208 | 0.032673 | 0.032146 | 0.031627 | 0.031117 | 0.030615
F3_Commercial_Restaurant_Existing_Food Preparation_Natural Gas_Conveyor Oven_Baseline Forecast | F3 | Commercial | Restaurant | Existing | Food Preparation | Natural Gas | Conveyor Oven | Baseline Forecast | Summer Peak Demand (MW) | 0 | 0 | 0 | 0 | 0 | 0 | 0 | 0 | 0 | 0 | 0 | 0 | 0 | 0 | 0 | 0 | 0 | 0 | 0 | 0 | 0 | 0 | 0 | 0 | 0 | 0 | 0
F4_Commercial_Restaurant_Existing_Food Preparation_Natural Gas_Conveyor Oven_Baseline Forecast | F4 | Commercial | Restaurant | Existing | Food Preparation | Natural Gas | Conveyor Oven | Baseline Forecast | Winter Peak Demand (MW) | 0 | 0 | 0 | 0 | 0 | 0 | 0 | 0 | 0 | 0 | 0 | 0 | 0 | 0 | 0 | 0 | 0 | 0 | 0 | 0 | 0 | 0 | 0 | 0 | 0 | 0 | 0
F5_Commercial_Restaurant_Existing_Food Preparation_Natural Gas_Conveyor Oven_Baseline Forecast | F5 | Commercial | Restaurant | Existing | Food Preparation | Natural Gas | Conveyor Oven | Baseline Forecast | Turnover | 0 | 0 | 0 | 0 | 0 | 345.2947 | 951.2311 | 1751.4488 | 2693.9792 | 3738.1763 | 4533.9676 | 5134.6604 | 5582.2058 | 5909.6169 | 6142.8715 | 6302.41 | 6404.315 | 5040.8156 | 3967.6097 | 3122.8928 | 2458.0189 | 1987.9378 | 1711.3644 | 1617.0554 | 1688.1485 | 1905.1046 | 2262.9011
F6_Commercial_Restaurant_Existing_Food Preparation_Natural Gas_Conveyor Oven_Baseline Forecast | F6 | Commercial | Restaurant | Existing | Food Preparation | Natural Gas | Conveyor Oven | Baseline Forecast | Avg. Replacement Usage (kWh) | 0.49901 | 0.49901 | 0.49901 | 0.49901 | 0.49901 | 0.49901 | 0.49901 | 0.49901 | 0.49901 | 0.49901 | 0.49901 | 0.49901 | 0.49901 | 0.49901 | 0.49901 | 0.49901 | 0.49901 | 0.49901 | 0.49901 | 0.49901 | 0.49901 | 0.49901 | 0.49901 | 0.49901 | 0.49901 | 0.49901 | 0.49901
F7_Commercial_Restaurant_Existing_Food Preparation_Natural Gas_Conveyor Oven_Baseline Forecast | F7 | Commercial | Restaurant | Existing | Food Preparation | Natural Gas | Conveyor Oven | Baseline Forecast | Avg. Replacement Summer Demand (kW) | 0 | 0 | 0 | 0 | 0 | 0 | 0 | 0 | 0 | 0 | 0 | 0 | 0 | 0 | 0 | 0 | 0 | 0 | 0 | 0 | 0 | 0 | 0 | 0 | 0 | 0 | 0
F8_Commercial_Restaurant_Existing_Food Preparation_Natural Gas_Conveyor Oven_Baseline Forecast | F8 | Commercial | Restaurant | Existing | Food Preparation | Natural Gas | Conveyor Oven | Baseline Forecast | Avg. Replacement Winter Demand (kW) | 0 | 0 | 0 | 0 | 0 | 0 | 0 | 0 | 0 | 0 | 0 | 0 | 0 | 0 | 0 | 0 | 0 | 0 | 0 | 0 | 0 | 0 | 0 | 0 | 0 | 0 | 0
F1_Commercial_Restaurant_Existing_Food Preparation_Natural Gas_Double Rack Oven_Baseline Forecast | F1 | Commercial | Restaurant | Existing | Food Preparation | Natural Gas | Double Rack Oven | Baseline Forecast | Units | 93635.2007 | 92124.9556 | 90639.0692 | 89177.1487 | 87738.8076 | 86323.6655 | 84931.3483 | 83561.4879 | 82213.722 | 80887.6942 | 79583.054 | 78299.4563 | 77036.5619 | 75794.0367 | 74571.5522 | 73368.7852 | 72185.4177 | 71021.1368 | 69875.6346 | 68748.6082 | 67639.7597 | 66548.7958 | 65475.4282 | 64419.3729 | 63380.3507 | 62358.087 | 61352.3114
F2_Commercial_Restaurant_Existing_Food Preparation_Natural Gas_Double Rack Oven_Baseline Forecast | F2 | Commercial | Restaurant | Existing | Food Preparation | Natural Gas | Double Rack Oven | Baseline Forecast | Usage (MMtherm) | 0.070983 | 0.069839 | 0.068712 | 0.067604 | 0.066513 | 0.065441 | 0.064385 | 0.063347 | 0.062325 | 0.06132 | 0.060331 | 0.059358 | 0.0584 | 0.057458 | 0.056532 | 0.05562 | 0.054723 | 0.05384 | 0.052972 | 0.052117 | 0.051277 | 0.05045 | 0.049636 | 0.048835 | 0.048048 | 0.047273 | 0.04651
F3_Commercial_Restaurant_Existing_Food Preparation_Natural Gas_Double Rack Oven_Baseline Forecast | F3 | Commercial | Restaurant | Existing | Food Preparation | Natural Gas | Double Rack Oven | Baseline Forecast | Summer Peak Demand (MW) | 0 | 0 | 0 | 0 | 0 | 0 | 0 | 0 | 0 | 0 | 0 | 0 | 0 | 0 | 0 | 0 | 0 | 0 | 0 | 0 | 0 | 0 | 0 | 0 | 0 | 0 | 0
F4_Commercial_Restaurant_Existing_Food Preparation_Natural Gas_Double Rack Oven_Baseline Forecast | F4 | Commercial | Restaurant | Existing | Food Preparation | Natural Gas | Double Rack Oven | Baseline Forecast | Winter Peak Demand (MW) | 0 | 0 | 0 | 0 | 0 | 0 | 0 | 0 | 0 | 0 | 0 | 0 | 0 | 0 | 0 | 0 | 0 | 0 | 0 | 0 | 0 | 0 | 0 | 0 | 0 | 0 | 0
F5_Commercial_Restaurant_Existing_Food Preparation_Natural Gas_Double Rack Oven_Baseline Forecast | F5 | Commercial | Restaurant | Existing | Food Preparation | Natural Gas | Double Rack Oven | Baseline Forecast | Turnover | 0 | 2047.2212 | 2797.5021 | 3437.4182 | 3981.0765 | 4440.8102 | 4827.4009 | 5150.274 | 5417.6681 | 5636.7844 | 5126.1623 | 4751.612 | 4485.4703 | 4304.8982 | 4191.1059 | 4128.6953 | 4105.1047 | 4110.1392 | 4135.5739 | 4579.2698 | 4640.8974 | 4646.667 | 4614.6319 | 4558.4219 | 4488.1683 | 4411.2538 | 4332.9186
F6_Commercial_Restaurant_Existing_Food Preparation_Natural Gas_Double Rack Oven_Baseline Forecast | F6 | Commercial | Restaurant | Existing | Food Preparation | Natural Gas | Double Rack Oven | Baseline Forecast | Avg. Replacement Usage (kWh) | 0.75808 | 0.75808 | 0.75808 | 0.75808 | 0.75808 | 0.75808 | 0.75808 | 0.75808 | 0.75808 | 0.75808 | 0.75808 | 0.75808 | 0.75808 | 0.75808 | 0.75808 | 0.75808 | 0.75808 | 0.75808 | 0.75808 | 0.75808 | 0.75808 | 0.75808 | 0.75808 | 0.75808 | 0.75808 | 0.75808 | 0.75808
F7_Commercial_Restaurant_Existing_Food Preparation_Natural Gas_Double Rack Oven_Baseline Forecast | F7 | Commercial | Restaurant | Existing | Food Preparation | Natural Gas | Double Rack Oven | Baseline Forecast | Avg. Replacement Summer Demand (kW) | 0 | 0 | 0 | 0 | 0 | 0 | 0 | 0 | 0 | 0 | 0 | 0 | 0 | 0 | 0 | 0 | 0 | 0 | 0 | 0 | 0 | 0 | 0 | 0 | 0 | 0 | 0
F8_Commercial_Restaurant_Existing_Food Preparation_Natural Gas_Double Rack Oven_Baseline Forecast | F8 | Commercial | Restaurant | Existing | Food Preparation | Natural Gas | Double Rack Oven | Baseline Forecast | Avg. Replacement Winter Demand (kW) | 0 | 0 | 0 | 0 | 0 | 0 | 0 | 0 | 0 | 0 | 0 | 0 | 0 | 0 | 0 | 0 | 0 | 0 | 0 | 0 | 0 | 0 | 0 | 0 | 0 | 0 | 0
F1_Commercial_Restaurant_Existing_Food Preparation_Natural Gas_Fryer_Baseline Forecast | F1 | Commercial | Restaurant | Existing | Food Preparation | Natural Gas | Fryer | Baseline Forecast | Units | 2445186.1748 | 2405747.6881 | 2366945.3061 | 2328768.7689 | 2291207.9823 | 2254253.0148 | 2217894.0952 | 2182121.6098 | 2146926.1 | 2112298.2597 | 2078228.9329 | 2044709.1114 | 2011729.9322 | 1979282.6752 | 1947358.7611 | 1915949.7488 | 1885047.3335 | 1854643.3443 | 1824729.7419 | 1795298.6171 | 1766342.1878 | 1737852.7976 | 1709822.9138 | 1682245.1249 | 1655112.139 | 1628416.7819 | 1602151.9951
F2_Commercial_Restaurant_Existing_Food Preparation_Natural Gas_Fryer_Baseline Forecast | F2 | Commercial | Restaurant | Existing | Food Preparation | Natural Gas | Fryer | Baseline Forecast | Usage (MMtherm) | 1.1048 | 1.0503 | 0.99992 | 0.95305 | 0.90911 | 0.86766 | 0.82835 | 0.79091 | 0.75509 | 0.72477 | 0.69879 | 0.67628 | 0.65653 | 0.63897 | 0.62318 | 0.60882 | 0.5956 | 0.58332 | 0.57181 | 0.56093 | 0.55058 | 0.54067 | 0.53115 | 0.52194 | 0.51302 | 0.50436 | 0.49591
F3_Commercial_Restaurant_Existing_Food Preparation_Natural Gas_Fryer_Baseline Forecast | F3 | Commercial | Restaurant | Existing | Food Preparation | Natural Gas | Fryer | Baseline Forecast | Summer Peak Demand (MW) | 0 | 0 | 0 | 0 | 0 | 0 | 0 | 0 | 0 | 0 | 0 | 0 | 0 | 0 | 0 | 0 | 0 | 0 | 0 | 0 | 0 | 0 | 0 | 0 | 0 | 0 | 0
F4_Commercial_Restaurant_Existing_Food Preparation_Natural Gas_Fryer_Baseline Forecast | F4 | Commercial | Restaurant | Existing | Food Preparation | Natural Gas | Fryer | Baseline Forecast | Winter Peak Demand (MW) | 0 | 0 | 0 | 0 | 0 | 0 | 0 | 0 | 0 | 0 | 0 | 0 | 0 | 0 | 0 | 0 | 0 | 0 | 0 | 0 | 0 | 0 | 0 | 0 | 0 | 0 | 0
F5_Commercial_Restaurant_Existing_Food Preparation_Natural Gas_Fryer_Baseline Forecast | F5 | Commercial | Restaurant | Existing | Food Preparation | Natural Gas | Fryer | Baseline Forecast | Turnover | 0 | 256613.0867 | 233538.6035 | 214867.7317 | 199671.1383 | 187217.2157 | 176929.9878 | 168355.9775 | 161138.1281 | 171893.6637 | 176307.3325 | 176502.6315 | 173987.7634 | 169821.3565 | 219187.6071 | 198067.8552 | 181032.5343 | 170186.1311 | 162953.9928 | 157713.0343 | 153474.5998 | 149665.3291 | 159125.1557 | 161553.3318 | 159593.0531 | 155571.0325 | 150776.2626
F6_Commercial_Restaurant_Existing_Food Preparation_Natural Gas_Fryer_Baseline Forecast | F6 | Commercial | Restaurant | Existing | Food Preparation | Natural Gas | Fryer | Baseline Forecast | Avg. Replacement Usage (kWh) | 0.45183 | 0.30875 | 0.30875 | 0.30875 | 0.30875 | 0.30875 | 0.30875 | 0.30875 | 0.30875 | 0.30875 | 0.30875 | 0.30875 | 0.30875 | 0.30875 | 0.30875 | 0.30875 | 0.30875 | 0.30875 | 0.30875 | 0.30875 | 0.30875 | 0.30875 | 0.30875 | 0.30875 | 0.30875 | 0.30875 | 0.30875
F7_Commercial_Restaurant_Existing_Food Preparation_Natural Gas_Fryer_Baseline Forecast | F7 | Commercial | Restaurant | Existing | Food Preparation | Natural Gas | Fryer | Baseline Forecast | Avg. Replacement Summer Demand (kW) | 0 | 0 | 0 | 0 | 0 | 0 | 0 | 0 | 0 | 0 | 0 | 0 | 0 | 0 | 0 | 0 | 0 | 0 | 0 | 0 | 0 | 0 | 0 | 0 | 0 | 0 | 0
F8_Commercial_Restaurant_Existing_Food Preparation_Natural Gas_Fryer_Baseline Forecast | F8 | Commercial | Restaurant | Existing | Food Preparation | Natural Gas | Fryer | Baseline Forecast | Avg. Replacement Winter Demand (kW) | 0 | 0 | 0 | 0 | 0 | 0 | 0 | 0 | 0 | 0 | 0 | 0 | 0 | 0 | 0 | 0 | 0 | 0 | 0 | 0 | 0 | 0 | 0 | 0 | 0 | 0 | 0
F1_Commercial_Restaurant_Existing_Food Preparation_Natural Gas_Broiler_Baseline Forecast | F1 | Commercial | Restaurant | Existing | Food Preparation | Natural Gas | Broiler | Baseline Forecast | Units | 2209291.6336 | 2173657.8976 | 2138598.8992 | 2104105.3686 | 2070168.1852 | 2036778.3758 | 2003927.1117 | 1971605.7067 | 1939805.6146 | 1908518.4273 | 1877735.872 | 1847449.8096 | 1817652.232 | 1788335.2605 | 1759491.1434 | 1731112.254 | 1703191.0886 | 1675720.2646 | 1648692.5184 | 1622100.7036 | 1595937.789 | 1570196.8569 | 1544871.1012 | 1519953.8253 | 1495438.4411 | 1471318.4662 | 1447587.5232
F2_Commercial_Restaurant_Existing_Food Preparation_Natural Gas_Broiler_Baseline Forecast | F2 | Commercial | Restaurant | Existing | Food Preparation | Natural Gas | Broiler | Baseline Forecast | Usage (MMtherm) | 1.0667 | 1.0495 | 1.0326 | 1.016 | 0.99957 | 0.98345 | 0.96759 | 0.95198 | 0.93663 | 0.92152 | 0.90666 | 0.89204 | 0.87765 | 0.86349 | 0.84956 | 0.83586 | 0.82238 | 0.80912 | 0.79607 | 0.78323 | 0.77059 | 0.75816 | 0.74594 | 0.7339 | 0.72207 | 0.71042 | 0.69896
F3_Commercial_Restaurant_Existing_Food Preparation_Natural Gas_Broiler_Baseline Forecast | F3 | Commercial | Restaurant | Existing | Food Preparation | Natural Gas | Broiler | Baseline Forecast | Summer Peak Demand (MW) | 0 | 0 | 0 | 0 | 0 | 0 | 0 | 0 | 0 | 0 | 0 | 0 | 0 | 0 | 0 | 0 | 0 | 0 | 0 | 0 | 0 | 0 | 0 | 0 | 0 | 0 | 0
F4_Commercial_Restaurant_Existing_Food Preparation_Natural Gas_Broiler_Baseline Forecast | F4 | Commercial | Restaurant | Existing | Food Preparation | Natural Gas | Broiler | Baseline Forecast | Winter Peak Demand (MW) | 0 | 0 | 0 | 0 | 0 | 0 | 0 | 0 | 0 | 0 | 0 | 0 | 0 | 0 | 0 | 0 | 0 | 0 | 0 | 0 | 0 | 0 | 0 | 0 | 0 | 0 | 0
F5_Commercial_Restaurant_Existing_Food Preparation_Natural Gas_Broiler_Baseline Forecast | F5 | Commercial | Restaurant | Existing | Food Preparation | Natural Gas | Broiler | Baseline Forecast | Turnover | 0 | 80505.8481 | 90208.3898 | 98374.3822 | 105201.7338 | 110863.4428 | 115510.7231 | 119275.739 | 122273.9957 | 124606.4309 | 116702.1079 | 110720.6596 | 106273.3804 | 103039.323 | 100754.4076 | 99202.197 | 98206.091 | 97622.7306 | 97336.429 | 114828.0797 | 113578.6844 | 111742.0084 | 109547.9605 | 107167.2696 | 104724.1071 | 102306.2996 | 99973.5572
F6_Commercial_Restaurant_Existing_Food Preparation_Natural Gas_Broiler_Baseline Forecast | F6 | Commercial | Restaurant | Existing | Food Preparation | Natural Gas | Broiler | Baseline Forecast | Avg. Replacement Usage (kWh) | 0.48285 | 0.48285 | 0.48285 | 0.48285 | 0.48285 | 0.48285 | 0.48285 | 0.48285 | 0.48285 | 0.48285 | 0.48285 | 0.48285 | 0.48285 | 0.48285 | 0.48285 | 0.48285 | 0.48285 | 0.48285 | 0.48285 | 0.48285 | 0.48285 | 0.48285 | 0.48285 | 0.48285 | 0.48285 | 0.48285 | 0.48285
F7_Commercial_Restaurant_Existing_Food Preparation_Natural Gas_Broiler_Baseline Forecast | F7 | Commercial | Restaurant | Existing | Food Preparation | Natural Gas | Broiler | Baseline Forecast | Avg. Replacement Summer Demand (kW) | 0 | 0 | 0 | 0 | 0 | 0 | 0 | 0 | 0 | 0 | 0 | 0 | 0 | 0 | 0 | 0 | 0 | 0 | 0 | 0 | 0 | 0 | 0 | 0 | 0 | 0 | 0
F8_Commercial_Restaurant_Existing_Food Preparation_Natural Gas_Broiler_Baseline Forecast | F8 | Commercial | Restaurant | Existing | Food Preparation | Natural Gas | Broiler | Baseline Forecast | Avg. Replacement Winter Demand (kW) | 0 | 0 | 0 | 0 | 0 | 0 | 0 | 0 | 0 | 0 | 0 | 0 | 0 | 0 | 0 | 0 | 0 | 0 | 0 | 0 | 0 | 0 | 0 | 0 | 0 | 0 | 0
F1_Commercial_Restaurant_Existing_Food Preparation_Natural Gas_Griddle_Baseline Forecast | F1 | Commercial | Restaurant | Existing | Food Preparation | Natural Gas | Griddle | Baseline Forecast | Units | 2524180.8474 | 2483468.2531 | 2443412.3136 | 2404002.4375 | 2365228.2047 | 2327079.3627 | 2289545.8246 | 2252617.6661 | 2216285.1231 | 2180538.5888 | 2145368.6116 | 2110765.8921 | 2076721.2809 | 2043225.7764 | 2010270.5219 | 1977846.8038 | 1945946.0489 | 1914559.8223 | 1883679.8252 | 1853297.8925 | 1823405.991 | 1793996.217 | 1765060.7941 | 1736592.0716 | 1708582.5221 | 1681024.7395 | 1653911.4372
F2_Commercial_Restaurant_Existing_Food Preparation_Natural Gas_Griddle_Baseline Forecast | F2 | Commercial | Restaurant | Existing | Food Preparation | Natural Gas | Griddle | Baseline Forecast | Usage (MMtherm) | 0.84946 | 0.83576 | 0.82228 | 0.80902 | 0.79597 | 0.78313 | 0.7705 | 0.75807 | 0.74585 | 0.73382 | 0.72198 | 0.71034 | 0.69888 | 0.68761 | 0.67652 | 0.66561 | 0.65487 | 0.64431 | 0.63392 | 0.62369 | 0.61363 | 0.60373 | 0.594 | 0.58442 | 0.57499 | 0.56572 | 0.55659
F3_Commercial_Restaurant_Existing_Food Preparation_Natural Gas_Griddle_Baseline Forecast | F3 | Commercial | Restaurant | Existing | Food Preparation | Natural Gas | Griddle | Baseline Forecast | Summer Peak Demand (MW) | 0 | 0 | 0 | 0 | 0 | 0 | 0 | 0 | 0 | 0 | 0 | 0 | 0 | 0 | 0 | 0 | 0 | 0 | 0 | 0 | 0 | 0 | 0 | 0 | 0 | 0 | 0
F4_Commercial_Restaurant_Existing_Food Preparation_Natural Gas_Griddle_Baseline Forecast | F4 | Commercial | Restaurant | Existing | Food Preparation | Natural Gas | Griddle | Baseline Forecast | Winter Peak Demand (MW) | 0 | 0 | 0 | 0 | 0 | 0 | 0 | 0 | 0 | 0 | 0 | 0 | 0 | 0 | 0 | 0 | 0 | 0 | 0 | 0 | 0 | 0 | 0 | 0 | 0 | 0 | 0
F5_Commercial_Restaurant_Existing_Food Preparation_Natural Gas_Griddle_Baseline Forecast | F5 | Commercial | Restaurant | Existing | Food Preparation | Natural Gas | Griddle | Baseline Forecast | Turnover | 0 | 91980.3057 | 103065.7457 | 112395.6329 | 120196.0835 | 126664.7529 | 131974.4077 | 136276.0494 | 139701.6462 | 142366.5222 | 133335.6001 | 126501.619 | 121420.4713 | 117725.4653 | 115114.8822 | 113341.4357 | 112203.3553 | 111536.8487 | 111209.7407 | 131194.4675 | 129766.9966 | 127668.5401 | 125161.7757 | 122441.766 | 119650.3809 | 116887.9645 | 114222.7375
F6_Commercial_Restaurant_Existing_Food Preparation_Natural Gas_Griddle_Baseline Forecast | F6 | Commercial | Restaurant | Existing | Food Preparation | Natural Gas | Griddle | Baseline Forecast | Avg. Replacement Usage (kWh) | 0.33653 | 0.33653 | 0.33653 | 0.33653 | 0.33653 | 0.33653 | 0.33653 | 0.33653 | 0.33653 | 0.33653 | 0.33653 | 0.33653 | 0.33653 | 0.33653 | 0.33653 | 0.33653 | 0.33653 | 0.33653 | 0.33653 | 0.33653 | 0.33653 | 0.33653 | 0.33653 | 0.33653 | 0.33653 | 0.33653 | 0.33653
F7_Commercial_Restaurant_Existing_Food Preparation_Natural Gas_Griddle_Baseline Forecast | F7 | Commercial | Restaurant | Existing | Food Preparation | Natural Gas | Griddle | Baseline Forecast | Avg. Replacement Summer Demand (kW) | 0 | 0 | 0 | 0 | 0 | 0 | 0 | 0 | 0 | 0 | 0 | 0 | 0 | 0 | 0 | 0 | 0 | 0 | 0 | 0 | 0 | 0 | 0 | 0 | 0 | 0 | 0
F8_Commercial_Restaurant_Existing_Food Preparation_Natural Gas_Griddle_Baseline Forecast | F8 | Commercial | Restaurant | Existing | Food Preparation | Natural Gas | Griddle | Baseline Forecast | Avg. Replacement Winter Demand (kW) | 0 | 0 | 0 | 0 | 0 | 0 | 0 | 0 | 0 | 0 | 0 | 0 | 0 | 0 | 0 | 0 | 0 | 0 | 0 | 0 | 0 | 0 | 0 | 0 | 0 | 0 | 0
F1_Commercial_Restaurant_Existing_Food Preparation_Natural Gas_Range_Baseline Forecast | F1 | Commercial | Restaurant | Existing | Food Preparation | Natural Gas | Range | Baseline Forecast | Units | 2339799.2975 | 2302060.5991 | 2264930.5895 | 2228399.4509 | 2192457.5243 | 2157095.3062 | 2122303.4464 | 2088072.7457 | 2054394.153 | 2021258.7634 | 1988657.8156 | 1956582.6896 | 1925024.9042 | 1893976.1155 | 1863428.1136 | 1833372.8214 | 1803802.2921 | 1774708.7067 | 1746084.3727 | 1717921.7216 | 1690213.3067 | 1662951.8018 | 1636129.9985 | 1609740.805 | 1583777.2436 | 1558232.4494 | 1533099.6679
F2_Commercial_Restaurant_Existing_Food Preparation_Natural Gas_Range_Baseline Forecast | F2 | Commercial | Restaurant | Existing | Food Preparation | Natural Gas | Range | Baseline Forecast | Usage (MMtherm) | 0.7779 | 0.76535 | 0.75301 | 0.74086 | 0.72892 | 0.71716 | 0.70559 | 0.69421 | 0.68301 | 0.672 | 0.66116 | 0.6505 | 0.64 | 0.62968 | 0.61952 | 0.60953 | 0.5997 | 0.59003 | 0.58051 | 0.57115 | 0.56194 | 0.55287 | 0.54396 | 0.53518 | 0.52655 | 0.51806 | 0.5097
F3_Commercial_Restaurant_Existing_Food Preparation_Natural Gas_Range_Baseline Forecast | F3 | Commercial | Restaurant | Existing | Food Preparation | Natural Gas | Range | Baseline Forecast | Summer Peak Demand (MW) | 0 | 0 | 0 | 0 | 0 | 0 | 0 | 0 | 0 | 0 | 0 | 0 | 0 | 0 | 0 | 0 | 0 | 0 | 0 | 0 | 0 | 0 | 0 | 0 | 0 | 0 | 0
F4_Commercial_Restaurant_Existing_Food Preparation_Natural Gas_Range_Baseline Forecast | F4 | Commercial | Restaurant | Existing | Food Preparation | Natural Gas | Range | Baseline Forecast | Winter Peak Demand (MW) | 0 | 0 | 0 | 0 | 0 | 0 | 0 | 0 | 0 | 0 | 0 | 0 | 0 | 0 | 0 | 0 | 0 | 0 | 0 | 0 | 0 | 0 | 0 | 0 | 0 | 0 | 0
F5_Commercial_Restaurant_Existing_Food Preparation_Natural Gas_Range_Baseline Forecast | F5 | Commercial | Restaurant | Existing | Food Preparation | Natural Gas | Range | Baseline Forecast | Turnover | 0 | 92082.424 | 117776.3907 | 137269.4062 | 151893.4573 | 162696.7564 | 170504.161 | 175964.7301 | 179589.1545 | 181779.2194 | 158987.0997 | 145486.6933 | 138228.4138 | 135042.0717 | 134400.6194 | 154468.9425 | 157658.0522 | 159586.3185 | 160531.5639 | 156589.2984 | 150564.7787 | 144105.2058 | 138105.4364 | 132984.9616 | 127213.6697 | 125085.2025 | 125000.7696
F6_Commercial_Restaurant_Existing_Food Preparation_Natural Gas_Range_Baseline Forecast | F6 | Commercial | Restaurant | Existing | Food Preparation | Natural Gas | Range | Baseline Forecast | Avg. Replacement Usage (kWh) | 0.33247 | 0.33247 | 0.33247 | 0.33247 | 0.33247 | 0.33247 | 0.33247 | 0.33247 | 0.33247 | 0.33247 | 0.33247 | 0.33247 | 0.33247 | 0.33247 | 0.33247 | 0.33247 | 0.33247 | 0.33247 | 0.33247 | 0.33247 | 0.33247 | 0.33247 | 0.33247 | 0.33247 | 0.33247 | 0.33247 | 0.33247
F7_Commercial_Restaurant_Existing_Food Preparation_Natural Gas_Range_Baseline Forecast | F7 | Commercial | Restaurant | Existing | Food Preparation | Natural Gas | Range | Baseline Forecast | Avg. Replacement Summer Demand (kW) | 0 | 0 | 0 | 0 | 0 | 0 | 0 | 0 | 0 | 0 | 0 | 0 | 0 | 0 | 0 | 0 | 0 | 0 | 0 | 0 | 0 | 0 | 0 | 0 | 0 | 0 | 0
F8_Commercial_Restaurant_Existing_Food Preparation_Natural Gas_Range_Baseline Forecast | F8 | Commercial | Restaurant | Existing | Food Preparation | Natural Gas | Range | Baseline Forecast | Avg. Replacement Winter Demand (kW) | 0 | 0 | 0 | 0 | 0 | 0 | 0 | 0 | 0 | 0 | 0 | 0 | 0 | 0 | 0 | 0 | 0 | 0 | 0 | 0 | 0 | 0 | 0 | 0 | 0 | 0 | 0
F1_Commercial_Restaurant_Existing_Food Preparation_Natural Gas_Steamer_Baseline Forecast | F1 | Commercial | Restaurant | Existing | Food Preparation | Natural Gas | Steamer | Baseline Forecast | Units | 161805.2928 | 159195.53 | 156627.8602 | 154101.6044 | 151616.0946 | 149170.6737 | 146764.6951 | 144397.5226 | 142068.5303 | 139777.1024 | 137522.633 | 135304.526 | 133122.195 | 130975.0628 | 128862.5618 | 126784.1334 | 124739.228 | 122727.305 | 120747.8323 | 118800.2866 | 116884.153 | 114998.9247 | 113144.1033 | 111319.1984 | 109523.7275 | 107757.2158 | 106019.1961
F2_Commercial_Restaurant_Existing_Food Preparation_Natural Gas_Steamer_Baseline Forecast | F2 | Commercial | Restaurant | Existing | Food Preparation | Natural Gas | Steamer | Baseline Forecast | Usage (MMtherm) | 0.062165 | 0.056774 | 0.051685 | 0.046858 | 0.042263 | 0.037874 | 0.033671 | 0.029637 | 0.026412 | 0.023823 | 0.021737 | 0.020046 | 0.018668 | 0.017537 | 0.016601 | 0.015819 | 0.015159 | 0.014596 | 0.01411 | 0.013685 | 0.013309 | 0.012972 | 0.012667 | 0.012387 | 0.012127 | 0.011885 | 0.011656
F3_Commercial_Restaurant_Existing_Food Preparation_Natural Gas_Steamer_Baseline Forecast | F3 | Commercial | Restaurant | Existing | Food Preparation | Natural Gas | Steamer | Baseline Forecast | Summer Peak Demand (MW) | 0 | 0 | 0 | 0 | 0 | 0 | 0 | 0 | 0 | 0 | 0 | 0 | 0 | 0 | 0 | 0 | 0 | 0 | 0 | 0 | 0 | 0 | 0 | 0 | 0 | 0 | 0
F4_Commercial_Restaurant_Existing_Food Preparation_Natural Gas_Steamer_Baseline Forecast | F4 | Commercial | Restaurant | Existing | Food Preparation | Natural Gas | Steamer | Baseline Forecast | Winter Peak Demand (MW) | 0 | 0 | 0 | 0 | 0 | 0 | 0 | 0 | 0 | 0 | 0 | 0 | 0 | 0 | 0 | 0 | 0 | 0 | 0 | 0 | 0 | 0 | 0 | 0 | 0 | 0 | 0
F5_Commercial_Restaurant_Existing_Food Preparation_Natural Gas_Steamer_Baseline Forecast | F5 | Commercial | Restaurant | Existing | Food Preparation | Natural Gas | Steamer | Baseline Forecast | Turnover | 0 | 15919.553 | 15140.6932 | 14485.5508 | 13928.4652 | 13449.2279 | 13031.9222 | 12664.0093 | 12809.1715 | 12784.4149 | 12647.9972 | 12441.1929 | 12192.8823 | 15356.3884 | 14234.6731 | 13401.6569 | 12760.4433 | 12246.2498 | 11816.3086 | 11442.7851 | 11822.7954 | 11885.551 | 11762.0979 | 11534.8275 | 11254.4977 | 11692.0899 | 11056.6438
F6_Commercial_Restaurant_Existing_Food Preparation_Natural Gas_Steamer_Baseline Forecast | F6 | Commercial | Restaurant | Existing | Food Preparation | Natural Gas | Steamer | Baseline Forecast | Avg. Replacement Usage (kWh) | 0.3842 | 0.10855 | 0.10855 | 0.10855 | 0.10855 | 0.10855 | 0.10855 | 0.10855 | 0.10855 | 0.10855 | 0.10855 | 0.10855 | 0.10855 | 0.10855 | 0.10855 | 0.10855 | 0.10855 | 0.10855 | 0.10855 | 0.10855 | 0.10855 | 0.10855 | 0.10855 | 0.10855 | 0.10855 | 0.10855 | 0.10855
F7_Commercial_Restaurant_Existing_Food Preparation_Natural Gas_Steamer_Baseline Forecast | F7 | Commercial | Restaurant | Existing | Food Preparation | Natural Gas | Steamer | Baseline Forecast | Avg. Replacement Summer Demand (kW) | 0 | 0 | 0 | 0 | 0 | 0 | 0 | 0 | 0 | 0 | 0 | 0 | 0 | 0 | 0 | 0 | 0 | 0 | 0 | 0 | 0 | 0 | 0 | 0 | 0 | 0 | 0
F8_Commercial_Restaurant_Existing_Food Preparation_Natural Gas_Steamer_Baseline Forecast | F8 | Commercial | Restaurant | Existing | Food Preparation | Natural Gas | Steamer | Baseline Forecast | Avg. Replacement Winter Demand (kW) | 0 | 0 | 0 | 0 | 0 | 0 | 0 | 0 | 0 | 0 | 0 | 0 | 0 | 0 | 0 | 0 | 0 | 0 | 0 | 0 | 0 | 0 | 0 | 0 | 0 | 0 | 0
F1_Commercial_Restaurant_Existing_Food Preparation_Natural Gas_Commercial Food Prep Other_Baseline Forecast | F1 | Commercial | Restaurant | Existing | Food Preparation | Natural Gas | Commercial Food Prep Other | Baseline Forecast | Units | 9105.9256 | 8959.0558 | 8814.5549 | 8672.3847 | 8532.5075 | 8394.8864 | 8259.485 | 8126.2675 | 7995.1987 | 7866.2439 | 7739.369 | 7614.5404 | 7491.7253 | 7370.891 | 7252.0056 | 7135.0378 | 7019.9566 | 6906.7314 | 6795.3326 | 6685.7304 | 6577.8961 | 6471.801 | 6367.4171 | 6264.7168 | 6163.673 | 6064.2589 | 5966.4483
F2_Commercial_Restaurant_Existing_Food Preparation_Natural Gas_Commercial Food Prep Other_Baseline Forecast | F2 | Commercial | Restaurant | Existing | Food Preparation | Natural Gas | Commercial Food Prep Other | Baseline Forecast | Usage (MMtherm) | 0.0012634 | 0.0012431 | 0.001223 | 0.0012033 | 0.0011839 | 0.0011648 | 0.001146 | 0.0011275 | 0.0011093 | 0.0010914 | 0.0010738 | 0.0010565 | 0.0010395 | 0.0010227 | 0.0010062 | 0.00098998 | 0.00097401 | 0.0009583 | 0.00094285 | 0.00092764 | 0.00091268 | 0.00089796 | 0.00088347 | 0.00086922 | 0.0008552 | 0.00084141 | 0.00082784
F3_Commercial_Restaurant_Existing_Food Preparation_Natural Gas_Commercial Food Prep Other_Baseline Forecast | F3 | Commercial | Restaurant | Existing | Food Preparation | Natural Gas | Commercial Food Prep Other | Baseline Forecast | Summer Peak Demand (MW) | 0 | 0 | 0 | 0 | 0 | 0 | 0 | 0 | 0 | 0 | 0 | 0 | 0 | 0 | 0 | 0 | 0 | 0 | 0 | 0 | 0 | 0 | 0 | 0 | 0 | 0 | 0
F4_Commercial_Restaurant_Existing_Food Preparation_Natural Gas_Commercial Food Prep Other_Baseline Forecast | F4 | Commercial | Restaurant | Existing | Food Preparation | Natural Gas | Commercial Food Prep Other | Baseline Forecast | Winter Peak Demand (MW) | 0 | 0 | 0 | 0 | 0 | 0 | 0 | 0 | 0 | 0 | 0 | 0 | 0 | 0 | 0 | 0 | 0 | 0 | 0 | 0 | 0 | 0 | 0 | 0 | 0 | 0 | 0
F5_Commercial_Restaurant_Existing_Food Preparation_Natural Gas_Commercial Food Prep Other_Baseline Forecast | F5 | Commercial | Restaurant | Existing | Food Preparation | Natural Gas | Commercial Food Prep Other | Baseline Forecast | Turnover | 0 | 358.3622 | 458.3569 | 534.2189 | 591.1321 | 633.1759 | 663.5604 | 684.8116 | 698.917 | 707.4402 | 618.7388 | 566.1986 | 537.9511 | 525.5507 | 523.0543 | 601.1553 | 613.5665 | 621.0708 | 624.7495 | 609.4072 | 585.9612 | 560.8222 | 537.4725 | 517.5449 | 495.0844 | 486.801 | 486.4724
F6_Commercial_Restaurant_Existing_Food Preparation_Natural Gas_Commercial Food Prep Other_Baseline Forecast | F6 | Commercial | Restaurant | Existing | Food Preparation | Natural Gas | Commercial Food Prep Other | Baseline Forecast | Avg. Replacement Usage (kWh) | 0.13875 | 0.13875 | 0.13875 | 0.13875 | 0.13875 | 0.13875 | 0.13875 | 0.13875 | 0.13875 | 0.13875 | 0.13875 | 0.13875 | 0.13875 | 0.13875 | 0.13875 | 0.13875 | 0.13875 | 0.13875 | 0.13875 | 0.13875 | 0.13875 | 0.13875 | 0.13875 | 0.13875 | 0.13875 | 0.13875 | 0.13875
F7_Commercial_Restaurant_Existing_Food Preparation_Natural Gas_Commercial Food Prep Other_Baseline Forecast | F7 | Commercial | Restaurant | Existing | Food Preparation | Natural Gas | Commercial Food Prep Other | Baseline Forecast | Avg. Replacement Summer Demand (kW) | 0 | 0 | 0 | 0 | 0 | 0 | 0 | 0 | 0 | 0 | 0 | 0 | 0 | 0 | 0 | 0 | 0 | 0 | 0 | 0 | 0 | 0 | 0 | 0 | 0 | 0 | 0
F8_Commercial_Restaurant_Existing_Food Preparation_Natural Gas_Commercial Food Prep Other_Baseline Forecast | F8 | Commercial | Restaurant | Existing | Food Preparation | Natural Gas | Commercial Food Prep Other | Baseline Forecast | Avg. Replacement Winter Demand (kW) | 0 | 0 | 0 | 0 | 0 | 0 | 0 | 0 | 0 | 0 | 0 | 0 | 0 | 0 | 0 | 0 | 0 | 0 | 0 | 0 | 0 | 0 | 0 | 0 | 0 | 0 | 0
F1_Commercial_Restaurant_Existing_Miscellaneous_Natural Gas_Pool Heater_Baseline Forecast | F1 | Commercial | Restaurant | Existing | Miscellaneous | Natural Gas | Pool Heater | Baseline Forecast | Units | 0 | 0 | 0 | 0 | 0 | 0 | 0 | 0 | 0 | 0 | 0 | 0 | 0 | 0 | 0 | 0 | 0 | 0 | 0 | 0 | 0 | 0 | 0 | 0 | 0 | 0 | 0
F2_Commercial_Restaurant_Existing_Miscellaneous_Natural Gas_Pool Heater_Baseline Forecast | F2 | Commercial | Restaurant | Existing | Miscellaneous | Natural Gas | Pool Heater | Baseline Forecast | Usage (MMtherm) | 0 | 0 | 0 | 0 | 0 | 0 | 0 | 0 | 0 | 0 | 0 | 0 | 0 | 0 | 0 | 0 | 0 | 0 | 0 | 0 | 0 | 0 | 0 | 0 | 0 | 0 | 0
F3_Commercial_Restaurant_Existing_Miscellaneous_Natural Gas_Pool Heater_Baseline Forecast | F3 | Commercial | Restaurant | Existing | Miscellaneous | Natural Gas | Pool Heater | Baseline Forecast | Summer Peak Demand (MW) | 0 | 0 | 0 | 0 | 0 | 0 | 0 | 0 | 0 | 0 | 0 | 0 | 0 | 0 | 0 | 0 | 0 | 0 | 0 | 0 | 0 | 0 | 0 | 0 | 0 | 0 | 0
F4_Commercial_Restaurant_Existing_Miscellaneous_Natural Gas_Pool Heater_Baseline Forecast | F4 | Commercial | Restaurant | Existing | Miscellaneous | Natural Gas | Pool Heater | Baseline Forecast | Winter Peak Demand (MW) | 0 | 0 | 0 | 0 | 0 | 0 | 0 | 0 | 0 | 0 | 0 | 0 | 0 | 0 | 0 | 0 | 0 | 0 | 0 | 0 | 0 | 0 | 0 | 0 | 0 | 0 | 0
F5_Commercial_Restaurant_Existing_Miscellaneous_Natural Gas_Pool Heater_Baseline Forecast | F5 | Commercial | Restaurant | Existing | Miscellaneous | Natural Gas | Pool Heater | Baseline Forecast | Turnover | 0 | 0 | 0 | 0 | 0 | 0 | 0 | 0 | 0 | 0 | 0 | 0 | 0 | 0 | 0 | 0 | 0 | 0 | 0 | 0 | 0 | 0 | 0 | 0 | 0 | 0 | 0
F6_Commercial_Restaurant_Existing_Miscellaneous_Natural Gas_Pool Heater_Baseline Forecast | F6 | Commercial | Restaurant | Existing | Miscellaneous | Natural Gas | Pool Heater | Baseline Forecast | Avg. Replacement Usage (kWh) | 0.01 | 0.01 | 0.01 | 0.01 | 0.01 | 0.01 | 0.01 | 0.01 | 0.01 | 0.01 | 0.01 | 0.01 | 0.01 | 0.01 | 0.01 | 0.01 | 0.01 | 0.01 | 0.01 | 0.01 | 0.01 | 0.01 | 0.01 | 0.01 | 0.01 | 0.01 | 0.01
F7_Commercial_Restaurant_Existing_Miscellaneous_Natural Gas_Pool Heater_Baseline Forecast | F7 | Commercial | Restaurant | Existing | Miscellaneous | Natural Gas | Pool Heater | Baseline Forecast | Avg. Replacement Summer Demand (kW) | 0 | 0 | 0 | 0 | 0 | 0 | 0 | 0 | 0 | 0 | 0 | 0 | 0 | 0 | 0 | 0 | 0 | 0 | 0 | 0 | 0 | 0 | 0 | 0 | 0 | 0 | 0
F8_Commercial_Restaurant_Existing_Miscellaneous_Natural Gas_Pool Heater_Baseline Forecast | F8 | Commercial | Restaurant | Existing | Miscellaneous | Natural Gas | Pool Heater | Baseline Forecast | Avg. Replacement Winter Demand (kW) | 0 | 0 | 0 | 0 | 0 | 0 | 0 | 0 | 0 | 0 | 0 | 0 | 0 | 0 | 0 | 0 | 0 | 0 | 0 | 0 | 0 | 0 | 0 | 0 | 0 | 0 | 0
F1_Commercial_Restaurant_Existing_Miscellaneous_Natural Gas_Miscellaneous_Baseline Forecast | F1 | Commercial | Restaurant | Existing | Miscellaneous | Natural Gas | Miscellaneous | Baseline Forecast | Units | 2873970.2008 | 2827615.8427 | 2782009.1356 | 2737138.0205 | 2692990.633 | 2649555.3002 | 2606820.5373 | 2564775.0448 | 2523407.7054 | 2482707.5811 | 2442663.9104 | 2403266.1054 | 2364503.7489 | 2326366.5916 | 2288844.5498 | 2251927.7023 | 2215606.2877 | 2179870.7024 | 2144711.4975 | 2110119.3766 | 2076085.1931 | 2042599.9481 | 2009654.7876 | 1977241.0007 | 1945350.0168 | 1913973.4037 | 1883102.8649
F2_Commercial_Restaurant_Existing_Miscellaneous_Natural Gas_Miscellaneous_Baseline Forecast | F2 | Commercial | Restaurant | Existing | Miscellaneous | Natural Gas | Miscellaneous | Baseline Forecast | Usage (MMtherm) | 0.060658 | 0.059679 | 0.058717 | 0.05777 | 0.056838 | 0.055921 | 0.055019 | 0.054132 | 0.053259 | 0.0524 | 0.051555 | 0.050723 | 0.049905 | 0.0491 | 0.048308 | 0.047529 | 0.046762 | 0.046008 | 0.045266 | 0.044536 | 0.043818 | 0.043111 | 0.042415 | 0.041731 | 0.041058 | 0.040396 | 0.039744
F3_Commercial_Restaurant_Existing_Miscellaneous_Natural Gas_Miscellaneous_Baseline Forecast | F3 | Commercial | Restaurant | Existing | Miscellaneous | Natural Gas | Miscellaneous | Baseline Forecast | Summer Peak Demand (MW) | 0 | 0 | 0 | 0 | 0 | 0 | 0 | 0 | 0 | 0 | 0 | 0 | 0 | 0 | 0 | 0 | 0 | 0 | 0 | 0 | 0 | 0 | 0 | 0 | 0 | 0 | 0
F4_Commercial_Restaurant_Existing_Miscellaneous_Natural Gas_Miscellaneous_Baseline Forecast | F4 | Commercial | Restaurant | Existing | Miscellaneous | Natural Gas | Miscellaneous | Baseline Forecast | Winter Peak Demand (MW) | 0 | 0 | 0 | 0 | 0 | 0 | 0 | 0 | 0 | 0 | 0 | 0 | 0 | 0 | 0 | 0 | 0 | 0 | 0 | 0 | 0 | 0 | 0 | 0 | 0 | 0 | 0
F5_Commercial_Restaurant_Existing_Miscellaneous_Natural Gas_Miscellaneous_Baseline Forecast | F5 | Commercial | Restaurant | Existing | Miscellaneous | Natural Gas | Miscellaneous | Baseline Forecast | Turnover | 0 | 242367.0722 | 283878.4832 | 317603.7703 | 300816.3631 | 292307.1005 | 289719.6003 | 285253.4942 | 280329.414 | 275824.8047 | 271418.3481 | 327050.2497 | 324582.4537 | 320139.4981 | 311587.836 | 306023.1935 | 302158.374 | 297260.0628 | 292240.8812 | 287566.4922 | 282964.3674 | 293250.2569 | 287123.3965 | 280831.3905 | 275889.488 | 271593.8256 | 267513.859
F6_Commercial_Restaurant_Existing_Miscellaneous_Natural Gas_Miscellaneous_Baseline Forecast | F6 | Commercial | Restaurant | Existing | Miscellaneous | Natural Gas | Miscellaneous | Baseline Forecast | Avg. Replacement Usage (kWh) | 0.021106 | 0.021106 | 0.021106 | 0.021106 | 0.021106 | 0.021106 | 0.021106 | 0.021106 | 0.021106 | 0.021106 | 0.021106 | 0.021106 | 0.021106 | 0.021106 | 0.021106 | 0.021106 | 0.021106 | 0.021106 | 0.021106 | 0.021106 | 0.021106 | 0.021106 | 0.021106 | 0.021106 | 0.021106 | 0.021106 | 0.021106
F7_Commercial_Restaurant_Existing_Miscellaneous_Natural Gas_Miscellaneous_Baseline Forecast | F7 | Commercial | Restaurant | Existing | Miscellaneous | Natural Gas | Miscellaneous | Baseline Forecast | Avg. Replacement Summer Demand (kW) | 0 | 0 | 0 | 0 | 0 | 0 | 0 | 0 | 0 | 0 | 0 | 0 | 0 | 0 | 0 | 0 | 0 | 0 | 0 | 0 | 0 | 0 | 0 | 0 | 0 | 0 | 0
F8_Commercial_Restaurant_Existing_Miscellaneous_Natural Gas_Miscellaneous_Baseline Forecast | F8 | Commercial | Restaurant | Existing | Miscellaneous | Natural Gas | Miscellaneous | Baseline Forecast | Avg. Replacement Winter Demand (kW) | 0 | 0 | 0 | 0 | 0 | 0 | 0 | 0 | 0 | 0 | 0 | 0 | 0 | 0 | 0 | 0 | 0 | 0 | 0 | 0 | 0 | 0 | 0 | 0 | 0 | 0 | 0
F1_Commercial_Restaurant_New_Space Heating_Natural Gas_Furnace_Baseline Forecast | F1 | Commercial | Restaurant | New | Space Heating | Natural Gas | Furnace | Baseline Forecast | Units | 0 | 49105.2385 | 97754.3364 | 145590.5523 | 192759.4099 | 239110.173 | 285008.8021 | 330287.5607 | 374956.7384 | 419026.4591 | 462506.6846 | 505407.2164 | 547737.6987 | 589507.6209 | 630726.3201 | 671402.9834 | 711546.6506 | 751166.2162 | 790270.4321 | 828867.9098 | 866967.1225 | 904576.4076 | 941703.9687 | 978357.8778 | 1014546.0773 | 1050276.3825 | 1085556.4832
F2_Commercial_Restaurant_New_Space Heating_Natural Gas_Furnace_Baseline Forecast | F2 | Commercial | Restaurant | New | Space Heating | Natural Gas | Furnace | Baseline Forecast | Usage (MMtherm) | 0 | 0.036986 | 0.073342 | 0.1053 | 0.13682 | 0.16779 | 0.19846 | 0.22871 | 0.25856 | 0.288 | 0.31705 | 0.34572 | 0.374 | 0.40191 | 0.42945 | 0.45663 | 0.48345 | 0.50992 | 0.53605 | 0.56153 | 0.58639 | 0.61097 | 0.63527 | 0.65929 | 0.68304 | 0.70652 | 0.72972
F3_Commercial_Restaurant_New_Space Heating_Natural Gas_Furnace_Baseline Forecast | F3 | Commercial | Restaurant | New | Space Heating | Natural Gas | Furnace | Baseline Forecast | Summer Peak Demand (MW) | 0 | 0 | 0 | 0 | 0 | 0 | 0 | 0 | 0 | 0 | 0 | 0 | 0 | 0 | 0 | 0 | 0 | 0 | 0 | 0 | 0 | 0 | 0 | 0 | 0 | 0 | 0
F4_Commercial_Restaurant_New_Space Heating_Natural Gas_Furnace_Baseline Forecast | F4 | Commercial | Restaurant | New | Space Heating | Natural Gas | Furnace | Baseline Forecast | Winter Peak Demand (MW) | 0 | 0 | 0 | 0 | 0 | 0 | 0 | 0 | 0 | 0 | 0 | 0 | 0 | 0 | 0 | 0 | 0 | 0 | 0 | 0 | 0 | 0 | 0 | 0 | 0 | 0 | 0
F5_Commercial_Restaurant_New_Space Heating_Natural Gas_Furnace_Baseline Forecast | F5 | Commercial | Restaurant | New | Space Heating | Natural Gas | Furnace | Baseline Forecast | Turnover | 0 | 49105.2385 | 48649.0979 | 47836.2159 | 47168.8576 | 46350.7631 | 45898.6291 | 45278.7586 | 44669.1776 | 44069.7208 | 43480.2255 | 42900.5318 | 42330.4823 | 41769.9222 | 41218.6992 | 40676.6633 | 40143.6672 | 39619.5656 | 39104.2159 | 42374.8037 | 45328.2135 | 47961.9178 | 50312.2111 | 52389.7985 | 54244.2998 | 55880.4561 | 57316.3306
F6_Commercial_Restaurant_New_Space Heating_Natural Gas_Furnace_Baseline Forecast | F6 | Commercial | Restaurant | New | Space Heating | Natural Gas | Furnace | Baseline Forecast | Avg. Replacement Usage (kWh) | 0.70012 | 0.75319 | 0.75027 | 0.66815 | 0.66815 | 0.66815 | 0.66815 | 0.66815 | 0.66815 | 0.66815 | 0.66815 | 0.66815 | 0.66815 | 0.66815 | 0.66815 | 0.66815 | 0.66815 | 0.66815 | 0.66815 | 0.66815 | 0.66815 | 0.66815 | 0.66815 | 0.66815 | 0.66815 | 0.66815 | 0.66815
F7_Commercial_Restaurant_New_Space Heating_Natural Gas_Furnace_Baseline Forecast | F7 | Commercial | Restaurant | New | Space Heating | Natural Gas | Furnace | Baseline Forecast | Avg. Replacement Summer Demand (kW) | 0 | 0 | 0 | 0 | 0 | 0 | 0 | 0 | 0 | 0 | 0 | 0 | 0 | 0 | 0 | 0 | 0 | 0 | 0 | 0 | 0 | 0 | 0 | 0 | 0 | 0 | 0
F8_Commercial_Restaurant_New_Space Heating_Natural Gas_Furnace_Baseline Forecast | F8 | Commercial | Restaurant | New | Space Heating | Natural Gas | Furnace | Baseline Forecast | Avg. Replacement Winter Demand (kW) | 0 | 0 | 0 | 0 | 0 | 0 | 0 | 0 | 0 | 0 | 0 | 0 | 0 | 0 | 0 | 0 | 0 | 0 | 0 | 0 | 0 | 0 | 0 | 0 | 0 | 0 | 0
F1_Commercial_Restaurant_New_Space Heating_Natural Gas_Boiler_Baseline Forecast | F1 | Commercial | Restaurant | New | Space Heating | Natural Gas | Boiler | Baseline Forecast | Units | 0 | 254.631 | 506.8966 | 754.9472 | 999.5372 | 1239.8851 | 1477.8885 | 1712.6776 | 1944.3057 | 2172.8254 | 2398.2884 | 2620.7454 | 2840.2464 | 3056.8407 | 3270.5767 | 3481.5021 | 3689.6636 | 3895.1074 | 4097.8789 | 4298.0228 | 4495.583 | 4690.6027 | 4883.1244 | 5073.1901 | 5260.8409 | 5446.1173 | 5629.0592
F2_Commercial_Restaurant_New_Space Heating_Natural Gas_Boiler_Baseline Forecast | F2 | Commercial | Restaurant | New | Space Heating | Natural Gas | Boiler | Baseline Forecast | Usage (MMtherm) | 0 | 0.00056969 | 0.0011297 | 0.0016825 | 0.0022276 | 0.0027632 | 0.0032937 | 0.0038169 | 0.0043331 | 0.0048424 | 0.0053449 | 0.0058407 | 0.0063299 | 0.0068126 | 0.0072889 | 0.007759 | 0.0082229 | 0.0086807 | 0.0091326 | 0.0095787 | 0.010019 | 0.010454 | 0.010883 | 0.011306 | 0.011724 | 0.012137 | 0.012545
F3_Commercial_Restaurant_New_Space Heating_Natural Gas_Boiler_Baseline Forecast | F3 | Commercial | Restaurant | New | Space Heating | Natural Gas | Boiler | Baseline Forecast | Summer Peak Demand (MW) | 0 | 0 | 0 | 0 | 0 | 0 | 0 | 0 | 0 | 0 | 0 | 0 | 0 | 0 | 0 | 0 | 0 | 0 | 0 | 0 | 0 | 0 | 0 | 0 | 0 | 0 | 0
F4_Commercial_Restaurant_New_Space Heating_Natural Gas_Boiler_Baseline Forecast | F4 | Commercial | Restaurant | New | Space Heating | Natural Gas | Boiler | Baseline Forecast | Winter Peak Demand (MW) | 0 | 0 | 0 | 0 | 0 | 0 | 0 | 0 | 0 | 0 | 0 | 0 | 0 | 0 | 0 | 0 | 0 | 0 | 0 | 0 | 0 | 0 | 0 | 0 | 0 | 0 | 0
F5_Commercial_Restaurant_New_Space Heating_Natural Gas_Boiler_Baseline Forecast | F5 | Commercial | Restaurant | New | Space Heating | Natural Gas | Boiler | Baseline Forecast | Turnover | 0 | 254.631 | 252.2657 | 248.0506 | 244.59 | 240.3479 | 238.0034 | 234.7891 | 231.6282 | 228.5197 | 225.4629 | 222.457 | 219.5011 | 216.5943 | 213.736 | 210.9253 | 208.1615 | 205.4438 | 202.7715 | 200.1439 | 197.5602 | 195.0197 | 215.67 | 234.0428 | 250.18 | 264.3566 | 276.6828
F6_Commercial_Restaurant_New_Space Heating_Natural Gas_Boiler_Baseline Forecast | F6 | Commercial | Restaurant | New | Space Heating | Natural Gas | Boiler | Baseline Forecast | Avg. Replacement Usage (kWh) | 2.0797 | 2.2373 | 2.2286 | 2.2286 | 2.2286 | 2.2286 | 2.2286 | 2.2286 | 2.2286 | 2.2286 | 2.2286 | 2.2286 | 2.2286 | 2.2286 | 2.2286 | 2.2286 | 2.2286 | 2.2286 | 2.2286 | 2.2286 | 2.2286 | 2.2286 | 2.2286 | 2.2286 | 2.2286 | 2.2286 | 2.2286
F7_Commercial_Restaurant_New_Space Heating_Natural Gas_Boiler_Baseline Forecast | F7 | Commercial | Restaurant | New | Space Heating | Natural Gas | Boiler | Baseline Forecast | Avg. Replacement Summer Demand (kW) | 0 | 0 | 0 | 0 | 0 | 0 | 0 | 0 | 0 | 0 | 0 | 0 | 0 | 0 | 0 | 0 | 0 | 0 | 0 | 0 | 0 | 0 | 0 | 0 | 0 | 0 | 0
F8_Commercial_Restaurant_New_Space Heating_Natural Gas_Boiler_Baseline Forecast | F8 | Commercial | Restaurant | New | Space Heating | Natural Gas | Boiler | Baseline Forecast | Avg. Replacement Winter Demand (kW) | 0 | 0 | 0 | 0 | 0 | 0 | 0 | 0 | 0 | 0 | 0 | 0 | 0 | 0 | 0 | 0 | 0 | 0 | 0 | 0 | 0 | 0 | 0 | 0 | 0 | 0 | 0
F1_Commercial_Restaurant_New_Space Heating_Natural Gas_Unit Heater_Baseline Forecast | F1 | Commercial | Restaurant | New | Space Heating | Natural Gas | Unit Heater | Baseline Forecast | Units | 0 | 476.75 | 949.0715 | 1413.5009 | 1871.4511 | 2321.4586 | 2767.0765 | 3206.6762 | 3640.3576 | 4068.2191 | 4490.3573 | 4906.8674 | 5317.8431 | 5723.3764 | 6123.5581 | 6518.4773 | 6908.2217 | 7292.8778 | 7672.5305 | 8047.2633 | 8417.1587 | 8782.2975 | 9142.7593 | 9498.6226 | 9849.9645 | 10196.8607 | 10539.3861
F2_Commercial_Restaurant_New_Space Heating_Natural Gas_Unit Heater_Baseline Forecast | F2 | Commercial | Restaurant | New | Space Heating | Natural Gas | Unit Heater | Baseline Forecast | Usage (MMtherm) | 0 | 0.00018449 | 0.00036584 | 0.00054486 | 0.00072139 | 0.00089486 | 0.0010666 | 0.0012361 | 0.0014033 | 0.0015682 | 0.0017309 | 0.0018915 | 0.0020499 | 0.0022062 | 0.0023605 | 0.0025127 | 0.0026629 | 0.0028112 | 0.0029575 | 0.003102 | 0.0032446 | 0.0033853 | 0.0035243 | 0.0036615 | 0.0037969 | 0.0039306 | 0.0040626
F3_Commercial_Restaurant_New_Space Heating_Natural Gas_Unit Heater_Baseline Forecast | F3 | Commercial | Restaurant | New | Space Heating | Natural Gas | Unit Heater | Baseline Forecast | Summer Peak Demand (MW) | 0 | 0 | 0 | 0 | 0 | 0 | 0 | 0 | 0 | 0 | 0 | 0 | 0 | 0 | 0 | 0 | 0 | 0 | 0 | 0 | 0 | 0 | 0 | 0 | 0 | 0 | 0
F4_Commercial_Restaurant_New_Space Heating_Natural Gas_Unit Heater_Baseline Forecast | F4 | Commercial | Restaurant | New | Space Heating | Natural Gas | Unit Heater | Baseline Forecast | Winter Peak Demand (MW) | 0 | 0 | 0 | 0 | 0 | 0 | 0 | 0 | 0 | 0 | 0 | 0 | 0 | 0 | 0 | 0 | 0 | 0 | 0 | 0 | 0 | 0 | 0 | 0 | 0 | 0 | 0
F5_Commercial_Restaurant_New_Space Heating_Natural Gas_Unit Heater_Baseline Forecast | F5 | Commercial | Restaurant | New | Space Heating | Natural Gas | Unit Heater | Baseline Forecast | Turnover | 0 | 476.75 | 472.3215 | 464.4294 | 457.9502 | 450.0075 | 445.6179 | 439.5997 | 433.6814 | 427.8615 | 422.1382 | 416.5101 | 410.9757 | 405.5333 | 400.1816 | 394.9192 | 389.7444 | 427.997 | 461.9918 | 491.8075 | 517.9587 | 540.6516 | 560.5296 | 577.7067 | 592.4433 | 604.9759 | 615.5194
F6_Commercial_Restaurant_New_Space Heating_Natural Gas_Unit Heater_Baseline Forecast | F6 | Commercial | Restaurant | New | Space Heating | Natural Gas | Unit Heater | Baseline Forecast | Avg. Replacement Usage (kWh) | 0.3597 | 0.38697 | 0.38547 | 0.38547 | 0.38547 | 0.38547 | 0.38547 | 0.38547 | 0.38547 | 0.38547 | 0.38547 | 0.38547 | 0.38547 | 0.38547 | 0.38547 | 0.38547 | 0.38547 | 0.38547 | 0.38547 | 0.38547 | 0.38547 | 0.38547 | 0.38547 | 0.38547 | 0.38547 | 0.38547 | 0.38547
F7_Commercial_Restaurant_New_Space Heating_Natural Gas_Unit Heater_Baseline Forecast | F7 | Commercial | Restaurant | New | Space Heating | Natural Gas | Unit Heater | Baseline Forecast | Avg. Replacement Summer Demand (kW) | 0 | 0 | 0 | 0 | 0 | 0 | 0 | 0 | 0 | 0 | 0 | 0 | 0 | 0 | 0 | 0 | 0 | 0 | 0 | 0 | 0 | 0 | 0 | 0 | 0 | 0 | 0
F8_Commercial_Restaurant_New_Space Heating_Natural Gas_Unit Heater_Baseline Forecast | F8 | Commercial | Restaurant | New | Space Heating | Natural Gas | Unit Heater | Baseline Forecast | Avg. Replacement Winter Demand (kW) | 0 | 0 | 0 | 0 | 0 | 0 | 0 | 0 | 0 | 0 | 0 | 0 | 0 | 0 | 0 | 0 | 0 | 0 | 0 | 0 | 0 | 0 | 0 | 0 | 0 | 0 | 0
F1_Commercial_Restaurant_New_Water Heating_Natural Gas_Water Heater_Baseline Forecast | F1 | Commercial | Restaurant | New | Water Heating | Natural Gas | Water Heater | Baseline Forecast | Units | 0 | 33709.8386 | 67106.5451 | 99945.2232 | 132325.7721 | 164144.7142 | 195653.2747 | 226736.3056 | 257400.8704 | 287653.9192 | 317502.2903 | 346952.7124 | 376011.8061 | 404686.0857 | 432981.9608 | 460905.7384 | 488463.6239 | 515661.7233 | 542506.0448 | 569002.4998 | 595156.9052 | 620974.9843 | 646462.3687 | 671624.5998 | 696467.1299 | 720995.324 | 745214.461
F2_Commercial_Restaurant_New_Water Heating_Natural Gas_Water Heater_Baseline Forecast | F2 | Commercial | Restaurant | New | Water Heating | Natural Gas | Water Heater | Baseline Forecast | Usage (MMtherm) | 0 | 0.023167 | 0.046118 | 0.068686 | 0.090939 | 0.11281 | 0.13446 | 0.15582 | 0.1769 | 0.19769 | 0.2182 | 0.23844 | 0.25841 | 0.27812 | 0.29756 | 0.31675 | 0.33569 | 0.35438 | 0.37283 | 0.39104 | 0.40901 | 0.42676 | 0.44427 | 0.46157 | 0.47864 | 0.4955 | 0.51214
F3_Commercial_Restaurant_New_Water Heating_Natural Gas_Water Heater_Baseline Forecast | F3 | Commercial | Restaurant | New | Water Heating | Natural Gas | Water Heater | Baseline Forecast | Summer Peak Demand (MW) | 0 | 0 | 0 | 0 | 0 | 0 | 0 | 0 | 0 | 0 | 0 | 0 | 0 | 0 | 0 | 0 | 0 | 0 | 0 | 0 | 0 | 0 | 0 | 0 | 0 | 0 | 0
F4_Commercial_Restaurant_New_Water Heating_Natural Gas_Water Heater_Baseline Forecast | F4 | Commercial | Restaurant | New | Water Heating | Natural Gas | Water Heater | Baseline Forecast | Winter Peak Demand (MW) | 0 | 0 | 0 | 0 | 0 | 0 | 0 | 0 | 0 | 0 | 0 | 0 | 0 | 0 | 0 | 0 | 0 | 0 | 0 | 0 | 0 | 0 | 0 | 0 | 0 | 0 | 0
F5_Commercial_Restaurant_New_Water Heating_Natural Gas_Water Heater_Baseline Forecast | F5 | Commercial | Restaurant | New | Water Heating | Natural Gas | Water Heater | Baseline Forecast | Turnover | 0 | 33709.8386 | 33396.7065 | 32838.6781 | 32380.5489 | 31818.9422 | 31508.5605 | 31083.0309 | 30664.5648 | 30253.0488 | 36590.3388 | 41523.3376 | 45285.1617 | 48131.2437 | 50225.2349 | 60605.8094 | 59838.0315 | 59008.8454 | 58223.4321 | 58770.5895 | 60197.0158 | 61997.6497 | 63947.5913 | 65867.5671 | 71189.2434 | 74866.327 | 77277.5521
F6_Commercial_Restaurant_New_Water Heating_Natural Gas_Water Heater_Baseline Forecast | F6 | Commercial | Restaurant | New | Water Heating | Natural Gas | Water Heater | Baseline Forecast | Avg. Replacement Usage (kWh) | 0.68724 | 0.68724 | 0.68724 | 0.68724 | 0.68724 | 0.68724 | 0.68724 | 0.68724 | 0.68724 | 0.68724 | 0.68724 | 0.68724 | 0.68724 | 0.68724 | 0.68724 | 0.68724 | 0.68724 | 0.68724 | 0.68724 | 0.68724 | 0.68724 | 0.68724 | 0.68724 | 0.68724 | 0.68724 | 0.68724 | 0.68724
F7_Commercial_Restaurant_New_Water Heating_Natural Gas_Water Heater_Baseline Forecast | F7 | Commercial | Restaurant | New | Water Heating | Natural Gas | Water Heater | Baseline Forecast | Avg. Replacement Summer Demand (kW) | 0 | 0 | 0 | 0 | 0 | 0 | 0 | 0 | 0 | 0 | 0 | 0 | 0 | 0 | 0 | 0 | 0 | 0 | 0 | 0 | 0 | 0 | 0 | 0 | 0 | 0 | 0
F8_Commercial_Restaurant_New_Water Heating_Natural Gas_Water Heater_Baseline Forecast | F8 | Commercial | Restaurant | New | Water Heating | Natural Gas | Water Heater | Baseline Forecast | Avg. Replacement Winter Demand (kW) | 0 | 0 | 0 | 0 | 0 | 0 | 0 | 0 | 0 | 0 | 0 | 0 | 0 | 0 | 0 | 0 | 0 | 0 | 0 | 0 | 0 | 0 | 0 | 0 | 0 | 0 | 0
F1_Commercial_Restaurant_New_Food Preparation_Natural Gas_Oven_Baseline Forecast | F1 | Commercial | Restaurant | New | Food Preparation | Natural Gas | Oven | Baseline Forecast | Units | 0 | 3470.0103 | 6907.7876 | 10288.1227 | 13621.2991 | 16896.6651 | 20140.0811 | 23339.6941 | 26496.2312 | 29610.4078 | 32682.9279 | 35714.484 | 38705.7578 | 41657.4196 | 44570.1295 | 47444.5365 | 50281.2794 | 53080.9869 | 55844.2772 | 58571.7591 | 61264.0311 | 63921.6826 | 66545.2931 | 69135.4331 | 71692.6638 | 74217.5376 | 76710.5977
F2_Commercial_Restaurant_New_Food Preparation_Natural Gas_Oven_Baseline Forecast | F2 | Commercial | Restaurant | New | Food Preparation | Natural Gas | Oven | Baseline Forecast | Usage (MMtherm) | 0 | 0.001012 | 0.0020146 | 0.0030004 | 0.0039725 | 0.0049277 | 0.0058736 | 0.0068067 | 0.0077272 | 0.0086354 | 0.0095315 | 0.010416 | 0.011288 | 0.012149 | 0.012998 | 0.013837 | 0.014664 | 0.01548 | 0.016286 | 0.017082 | 0.017867 | 0.018642 | 0.019407 | 0.020162 | 0.020908 | 0.021644 | 0.022372
F3_Commercial_Restaurant_New_Food Preparation_Natural Gas_Oven_Baseline Forecast | F3 | Commercial | Restaurant | New | Food Preparation | Natural Gas | Oven | Baseline Forecast | Summer Peak Demand (MW) | 0 | 0 | 0 | 0 | 0 | 0 | 0 | 0 | 0 | 0 | 0 | 0 | 0 | 0 | 0 | 0 | 0 | 0 | 0 | 0 | 0 | 0 | 0 | 0 | 0 | 0 | 0
F4_Commercial_Restaurant_New_Food Preparation_Natural Gas_Oven_Baseline Forecast | F4 | Commercial | Restaurant | New | Food Preparation | Natural Gas | Oven | Baseline Forecast | Winter Peak Demand (MW) | 0 | 0 | 0 | 0 | 0 | 0 | 0 | 0 | 0 | 0 | 0 | 0 | 0 | 0 | 0 | 0 | 0 | 0 | 0 | 0 | 0 | 0 | 0 | 0 | 0 | 0 | 0
F5_Commercial_Restaurant_New_Food Preparation_Natural Gas_Oven_Baseline Forecast | F5 | Commercial | Restaurant | New | Food Preparation | Natural Gas | Oven | Baseline Forecast | Turnover | 0 | 3470.0103 | 3437.7772 | 3380.3351 | 3333.1764 | 3275.366 | 3243.416 | 3199.613 | 3156.5371 | 3114.1766 | 3072.5201 | 3031.5562 | 3685.2758 | 4194.419 | 4582.9825 | 4877.2604 | 5094.0989 | 6163.9178 | 6086.1315 | 6002.0041 | 5922.3628 | 5841.0734 | 5768.2838 | 5831.4511 | 5977.8713 | 6166.8782 | 6371.1958
F6_Commercial_Restaurant_New_Food Preparation_Natural Gas_Oven_Baseline Forecast | F6 | Commercial | Restaurant | New | Food Preparation | Natural Gas | Oven | Baseline Forecast | Avg. Replacement Usage (kWh) | 0.29164 | 0.29164 | 0.29164 | 0.29164 | 0.29164 | 0.29164 | 0.29164 | 0.29164 | 0.29164 | 0.29164 | 0.29164 | 0.29164 | 0.29164 | 0.29164 | 0.29164 | 0.29164 | 0.29164 | 0.29164 | 0.29164 | 0.29164 | 0.29164 | 0.29164 | 0.29164 | 0.29164 | 0.29164 | 0.29164 | 0.29164
F7_Commercial_Restaurant_New_Food Preparation_Natural Gas_Oven_Baseline Forecast | F7 | Commercial | Restaurant | New | Food Preparation | Natural Gas | Oven | Baseline Forecast | Avg. Replacement Summer Demand (kW) | 0 | 0 | 0 | 0 | 0 | 0 | 0 | 0 | 0 | 0 | 0 | 0 | 0 | 0 | 0 | 0 | 0 | 0 | 0 | 0 | 0 | 0 | 0 | 0 | 0 | 0 | 0
F8_Commercial_Restaurant_New_Food Preparation_Natural Gas_Oven_Baseline Forecast | F8 | Commercial | Restaurant | New | Food Preparation | Natural Gas | Oven | Baseline Forecast | Avg. Replacement Winter Demand (kW) | 0 | 0 | 0 | 0 | 0 | 0 | 0 | 0 | 0 | 0 | 0 | 0 | 0 | 0 | 0 | 0 | 0 | 0 | 0 | 0 | 0 | 0 | 0 | 0 | 0 | 0 | 0
F1_Commercial_Restaurant_New_Food Preparation_Natural Gas_Conveyor Oven_Baseline Forecast | F1 | Commercial | Restaurant | New | Food Preparation | Natural Gas | Conveyor Oven | Baseline Forecast | Units | 0 | 1735.0052 | 3453.8938 | 5144.0613 | 6810.6496 | 8448.3325 | 10070.0405 | 11669.847 | 13248.1156 | 14805.2039 | 16341.4639 | 17857.242 | 19352.8789 | 20828.7098 | 22285.0647 | 23722.2682 | 25140.6397 | 26540.4934 | 27922.1386 | 29285.8795 | 30632.0156 | 31960.8413 | 33272.6465 | 34567.7165 | 35846.3319 | 37108.7688 | 38355.2989
F2_Commercial_Restaurant_New_Food Preparation_Natural Gas_Conveyor Oven_Baseline Forecast | F2 | Commercial | Restaurant | New | Food Preparation | Natural Gas | Conveyor Oven | Baseline Forecast | Usage (MMtherm) | 0 | 0.00086578 | 0.0017235 | 0.0025669 | 0.0033986 | 0.0042158 | 0.005025 | 0.0058234 | 0.0066109 | 0.0073879 | 0.0081545 | 0.0089109 | 0.0096573 | 0.010394 | 0.01112 | 0.011838 | 0.012545 | 0.013244 | 0.013933 | 0.014614 | 0.015286 | 0.015949 | 0.016603 | 0.01725 | 0.017888 | 0.018518 | 0.01914
F3_Commercial_Restaurant_New_Food Preparation_Natural Gas_Conveyor Oven_Baseline Forecast | F3 | Commercial | Restaurant | New | Food Preparation | Natural Gas | Conveyor Oven | Baseline Forecast | Summer Peak Demand (MW) | 0 | 0 | 0 | 0 | 0 | 0 | 0 | 0 | 0 | 0 | 0 | 0 | 0 | 0 | 0 | 0 | 0 | 0 | 0 | 0 | 0 | 0 | 0 | 0 | 0 | 0 | 0
F4_Commercial_Restaurant_New_Food Preparation_Natural Gas_Conveyor Oven_Baseline Forecast | F4 | Commercial | Restaurant | New | Food Preparation | Natural Gas | Conveyor Oven | Baseline Forecast | Winter Peak Demand (MW) | 0 | 0 | 0 | 0 | 0 | 0 | 0 | 0 | 0 | 0 | 0 | 0 | 0 | 0 | 0 | 0 | 0 | 0 | 0 | 0 | 0 | 0 | 0 | 0 | 0 | 0 | 0
F5_Commercial_Restaurant_New_Food Preparation_Natural Gas_Conveyor Oven_Baseline Forecast | F5 | Commercial | Restaurant | New | Food Preparation | Natural Gas | Conveyor Oven | Baseline Forecast | Turnover | 0 | 1735.0052 | 1718.8886 | 1690.1676 | 1666.5882 | 1637.683 | 1621.708 | 1599.8065 | 1578.2686 | 1557.0883 | 1536.26 | 1515.7781 | 1495.6369 | 1475.8309 | 1456.3549 | 1437.2035 | 1418.3715 | 1746.8548 | 2003.0237 | 2198.8773 | 2347.5627 | 2457.5037 | 2993.9104 | 2956.4906 | 2915.8765 | 2877.4822 | 2838.2411
F6_Commercial_Restaurant_New_Food Preparation_Natural Gas_Conveyor Oven_Baseline Forecast | F6 | Commercial | Restaurant | New | Food Preparation | Natural Gas | Conveyor Oven | Baseline Forecast | Avg. Replacement Usage (kWh) | 0.49901 | 0.49901 | 0.49901 | 0.49901 | 0.49901 | 0.49901 | 0.49901 | 0.49901 | 0.49901 | 0.49901 | 0.49901 | 0.49901 | 0.49901 | 0.49901 | 0.49901 | 0.49901 | 0.49901 | 0.49901 | 0.49901 | 0.49901 | 0.49901 | 0.49901 | 0.49901 | 0.49901 | 0.49901 | 0.49901 | 0.49901
F7_Commercial_Restaurant_New_Food Preparation_Natural Gas_Conveyor Oven_Baseline Forecast | F7 | Commercial | Restaurant | New | Food Preparation | Natural Gas | Conveyor Oven | Baseline Forecast | Avg. Replacement Summer Demand (kW) | 0 | 0 | 0 | 0 | 0 | 0 | 0 | 0 | 0 | 0 | 0 | 0 | 0 | 0 | 0 | 0 | 0 | 0 | 0 | 0 | 0 | 0 | 0 | 0 | 0 | 0 | 0
F8_Commercial_Restaurant_New_Food Preparation_Natural Gas_Conveyor Oven_Baseline Forecast | F8 | Commercial | Restaurant | New | Food Preparation | Natural Gas | Conveyor Oven | Baseline Forecast | Avg. Replacement Winter Demand (kW) | 0 | 0 | 0 | 0 | 0 | 0 | 0 | 0 | 0 | 0 | 0 | 0 | 0 | 0 | 0 | 0 | 0 | 0 | 0 | 0 | 0 | 0 | 0 | 0 | 0 | 0 | 0
F1_Commercial_Restaurant_New_Food Preparation_Natural Gas_Double Rack Oven_Baseline Forecast | F1 | Commercial | Restaurant | New | Food Preparation | Natural Gas | Double Rack Oven | Baseline Forecast | Units | 0 | 1735.0052 | 3453.8938 | 5144.0613 | 6810.6496 | 8448.3325 | 10070.0405 | 11669.847 | 13248.1156 | 14805.2039 | 16341.4639 | 17857.242 | 19352.8789 | 20828.7098 | 22285.0647 | 23722.2682 | 25140.6397 | 26540.4934 | 27922.1386 | 29285.8795 | 30632.0156 | 31960.8413 | 33272.6465 | 34567.7165 | 35846.3319 | 37108.7688 | 38355.2989
F2_Commercial_Restaurant_New_Food Preparation_Natural Gas_Double Rack Oven_Baseline Forecast | F2 | Commercial | Restaurant | New | Food Preparation | Natural Gas | Double Rack Oven | Baseline Forecast | Usage (MMtherm) | 0 | 0.0013153 | 0.0026183 | 0.0038996 | 0.0051631 | 0.0064046 | 0.0076339 | 0.0088467 | 0.010043 | 0.011224 | 0.012388 | 0.013537 | 0.014671 | 0.01579 | 0.016894 | 0.017983 | 0.019059 | 0.02012 | 0.021167 | 0.022201 | 0.023222 | 0.024229 | 0.025223 | 0.026205 | 0.027175 | 0.028132 | 0.029077
F3_Commercial_Restaurant_New_Food Preparation_Natural Gas_Double Rack Oven_Baseline Forecast | F3 | Commercial | Restaurant | New | Food Preparation | Natural Gas | Double Rack Oven | Baseline Forecast | Summer Peak Demand (MW) | 0 | 0 | 0 | 0 | 0 | 0 | 0 | 0 | 0 | 0 | 0 | 0 | 0 | 0 | 0 | 0 | 0 | 0 | 0 | 0 | 0 | 0 | 0 | 0 | 0 | 0 | 0
F4_Commercial_Restaurant_New_Food Preparation_Natural Gas_Double Rack Oven_Baseline Forecast | F4 | Commercial | Restaurant | New | Food Preparation | Natural Gas | Double Rack Oven | Baseline Forecast | Winter Peak Demand (MW) | 0 | 0 | 0 | 0 | 0 | 0 | 0 | 0 | 0 | 0 | 0 | 0 | 0 | 0 | 0 | 0 | 0 | 0 | 0 | 0 | 0 | 0 | 0 | 0 | 0 | 0 | 0
F5_Commercial_Restaurant_New_Food Preparation_Natural Gas_Double Rack Oven_Baseline Forecast | F5 | Commercial | Restaurant | New | Food Preparation | Natural Gas | Double Rack Oven | Baseline Forecast | Turnover | 0 | 1735.0052 | 1718.8886 | 1690.1676 | 1666.5882 | 1637.683 | 1621.708 | 1599.8065 | 1578.2686 | 1557.0883 | 1729.0384 | 1878.1242 | 2005.5187 | 2114.2357 | 2205.7906 | 2283.5584 | 2348.4432 | 2401.9473 | 2445.4048 | 3035.7086 | 3036.047 | 3044.9596 | 3064.9115 | 3089.5733 | 3122.5387 | 3155.6735 | 3189.6576
F6_Commercial_Restaurant_New_Food Preparation_Natural Gas_Double Rack Oven_Baseline Forecast | F6 | Commercial | Restaurant | New | Food Preparation | Natural Gas | Double Rack Oven | Baseline Forecast | Avg. Replacement Usage (kWh) | 0.75808 | 0.75808 | 0.75808 | 0.75808 | 0.75808 | 0.75808 | 0.75808 | 0.75808 | 0.75808 | 0.75808 | 0.75808 | 0.75808 | 0.75808 | 0.75808 | 0.75808 | 0.75808 | 0.75808 | 0.75808 | 0.75808 | 0.75808 | 0.75808 | 0.75808 | 0.75808 | 0.75808 | 0.75808 | 0.75808 | 0.75808
F7_Commercial_Restaurant_New_Food Preparation_Natural Gas_Double Rack Oven_Baseline Forecast | F7 | Commercial | Restaurant | New | Food Preparation | Natural Gas | Double Rack Oven | Baseline Forecast | Avg. Replacement Summer Demand (kW) | 0 | 0 | 0 | 0 | 0 | 0 | 0 | 0 | 0 | 0 | 0 | 0 | 0 | 0 | 0 | 0 | 0 | 0 | 0 | 0 | 0 | 0 | 0 | 0 | 0 | 0 | 0
F8_Commercial_Restaurant_New_Food Preparation_Natural Gas_Double Rack Oven_Baseline Forecast | F8 | Commercial | Restaurant | New | Food Preparation | Natural Gas | Double Rack Oven | Baseline Forecast | Avg. Replacement Winter Demand (kW) | 0 | 0 | 0 | 0 | 0 | 0 | 0 | 0 | 0 | 0 | 0 | 0 | 0 | 0 | 0 | 0 | 0 | 0 | 0 | 0 | 0 | 0 | 0 | 0 | 0 | 0 | 0
F1_Commercial_Restaurant_New_Food Preparation_Natural Gas_Fryer_Baseline Forecast | F1 | Commercial | Restaurant | New | Food Preparation | Natural Gas | Fryer | Baseline Forecast | Units | 0 | 45307.8607 | 90194.8547 | 134331.8281 | 177853.051 | 220619.4437 | 262968.6666 | 304745.9546 | 345960.8012 | 386622.5479 | 426740.3858 | 466323.3585 | 505380.3645 | 543920.1593 | 581951.358 | 619482.4371 | 656521.7375 | 693077.4658 | 729157.6972 | 764770.3771 | 799923.3236 | 834624.2293 | 868880.6633 | 902700.0735 | 936089.7882 | 969057.0181 | 1001608.8586
F2_Commercial_Restaurant_New_Food Preparation_Natural Gas_Fryer_Baseline Forecast | F2 | Commercial | Restaurant | New | Food Preparation | Natural Gas | Fryer | Baseline Forecast | Usage (MMtherm) | 0 | 0.013989 | 0.027848 | 0.041476 | 0.054913 | 0.068117 | 0.081193 | 0.094092 | 0.10682 | 0.11937 | 0.13176 | 0.14398 | 0.15604 | 0.16794 | 0.17968 | 0.19127 | 0.2027 | 0.21399 | 0.22513 | 0.23613 | 0.24698 | 0.25769 | 0.26827 | 0.27871 | 0.28902 | 0.2992 | 0.30925
F3_Commercial_Restaurant_New_Food Preparation_Natural Gas_Fryer_Baseline Forecast | F3 | Commercial | Restaurant | New | Food Preparation | Natural Gas | Fryer | Baseline Forecast | Summer Peak Demand (MW) | 0 | 0 | 0 | 0 | 0 | 0 | 0 | 0 | 0 | 0 | 0 | 0 | 0 | 0 | 0 | 0 | 0 | 0 | 0 | 0 | 0 | 0 | 0 | 0 | 0 | 0 | 0
F4_Commercial_Restaurant_New_Food Preparation_Natural Gas_Fryer_Baseline Forecast | F4 | Commercial | Restaurant | New | Food Preparation | Natural Gas | Fryer | Baseline Forecast | Winter Peak Demand (MW) | 0 | 0 | 0 | 0 | 0 | 0 | 0 | 0 | 0 | 0 | 0 | 0 | 0 | 0 | 0 | 0 | 0 | 0 | 0 | 0 | 0 | 0 | 0 | 0 | 0 | 0 | 0
F5_Commercial_Restaurant_New_Food Preparation_Natural Gas_Fryer_Baseline Forecast | F5 | Commercial | Restaurant | New | Food Preparation | Natural Gas | Fryer | Baseline Forecast | Turnover | 0 | 45307.8607 | 44886.994 | 44136.9734 | 43521.2228 | 42766.3928 | 42349.2229 | 41777.2879 | 41214.8467 | 49723.3188 | 56344.4944 | 61391.6926 | 65208.2265 | 68014.0498 | 81957.631 | 80917.355 | 79794.6769 | 80543.278 | 82341.2958 | 84790.5114 | 87386.9277 | 89943.46 | 97072.4486 | 101991.3943 | 105209.3301 | 107532.0593 | 109407.4928
F6_Commercial_Restaurant_New_Food Preparation_Natural Gas_Fryer_Baseline Forecast | F6 | Commercial | Restaurant | New | Food Preparation | Natural Gas | Fryer | Baseline Forecast | Avg. Replacement Usage (kWh) | 0.45183 | 0.30875 | 0.30875 | 0.30875 | 0.30875 | 0.30875 | 0.30875 | 0.30875 | 0.30875 | 0.30875 | 0.30875 | 0.30875 | 0.30875 | 0.30875 | 0.30875 | 0.30875 | 0.30875 | 0.30875 | 0.30875 | 0.30875 | 0.30875 | 0.30875 | 0.30875 | 0.30875 | 0.30875 | 0.30875 | 0.30875
F7_Commercial_Restaurant_New_Food Preparation_Natural Gas_Fryer_Baseline Forecast | F7 | Commercial | Restaurant | New | Food Preparation | Natural Gas | Fryer | Baseline Forecast | Avg. Replacement Summer Demand (kW) | 0 | 0 | 0 | 0 | 0 | 0 | 0 | 0 | 0 | 0 | 0 | 0 | 0 | 0 | 0 | 0 | 0 | 0 | 0 | 0 | 0 | 0 | 0 | 0 | 0 | 0 | 0
F8_Commercial_Restaurant_New_Food Preparation_Natural Gas_Fryer_Baseline Forecast | F8 | Commercial | Restaurant | New | Food Preparation | Natural Gas | Fryer | Baseline Forecast | Avg. Replacement Winter Demand (kW) | 0 | 0 | 0 | 0 | 0 | 0 | 0 | 0 | 0 | 0 | 0 | 0 | 0 | 0 | 0 | 0 | 0 | 0 | 0 | 0 | 0 | 0 | 0 | 0 | 0 | 0 | 0
F1_Commercial_Restaurant_New_Food Preparation_Natural Gas_Broiler_Baseline Forecast | F1 | Commercial | Restaurant | New | Food Preparation | Natural Gas | Broiler | Baseline Forecast | Units | 0 | 40936.8737 | 81493.483 | 121372.4284 | 160695.0266 | 199335.6155 | 237599.2802 | 275346.1862 | 312584.9114 | 349323.8958 | 385571.4439 | 421335.727 | 456624.7849 | 491446.5286 | 525808.7419 | 559719.0838 | 593185.0903 | 626214.1764 | 658813.6382 | 690990.6547 | 722752.2896 | 754105.4935 | 785057.1052 | 815613.8541 | 845782.3615 | 875569.1426 | 904980.6081
F2_Commercial_Restaurant_New_Food Preparation_Natural Gas_Broiler_Baseline Forecast | F2 | Commercial | Restaurant | New | Food Preparation | Natural Gas | Broiler | Baseline Forecast | Usage (MMtherm) | 0 | 0.019766 | 0.039349 | 0.058604 | 0.077591 | 0.096249 | 0.11472 | 0.13295 | 0.15093 | 0.16867 | 0.18617 | 0.20344 | 0.22048 | 0.23729 | 0.25389 | 0.27026 | 0.28642 | 0.30237 | 0.31811 | 0.33364 | 0.34898 | 0.36412 | 0.37906 | 0.39382 | 0.40838 | 0.42277 | 0.43697
F3_Commercial_Restaurant_New_Food Preparation_Natural Gas_Broiler_Baseline Forecast | F3 | Commercial | Restaurant | New | Food Preparation | Natural Gas | Broiler | Baseline Forecast | Summer Peak Demand (MW) | 0 | 0 | 0 | 0 | 0 | 0 | 0 | 0 | 0 | 0 | 0 | 0 | 0 | 0 | 0 | 0 | 0 | 0 | 0 | 0 | 0 | 0 | 0 | 0 | 0 | 0 | 0
F4_Commercial_Restaurant_New_Food Preparation_Natural Gas_Broiler_Baseline Forecast | F4 | Commercial | Restaurant | New | Food Preparation | Natural Gas | Broiler | Baseline Forecast | Winter Peak Demand (MW) | 0 | 0 | 0 | 0 | 0 | 0 | 0 | 0 | 0 | 0 | 0 | 0 | 0 | 0 | 0 | 0 | 0 | 0 | 0 | 0 | 0 | 0 | 0 | 0 | 0 | 0 | 0
F5_Commercial_Restaurant_New_Food Preparation_Natural Gas_Broiler_Baseline Forecast | F5 | Commercial | Restaurant | New | Food Preparation | Natural Gas | Broiler | Baseline Forecast | Turnover | 0 | 40936.8737 | 40556.6093 | 39878.9455 | 39322.5982 | 38640.5889 | 38263.6647 | 37746.906 | 37238.7252 | 36738.9844 | 40796.0897 | 44313.721 | 47319.5523 | 49884.694 | 52044.9013 | 53879.805 | 55410.741 | 56673.153 | 57698.5195 | 71626.5414 | 71634.5251 | 71844.817 | 72315.5755 | 72897.4614 | 73675.2689 | 74457.0732 | 75258.9164
F6_Commercial_Restaurant_New_Food Preparation_Natural Gas_Broiler_Baseline Forecast | F6 | Commercial | Restaurant | New | Food Preparation | Natural Gas | Broiler | Baseline Forecast | Avg. Replacement Usage (kWh) | 0.48285 | 0.48285 | 0.48285 | 0.48285 | 0.48285 | 0.48285 | 0.48285 | 0.48285 | 0.48285 | 0.48285 | 0.48285 | 0.48285 | 0.48285 | 0.48285 | 0.48285 | 0.48285 | 0.48285 | 0.48285 | 0.48285 | 0.48285 | 0.48285 | 0.48285 | 0.48285 | 0.48285 | 0.48285 | 0.48285 | 0.48285
F7_Commercial_Restaurant_New_Food Preparation_Natural Gas_Broiler_Baseline Forecast | F7 | Commercial | Restaurant | New | Food Preparation | Natural Gas | Broiler | Baseline Forecast | Avg. Replacement Summer Demand (kW) | 0 | 0 | 0 | 0 | 0 | 0 | 0 | 0 | 0 | 0 | 0 | 0 | 0 | 0 | 0 | 0 | 0 | 0 | 0 | 0 | 0 | 0 | 0 | 0 | 0 | 0 | 0
F8_Commercial_Restaurant_New_Food Preparation_Natural Gas_Broiler_Baseline Forecast | F8 | Commercial | Restaurant | New | Food Preparation | Natural Gas | Broiler | Baseline Forecast | Avg. Replacement Winter Demand (kW) | 0 | 0 | 0 | 0 | 0 | 0 | 0 | 0 | 0 | 0 | 0 | 0 | 0 | 0 | 0 | 0 | 0 | 0 | 0 | 0 | 0 | 0 | 0 | 0 | 0 | 0 | 0
F1_Commercial_Restaurant_New_Food Preparation_Natural Gas_Griddle_Baseline Forecast | F1 | Commercial | Restaurant | New | Food Preparation | Natural Gas | Griddle | Baseline Forecast | Units | 0 | 46771.5855 | 93108.7077 | 138671.579 | 183598.8071 | 227746.8195 | 271464.1849 | 314591.1382 | 357137.4799 | 399112.8531 | 440526.7459 | 481388.494 | 521707.2834 | 561492.1525 | 600751.9947 | 639495.5604 | 677731.4598 | 715468.1647 | 752714.0113 | 789477.2015 | 825765.8062 | 861587.7662 | 896950.8955 | 931862.8823 | 966331.2917 | 1000363.5676 | 1033967.0343
F2_Commercial_Restaurant_New_Food Preparation_Natural Gas_Griddle_Baseline Forecast | F2 | Commercial | Restaurant | New | Food Preparation | Natural Gas | Griddle | Baseline Forecast | Usage (MMtherm) | 0 | 0.01574 | 0.031334 | 0.046667 | 0.061787 | 0.076644 | 0.091356 | 0.10587 | 0.12019 | 0.13431 | 0.14825 | 0.162 | 0.17557 | 0.18896 | 0.20217 | 0.21521 | 0.22808 | 0.24078 | 0.25331 | 0.26568 | 0.2779 | 0.28995 | 0.30185 | 0.3136 | 0.3252 | 0.33665 | 0.34796
F3_Commercial_Restaurant_New_Food Preparation_Natural Gas_Griddle_Baseline Forecast | F3 | Commercial | Restaurant | New | Food Preparation | Natural Gas | Griddle | Baseline Forecast | Summer Peak Demand (MW) | 0 | 0 | 0 | 0 | 0 | 0 | 0 | 0 | 0 | 0 | 0 | 0 | 0 | 0 | 0 | 0 | 0 | 0 | 0 | 0 | 0 | 0 | 0 | 0 | 0 | 0 | 0
F4_Commercial_Restaurant_New_Food Preparation_Natural Gas_Griddle_Baseline Forecast | F4 | Commercial | Restaurant | New | Food Preparation | Natural Gas | Griddle | Baseline Forecast | Winter Peak Demand (MW) | 0 | 0 | 0 | 0 | 0 | 0 | 0 | 0 | 0 | 0 | 0 | 0 | 0 | 0 | 0 | 0 | 0 | 0 | 0 | 0 | 0 | 0 | 0 | 0 | 0 | 0 | 0
F5_Commercial_Restaurant_New_Food Preparation_Natural Gas_Griddle_Baseline Forecast | F5 | Commercial | Restaurant | New | Food Preparation | Natural Gas | Griddle | Baseline Forecast | Turnover | 0 | 46771.5855 | 46337.1222 | 45562.8713 | 44927.2281 | 44148.0124 | 43717.3653 | 43126.9533 | 42546.3417 | 41975.3732 | 46610.7356 | 50629.7331 | 54063.984 | 56994.7341 | 59462.8346 | 61559.2663 | 63308.4058 | 64750.7487 | 65922.2601 | 81835.4359 | 81844.5576 | 82084.8222 | 82622.6777 | 83287.4995 | 84176.1676 | 85069.402 | 85985.5315
F6_Commercial_Restaurant_New_Food Preparation_Natural Gas_Griddle_Baseline Forecast | F6 | Commercial | Restaurant | New | Food Preparation | Natural Gas | Griddle | Baseline Forecast | Avg. Replacement Usage (kWh) | 0.33653 | 0.33653 | 0.33653 | 0.33653 | 0.33653 | 0.33653 | 0.33653 | 0.33653 | 0.33653 | 0.33653 | 0.33653 | 0.33653 | 0.33653 | 0.33653 | 0.33653 | 0.33653 | 0.33653 | 0.33653 | 0.33653 | 0.33653 | 0.33653 | 0.33653 | 0.33653 | 0.33653 | 0.33653 | 0.33653 | 0.33653
F7_Commercial_Restaurant_New_Food Preparation_Natural Gas_Griddle_Baseline Forecast | F7 | Commercial | Restaurant | New | Food Preparation | Natural Gas | Griddle | Baseline Forecast | Avg. Replacement Summer Demand (kW) | 0 | 0 | 0 | 0 | 0 | 0 | 0 | 0 | 0 | 0 | 0 | 0 | 0 | 0 | 0 | 0 | 0 | 0 | 0 | 0 | 0 | 0 | 0 | 0 | 0 | 0 | 0
F8_Commercial_Restaurant_New_Food Preparation_Natural Gas_Griddle_Baseline Forecast | F8 | Commercial | Restaurant | New | Food Preparation | Natural Gas | Griddle | Baseline Forecast | Avg. Replacement Winter Demand (kW) | 0 | 0 | 0 | 0 | 0 | 0 | 0 | 0 | 0 | 0 | 0 | 0 | 0 | 0 | 0 | 0 | 0 | 0 | 0 | 0 | 0 | 0 | 0 | 0 | 0 | 0 | 0
F1_Commercial_Restaurant_New_Food Preparation_Natural Gas_Range_Baseline Forecast | F1 | Commercial | Restaurant | New | Food Preparation | Natural Gas | Range | Baseline Forecast | Units | 0 | 43355.1039 | 86307.4803 | 128542.1619 | 170187.6315 | 211110.8041 | 251634.7866 | 291611.4845 | 331049.9822 | 369959.2184 | 408347.988 | 446224.9451 | 483598.6045 | 520477.3443 | 556869.4084 | 592782.908 | 628225.8243 | 663206.0104 | 697731.1933 | 731808.9761 | 765446.8399 | 798652.1458 | 831432.1366 | 863793.9391 | 895744.5659 | 927290.917 | 958439.7817
F2_Commercial_Restaurant_New_Food Preparation_Natural Gas_Range_Baseline Forecast | F2 | Commercial | Restaurant | New | Food Preparation | Natural Gas | Range | Baseline Forecast | Usage (MMtherm) | 0 | 0.014414 | 0.028694 | 0.042736 | 0.056581 | 0.070187 | 0.08366 | 0.096951 | 0.11006 | 0.123 | 0.13576 | 0.14835 | 0.16078 | 0.17304 | 0.18514 | 0.19708 | 0.20886 | 0.22049 | 0.23197 | 0.2433 | 0.25448 | 0.26552 | 0.27642 | 0.28718 | 0.2978 | 0.30829 | 0.31865
F3_Commercial_Restaurant_New_Food Preparation_Natural Gas_Range_Baseline Forecast | F3 | Commercial | Restaurant | New | Food Preparation | Natural Gas | Range | Baseline Forecast | Summer Peak Demand (MW) | 0 | 0 | 0 | 0 | 0 | 0 | 0 | 0 | 0 | 0 | 0 | 0 | 0 | 0 | 0 | 0 | 0 | 0 | 0 | 0 | 0 | 0 | 0 | 0 | 0 | 0 | 0
F4_Commercial_Restaurant_New_Food Preparation_Natural Gas_Range_Baseline Forecast | F4 | Commercial | Restaurant | New | Food Preparation | Natural Gas | Range | Baseline Forecast | Winter Peak Demand (MW) | 0 | 0 | 0 | 0 | 0 | 0 | 0 | 0 | 0 | 0 | 0 | 0 | 0 | 0 | 0 | 0 | 0 | 0 | 0 | 0 | 0 | 0 | 0 | 0 | 0 | 0 | 0
F5_Commercial_Restaurant_New_Food Preparation_Natural Gas_Range_Baseline Forecast | F5 | Commercial | Restaurant | New | Food Preparation | Natural Gas | Range | Baseline Forecast | Turnover | 0 | 43355.1039 | 42952.3765 | 42234.6815 | 41645.4696 | 40923.1726 | 40523.9826 | 39976.6979 | 39438.4977 | 38909.2361 | 47059.7905 | 53404.249 | 58242.4292 | 61902.8497 | 64595.9864 | 77946.7143 | 76959.2551 | 75892.8173 | 74882.6767 | 75586.3901 | 77420.9542 | 79736.7965 | 82244.6674 | 84713.9983 | 91558.3452 | 96287.5386 | 99388.6781
F6_Commercial_Restaurant_New_Food Preparation_Natural Gas_Range_Baseline Forecast | F6 | Commercial | Restaurant | New | Food Preparation | Natural Gas | Range | Baseline Forecast | Avg. Replacement Usage (kWh) | 0.33247 | 0.33247 | 0.33247 | 0.33247 | 0.33247 | 0.33247 | 0.33247 | 0.33247 | 0.33247 | 0.33247 | 0.33247 | 0.33247 | 0.33247 | 0.33247 | 0.33247 | 0.33247 | 0.33247 | 0.33247 | 0.33247 | 0.33247 | 0.33247 | 0.33247 | 0.33247 | 0.33247 | 0.33247 | 0.33247 | 0.33247
F7_Commercial_Restaurant_New_Food Preparation_Natural Gas_Range_Baseline Forecast | F7 | Commercial | Restaurant | New | Food Preparation | Natural Gas | Range | Baseline Forecast | Avg. Replacement Summer Demand (kW) | 0 | 0 | 0 | 0 | 0 | 0 | 0 | 0 | 0 | 0 | 0 | 0 | 0 | 0 | 0 | 0 | 0 | 0 | 0 | 0 | 0 | 0 | 0 | 0 | 0 | 0 | 0
F8_Commercial_Restaurant_New_Food Preparation_Natural Gas_Range_Baseline Forecast | F8 | Commercial | Restaurant | New | Food Preparation | Natural Gas | Range | Baseline Forecast | Avg. Replacement Winter Demand (kW) | 0 | 0 | 0 | 0 | 0 | 0 | 0 | 0 | 0 | 0 | 0 | 0 | 0 | 0 | 0 | 0 | 0 | 0 | 0 | 0 | 0 | 0 | 0 | 0 | 0 | 0 | 0
F1_Commercial_Restaurant_New_Food Preparation_Natural Gas_Steamer_Baseline Forecast | F1 | Commercial | Restaurant | New | Food Preparation | Natural Gas | Steamer | Baseline Forecast | Units | 0 | 2998.1568 | 5968.4637 | 8889.1394 | 11769.0691 | 14599.0494 | 17401.4243 | 20165.9526 | 22893.2624 | 25583.972 | 28238.6895 | 30858.0133 | 33442.5324 | 35992.826 | 38509.4644 | 40993.0083 | 43444.0097 | 45863.0118 | 48250.5487 | 50607.1464 | 52933.3222 | 55229.585 | 57496.4359 | 59734.3676 | 61943.865 | 64125.4053 | 66279.4581
F2_Commercial_Restaurant_New_Food Preparation_Natural Gas_Steamer_Baseline Forecast | F2 | Commercial | Restaurant | New | Food Preparation | Natural Gas | Steamer | Baseline Forecast | Usage (MMtherm) | 0 | 0.00032545 | 0.00064787 | 0.00096491 | 0.0012775 | 0.0015847 | 0.0018889 | 0.002189 | 0.002485 | 0.0027771 | 0.0030653 | 0.0033496 | 0.0036301 | 0.003907 | 0.0041802 | 0.0044497 | 0.0047158 | 0.0049784 | 0.0052375 | 0.0054933 | 0.0057459 | 0.0059951 | 0.0062412 | 0.0064841 | 0.0067239 | 0.0069607 | 0.0071946
F3_Commercial_Restaurant_New_Food Preparation_Natural Gas_Steamer_Baseline Forecast | F3 | Commercial | Restaurant | New | Food Preparation | Natural Gas | Steamer | Baseline Forecast | Summer Peak Demand (MW) | 0 | 0 | 0 | 0 | 0 | 0 | 0 | 0 | 0 | 0 | 0 | 0 | 0 | 0 | 0 | 0 | 0 | 0 | 0 | 0 | 0 | 0 | 0 | 0 | 0 | 0 | 0
F4_Commercial_Restaurant_New_Food Preparation_Natural Gas_Steamer_Baseline Forecast | F4 | Commercial | Restaurant | New | Food Preparation | Natural Gas | Steamer | Baseline Forecast | Winter Peak Demand (MW) | 0 | 0 | 0 | 0 | 0 | 0 | 0 | 0 | 0 | 0 | 0 | 0 | 0 | 0 | 0 | 0 | 0 | 0 | 0 | 0 | 0 | 0 | 0 | 0 | 0 | 0 | 0
F5_Commercial_Restaurant_New_Food Preparation_Natural Gas_Steamer_Baseline Forecast | F5 | Commercial | Restaurant | New | Food Preparation | Natural Gas | Steamer | Baseline Forecast | Turnover | 0 | 2998.1568 | 2970.3068 | 2920.6757 | 2879.9297 | 2829.9803 | 2802.3749 | 2764.5283 | 3326.9412 | 3764.476 | 4097.8658 | 4349.8284 | 4534.9188 | 5457.0372 | 5387.6381 | 5432.7215 | 5552.5574 | 5706.726 | 5880.4453 | 6047.9868 | 6518.1277 | 6842.0492 | 7077.4203 | 7262.9492 | 7419.377 | 7767.2609 | 7814.034
F6_Commercial_Restaurant_New_Food Preparation_Natural Gas_Steamer_Baseline Forecast | F6 | Commercial | Restaurant | New | Food Preparation | Natural Gas | Steamer | Baseline Forecast | Avg. Replacement Usage (kWh) | 0.3842 | 0.10855 | 0.10855 | 0.10855 | 0.10855 | 0.10855 | 0.10855 | 0.10855 | 0.10855 | 0.10855 | 0.10855 | 0.10855 | 0.10855 | 0.10855 | 0.10855 | 0.10855 | 0.10855 | 0.10855 | 0.10855 | 0.10855 | 0.10855 | 0.10855 | 0.10855 | 0.10855 | 0.10855 | 0.10855 | 0.10855
F7_Commercial_Restaurant_New_Food Preparation_Natural Gas_Steamer_Baseline Forecast | F7 | Commercial | Restaurant | New | Food Preparation | Natural Gas | Steamer | Baseline Forecast | Avg. Replacement Summer Demand (kW) | 0 | 0 | 0 | 0 | 0 | 0 | 0 | 0 | 0 | 0 | 0 | 0 | 0 | 0 | 0 | 0 | 0 | 0 | 0 | 0 | 0 | 0 | 0 | 0 | 0 | 0 | 0
F8_Commercial_Restaurant_New_Food Preparation_Natural Gas_Steamer_Baseline Forecast | F8 | Commercial | Restaurant | New | Food Preparation | Natural Gas | Steamer | Baseline Forecast | Avg. Replacement Winter Demand (kW) | 0 | 0 | 0 | 0 | 0 | 0 | 0 | 0 | 0 | 0 | 0 | 0 | 0 | 0 | 0 | 0 | 0 | 0 | 0 | 0 | 0 | 0 | 0 | 0 | 0 | 0 | 0
F1_Commercial_Restaurant_New_Food Preparation_Natural Gas_Commercial Food Prep Other_Baseline Forecast | F1 | Commercial | Restaurant | New | Food Preparation | Natural Gas | Commercial Food Prep Other | Baseline Forecast | Units | 0 | 168.7274 | 335.8876 | 500.2546 | 662.3286 | 821.5915 | 979.3009 | 1134.8804 | 1288.3654 | 1439.7906 | 1589.1903 | 1736.5982 | 1882.0473 | 2025.5703 | 2167.1993 | 2306.9658 | 2444.901 | 2581.0353 | 2715.3988 | 2848.0212 | 2978.9316 | 3108.1585 | 3235.7302 | 3361.6744 | 3486.0184 | 3608.789 | 3730.0128
F2_Commercial_Restaurant_New_Food Preparation_Natural Gas_Commercial Food Prep Other_Baseline Forecast | F2 | Commercial | Restaurant | New | Food Preparation | Natural Gas | Commercial Food Prep Other | Baseline Forecast | Usage (MMtherm) | 0 | 2.3411e-05 | 4.6604e-05 | 6.941e-05 | 9.1897e-05 | 0.000114 | 0.00013588 | 0.00015746 | 0.00017876 | 0.00019977 | 0.0002205 | 0.00024095 | 0.00026113 | 0.00028105 | 0.0003007 | 0.00032009 | 0.00033923 | 0.00035812 | 0.00037676 | 0.00039516 | 0.00041332 | 0.00043125 | 0.00044895 | 0.00046643 | 0.00048368 | 0.00050072 | 0.00051754
F3_Commercial_Restaurant_New_Food Preparation_Natural Gas_Commercial Food Prep Other_Baseline Forecast | F3 | Commercial | Restaurant | New | Food Preparation | Natural Gas | Commercial Food Prep Other | Baseline Forecast | Summer Peak Demand (MW) | 0 | 0 | 0 | 0 | 0 | 0 | 0 | 0 | 0 | 0 | 0 | 0 | 0 | 0 | 0 | 0 | 0 | 0 | 0 | 0 | 0 | 0 | 0 | 0 | 0 | 0 | 0
F4_Commercial_Restaurant_New_Food Preparation_Natural Gas_Commercial Food Prep Other_Baseline Forecast | F4 | Commercial | Restaurant | New | Food Preparation | Natural Gas | Commercial Food Prep Other | Baseline Forecast | Winter Peak Demand (MW) | 0 | 0 | 0 | 0 | 0 | 0 | 0 | 0 | 0 | 0 | 0 | 0 | 0 | 0 | 0 | 0 | 0 | 0 | 0 | 0 | 0 | 0 | 0 | 0 | 0 | 0 | 0
F5_Commercial_Restaurant_New_Food Preparation_Natural Gas_Commercial Food Prep Other_Baseline Forecast | F5 | Commercial | Restaurant | New | Food Preparation | Natural Gas | Commercial Food Prep Other | Baseline Forecast | Turnover | 0 | 168.7274 | 167.1601 | 164.367 | 162.074 | 159.263 | 157.7094 | 155.5795 | 153.485 | 151.4252 | 183.1452 | 207.8363 | 226.6653 | 240.9107 | 251.3918 | 303.3495 | 299.5066 | 295.3562 | 291.425 | 294.1637 | 301.3034 | 310.3161 | 320.0761 | 329.6861 | 356.3226 | 374.7275 | 386.7964
F6_Commercial_Restaurant_New_Food Preparation_Natural Gas_Commercial Food Prep Other_Baseline Forecast | F6 | Commercial | Restaurant | New | Food Preparation | Natural Gas | Commercial Food Prep Other | Baseline Forecast | Avg. Replacement Usage (kWh) | 0.13875 | 0.13875 | 0.13875 | 0.13875 | 0.13875 | 0.13875 | 0.13875 | 0.13875 | 0.13875 | 0.13875 | 0.13875 | 0.13875 | 0.13875 | 0.13875 | 0.13875 | 0.13875 | 0.13875 | 0.13875 | 0.13875 | 0.13875 | 0.13875 | 0.13875 | 0.13875 | 0.13875 | 0.13875 | 0.13875 | 0.13875
F7_Commercial_Restaurant_New_Food Preparation_Natural Gas_Commercial Food Prep Other_Baseline Forecast | F7 | Commercial | Restaurant | New | Food Preparation | Natural Gas | Commercial Food Prep Other | Baseline Forecast | Avg. Replacement Summer Demand (kW) | 0 | 0 | 0 | 0 | 0 | 0 | 0 | 0 | 0 | 0 | 0 | 0 | 0 | 0 | 0 | 0 | 0 | 0 | 0 | 0 | 0 | 0 | 0 | 0 | 0 | 0 | 0
F8_Commercial_Restaurant_New_Food Preparation_Natural Gas_Commercial Food Prep Other_Baseline Forecast | F8 | Commercial | Restaurant | New | Food Preparation | Natural Gas | Commercial Food Prep Other | Baseline Forecast | Avg. Replacement Winter Demand (kW) | 0 | 0 | 0 | 0 | 0 | 0 | 0 | 0 | 0 | 0 | 0 | 0 | 0 | 0 | 0 | 0 | 0 | 0 | 0 | 0 | 0 | 0 | 0 | 0 | 0 | 0 | 0
F1_Commercial_Restaurant_New_Miscellaneous_Natural Gas_Pool Heater_Baseline Forecast | F1 | Commercial | Restaurant | New | Miscellaneous | Natural Gas | Pool Heater | Baseline Forecast | Units | 0 | 0 | 0 | 0 | 0 | 0 | 0 | 0 | 0 | 0 | 0 | 0 | 0 | 0 | 0 | 0 | 0 | 0 | 0 | 0 | 0 | 0 | 0 | 0 | 0 | 0 | 0
F2_Commercial_Restaurant_New_Miscellaneous_Natural Gas_Pool Heater_Baseline Forecast | F2 | Commercial | Restaurant | New | Miscellaneous | Natural Gas | Pool Heater | Baseline Forecast | Usage (MMtherm) | 0 | 0 | 0 | 0 | 0 | 0 | 0 | 0 | 0 | 0 | 0 | 0 | 0 | 0 | 0 | 0 | 0 | 0 | 0 | 0 | 0 | 0 | 0 | 0 | 0 | 0 | 0
F3_Commercial_Restaurant_New_Miscellaneous_Natural Gas_Pool Heater_Baseline Forecast | F3 | Commercial | Restaurant | New | Miscellaneous | Natural Gas | Pool Heater | Baseline Forecast | Summer Peak Demand (MW) | 0 | 0 | 0 | 0 | 0 | 0 | 0 | 0 | 0 | 0 | 0 | 0 | 0 | 0 | 0 | 0 | 0 | 0 | 0 | 0 | 0 | 0 | 0 | 0 | 0 | 0 | 0
F4_Commercial_Restaurant_New_Miscellaneous_Natural Gas_Pool Heater_Baseline Forecast | F4 | Commercial | Restaurant | New | Miscellaneous | Natural Gas | Pool Heater | Baseline Forecast | Winter Peak Demand (MW) | 0 | 0 | 0 | 0 | 0 | 0 | 0 | 0 | 0 | 0 | 0 | 0 | 0 | 0 | 0 | 0 | 0 | 0 | 0 | 0 | 0 | 0 | 0 | 0 | 0 | 0 | 0
F5_Commercial_Restaurant_New_Miscellaneous_Natural Gas_Pool Heater_Baseline Forecast | F5 | Commercial | Restaurant | New | Miscellaneous | Natural Gas | Pool Heater | Baseline Forecast | Turnover | 0 | 0 | 0 | 0 | 0 | 0 | 0 | 0 | 0 | 0 | 0 | 0 | 0 | 0 | 0 | 0 | 0 | 0 | 0 | 0 | 0 | 0 | 0 | 0 | 0 | 0 | 0
F6_Commercial_Restaurant_New_Miscellaneous_Natural Gas_Pool Heater_Baseline Forecast | F6 | Commercial | Restaurant | New | Miscellaneous | Natural Gas | Pool Heater | Baseline Forecast | Avg. Replacement Usage (kWh) | 0.01 | 0.01 | 0.01 | 0.01 | 0.01 | 0.01 | 0.01 | 0.01 | 0.01 | 0.01 | 0.01 | 0.01 | 0.01 | 0.01 | 0.01 | 0.01 | 0.01 | 0.01 | 0.01 | 0.01 | 0.01 | 0.01 | 0.01 | 0.01 | 0.01 | 0.01 | 0.01
F7_Commercial_Restaurant_New_Miscellaneous_Natural Gas_Pool Heater_Baseline Forecast | F7 | Commercial | Restaurant | New | Miscellaneous | Natural Gas | Pool Heater | Baseline Forecast | Avg. Replacement Summer Demand (kW) | 0 | 0 | 0 | 0 | 0 | 0 | 0 | 0 | 0 | 0 | 0 | 0 | 0 | 0 | 0 | 0 | 0 | 0 | 0 | 0 | 0 | 0 | 0 | 0 | 0 | 0 | 0
F8_Commercial_Restaurant_New_Miscellaneous_Natural Gas_Pool Heater_Baseline Forecast | F8 | Commercial | Restaurant | New | Miscellaneous | Natural Gas | Pool Heater | Baseline Forecast | Avg. Replacement Winter Demand (kW) | 0 | 0 | 0 | 0 | 0 | 0 | 0 | 0 | 0 | 0 | 0 | 0 | 0 | 0 | 0 | 0 | 0 | 0 | 0 | 0 | 0 | 0 | 0 | 0 | 0 | 0 | 0
F1_Commercial_Restaurant_New_Miscellaneous_Natural Gas_Miscellaneous_Baseline Forecast | F1 | Commercial | Restaurant | New | Miscellaneous | Natural Gas | Miscellaneous | Baseline Forecast | Units | 0 | 53252.9763 | 106011.2835 | 157888.0476 | 209041.084 | 259306.9246 | 309082.441 | 358185.7288 | 406627.9466 | 454420.0736 | 501572.9129 | 548097.0938 | 594003.0753 | 639301.1483 | 684001.4385 | 728113.9091 | 771648.3633 | 814614.447 | 857021.6513 | 898879.3151 | 940196.6274 | 980982.6297 | 1021246.2184 | 1060996.1475 | 1100241.0304 | 1138989.3423 | 1177249.4226
F2_Commercial_Restaurant_New_Miscellaneous_Natural Gas_Miscellaneous_Baseline Forecast | F2 | Commercial | Restaurant | New | Miscellaneous | Natural Gas | Miscellaneous | Baseline Forecast | Usage (MMtherm) | 0 | 0.0011239 | 0.0022375 | 0.0033324 | 0.004412 | 0.0054729 | 0.0065234 | 0.0075598 | 0.0085822 | 0.0095909 | 0.010586 | 0.011568 | 0.012537 | 0.013493 | 0.014436 | 0.015367 | 0.016286 | 0.017193 | 0.018088 | 0.018972 | 0.019844 | 0.020704 | 0.021554 | 0.022393 | 0.023222 | 0.024039 | 0.024847
F3_Commercial_Restaurant_New_Miscellaneous_Natural Gas_Miscellaneous_Baseline Forecast | F3 | Commercial | Restaurant | New | Miscellaneous | Natural Gas | Miscellaneous | Baseline Forecast | Summer Peak Demand (MW) | 0 | 0 | 0 | 0 | 0 | 0 | 0 | 0 | 0 | 0 | 0 | 0 | 0 | 0 | 0 | 0 | 0 | 0 | 0 | 0 | 0 | 0 | 0 | 0 | 0 | 0 | 0
F4_Commercial_Restaurant_New_Miscellaneous_Natural Gas_Miscellaneous_Baseline Forecast | F4 | Commercial | Restaurant | New | Miscellaneous | Natural Gas | Miscellaneous | Baseline Forecast | Winter Peak Demand (MW) | 0 | 0 | 0 | 0 | 0 | 0 | 0 | 0 | 0 | 0 | 0 | 0 | 0 | 0 | 0 | 0 | 0 | 0 | 0 | 0 | 0 | 0 | 0 | 0 | 0 | 0 | 0
F5_Commercial_Restaurant_New_Miscellaneous_Natural Gas_Miscellaneous_Baseline Forecast | F5 | Commercial | Restaurant | New | Miscellaneous | Natural Gas | Miscellaneous | Baseline Forecast | Turnover | 0 | 53252.9763 | 52758.3072 | 51876.7641 | 58760.6045 | 64323.5142 | 69235.9173 | 74178.0035 | 79123.9046 | 83981.5611 | 88769.2118 | 109014.4079 | 111322.2736 | 113793.6526 | 120989.93 | 127027.5659 | 132292.0357 | 137768.1986 | 143253.9788 | 148611.9314 | 153897.0577 | 163646.3637 | 167475.1591 | 171493.7659 | 177642.9103 | 183059.3237 | 187988.1836
F6_Commercial_Restaurant_New_Miscellaneous_Natural Gas_Miscellaneous_Baseline Forecast | F6 | Commercial | Restaurant | New | Miscellaneous | Natural Gas | Miscellaneous | Baseline Forecast | Avg. Replacement Usage (kWh) | 0.021106 | 0.021106 | 0.021106 | 0.021106 | 0.021106 | 0.021106 | 0.021106 | 0.021106 | 0.021106 | 0.021106 | 0.021106 | 0.021106 | 0.021106 | 0.021106 | 0.021106 | 0.021106 | 0.021106 | 0.021106 | 0.021106 | 0.021106 | 0.021106 | 0.021106 | 0.021106 | 0.021106 | 0.021106 | 0.021106 | 0.021106
F7_Commercial_Restaurant_New_Miscellaneous_Natural Gas_Miscellaneous_Baseline Forecast | F7 | Commercial | Restaurant | New | Miscellaneous | Natural Gas | Miscellaneous | Baseline Forecast | Avg. Replacement Summer Demand (kW) | 0 | 0 | 0 | 0 | 0 | 0 | 0 | 0 | 0 | 0 | 0 | 0 | 0 | 0 | 0 | 0 | 0 | 0 | 0 | 0 | 0 | 0 | 0 | 0 | 0 | 0 | 0
F8_Commercial_Restaurant_New_Miscellaneous_Natural Gas_Miscellaneous_Baseline Forecast | F8 | Commercial | Restaurant | New | Miscellaneous | Natural Gas | Miscellaneous | Baseline Forecast | Avg. Replacement Winter Demand (kW) | 0 | 0 | 0 | 0 | 0 | 0 | 0 | 0 | 0 | 0 | 0 | 0 | 0 | 0 | 0 | 0 | 0 | 0 | 0 | 0 | 0 | 0 | 0 | 0 | 0 | 0 | 0
F1_Commercial_Retail_Existing_Space Heating_Natural Gas_Furnace_Baseline Forecast | F1 | Commercial | Retail | Existing | Space Heating | Natural Gas | Furnace | Baseline Forecast | Units | 16364114.7271 | 16100177.3928 | 15840497.1123 | 15585005.2234 | 15333634.1714 | 15086317.4912 | 14842989.7898 | 14603586.7286 | 14368045.0072 | 14136302.3458 | 13908297.4693 | 13683970.0907 | 13463260.8957 | 13246111.5264 | 13032464.5663 | 12822263.5249 | 12615452.8229 | 12411977.7774 | 12211784.5874 | 12014820.3199 | 11821032.8954 | 11630371.0745 | 11442784.4442 | 11258223.4048 | 11076639.1564 | 10897983.6861 | 10722209.7557
F2_Commercial_Retail_Existing_Space Heating_Natural Gas_Furnace_Baseline Forecast | F2 | Commercial | Retail | Existing | Space Heating | Natural Gas | Furnace | Baseline Forecast | Usage (MMtherm) | 8.4377 | 8.925 | 8.7406 | 8.5793 | 8.4187 | 8.2588 | 8.0996 | 7.9411 | 7.7834 | 7.6265 | 7.4708 | 7.3165 | 7.1638 | 7.013 | 6.8643 | 6.7177 | 6.5734 | 6.4316 | 6.2923 | 6.1579 | 6.028 | 5.903 | 5.7825 | 5.6664 | 5.5542 | 5.4457 | 5.3407
F3_Commercial_Retail_Existing_Space Heating_Natural Gas_Furnace_Baseline Forecast | F3 | Commercial | Retail | Existing | Space Heating | Natural Gas | Furnace | Baseline Forecast | Summer Peak Demand (MW) | 0 | 0 | 0 | 0 | 0 | 0 | 0 | 0 | 0 | 0 | 0 | 0 | 0 | 0 | 0 | 0 | 0 | 0 | 0 | 0 | 0 | 0 | 0 | 0 | 0 | 0 | 0
F4_Commercial_Retail_Existing_Space Heating_Natural Gas_Furnace_Baseline Forecast | F4 | Commercial | Retail | Existing | Space Heating | Natural Gas | Furnace | Baseline Forecast | Winter Peak Demand (MW) | 0 | 0 | 0 | 0 | 0 | 0 | 0 | 0 | 0 | 0 | 0 | 0 | 0 | 0 | 0 | 0 | 0 | 0 | 0 | 0 | 0 | 0 | 0 | 0 | 0 | 0 | 0
F5_Commercial_Retail_Existing_Space Heating_Natural Gas_Furnace_Baseline Forecast | F5 | Commercial | Retail | Existing | Space Heating | Natural Gas | Furnace | Baseline Forecast | Turnover | 0 | 182128.7035 | 205227.4638 | 229481.0313 | 254667.36 | 280587.6806 | 307064.3008 | 333938.608 | 361069.2572 | 388330.5265 | 412114.5203 | 432756.208 | 450559.5514 | 465800.3559 | 478728.8594 | 489572.0837 | 498535.9698 | 505807.3174 | 511555.5458 | 475043.8504 | 443210.3101 | 415691.7075 | 392145.4264 | 372248.8966 | 355698.9631 | 342211.1991 | 331519.1776
F6_Commercial_Retail_Existing_Space Heating_Natural Gas_Furnace_Baseline Forecast | F6 | Commercial | Retail | Existing | Space Heating | Natural Gas | Furnace | Baseline Forecast | Avg. Replacement Usage (kWh) | 0.50157 | 0.53959 | 0.5375 | 0.47888 | 0.47888 | 0.47888 | 0.47888 | 0.47888 | 0.47888 | 0.47888 | 0.47888 | 0.47888 | 0.47888 | 0.47888 | 0.47888 | 0.47888 | 0.47888 | 0.47888 | 0.47888 | 0.47888 | 0.47888 | 0.47888 | 0.47888 | 0.47888 | 0.47888 | 0.47888 | 0.47888
F7_Commercial_Retail_Existing_Space Heating_Natural Gas_Furnace_Baseline Forecast | F7 | Commercial | Retail | Existing | Space Heating | Natural Gas | Furnace | Baseline Forecast | Avg. Replacement Summer Demand (kW) | 0 | 0 | 0 | 0 | 0 | 0 | 0 | 0 | 0 | 0 | 0 | 0 | 0 | 0 | 0 | 0 | 0 | 0 | 0 | 0 | 0 | 0 | 0 | 0 | 0 | 0 | 0
F8_Commercial_Retail_Existing_Space Heating_Natural Gas_Furnace_Baseline Forecast | F8 | Commercial | Retail | Existing | Space Heating | Natural Gas | Furnace | Baseline Forecast | Avg. Replacement Winter Demand (kW) | 0 | 0 | 0 | 0 | 0 | 0 | 0 | 0 | 0 | 0 | 0 | 0 | 0 | 0 | 0 | 0 | 0 | 0 | 0 | 0 | 0 | 0 | 0 | 0 | 0 | 0 | 0
F1_Commercial_Retail_Existing_Space Heating_Natural Gas_Boiler_Baseline Forecast | F1 | Commercial | Retail | Existing | Space Heating | Natural Gas | Boiler | Baseline Forecast | Units | 747522.4118 | 735465.5987 | 723603.2504 | 711932.2302 | 700449.4523 | 689151.8805 | 678036.5276 | 667100.4545 | 656340.7698 | 645754.6283 | 635339.2311 | 625091.8242 | 615009.698 | 605090.1867 | 595330.6676 | 585728.56 | 576281.3252 | 566986.4651 | 557841.5221 | 548844.0782 | 539991.7544 | 531282.2099 | 522713.142 | 514282.2849 | 505987.4093 | 497826.3221 | 489796.8653
F2_Commercial_Retail_Existing_Space Heating_Natural Gas_Boiler_Baseline Forecast | F2 | Commercial | Retail | Existing | Space Heating | Natural Gas | Boiler | Baseline Forecast | Usage (MMtherm) | 0.61512 | 0.64905 | 0.63416 | 0.62205 | 0.6102 | 0.59861 | 0.58728 | 0.57621 | 0.5654 | 0.55483 | 0.54451 | 0.53444 | 0.5246 | 0.515 | 0.50562 | 0.49647 | 0.48755 | 0.47884 | 0.47034 | 0.46204 | 0.45395 | 0.44606 | 0.43836 | 0.43083 | 0.42347 | 0.41628 | 0.40924
F3_Commercial_Retail_Existing_Space Heating_Natural Gas_Boiler_Baseline Forecast | F3 | Commercial | Retail | Existing | Space Heating | Natural Gas | Boiler | Baseline Forecast | Summer Peak Demand (MW) | 0 | 0 | 0 | 0 | 0 | 0 | 0 | 0 | 0 | 0 | 0 | 0 | 0 | 0 | 0 | 0 | 0 | 0 | 0 | 0 | 0 | 0 | 0 | 0 | 0 | 0 | 0
F4_Commercial_Retail_Existing_Space Heating_Natural Gas_Boiler_Baseline Forecast | F4 | Commercial | Retail | Existing | Space Heating | Natural Gas | Boiler | Baseline Forecast | Winter Peak Demand (MW) | 0 | 0 | 0 | 0 | 0 | 0 | 0 | 0 | 0 | 0 | 0 | 0 | 0 | 0 | 0 | 0 | 0 | 0 | 0 | 0 | 0 | 0 | 0 | 0 | 0 | 0 | 0
F5_Commercial_Retail_Existing_Space Heating_Natural Gas_Boiler_Baseline Forecast | F5 | Commercial | Retail | Existing | Space Heating | Natural Gas | Boiler | Baseline Forecast | Turnover | 0 | 22286.8363 | 22126.711 | 21948.1236 | 21753.5937 | 21545.3657 | 21325.4378 | 21095.5884 | 20857.3996 | 20612.2776 | 20361.4718 | 20106.0912 | 19847.1198 | 19585.4293 | 19321.7917 | 19056.8895 | 18791.3255 | 18525.6313 | 18260.2751 | 17995.668 | 17732.1707 | 17470.0988 | 17065.7293 | 16693.7039 | 16349.4152 | 16028.9048 | 15728.7775
F6_Commercial_Retail_Existing_Space Heating_Natural Gas_Boiler_Baseline Forecast | F6 | Commercial | Retail | Existing | Space Heating | Natural Gas | Boiler | Baseline Forecast | Avg. Replacement Usage (kWh) | 0.77345 | 0.83209 | 0.82886 | 0.82886 | 0.82886 | 0.82886 | 0.82886 | 0.82886 | 0.82886 | 0.82886 | 0.82886 | 0.82886 | 0.82886 | 0.82886 | 0.82886 | 0.82886 | 0.82886 | 0.82886 | 0.82886 | 0.82886 | 0.82886 | 0.82886 | 0.82886 | 0.82886 | 0.82886 | 0.82886 | 0.82886
F7_Commercial_Retail_Existing_Space Heating_Natural Gas_Boiler_Baseline Forecast | F7 | Commercial | Retail | Existing | Space Heating | Natural Gas | Boiler | Baseline Forecast | Avg. Replacement Summer Demand (kW) | 0 | 0 | 0 | 0 | 0 | 0 | 0 | 0 | 0 | 0 | 0 | 0 | 0 | 0 | 0 | 0 | 0 | 0 | 0 | 0 | 0 | 0 | 0 | 0 | 0 | 0 | 0
F8_Commercial_Retail_Existing_Space Heating_Natural Gas_Boiler_Baseline Forecast | F8 | Commercial | Retail | Existing | Space Heating | Natural Gas | Boiler | Baseline Forecast | Avg. Replacement Winter Demand (kW) | 0 | 0 | 0 | 0 | 0 | 0 | 0 | 0 | 0 | 0 | 0 | 0 | 0 | 0 | 0 | 0 | 0 | 0 | 0 | 0 | 0 | 0 | 0 | 0 | 0 | 0 | 0
F1_Commercial_Retail_Existing_Space Heating_Natural Gas_Unit Heater_Baseline Forecast | F1 | Commercial | Retail | Existing | Space Heating | Natural Gas | Unit Heater | Baseline Forecast | Units | 1506405.5261 | 1482108.6628 | 1458203.6844 | 1434684.2701 | 1411544.2012 | 1388777.3593 | 1366377.7244 | 1344339.374 | 1322656.4809 | 1301323.3119 | 1280334.2262 | 1259683.6742 | 1239366.1955 | 1219376.4182 | 1199709.0566 | 1180358.9105 | 1161320.8636 | 1142589.8819 | 1124161.0129 | 1106029.3836 | 1088190.2 | 1070638.7452 | 1053370.3783 | 1036380.5335 | 1019664.7185 | 1003218.5133 | 987037.5696
F2_Commercial_Retail_Existing_Space Heating_Natural Gas_Unit Heater_Baseline Forecast | F2 | Commercial | Retail | Existing | Space Heating | Natural Gas | Unit Heater | Baseline Forecast | Usage (MMtherm) | 0.38837 | 0.41107 | 0.40287 | 0.39637 | 0.38998 | 0.38369 | 0.3775 | 0.37141 | 0.36542 | 0.35953 | 0.35373 | 0.34802 | 0.34241 | 0.33689 | 0.33146 | 0.32611 | 0.32085 | 0.31567 | 0.31058 | 0.30557 | 0.30064 | 0.2958 | 0.29102 | 0.28633 | 0.28171 | 0.27717 | 0.2727
F3_Commercial_Retail_Existing_Space Heating_Natural Gas_Unit Heater_Baseline Forecast | F3 | Commercial | Retail | Existing | Space Heating | Natural Gas | Unit Heater | Baseline Forecast | Summer Peak Demand (MW) | 0 | 0 | 0 | 0 | 0 | 0 | 0 | 0 | 0 | 0 | 0 | 0 | 0 | 0 | 0 | 0 | 0 | 0 | 0 | 0 | 0 | 0 | 0 | 0 | 0 | 0 | 0
F4_Commercial_Retail_Existing_Space Heating_Natural Gas_Unit Heater_Baseline Forecast | F4 | Commercial | Retail | Existing | Space Heating | Natural Gas | Unit Heater | Baseline Forecast | Winter Peak Demand (MW) | 0 | 0 | 0 | 0 | 0 | 0 | 0 | 0 | 0 | 0 | 0 | 0 | 0 | 0 | 0 | 0 | 0 | 0 | 0 | 0 | 0 | 0 | 0 | 0 | 0 | 0 | 0
F5_Commercial_Retail_Existing_Space Heating_Natural Gas_Unit Heater_Baseline Forecast | F5 | Commercial | Retail | Existing | Space Heating | Natural Gas | Unit Heater | Baseline Forecast | Turnover | 0 | 1247.5662 | 3570.7467 | 6816.7165 | 10849.7372 | 15549.3329 | 20808.6587 | 26533.0418 | 32638.6772 | 39051.4617 | 44628.2284 | 49459.802 | 53627.3772 | 57203.5361 | 60253.158 | 62834.2338 | 64998.593 | 58224.0056 | 52327.4413 | 47280.878 | 43049.7392 | 39594.655 | 36872.924 | 34839.7177 | 33449.0669 | 32654.6619 | 32334.9648
F6_Commercial_Retail_Existing_Space Heating_Natural Gas_Unit Heater_Baseline Forecast | F6 | Commercial | Retail | Existing | Space Heating | Natural Gas | Unit Heater | Baseline Forecast | Avg. Replacement Usage (kWh) | 0.25781 | 0.27736 | 0.27628 | 0.27628 | 0.27628 | 0.27628 | 0.27628 | 0.27628 | 0.27628 | 0.27628 | 0.27628 | 0.27628 | 0.27628 | 0.27628 | 0.27628 | 0.27628 | 0.27628 | 0.27628 | 0.27628 | 0.27628 | 0.27628 | 0.27628 | 0.27628 | 0.27628 | 0.27628 | 0.27628 | 0.27628
F7_Commercial_Retail_Existing_Space Heating_Natural Gas_Unit Heater_Baseline Forecast | F7 | Commercial | Retail | Existing | Space Heating | Natural Gas | Unit Heater | Baseline Forecast | Avg. Replacement Summer Demand (kW) | 0 | 0 | 0 | 0 | 0 | 0 | 0 | 0 | 0 | 0 | 0 | 0 | 0 | 0 | 0 | 0 | 0 | 0 | 0 | 0 | 0 | 0 | 0 | 0 | 0 | 0 | 0
F8_Commercial_Retail_Existing_Space Heating_Natural Gas_Unit Heater_Baseline Forecast | F8 | Commercial | Retail | Existing | Space Heating | Natural Gas | Unit Heater | Baseline Forecast | Avg. Replacement Winter Demand (kW) | 0 | 0 | 0 | 0 | 0 | 0 | 0 | 0 | 0 | 0 | 0 | 0 | 0 | 0 | 0 | 0 | 0 | 0 | 0 | 0 | 0 | 0 | 0 | 0 | 0 | 0 | 0
F1_Commercial_Retail_Existing_Water Heating_Natural Gas_Water Heater_Baseline Forecast | F1 | Commercial | Retail | Existing | Water Heating | Natural Gas | Water Heater | Baseline Forecast | Units | 8329817.6776 | 8195465.7796 | 8063280.8477 | 7933227.9308 | 7805272.6416 | 7679381.1473 | 7555520.1611 | 7433656.9327 | 7313759.2402 | 7195795.3815 | 7079734.1657 | 6965544.9049 | 6853197.4065 | 6742661.9644 | 6633909.3521 | 6526910.8142 | 6421638.0591 | 6318063.2517 | 6216159.0057 | 6115898.3766 | 6017254.8544 | 5920202.3567 | 5824715.2219 | 5730768.2022 | 5638336.457 | 5547395.5464 | 5457921.4247
F2_Commercial_Retail_Existing_Water Heating_Natural Gas_Water Heater_Baseline Forecast | F2 | Commercial | Retail | Existing | Water Heating | Natural Gas | Water Heater | Baseline Forecast | Usage (MMtherm) | 2.387 | 2.3031 | 2.2264 | 2.1562 | 2.0918 | 2.0327 | 1.9784 | 1.9285 | 1.8828 | 1.8409 | 1.8022 | 1.766 | 1.7319 | 1.6995 | 1.6686 | 1.639 | 1.6104 | 1.5827 | 1.5559 | 1.5297 | 1.5042 | 1.4793 | 1.4549 | 1.4311 | 1.4077 | 1.3847 | 1.3622
F3_Commercial_Retail_Existing_Water Heating_Natural Gas_Water Heater_Baseline Forecast | F3 | Commercial | Retail | Existing | Water Heating | Natural Gas | Water Heater | Baseline Forecast | Summer Peak Demand (MW) | 0 | 0 | 0 | 0 | 0 | 0 | 0 | 0 | 0 | 0 | 0 | 0 | 0 | 0 | 0 | 0 | 0 | 0 | 0 | 0 | 0 | 0 | 0 | 0 | 0 | 0 | 0
F4_Commercial_Retail_Existing_Water Heating_Natural Gas_Water Heater_Baseline Forecast | F4 | Commercial | Retail | Existing | Water Heating | Natural Gas | Water Heater | Baseline Forecast | Winter Peak Demand (MW) | 0 | 0 | 0 | 0 | 0 | 0 | 0 | 0 | 0 | 0 | 0 | 0 | 0 | 0 | 0 | 0 | 0 | 0 | 0 | 0 | 0 | 0 | 0 | 0 | 0 | 0 | 0
F5_Commercial_Retail_Existing_Water Heating_Natural Gas_Water Heater_Baseline Forecast | F5 | Commercial | Retail | Existing | Water Heating | Natural Gas | Water Heater | Baseline Forecast | Turnover | 0 | 764910.1394 | 709568.7146 | 664275.6187 | 626919.4986 | 595838.0636 | 569722.4866 | 547542.1572 | 528485.4555 | 511913.1357 | 535080.2155 | 543753.5019 | 542754.8399 | 535514.7054 | 524446.018 | 670914.2974 | 613696.32 | 567279.2372 | 529385.7777 | 504746.7746 | 487784.0711 | 474993.8747 | 464253.3007 | 454341.5723 | 480086.3996 | 487516.5076 | 483355.1159
F6_Commercial_Retail_Existing_Water Heating_Natural Gas_Water Heater_Baseline Forecast | F6 | Commercial | Retail | Existing | Water Heating | Natural Gas | Water Heater | Baseline Forecast | Avg. Replacement Usage (kWh) | 0.24943 | 0.24943 | 0.24943 | 0.24943 | 0.24943 | 0.24943 | 0.24943 | 0.24943 | 0.24943 | 0.24943 | 0.24943 | 0.24943 | 0.24943 | 0.24943 | 0.24943 | 0.24943 | 0.24943 | 0.24943 | 0.24943 | 0.24943 | 0.24943 | 0.24943 | 0.24943 | 0.24943 | 0.24943 | 0.24943 | 0.24943
F7_Commercial_Retail_Existing_Water Heating_Natural Gas_Water Heater_Baseline Forecast | F7 | Commercial | Retail | Existing | Water Heating | Natural Gas | Water Heater | Baseline Forecast | Avg. Replacement Summer Demand (kW) | 0 | 0 | 0 | 0 | 0 | 0 | 0 | 0 | 0 | 0 | 0 | 0 | 0 | 0 | 0 | 0 | 0 | 0 | 0 | 0 | 0 | 0 | 0 | 0 | 0 | 0 | 0
F8_Commercial_Retail_Existing_Water Heating_Natural Gas_Water Heater_Baseline Forecast | F8 | Commercial | Retail | Existing | Water Heating | Natural Gas | Water Heater | Baseline Forecast | Avg. Replacement Winter Demand (kW) | 0 | 0 | 0 | 0 | 0 | 0 | 0 | 0 | 0 | 0 | 0 | 0 | 0 | 0 | 0 | 0 | 0 | 0 | 0 | 0 | 0 | 0 | 0 | 0 | 0 | 0 | 0
F1_Commercial_Retail_Existing_Food Preparation_Natural Gas_Oven_Baseline Forecast | F1 | Commercial | Retail | Existing | Food Preparation | Natural Gas | Oven | Baseline Forecast | Units | 320570.7926 | 315400.2959 | 310313.1944 | 305308.1429 | 300383.818 | 295538.9177 | 290772.161 | 286082.2874 | 281468.0569 | 276928.2496 | 272461.6649 | 268067.1219 | 263743.4587 | 259489.5319 | 255304.2169 | 251186.4069 | 247135.0133 | 243148.9647 | 239227.2072 | 235368.7038 | 231572.4344 | 227837.3952 | 224162.5985 | 220547.0727 | 216989.8618 | 213490.0253 | 210046.6378
F2_Commercial_Retail_Existing_Food Preparation_Natural Gas_Oven_Baseline Forecast | F2 | Commercial | Retail | Existing | Food Preparation | Natural Gas | Oven | Baseline Forecast | Usage (MMtherm) | 0.50026 | 0.4922 | 0.48426 | 0.47645 | 0.46876 | 0.4612 | 0.45376 | 0.44644 | 0.43924 | 0.43216 | 0.42519 | 0.41833 | 0.41158 | 0.40494 | 0.39841 | 0.39199 | 0.38567 | 0.37944 | 0.37332 | 0.3673 | 0.36138 | 0.35555 | 0.34982 | 0.34417 | 0.33862 | 0.33316 | 0.32779
F3_Commercial_Retail_Existing_Food Preparation_Natural Gas_Oven_Baseline Forecast | F3 | Commercial | Retail | Existing | Food Preparation | Natural Gas | Oven | Baseline Forecast | Summer Peak Demand (MW) | 0 | 0 | 0 | 0 | 0 | 0 | 0 | 0 | 0 | 0 | 0 | 0 | 0 | 0 | 0 | 0 | 0 | 0 | 0 | 0 | 0 | 0 | 0 | 0 | 0 | 0 | 0
F4_Commercial_Retail_Existing_Food Preparation_Natural Gas_Oven_Baseline Forecast | F4 | Commercial | Retail | Existing | Food Preparation | Natural Gas | Oven | Baseline Forecast | Winter Peak Demand (MW) | 0 | 0 | 0 | 0 | 0 | 0 | 0 | 0 | 0 | 0 | 0 | 0 | 0 | 0 | 0 | 0 | 0 | 0 | 0 | 0 | 0 | 0 | 0 | 0 | 0 | 0 | 0
F5_Commercial_Retail_Existing_Food Preparation_Natural Gas_Oven_Baseline Forecast | F5 | Commercial | Retail | Existing | Food Preparation | Natural Gas | Oven | Baseline Forecast | Turnover | 0 | 3784.8036 | 6702.765 | 10160.655 | 14005.0951 | 16934.1436 | 19144.253 | 20790.0255 | 21993.1232 | 22849.2813 | 23433.8289 | 23806.0336 | 19370.6365 | 16367.5603 | 14582.1588 | 13819.8331 | 13709.6738 | 14757.475 | 15694.5953 | 16752.037 | 17816.923 | 18580.3905 | 19107.8174 | 18674.3172 | 17746.7684 | 16651.9084 | 15610.5537
F6_Commercial_Retail_Existing_Food Preparation_Natural Gas_Oven_Baseline Forecast | F6 | Commercial | Retail | Existing | Food Preparation | Natural Gas | Oven | Baseline Forecast | Avg. Replacement Usage (kWh) | 1.5605 | 1.5605 | 1.5605 | 1.5605 | 1.5605 | 1.5605 | 1.5605 | 1.5605 | 1.5605 | 1.5605 | 1.5605 | 1.5605 | 1.5605 | 1.5605 | 1.5605 | 1.5605 | 1.5605 | 1.5605 | 1.5605 | 1.5605 | 1.5605 | 1.5605 | 1.5605 | 1.5605 | 1.5605 | 1.5605 | 1.5605
F7_Commercial_Retail_Existing_Food Preparation_Natural Gas_Oven_Baseline Forecast | F7 | Commercial | Retail | Existing | Food Preparation | Natural Gas | Oven | Baseline Forecast | Avg. Replacement Summer Demand (kW) | 0 | 0 | 0 | 0 | 0 | 0 | 0 | 0 | 0 | 0 | 0 | 0 | 0 | 0 | 0 | 0 | 0 | 0 | 0 | 0 | 0 | 0 | 0 | 0 | 0 | 0 | 0
F8_Commercial_Retail_Existing_Food Preparation_Natural Gas_Oven_Baseline Forecast | F8 | Commercial | Retail | Existing | Food Preparation | Natural Gas | Oven | Baseline Forecast | Avg. Replacement Winter Demand (kW) | 0 | 0 | 0 | 0 | 0 | 0 | 0 | 0 | 0 | 0 | 0 | 0 | 0 | 0 | 0 | 0 | 0 | 0 | 0 | 0 | 0 | 0 | 0 | 0 | 0 | 0 | 0
F1_Commercial_Retail_Existing_Food Preparation_Natural Gas_Conveyor Oven_Baseline Forecast | F1 | Commercial | Retail | Existing | Food Preparation | Natural Gas | Conveyor Oven | Baseline Forecast | Units | 160285.3963 | 157700.148 | 155156.5972 | 152654.0714 | 150191.909 | 147769.4588 | 145386.0805 | 143041.1437 | 140734.0285 | 138464.1248 | 136230.8325 | 134033.561 | 131871.7293 | 129744.766 | 127652.1084 | 125593.2035 | 123567.5066 | 121574.4823 | 119613.6036 | 117684.3519 | 115786.2172 | 113918.6976 | 112081.2992 | 110273.5363 | 108494.9309 | 106745.0127 | 105023.3189
F2_Commercial_Retail_Existing_Food Preparation_Natural Gas_Conveyor Oven_Baseline Forecast | F2 | Commercial | Retail | Existing | Food Preparation | Natural Gas | Conveyor Oven | Baseline Forecast | Usage (MMtherm) | 0.42799 | 0.42109 | 0.4143 | 0.40762 | 0.40104 | 0.39457 | 0.38821 | 0.38195 | 0.37579 | 0.36973 | 0.36376 | 0.3579 | 0.35212 | 0.34644 | 0.34086 | 0.33536 | 0.32995 | 0.32463 | 0.31939 | 0.31424 | 0.30917 | 0.30419 | 0.29928 | 0.29445 | 0.2897 | 0.28503 | 0.28043
F3_Commercial_Retail_Existing_Food Preparation_Natural Gas_Conveyor Oven_Baseline Forecast | F3 | Commercial | Retail | Existing | Food Preparation | Natural Gas | Conveyor Oven | Baseline Forecast | Summer Peak Demand (MW) | 0 | 0 | 0 | 0 | 0 | 0 | 0 | 0 | 0 | 0 | 0 | 0 | 0 | 0 | 0 | 0 | 0 | 0 | 0 | 0 | 0 | 0 | 0 | 0 | 0 | 0 | 0
F4_Commercial_Retail_Existing_Food Preparation_Natural Gas_Conveyor Oven_Baseline Forecast | F4 | Commercial | Retail | Existing | Food Preparation | Natural Gas | Conveyor Oven | Baseline Forecast | Winter Peak Demand (MW) | 0 | 0 | 0 | 0 | 0 | 0 | 0 | 0 | 0 | 0 | 0 | 0 | 0 | 0 | 0 | 0 | 0 | 0 | 0 | 0 | 0 | 0 | 0 | 0 | 0 | 0 | 0
F5_Commercial_Retail_Existing_Food Preparation_Natural Gas_Conveyor Oven_Baseline Forecast | F5 | Commercial | Retail | Existing | Food Preparation | Natural Gas | Conveyor Oven | Baseline Forecast | Turnover | 0 | 0 | 0 | 0 | 0 | 591.0778 | 1628.3241 | 2998.1424 | 4611.5726 | 6399.0364 | 7761.2776 | 8789.5478 | 9555.6593 | 10116.1239 | 10515.4107 | 10788.5099 | 10962.9515 | 8628.9037 | 6791.7823 | 5345.7899 | 4207.654 | 3402.9659 | 2929.5256 | 2768.0868 | 2889.7846 | 3261.1714 | 3873.6501
F6_Commercial_Retail_Existing_Food Preparation_Natural Gas_Conveyor Oven_Baseline Forecast | F6 | Commercial | Retail | Existing | Food Preparation | Natural Gas | Conveyor Oven | Baseline Forecast | Avg. Replacement Usage (kWh) | 2.6702 | 2.6702 | 2.6702 | 2.6702 | 2.6702 | 2.6702 | 2.6702 | 2.6702 | 2.6702 | 2.6702 | 2.6702 | 2.6702 | 2.6702 | 2.6702 | 2.6702 | 2.6702 | 2.6702 | 2.6702 | 2.6702 | 2.6702 | 2.6702 | 2.6702 | 2.6702 | 2.6702 | 2.6702 | 2.6702 | 2.6702
F7_Commercial_Retail_Existing_Food Preparation_Natural Gas_Conveyor Oven_Baseline Forecast | F7 | Commercial | Retail | Existing | Food Preparation | Natural Gas | Conveyor Oven | Baseline Forecast | Avg. Replacement Summer Demand (kW) | 0 | 0 | 0 | 0 | 0 | 0 | 0 | 0 | 0 | 0 | 0 | 0 | 0 | 0 | 0 | 0 | 0 | 0 | 0 | 0 | 0 | 0 | 0 | 0 | 0 | 0 | 0
F8_Commercial_Retail_Existing_Food Preparation_Natural Gas_Conveyor Oven_Baseline Forecast | F8 | Commercial | Retail | Existing | Food Preparation | Natural Gas | Conveyor Oven | Baseline Forecast | Avg. Replacement Winter Demand (kW) | 0 | 0 | 0 | 0 | 0 | 0 | 0 | 0 | 0 | 0 | 0 | 0 | 0 | 0 | 0 | 0 | 0 | 0 | 0 | 0 | 0 | 0 | 0 | 0 | 0 | 0 | 0
F1_Commercial_Retail_Existing_Food Preparation_Natural Gas_Double Rack Oven_Baseline Forecast | F1 | Commercial | Retail | Existing | Food Preparation | Natural Gas | Double Rack Oven | Baseline Forecast | Units | 160285.3963 | 157700.148 | 155156.5972 | 152654.0714 | 150191.909 | 147769.4588 | 145386.0805 | 143041.1437 | 140734.0285 | 138464.1248 | 136230.8325 | 134033.561 | 131871.7293 | 129744.766 | 127652.1084 | 125593.2035 | 123567.5066 | 121574.4823 | 119613.6036 | 117684.3519 | 115786.2172 | 113918.6976 | 112081.2992 | 110273.5363 | 108494.9309 | 106745.0127 | 105023.3189
F2_Commercial_Retail_Existing_Food Preparation_Natural Gas_Double Rack Oven_Baseline Forecast | F2 | Commercial | Retail | Existing | Food Preparation | Natural Gas | Double Rack Oven | Baseline Forecast | Usage (MMtherm) | 0.6502 | 0.63971 | 0.6294 | 0.61924 | 0.60926 | 0.59943 | 0.58976 | 0.58025 | 0.57089 | 0.56168 | 0.55262 | 0.54371 | 0.53494 | 0.52631 | 0.51782 | 0.50947 | 0.50125 | 0.49317 | 0.48521 | 0.47739 | 0.46969 | 0.46211 | 0.45466 | 0.44733 | 0.44011 | 0.43301 | 0.42603
F3_Commercial_Retail_Existing_Food Preparation_Natural Gas_Double Rack Oven_Baseline Forecast | F3 | Commercial | Retail | Existing | Food Preparation | Natural Gas | Double Rack Oven | Baseline Forecast | Summer Peak Demand (MW) | 0 | 0 | 0 | 0 | 0 | 0 | 0 | 0 | 0 | 0 | 0 | 0 | 0 | 0 | 0 | 0 | 0 | 0 | 0 | 0 | 0 | 0 | 0 | 0 | 0 | 0 | 0
F4_Commercial_Retail_Existing_Food Preparation_Natural Gas_Double Rack Oven_Baseline Forecast | F4 | Commercial | Retail | Existing | Food Preparation | Natural Gas | Double Rack Oven | Baseline Forecast | Winter Peak Demand (MW) | 0 | 0 | 0 | 0 | 0 | 0 | 0 | 0 | 0 | 0 | 0 | 0 | 0 | 0 | 0 | 0 | 0 | 0 | 0 | 0 | 0 | 0 | 0 | 0 | 0 | 0 | 0
F5_Commercial_Retail_Existing_Food Preparation_Natural Gas_Double Rack Oven_Baseline Forecast | F5 | Commercial | Retail | Existing | Food Preparation | Natural Gas | Double Rack Oven | Baseline Forecast | Turnover | 0 | 3504.4477 | 4788.7839 | 5884.1967 | 6814.8348 | 7601.8101 | 8263.5789 | 8816.2753 | 9274.0023 | 9649.0873 | 8775.0008 | 8133.8429 | 7678.2596 | 7369.1551 | 7174.3646 | 7067.5296 | 7027.1471 | 7035.7652 | 7079.3045 | 7838.8264 | 7944.3209 | 7954.1972 | 7899.3593 | 7803.1388 | 7682.8781 | 7551.2153 | 7417.1205
F6_Commercial_Retail_Existing_Food Preparation_Natural Gas_Double Rack Oven_Baseline Forecast | F6 | Commercial | Retail | Existing | Food Preparation | Natural Gas | Double Rack Oven | Baseline Forecast | Avg. Replacement Usage (kWh) | 4.0565 | 4.0565 | 4.0565 | 4.0565 | 4.0565 | 4.0565 | 4.0565 | 4.0565 | 4.0565 | 4.0565 | 4.0565 | 4.0565 | 4.0565 | 4.0565 | 4.0565 | 4.0565 | 4.0565 | 4.0565 | 4.0565 | 4.0565 | 4.0565 | 4.0565 | 4.0565 | 4.0565 | 4.0565 | 4.0565 | 4.0565
F7_Commercial_Retail_Existing_Food Preparation_Natural Gas_Double Rack Oven_Baseline Forecast | F7 | Commercial | Retail | Existing | Food Preparation | Natural Gas | Double Rack Oven | Baseline Forecast | Avg. Replacement Summer Demand (kW) | 0 | 0 | 0 | 0 | 0 | 0 | 0 | 0 | 0 | 0 | 0 | 0 | 0 | 0 | 0 | 0 | 0 | 0 | 0 | 0 | 0 | 0 | 0 | 0 | 0 | 0 | 0
F8_Commercial_Retail_Existing_Food Preparation_Natural Gas_Double Rack Oven_Baseline Forecast | F8 | Commercial | Retail | Existing | Food Preparation | Natural Gas | Double Rack Oven | Baseline Forecast | Avg. Replacement Winter Demand (kW) | 0 | 0 | 0 | 0 | 0 | 0 | 0 | 0 | 0 | 0 | 0 | 0 | 0 | 0 | 0 | 0 | 0 | 0 | 0 | 0 | 0 | 0 | 0 | 0 | 0 | 0 | 0
F1_Commercial_Retail_Existing_Food Preparation_Natural Gas_Fryer_Baseline Forecast | F1 | Commercial | Retail | Existing | Food Preparation | Natural Gas | Fryer | Baseline Forecast | Units | 641141.5852 | 630800.5919 | 620626.3888 | 610616.2857 | 600767.636 | 591077.8354 | 581544.3219 | 572164.5748 | 562936.1139 | 553856.4992 | 544923.3298 | 536134.2439 | 527486.9173 | 518979.0638 | 510608.4338 | 502372.8139 | 494270.0266 | 486297.9293 | 478454.4144 | 470737.4077 | 463144.8688 | 455674.7903 | 448325.1969 | 441094.1454 | 433979.7237 | 426980.0507 | 420093.2757
F2_Commercial_Retail_Existing_Food Preparation_Natural Gas_Fryer_Baseline Forecast | F2 | Commercial | Retail | Existing | Food Preparation | Natural Gas | Fryer | Baseline Forecast | Usage (MMtherm) | 1.5501 | 1.4736 | 1.403 | 1.3372 | 1.2755 | 1.2174 | 1.1622 | 1.1097 | 1.0594 | 1.0169 | 0.98045 | 0.94887 | 0.92115 | 0.89652 | 0.87437 | 0.85421 | 0.83567 | 0.81844 | 0.80228 | 0.78702 | 0.7725 | 0.7586 | 0.74523 | 0.73232 | 0.71981 | 0.70764 | 0.69579
F3_Commercial_Retail_Existing_Food Preparation_Natural Gas_Fryer_Baseline Forecast | F3 | Commercial | Retail | Existing | Food Preparation | Natural Gas | Fryer | Baseline Forecast | Summer Peak Demand (MW) | 0 | 0 | 0 | 0 | 0 | 0 | 0 | 0 | 0 | 0 | 0 | 0 | 0 | 0 | 0 | 0 | 0 | 0 | 0 | 0 | 0 | 0 | 0 | 0 | 0 | 0 | 0
F4_Commercial_Retail_Existing_Food Preparation_Natural Gas_Fryer_Baseline Forecast | F4 | Commercial | Retail | Existing | Food Preparation | Natural Gas | Fryer | Baseline Forecast | Winter Peak Demand (MW) | 0 | 0 | 0 | 0 | 0 | 0 | 0 | 0 | 0 | 0 | 0 | 0 | 0 | 0 | 0 | 0 | 0 | 0 | 0 | 0 | 0 | 0 | 0 | 0 | 0 | 0 | 0
F5_Commercial_Retail_Existing_Food Preparation_Natural Gas_Fryer_Baseline Forecast | F5 | Commercial | Retail | Existing | Food Preparation | Natural Gas | Fryer | Baseline Forecast | Turnover | 0 | 67285.3965 | 61235.137 | 56339.5293 | 52354.8969 | 49089.4083 | 46392.0392 | 44143.8854 | 42251.3246 | 45071.4867 | 46228.7755 | 46279.984 | 45620.5714 | 44528.116 | 57472.2249 | 51934.507 | 47467.75 | 44623.762 | 42727.4546 | 41353.2458 | 40241.9044 | 39243.0921 | 41723.512 | 42360.1934 | 41846.1973 | 40791.6008 | 39534.3851
F6_Commercial_Retail_Existing_Food Preparation_Natural Gas_Fryer_Baseline Forecast | F6 | Commercial | Retail | Existing | Food Preparation | Natural Gas | Fryer | Baseline Forecast | Avg. Replacement Usage (kWh) | 2.4178 | 1.6521 | 1.6521 | 1.6521 | 1.6521 | 1.6521 | 1.6521 | 1.6521 | 1.6521 | 1.6521 | 1.6521 | 1.6521 | 1.6521 | 1.6521 | 1.6521 | 1.6521 | 1.6521 | 1.6521 | 1.6521 | 1.6521 | 1.6521 | 1.6521 | 1.6521 | 1.6521 | 1.6521 | 1.6521 | 1.6521
F7_Commercial_Retail_Existing_Food Preparation_Natural Gas_Fryer_Baseline Forecast | F7 | Commercial | Retail | Existing | Food Preparation | Natural Gas | Fryer | Baseline Forecast | Avg. Replacement Summer Demand (kW) | 0 | 0 | 0 | 0 | 0 | 0 | 0 | 0 | 0 | 0 | 0 | 0 | 0 | 0 | 0 | 0 | 0 | 0 | 0 | 0 | 0 | 0 | 0 | 0 | 0 | 0 | 0
F8_Commercial_Retail_Existing_Food Preparation_Natural Gas_Fryer_Baseline Forecast | F8 | Commercial | Retail | Existing | Food Preparation | Natural Gas | Fryer | Baseline Forecast | Avg. Replacement Winter Demand (kW) | 0 | 0 | 0 | 0 | 0 | 0 | 0 | 0 | 0 | 0 | 0 | 0 | 0 | 0 | 0 | 0 | 0 | 0 | 0 | 0 | 0 | 0 | 0 | 0 | 0 | 0 | 0
F1_Commercial_Retail_Existing_Food Preparation_Natural Gas_Broiler_Baseline Forecast | F1 | Commercial | Retail | Existing | Food Preparation | Natural Gas | Broiler | Baseline Forecast | Units | 0 | 0 | 0 | 0 | 0 | 0 | 0 | 0 | 0 | 0 | 0 | 0 | 0 | 0 | 0 | 0 | 0 | 0 | 0 | 0 | 0 | 0 | 0 | 0 | 0 | 0 | 0
F2_Commercial_Retail_Existing_Food Preparation_Natural Gas_Broiler_Baseline Forecast | F2 | Commercial | Retail | Existing | Food Preparation | Natural Gas | Broiler | Baseline Forecast | Usage (MMtherm) | 0 | 0 | 0 | 0 | 0 | 0 | 0 | 0 | 0 | 0 | 0 | 0 | 0 | 0 | 0 | 0 | 0 | 0 | 0 | 0 | 0 | 0 | 0 | 0 | 0 | 0 | 0
F3_Commercial_Retail_Existing_Food Preparation_Natural Gas_Broiler_Baseline Forecast | F3 | Commercial | Retail | Existing | Food Preparation | Natural Gas | Broiler | Baseline Forecast | Summer Peak Demand (MW) | 0 | 0 | 0 | 0 | 0 | 0 | 0 | 0 | 0 | 0 | 0 | 0 | 0 | 0 | 0 | 0 | 0 | 0 | 0 | 0 | 0 | 0 | 0 | 0 | 0 | 0 | 0
F4_Commercial_Retail_Existing_Food Preparation_Natural Gas_Broiler_Baseline Forecast | F4 | Commercial | Retail | Existing | Food Preparation | Natural Gas | Broiler | Baseline Forecast | Winter Peak Demand (MW) | 0 | 0 | 0 | 0 | 0 | 0 | 0 | 0 | 0 | 0 | 0 | 0 | 0 | 0 | 0 | 0 | 0 | 0 | 0 | 0 | 0 | 0 | 0 | 0 | 0 | 0 | 0
F5_Commercial_Retail_Existing_Food Preparation_Natural Gas_Broiler_Baseline Forecast | F5 | Commercial | Retail | Existing | Food Preparation | Natural Gas | Broiler | Baseline Forecast | Turnover | 0 | 0 | 0 | 0 | 0 | 0 | 0 | 0 | 0 | 0 | 0 | 0 | 0 | 0 | 0 | 0 | 0 | 0 | 0 | 0 | 0 | 0 | 0 | 0 | 0 | 0 | 0
F6_Commercial_Retail_Existing_Food Preparation_Natural Gas_Broiler_Baseline Forecast | F6 | Commercial | Retail | Existing | Food Preparation | Natural Gas | Broiler | Baseline Forecast | Avg. Replacement Usage (kWh) | 2.5837 | 2.5837 | 2.5837 | 2.5837 | 2.5837 | 2.5837 | 2.5837 | 2.5837 | 2.5837 | 2.5837 | 2.5837 | 2.5837 | 2.5837 | 2.5837 | 2.5837 | 2.5837 | 2.5837 | 2.5837 | 2.5837 | 2.5837 | 2.5837 | 2.5837 | 2.5837 | 2.5837 | 2.5837 | 2.5837 | 2.5837
F7_Commercial_Retail_Existing_Food Preparation_Natural Gas_Broiler_Baseline Forecast | F7 | Commercial | Retail | Existing | Food Preparation | Natural Gas | Broiler | Baseline Forecast | Avg. Replacement Summer Demand (kW) | 0 | 0 | 0 | 0 | 0 | 0 | 0 | 0 | 0 | 0 | 0 | 0 | 0 | 0 | 0 | 0 | 0 | 0 | 0 | 0 | 0 | 0 | 0 | 0 | 0 | 0 | 0
F8_Commercial_Retail_Existing_Food Preparation_Natural Gas_Broiler_Baseline Forecast | F8 | Commercial | Retail | Existing | Food Preparation | Natural Gas | Broiler | Baseline Forecast | Avg. Replacement Winter Demand (kW) | 0 | 0 | 0 | 0 | 0 | 0 | 0 | 0 | 0 | 0 | 0 | 0 | 0 | 0 | 0 | 0 | 0 | 0 | 0 | 0 | 0 | 0 | 0 | 0 | 0 | 0 | 0
F1_Commercial_Retail_Existing_Food Preparation_Natural Gas_Griddle_Baseline Forecast | F1 | Commercial | Retail | Existing | Food Preparation | Natural Gas | Griddle | Baseline Forecast | Units | 0 | 0 | 0 | 0 | 0 | 0 | 0 | 0 | 0 | 0 | 0 | 0 | 0 | 0 | 0 | 0 | 0 | 0 | 0 | 0 | 0 | 0 | 0 | 0 | 0 | 0 | 0
F2_Commercial_Retail_Existing_Food Preparation_Natural Gas_Griddle_Baseline Forecast | F2 | Commercial | Retail | Existing | Food Preparation | Natural Gas | Griddle | Baseline Forecast | Usage (MMtherm) | 0 | 0 | 0 | 0 | 0 | 0 | 0 | 0 | 0 | 0 | 0 | 0 | 0 | 0 | 0 | 0 | 0 | 0 | 0 | 0 | 0 | 0 | 0 | 0 | 0 | 0 | 0
F3_Commercial_Retail_Existing_Food Preparation_Natural Gas_Griddle_Baseline Forecast | F3 | Commercial | Retail | Existing | Food Preparation | Natural Gas | Griddle | Baseline Forecast | Summer Peak Demand (MW) | 0 | 0 | 0 | 0 | 0 | 0 | 0 | 0 | 0 | 0 | 0 | 0 | 0 | 0 | 0 | 0 | 0 | 0 | 0 | 0 | 0 | 0 | 0 | 0 | 0 | 0 | 0
F4_Commercial_Retail_Existing_Food Preparation_Natural Gas_Griddle_Baseline Forecast | F4 | Commercial | Retail | Existing | Food Preparation | Natural Gas | Griddle | Baseline Forecast | Winter Peak Demand (MW) | 0 | 0 | 0 | 0 | 0 | 0 | 0 | 0 | 0 | 0 | 0 | 0 | 0 | 0 | 0 | 0 | 0 | 0 | 0 | 0 | 0 | 0 | 0 | 0 | 0 | 0 | 0
F5_Commercial_Retail_Existing_Food Preparation_Natural Gas_Griddle_Baseline Forecast | F5 | Commercial | Retail | Existing | Food Preparation | Natural Gas | Griddle | Baseline Forecast | Turnover | 0 | 0 | 0 | 0 | 0 | 0 | 0 | 0 | 0 | 0 | 0 | 0 | 0 | 0 | 0 | 0 | 0 | 0 | 0 | 0 | 0 | 0 | 0 | 0 | 0 | 0 | 0
F6_Commercial_Retail_Existing_Food Preparation_Natural Gas_Griddle_Baseline Forecast | F6 | Commercial | Retail | Existing | Food Preparation | Natural Gas | Griddle | Baseline Forecast | Avg. Replacement Usage (kWh) | 1.8008 | 1.8008 | 1.8008 | 1.8008 | 1.8008 | 1.8008 | 1.8008 | 1.8008 | 1.8008 | 1.8008 | 1.8008 | 1.8008 | 1.8008 | 1.8008 | 1.8008 | 1.8008 | 1.8008 | 1.8008 | 1.8008 | 1.8008 | 1.8008 | 1.8008 | 1.8008 | 1.8008 | 1.8008 | 1.8008 | 1.8008
F7_Commercial_Retail_Existing_Food Preparation_Natural Gas_Griddle_Baseline Forecast | F7 | Commercial | Retail | Existing | Food Preparation | Natural Gas | Griddle | Baseline Forecast | Avg. Replacement Summer Demand (kW) | 0 | 0 | 0 | 0 | 0 | 0 | 0 | 0 | 0 | 0 | 0 | 0 | 0 | 0 | 0 | 0 | 0 | 0 | 0 | 0 | 0 | 0 | 0 | 0 | 0 | 0 | 0
F8_Commercial_Retail_Existing_Food Preparation_Natural Gas_Griddle_Baseline Forecast | F8 | Commercial | Retail | Existing | Food Preparation | Natural Gas | Griddle | Baseline Forecast | Avg. Replacement Winter Demand (kW) | 0 | 0 | 0 | 0 | 0 | 0 | 0 | 0 | 0 | 0 | 0 | 0 | 0 | 0 | 0 | 0 | 0 | 0 | 0 | 0 | 0 | 0 | 0 | 0 | 0 | 0 | 0
F1_Commercial_Retail_Existing_Food Preparation_Natural Gas_Range_Baseline Forecast | F1 | Commercial | Retail | Existing | Food Preparation | Natural Gas | Range | Baseline Forecast | Units | 0 | 0 | 0 | 0 | 0 | 0 | 0 | 0 | 0 | 0 | 0 | 0 | 0 | 0 | 0 | 0 | 0 | 0 | 0 | 0 | 0 | 0 | 0 | 0 | 0 | 0 | 0
F2_Commercial_Retail_Existing_Food Preparation_Natural Gas_Range_Baseline Forecast | F2 | Commercial | Retail | Existing | Food Preparation | Natural Gas | Range | Baseline Forecast | Usage (MMtherm) | 0 | 0 | 0 | 0 | 0 | 0 | 0 | 0 | 0 | 0 | 0 | 0 | 0 | 0 | 0 | 0 | 0 | 0 | 0 | 0 | 0 | 0 | 0 | 0 | 0 | 0 | 0
F3_Commercial_Retail_Existing_Food Preparation_Natural Gas_Range_Baseline Forecast | F3 | Commercial | Retail | Existing | Food Preparation | Natural Gas | Range | Baseline Forecast | Summer Peak Demand (MW) | 0 | 0 | 0 | 0 | 0 | 0 | 0 | 0 | 0 | 0 | 0 | 0 | 0 | 0 | 0 | 0 | 0 | 0 | 0 | 0 | 0 | 0 | 0 | 0 | 0 | 0 | 0
F4_Commercial_Retail_Existing_Food Preparation_Natural Gas_Range_Baseline Forecast | F4 | Commercial | Retail | Existing | Food Preparation | Natural Gas | Range | Baseline Forecast | Winter Peak Demand (MW) | 0 | 0 | 0 | 0 | 0 | 0 | 0 | 0 | 0 | 0 | 0 | 0 | 0 | 0 | 0 | 0 | 0 | 0 | 0 | 0 | 0 | 0 | 0 | 0 | 0 | 0 | 0
F5_Commercial_Retail_Existing_Food Preparation_Natural Gas_Range_Baseline Forecast | F5 | Commercial | Retail | Existing | Food Preparation | Natural Gas | Range | Baseline Forecast | Turnover | 0 | 0 | 0 | 0 | 0 | 0 | 0 | 0 | 0 | 0 | 0 | 0 | 0 | 0 | 0 | 0 | 0 | 0 | 0 | 0 | 0 | 0 | 0 | 0 | 0 | 0 | 0
F6_Commercial_Retail_Existing_Food Preparation_Natural Gas_Range_Baseline Forecast | F6 | Commercial | Retail | Existing | Food Preparation | Natural Gas | Range | Baseline Forecast | Avg. Replacement Usage (kWh) | 1.779 | 1.779 | 1.779 | 1.779 | 1.779 | 1.779 | 1.779 | 1.779 | 1.779 | 1.779 | 1.779 | 1.779 | 1.779 | 1.779 | 1.779 | 1.779 | 1.779 | 1.779 | 1.779 | 1.779 | 1.779 | 1.779 | 1.779 | 1.779 | 1.779 | 1.779 | 1.779
F7_Commercial_Retail_Existing_Food Preparation_Natural Gas_Range_Baseline Forecast | F7 | Commercial | Retail | Existing | Food Preparation | Natural Gas | Range | Baseline Forecast | Avg. Replacement Summer Demand (kW) | 0 | 0 | 0 | 0 | 0 | 0 | 0 | 0 | 0 | 0 | 0 | 0 | 0 | 0 | 0 | 0 | 0 | 0 | 0 | 0 | 0 | 0 | 0 | 0 | 0 | 0 | 0
F8_Commercial_Retail_Existing_Food Preparation_Natural Gas_Range_Baseline Forecast | F8 | Commercial | Retail | Existing | Food Preparation | Natural Gas | Range | Baseline Forecast | Avg. Replacement Winter Demand (kW) | 0 | 0 | 0 | 0 | 0 | 0 | 0 | 0 | 0 | 0 | 0 | 0 | 0 | 0 | 0 | 0 | 0 | 0 | 0 | 0 | 0 | 0 | 0 | 0 | 0 | 0 | 0
F1_Commercial_Retail_Existing_Food Preparation_Natural Gas_Steamer_Baseline Forecast | F1 | Commercial | Retail | Existing | Food Preparation | Natural Gas | Steamer | Baseline Forecast | Units | 0 | 0 | 0 | 0 | 0 | 0 | 0 | 0 | 0 | 0 | 0 | 0 | 0 | 0 | 0 | 0 | 0 | 0 | 0 | 0 | 0 | 0 | 0 | 0 | 0 | 0 | 0
F2_Commercial_Retail_Existing_Food Preparation_Natural Gas_Steamer_Baseline Forecast | F2 | Commercial | Retail | Existing | Food Preparation | Natural Gas | Steamer | Baseline Forecast | Usage (MMtherm) | 0 | 0 | 0 | 0 | 0 | 0 | 0 | 0 | 0 | 0 | 0 | 0 | 0 | 0 | 0 | 0 | 0 | 0 | 0 | 0 | 0 | 0 | 0 | 0 | 0 | 0 | 0
F3_Commercial_Retail_Existing_Food Preparation_Natural Gas_Steamer_Baseline Forecast | F3 | Commercial | Retail | Existing | Food Preparation | Natural Gas | Steamer | Baseline Forecast | Summer Peak Demand (MW) | 0 | 0 | 0 | 0 | 0 | 0 | 0 | 0 | 0 | 0 | 0 | 0 | 0 | 0 | 0 | 0 | 0 | 0 | 0 | 0 | 0 | 0 | 0 | 0 | 0 | 0 | 0
F4_Commercial_Retail_Existing_Food Preparation_Natural Gas_Steamer_Baseline Forecast | F4 | Commercial | Retail | Existing | Food Preparation | Natural Gas | Steamer | Baseline Forecast | Winter Peak Demand (MW) | 0 | 0 | 0 | 0 | 0 | 0 | 0 | 0 | 0 | 0 | 0 | 0 | 0 | 0 | 0 | 0 | 0 | 0 | 0 | 0 | 0 | 0 | 0 | 0 | 0 | 0 | 0
F5_Commercial_Retail_Existing_Food Preparation_Natural Gas_Steamer_Baseline Forecast | F5 | Commercial | Retail | Existing | Food Preparation | Natural Gas | Steamer | Baseline Forecast | Turnover | 0 | 0 | 0 | 0 | 0 | 0 | 0 | 0 | 0 | 0 | 0 | 0 | 0 | 0 | 0 | 0 | 0 | 0 | 0 | 0 | 0 | 0 | 0 | 0 | 0 | 0 | 0
F6_Commercial_Retail_Existing_Food Preparation_Natural Gas_Steamer_Baseline Forecast | F6 | Commercial | Retail | Existing | Food Preparation | Natural Gas | Steamer | Baseline Forecast | Avg. Replacement Usage (kWh) | 2.0558 | 0.58085 | 0.58085 | 0.58085 | 0.58085 | 0.58085 | 0.58085 | 0.58085 | 0.58085 | 0.58085 | 0.58085 | 0.58085 | 0.58085 | 0.58085 | 0.58085 | 0.58085 | 0.58085 | 0.58085 | 0.58085 | 0.58085 | 0.58085 | 0.58085 | 0.58085 | 0.58085 | 0.58085 | 0.58085 | 0.58085
F7_Commercial_Retail_Existing_Food Preparation_Natural Gas_Steamer_Baseline Forecast | F7 | Commercial | Retail | Existing | Food Preparation | Natural Gas | Steamer | Baseline Forecast | Avg. Replacement Summer Demand (kW) | 0 | 0 | 0 | 0 | 0 | 0 | 0 | 0 | 0 | 0 | 0 | 0 | 0 | 0 | 0 | 0 | 0 | 0 | 0 | 0 | 0 | 0 | 0 | 0 | 0 | 0 | 0
F8_Commercial_Retail_Existing_Food Preparation_Natural Gas_Steamer_Baseline Forecast | F8 | Commercial | Retail | Existing | Food Preparation | Natural Gas | Steamer | Baseline Forecast | Avg. Replacement Winter Demand (kW) | 0 | 0 | 0 | 0 | 0 | 0 | 0 | 0 | 0 | 0 | 0 | 0 | 0 | 0 | 0 | 0 | 0 | 0 | 0 | 0 | 0 | 0 | 0 | 0 | 0 | 0 | 0
F1_Commercial_Retail_Existing_Food Preparation_Natural Gas_Commercial Food Prep Other_Baseline Forecast | F1 | Commercial | Retail | Existing | Food Preparation | Natural Gas | Commercial Food Prep Other | Baseline Forecast | Units | 0 | 0 | 0 | 0 | 0 | 0 | 0 | 0 | 0 | 0 | 0 | 0 | 0 | 0 | 0 | 0 | 0 | 0 | 0 | 0 | 0 | 0 | 0 | 0 | 0 | 0 | 0
F2_Commercial_Retail_Existing_Food Preparation_Natural Gas_Commercial Food Prep Other_Baseline Forecast | F2 | Commercial | Retail | Existing | Food Preparation | Natural Gas | Commercial Food Prep Other | Baseline Forecast | Usage (MMtherm) | 0 | 0 | 0 | 0 | 0 | 0 | 0 | 0 | 0 | 0 | 0 | 0 | 0 | 0 | 0 | 0 | 0 | 0 | 0 | 0 | 0 | 0 | 0 | 0 | 0 | 0 | 0
F3_Commercial_Retail_Existing_Food Preparation_Natural Gas_Commercial Food Prep Other_Baseline Forecast | F3 | Commercial | Retail | Existing | Food Preparation | Natural Gas | Commercial Food Prep Other | Baseline Forecast | Summer Peak Demand (MW) | 0 | 0 | 0 | 0 | 0 | 0 | 0 | 0 | 0 | 0 | 0 | 0 | 0 | 0 | 0 | 0 | 0 | 0 | 0 | 0 | 0 | 0 | 0 | 0 | 0 | 0 | 0
F4_Commercial_Retail_Existing_Food Preparation_Natural Gas_Commercial Food Prep Other_Baseline Forecast | F4 | Commercial | Retail | Existing | Food Preparation | Natural Gas | Commercial Food Prep Other | Baseline Forecast | Winter Peak Demand (MW) | 0 | 0 | 0 | 0 | 0 | 0 | 0 | 0 | 0 | 0 | 0 | 0 | 0 | 0 | 0 | 0 | 0 | 0 | 0 | 0 | 0 | 0 | 0 | 0 | 0 | 0 | 0
F5_Commercial_Retail_Existing_Food Preparation_Natural Gas_Commercial Food Prep Other_Baseline Forecast | F5 | Commercial | Retail | Existing | Food Preparation | Natural Gas | Commercial Food Prep Other | Baseline Forecast | Turnover | 0 | 0 | 0 | 0 | 0 | 0 | 0 | 0 | 0 | 0 | 0 | 0 | 0 | 0 | 0 | 0 | 0 | 0 | 0 | 0 | 0 | 0 | 0 | 0 | 0 | 0 | 0
F6_Commercial_Retail_Existing_Food Preparation_Natural Gas_Commercial Food Prep Other_Baseline Forecast | F6 | Commercial | Retail | Existing | Food Preparation | Natural Gas | Commercial Food Prep Other | Baseline Forecast | Avg. Replacement Usage (kWh) | 0.74245 | 0.74245 | 0.74245 | 0.74245 | 0.74245 | 0.74245 | 0.74245 | 0.74245 | 0.74245 | 0.74245 | 0.74245 | 0.74245 | 0.74245 | 0.74245 | 0.74245 | 0.74245 | 0.74245 | 0.74245 | 0.74245 | 0.74245 | 0.74245 | 0.74245 | 0.74245 | 0.74245 | 0.74245 | 0.74245 | 0.74245
F7_Commercial_Retail_Existing_Food Preparation_Natural Gas_Commercial Food Prep Other_Baseline Forecast | F7 | Commercial | Retail | Existing | Food Preparation | Natural Gas | Commercial Food Prep Other | Baseline Forecast | Avg. Replacement Summer Demand (kW) | 0 | 0 | 0 | 0 | 0 | 0 | 0 | 0 | 0 | 0 | 0 | 0 | 0 | 0 | 0 | 0 | 0 | 0 | 0 | 0 | 0 | 0 | 0 | 0 | 0 | 0 | 0
F8_Commercial_Retail_Existing_Food Preparation_Natural Gas_Commercial Food Prep Other_Baseline Forecast | F8 | Commercial | Retail | Existing | Food Preparation | Natural Gas | Commercial Food Prep Other | Baseline Forecast | Avg. Replacement Winter Demand (kW) | 0 | 0 | 0 | 0 | 0 | 0 | 0 | 0 | 0 | 0 | 0 | 0 | 0 | 0 | 0 | 0 | 0 | 0 | 0 | 0 | 0 | 0 | 0 | 0 | 0 | 0 | 0
F1_Commercial_Retail_Existing_Miscellaneous_Natural Gas_Pool Heater_Baseline Forecast | F1 | Commercial | Retail | Existing | Miscellaneous | Natural Gas | Pool Heater | Baseline Forecast | Units | 0 | 0 | 0 | 0 | 0 | 0 | 0 | 0 | 0 | 0 | 0 | 0 | 0 | 0 | 0 | 0 | 0 | 0 | 0 | 0 | 0 | 0 | 0 | 0 | 0 | 0 | 0
F2_Commercial_Retail_Existing_Miscellaneous_Natural Gas_Pool Heater_Baseline Forecast | F2 | Commercial | Retail | Existing | Miscellaneous | Natural Gas | Pool Heater | Baseline Forecast | Usage (MMtherm) | 0 | 0 | 0 | 0 | 0 | 0 | 0 | 0 | 0 | 0 | 0 | 0 | 0 | 0 | 0 | 0 | 0 | 0 | 0 | 0 | 0 | 0 | 0 | 0 | 0 | 0 | 0
F3_Commercial_Retail_Existing_Miscellaneous_Natural Gas_Pool Heater_Baseline Forecast | F3 | Commercial | Retail | Existing | Miscellaneous | Natural Gas | Pool Heater | Baseline Forecast | Summer Peak Demand (MW) | 0 | 0 | 0 | 0 | 0 | 0 | 0 | 0 | 0 | 0 | 0 | 0 | 0 | 0 | 0 | 0 | 0 | 0 | 0 | 0 | 0 | 0 | 0 | 0 | 0 | 0 | 0
F4_Commercial_Retail_Existing_Miscellaneous_Natural Gas_Pool Heater_Baseline Forecast | F4 | Commercial | Retail | Existing | Miscellaneous | Natural Gas | Pool Heater | Baseline Forecast | Winter Peak Demand (MW) | 0 | 0 | 0 | 0 | 0 | 0 | 0 | 0 | 0 | 0 | 0 | 0 | 0 | 0 | 0 | 0 | 0 | 0 | 0 | 0 | 0 | 0 | 0 | 0 | 0 | 0 | 0
F5_Commercial_Retail_Existing_Miscellaneous_Natural Gas_Pool Heater_Baseline Forecast | F5 | Commercial | Retail | Existing | Miscellaneous | Natural Gas | Pool Heater | Baseline Forecast | Turnover | 0 | 0 | 0 | 0 | 0 | 0 | 0 | 0 | 0 | 0 | 0 | 0 | 0 | 0 | 0 | 0 | 0 | 0 | 0 | 0 | 0 | 0 | 0 | 0 | 0 | 0 | 0
F6_Commercial_Retail_Existing_Miscellaneous_Natural Gas_Pool Heater_Baseline Forecast | F6 | Commercial | Retail | Existing | Miscellaneous | Natural Gas | Pool Heater | Baseline Forecast | Avg. Replacement Usage (kWh) | 0.01 | 0.01 | 0.01 | 0.01 | 0.01 | 0.01 | 0.01 | 0.01 | 0.01 | 0.01 | 0.01 | 0.01 | 0.01 | 0.01 | 0.01 | 0.01 | 0.01 | 0.01 | 0.01 | 0.01 | 0.01 | 0.01 | 0.01 | 0.01 | 0.01 | 0.01 | 0.01
F7_Commercial_Retail_Existing_Miscellaneous_Natural Gas_Pool Heater_Baseline Forecast | F7 | Commercial | Retail | Existing | Miscellaneous | Natural Gas | Pool Heater | Baseline Forecast | Avg. Replacement Summer Demand (kW) | 0 | 0 | 0 | 0 | 0 | 0 | 0 | 0 | 0 | 0 | 0 | 0 | 0 | 0 | 0 | 0 | 0 | 0 | 0 | 0 | 0 | 0 | 0 | 0 | 0 | 0 | 0
F8_Commercial_Retail_Existing_Miscellaneous_Natural Gas_Pool Heater_Baseline Forecast | F8 | Commercial | Retail | Existing | Miscellaneous | Natural Gas | Pool Heater | Baseline Forecast | Avg. Replacement Winter Demand (kW) | 0 | 0 | 0 | 0 | 0 | 0 | 0 | 0 | 0 | 0 | 0 | 0 | 0 | 0 | 0 | 0 | 0 | 0 | 0 | 0 | 0 | 0 | 0 | 0 | 0 | 0 | 0
F1_Commercial_Retail_Existing_Miscellaneous_Natural Gas_Miscellaneous_Baseline Forecast | F1 | Commercial | Retail | Existing | Miscellaneous | Natural Gas | Miscellaneous | Baseline Forecast | Units | 19469332.8034 | 19155311.3066 | 18846354.6726 | 18542381.2101 | 18243310.5454 | 17949063.6012 | 17659562.5753 | 17374730.9209 | 17094493.3254 | 16818775.6911 | 16547505.1154 | 16280609.8717 | 16018019.3899 | 15759664.2384 | 15505476.1055 | 15255387.7812 | 15009333.1396 | 14767247.1212 | 14529065.716 | 14294725.9464 | 14064165.8505 | 13837324.4658 | 13614141.8132 | 13394558.8807 | 13178517.6084 | 12965960.8728 | 12756832.4716
F2_Commercial_Retail_Existing_Miscellaneous_Natural Gas_Miscellaneous_Baseline Forecast | F2 | Commercial | Retail | Existing | Miscellaneous | Natural Gas | Miscellaneous | Baseline Forecast | Usage (MMtherm) | 0.5199 | 0.51152 | 0.50327 | 0.49515 | 0.48716 | 0.47931 | 0.47158 | 0.46397 | 0.45649 | 0.44912 | 0.44188 | 0.43475 | 0.42774 | 0.42084 | 0.41405 | 0.40737 | 0.4008 | 0.39434 | 0.38798 | 0.38172 | 0.37556 | 0.36951 | 0.36355 | 0.35768 | 0.35191 | 0.34624 | 0.34065
F3_Commercial_Retail_Existing_Miscellaneous_Natural Gas_Miscellaneous_Baseline Forecast | F3 | Commercial | Retail | Existing | Miscellaneous | Natural Gas | Miscellaneous | Baseline Forecast | Summer Peak Demand (MW) | 0 | 0 | 0 | 0 | 0 | 0 | 0 | 0 | 0 | 0 | 0 | 0 | 0 | 0 | 0 | 0 | 0 | 0 | 0 | 0 | 0 | 0 | 0 | 0 | 0 | 0 | 0
F4_Commercial_Retail_Existing_Miscellaneous_Natural Gas_Miscellaneous_Baseline Forecast | F4 | Commercial | Retail | Existing | Miscellaneous | Natural Gas | Miscellaneous | Baseline Forecast | Winter Peak Demand (MW) | 0 | 0 | 0 | 0 | 0 | 0 | 0 | 0 | 0 | 0 | 0 | 0 | 0 | 0 | 0 | 0 | 0 | 0 | 0 | 0 | 0 | 0 | 0 | 0 | 0 | 0 | 0
F5_Commercial_Retail_Existing_Miscellaneous_Natural Gas_Miscellaneous_Baseline Forecast | F5 | Commercial | Retail | Existing | Miscellaneous | Natural Gas | Miscellaneous | Baseline Forecast | Turnover | 0 | 1641883.8263 | 1923097.4156 | 2151564.9334 | 2037840.8531 | 1980195.9737 | 1962667.2942 | 1932412.2467 | 1899054.7132 | 1868538.8309 | 1838687.8704 | 2215558.8647 | 2198841.1052 | 2168742.8879 | 2110810.7787 | 2073113.8401 | 2046932.1293 | 2013749.1652 | 1979747.3797 | 1948081.3469 | 1916904.858 | 1986585.2624 | 1945079.6532 | 1902455.2872 | 1868977.0194 | 1839876.6196 | 1812237.4232
F6_Commercial_Retail_Existing_Miscellaneous_Natural Gas_Miscellaneous_Baseline Forecast | F6 | Commercial | Retail | Existing | Miscellaneous | Natural Gas | Miscellaneous | Baseline Forecast | Avg. Replacement Usage (kWh) | 0.026704 | 0.026704 | 0.026704 | 0.026704 | 0.026704 | 0.026704 | 0.026704 | 0.026704 | 0.026704 | 0.026704 | 0.026704 | 0.026704 | 0.026704 | 0.026704 | 0.026704 | 0.026704 | 0.026704 | 0.026704 | 0.026704 | 0.026704 | 0.026704 | 0.026704 | 0.026704 | 0.026704 | 0.026704 | 0.026704 | 0.026704
F7_Commercial_Retail_Existing_Miscellaneous_Natural Gas_Miscellaneous_Baseline Forecast | F7 | Commercial | Retail | Existing | Miscellaneous | Natural Gas | Miscellaneous | Baseline Forecast | Avg. Replacement Summer Demand (kW) | 0 | 0 | 0 | 0 | 0 | 0 | 0 | 0 | 0 | 0 | 0 | 0 | 0 | 0 | 0 | 0 | 0 | 0 | 0 | 0 | 0 | 0 | 0 | 0 | 0 | 0 | 0
F8_Commercial_Retail_Existing_Miscellaneous_Natural Gas_Miscellaneous_Baseline Forecast | F8 | Commercial | Retail | Existing | Miscellaneous | Natural Gas | Miscellaneous | Baseline Forecast | Avg. Replacement Winter Demand (kW) | 0 | 0 | 0 | 0 | 0 | 0 | 0 | 0 | 0 | 0 | 0 | 0 | 0 | 0 | 0 | 0 | 0 | 0 | 0 | 0 | 0 | 0 | 0 | 0 | 0 | 0 | 0
F1_Commercial_Retail_New_Space Heating_Natural Gas_Furnace_Baseline Forecast | F1 | Commercial | Retail | New | Space Heating | Natural Gas | Furnace | Baseline Forecast | Units | 0 | 668717.1926 | 1167563.4303 | 1666605.1737 | 2162987.3794 | 2654341.0138 | 3149284.6041 | 3643872.2241 | 4138217.7888 | 4632434.9103 | 5126636.9241 | 5620936.9158 | 6115447.7476 | 6610282.0842 | 7105552.4195 | 7601371.1026 | 8097850.3633 | 8595102.3389 | 9093239.0992 | 9592372.6729 | 10092615.073 | 10594078.3227 | 11096874.4807 | 11601115.6669 | 12106914.088 | 12614382.0628 | 13123632.048
F2_Commercial_Retail_New_Space Heating_Natural Gas_Furnace_Baseline Forecast | F2 | Commercial | Retail | New | Space Heating | Natural Gas | Furnace | Baseline Forecast | Usage (MMtherm) | 0 | 0.36167 | 0.62902 | 0.868 | 1.1057 | 1.341 | 1.578 | 1.8149 | 2.0516 | 2.2883 | 2.525 | 2.7617 | 2.9985 | 3.2355 | 3.4726 | 3.7101 | 3.9478 | 4.186 | 4.4245 | 4.6605 | 4.8949 | 5.1303 | 5.3667 | 5.6041 | 5.8426 | 6.0822 | 6.3229
F3_Commercial_Retail_New_Space Heating_Natural Gas_Furnace_Baseline Forecast | F3 | Commercial | Retail | New | Space Heating | Natural Gas | Furnace | Baseline Forecast | Summer Peak Demand (MW) | 0 | 0 | 0 | 0 | 0 | 0 | 0 | 0 | 0 | 0 | 0 | 0 | 0 | 0 | 0 | 0 | 0 | 0 | 0 | 0 | 0 | 0 | 0 | 0 | 0 | 0 | 0
F4_Commercial_Retail_New_Space Heating_Natural Gas_Furnace_Baseline Forecast | F4 | Commercial | Retail | New | Space Heating | Natural Gas | Furnace | Baseline Forecast | Winter Peak Demand (MW) | 0 | 0 | 0 | 0 | 0 | 0 | 0 | 0 | 0 | 0 | 0 | 0 | 0 | 0 | 0 | 0 | 0 | 0 | 0 | 0 | 0 | 0 | 0 | 0 | 0 | 0 | 0
F5_Commercial_Retail_New_Space Heating_Natural Gas_Furnace_Baseline Forecast | F5 | Commercial | Retail | New | Space Heating | Natural Gas | Furnace | Baseline Forecast | Turnover | 0 | 668717.1926 | 498846.2377 | 499041.7435 | 496382.2057 | 491353.6344 | 494943.5903 | 494587.6199 | 494345.5647 | 494217.1215 | 494202.0138 | 494299.9917 | 494510.8317 | 494834.3366 | 495270.3354 | 495818.683 | 496479.2607 | 497251.9755 | 498136.7603 | 550573.3578 | 586098.0653 | 619102.4593 | 649569.4442 | 677520.653 | 703821.282 | 728303.5096 | 751124.7529
F6_Commercial_Retail_New_Space Heating_Natural Gas_Furnace_Baseline Forecast | F6 | Commercial | Retail | New | Space Heating | Natural Gas | Furnace | Baseline Forecast | Avg. Replacement Usage (kWh) | 0.50273 | 0.54084 | 0.53875 | 0.47888 | 0.47888 | 0.47888 | 0.47888 | 0.47888 | 0.47888 | 0.47888 | 0.47888 | 0.47888 | 0.47888 | 0.47888 | 0.47888 | 0.47888 | 0.47888 | 0.47888 | 0.47888 | 0.47888 | 0.47888 | 0.47888 | 0.47888 | 0.47888 | 0.47888 | 0.47888 | 0.47888
F7_Commercial_Retail_New_Space Heating_Natural Gas_Furnace_Baseline Forecast | F7 | Commercial | Retail | New | Space Heating | Natural Gas | Furnace | Baseline Forecast | Avg. Replacement Summer Demand (kW) | 0 | 0 | 0 | 0 | 0 | 0 | 0 | 0 | 0 | 0 | 0 | 0 | 0 | 0 | 0 | 0 | 0 | 0 | 0 | 0 | 0 | 0 | 0 | 0 | 0 | 0 | 0
F8_Commercial_Retail_New_Space Heating_Natural Gas_Furnace_Baseline Forecast | F8 | Commercial | Retail | New | Space Heating | Natural Gas | Furnace | Baseline Forecast | Avg. Replacement Winter Demand (kW) | 0 | 0 | 0 | 0 | 0 | 0 | 0 | 0 | 0 | 0 | 0 | 0 | 0 | 0 | 0 | 0 | 0 | 0 | 0 | 0 | 0 | 0 | 0 | 0 | 0 | 0 | 0
F1_Commercial_Retail_New_Space Heating_Natural Gas_Boiler_Baseline Forecast | F1 | Commercial | Retail | New | Space Heating | Natural Gas | Boiler | Baseline Forecast | Units | 0 | 30547.3957 | 53334.9861 | 76131.5073 | 98806.5392 | 121251.863 | 143861.1781 | 166454.2322 | 189036.2292 | 211612.3588 | 234187.7982 | 256767.7134 | 279357.2598 | 301961.5842 | 324585.8252 | 347235.115 | 369914.5805 | 392629.344 | 415384.525 | 438185.241 | 461036.6089 | 483943.7459 | 506911.7709 | 529945.8057 | 553050.9759 | 576232.4122 | 599495.2519
F2_Commercial_Retail_New_Space Heating_Natural Gas_Boiler_Baseline Forecast | F2 | Commercial | Retail | New | Space Heating | Natural Gas | Boiler | Baseline Forecast | Usage (MMtherm) | 0 | 0.025418 | 0.044207 | 0.063102 | 0.081897 | 0.1005 | 0.11924 | 0.13797 | 0.15668 | 0.1754 | 0.19411 | 0.21282 | 0.23155 | 0.25028 | 0.26904 | 0.28781 | 0.30661 | 0.32543 | 0.3443 | 0.36319 | 0.38213 | 0.40112 | 0.42016 | 0.43925 | 0.4584 | 0.47762 | 0.4969
F3_Commercial_Retail_New_Space Heating_Natural Gas_Boiler_Baseline Forecast | F3 | Commercial | Retail | New | Space Heating | Natural Gas | Boiler | Baseline Forecast | Summer Peak Demand (MW) | 0 | 0 | 0 | 0 | 0 | 0 | 0 | 0 | 0 | 0 | 0 | 0 | 0 | 0 | 0 | 0 | 0 | 0 | 0 | 0 | 0 | 0 | 0 | 0 | 0 | 0 | 0
F4_Commercial_Retail_New_Space Heating_Natural Gas_Boiler_Baseline Forecast | F4 | Commercial | Retail | New | Space Heating | Natural Gas | Boiler | Baseline Forecast | Winter Peak Demand (MW) | 0 | 0 | 0 | 0 | 0 | 0 | 0 | 0 | 0 | 0 | 0 | 0 | 0 | 0 | 0 | 0 | 0 | 0 | 0 | 0 | 0 | 0 | 0 | 0 | 0 | 0 | 0
F5_Commercial_Retail_New_Space Heating_Natural Gas_Boiler_Baseline Forecast | F5 | Commercial | Retail | New | Space Heating | Natural Gas | Boiler | Baseline Forecast | Turnover | 0 | 30547.3957 | 22787.5903 | 22796.5212 | 22675.0319 | 22445.3238 | 22609.3151 | 22593.0542 | 22581.9969 | 22576.1296 | 22575.4395 | 22579.9151 | 22589.5464 | 22604.3243 | 22624.241 | 22649.2899 | 22679.4654 | 22714.7635 | 22755.181 | 22800.716 | 22851.3679 | 22907.137 | 25745.061 | 27630.2121 | 29355.9242 | 30925.3066 | 32343.2056
F6_Commercial_Retail_New_Space Heating_Natural Gas_Boiler_Baseline Forecast | F6 | Commercial | Retail | New | Space Heating | Natural Gas | Boiler | Baseline Forecast | Avg. Replacement Usage (kWh) | 0.77345 | 0.83209 | 0.82886 | 0.82886 | 0.82886 | 0.82886 | 0.82886 | 0.82886 | 0.82886 | 0.82886 | 0.82886 | 0.82886 | 0.82886 | 0.82886 | 0.82886 | 0.82886 | 0.82886 | 0.82886 | 0.82886 | 0.82886 | 0.82886 | 0.82886 | 0.82886 | 0.82886 | 0.82886 | 0.82886 | 0.82886
F7_Commercial_Retail_New_Space Heating_Natural Gas_Boiler_Baseline Forecast | F7 | Commercial | Retail | New | Space Heating | Natural Gas | Boiler | Baseline Forecast | Avg. Replacement Summer Demand (kW) | 0 | 0 | 0 | 0 | 0 | 0 | 0 | 0 | 0 | 0 | 0 | 0 | 0 | 0 | 0 | 0 | 0 | 0 | 0 | 0 | 0 | 0 | 0 | 0 | 0 | 0 | 0
F8_Commercial_Retail_New_Space Heating_Natural Gas_Boiler_Baseline Forecast | F8 | Commercial | Retail | New | Space Heating | Natural Gas | Boiler | Baseline Forecast | Avg. Replacement Winter Demand (kW) | 0 | 0 | 0 | 0 | 0 | 0 | 0 | 0 | 0 | 0 | 0 | 0 | 0 | 0 | 0 | 0 | 0 | 0 | 0 | 0 | 0 | 0 | 0 | 0 | 0 | 0 | 0
F1_Commercial_Retail_New_Space Heating_Natural Gas_Unit Heater_Baseline Forecast | F1 | Commercial | Retail | New | Space Heating | Natural Gas | Unit Heater | Baseline Forecast | Units | 0 | 61559.045 | 107480.5471 | 153420.0466 | 199114.7212 | 244346.4885 | 289908.7308 | 335438.204 | 380945.3948 | 426440.7617 | 471934.7378 | 517437.7333 | 562960.1378 | 608512.3227 | 654104.6436 | 699747.4429 | 745451.0519 | 791225.7936 | 837081.9844 | 883029.9374 | 929079.9638 | 975242.3761 | 1021527.4898 | 1067945.6262 | 1114507.1145 | 1161222.2943 | 1208101.5178
F2_Commercial_Retail_New_Space Heating_Natural Gas_Unit Heater_Baseline Forecast | F2 | Commercial | Retail | New | Space Heating | Natural Gas | Unit Heater | Baseline Forecast | Usage (MMtherm) | 0 | 0.017074 | 0.029695 | 0.042387 | 0.055011 | 0.067508 | 0.080096 | 0.092675 | 0.10525 | 0.11782 | 0.13039 | 0.14296 | 0.15553 | 0.16812 | 0.18072 | 0.19333 | 0.20595 | 0.2186 | 0.23127 | 0.24396 | 0.25669 | 0.26944 | 0.28223 | 0.29505 | 0.30792 | 0.32082 | 0.33377
F3_Commercial_Retail_New_Space Heating_Natural Gas_Unit Heater_Baseline Forecast | F3 | Commercial | Retail | New | Space Heating | Natural Gas | Unit Heater | Baseline Forecast | Summer Peak Demand (MW) | 0 | 0 | 0 | 0 | 0 | 0 | 0 | 0 | 0 | 0 | 0 | 0 | 0 | 0 | 0 | 0 | 0 | 0 | 0 | 0 | 0 | 0 | 0 | 0 | 0 | 0 | 0
F4_Commercial_Retail_New_Space Heating_Natural Gas_Unit Heater_Baseline Forecast | F4 | Commercial | Retail | New | Space Heating | Natural Gas | Unit Heater | Baseline Forecast | Winter Peak Demand (MW) | 0 | 0 | 0 | 0 | 0 | 0 | 0 | 0 | 0 | 0 | 0 | 0 | 0 | 0 | 0 | 0 | 0 | 0 | 0 | 0 | 0 | 0 | 0 | 0 | 0 | 0 | 0
F5_Commercial_Retail_New_Space Heating_Natural Gas_Unit Heater_Baseline Forecast | F5 | Commercial | Retail | New | Space Heating | Natural Gas | Unit Heater | Baseline Forecast | Turnover | 0 | 61559.045 | 45921.5021 | 45939.4995 | 45694.6746 | 45231.7673 | 45562.2423 | 45529.4733 | 45507.1908 | 45495.3669 | 45493.9761 | 45502.9955 | 45522.4045 | 45552.1849 | 45592.3209 | 45642.7993 | 45703.6091 | 51371.0185 | 55118.3973 | 58544.4587 | 61655.4567 | 64461.1458 | 67062.3481 | 69445.5743 | 71632.5401 | 73642.9875 | 75494.8647
F6_Commercial_Retail_New_Space Heating_Natural Gas_Unit Heater_Baseline Forecast | F6 | Commercial | Retail | New | Space Heating | Natural Gas | Unit Heater | Baseline Forecast | Avg. Replacement Usage (kWh) | 0.25781 | 0.27736 | 0.27628 | 0.27628 | 0.27628 | 0.27628 | 0.27628 | 0.27628 | 0.27628 | 0.27628 | 0.27628 | 0.27628 | 0.27628 | 0.27628 | 0.27628 | 0.27628 | 0.27628 | 0.27628 | 0.27628 | 0.27628 | 0.27628 | 0.27628 | 0.27628 | 0.27628 | 0.27628 | 0.27628 | 0.27628
F7_Commercial_Retail_New_Space Heating_Natural Gas_Unit Heater_Baseline Forecast | F7 | Commercial | Retail | New | Space Heating | Natural Gas | Unit Heater | Baseline Forecast | Avg. Replacement Summer Demand (kW) | 0 | 0 | 0 | 0 | 0 | 0 | 0 | 0 | 0 | 0 | 0 | 0 | 0 | 0 | 0 | 0 | 0 | 0 | 0 | 0 | 0 | 0 | 0 | 0 | 0 | 0 | 0
F8_Commercial_Retail_New_Space Heating_Natural Gas_Unit Heater_Baseline Forecast | F8 | Commercial | Retail | New | Space Heating | Natural Gas | Unit Heater | Baseline Forecast | Avg. Replacement Winter Demand (kW) | 0 | 0 | 0 | 0 | 0 | 0 | 0 | 0 | 0 | 0 | 0 | 0 | 0 | 0 | 0 | 0 | 0 | 0 | 0 | 0 | 0 | 0 | 0 | 0 | 0 | 0 | 0
F1_Commercial_Retail_New_Water Heating_Natural Gas_Water Heater_Baseline Forecast | F1 | Commercial | Retail | New | Water Heating | Natural Gas | Water Heater | Baseline Forecast | Units | 0 | 340396.8002 | 594324.2677 | 848351.2533 | 1101024.4556 | 1351137.9667 | 1603078.8713 | 1854838.5766 | 2106475.0685 | 2358046.1791 | 2609609.5994 | 2861222.8933 | 3112943.5111 | 3364828.8023 | 3616936.0299 | 3869322.3825 | 4122044.9888 | 4375160.9297 | 4628727.2522 | 4882800.9821 | 5137439.1374 | 5392698.7413 | 5648636.8347 | 5905310.4903 | 6162776.8243 | 6421093.0106 | 6680316.2927
F2_Commercial_Retail_New_Water Heating_Natural Gas_Water Heater_Baseline Forecast | F2 | Commercial | Retail | New | Water Heating | Natural Gas | Water Heater | Baseline Forecast | Usage (MMtherm) | 0 | 0.084907 | 0.14824 | 0.21161 | 0.27463 | 0.33702 | 0.39986 | 0.46266 | 0.52543 | 0.58818 | 0.65093 | 0.71369 | 0.77647 | 0.8393 | 0.90219 | 0.96514 | 1.0282 | 1.0913 | 1.1546 | 1.2179 | 1.2815 | 1.3451 | 1.409 | 1.473 | 1.5372 | 1.6016 | 1.6663
F3_Commercial_Retail_New_Water Heating_Natural Gas_Water Heater_Baseline Forecast | F3 | Commercial | Retail | New | Water Heating | Natural Gas | Water Heater | Baseline Forecast | Summer Peak Demand (MW) | 0 | 0 | 0 | 0 | 0 | 0 | 0 | 0 | 0 | 0 | 0 | 0 | 0 | 0 | 0 | 0 | 0 | 0 | 0 | 0 | 0 | 0 | 0 | 0 | 0 | 0 | 0
F4_Commercial_Retail_New_Water Heating_Natural Gas_Water Heater_Baseline Forecast | F4 | Commercial | Retail | New | Water Heating | Natural Gas | Water Heater | Baseline Forecast | Winter Peak Demand (MW) | 0 | 0 | 0 | 0 | 0 | 0 | 0 | 0 | 0 | 0 | 0 | 0 | 0 | 0 | 0 | 0 | 0 | 0 | 0 | 0 | 0 | 0 | 0 | 0 | 0 | 0 | 0
F5_Commercial_Retail_New_Water Heating_Natural Gas_Water Heater_Baseline Forecast | F5 | Commercial | Retail | New | Water Heating | Natural Gas | Water Heater | Baseline Forecast | Turnover | 0 | 340396.8002 | 253927.4674 | 254026.9856 | 252673.2023 | 250113.5111 | 251940.9046 | 251759.7052 | 251636.4919 | 251571.1106 | 319642.7803 | 356862.2755 | 386725.2001 | 410423.5976 | 428960.5748 | 533490.1902 | 505290.2006 | 505523.4028 | 505451.628 | 518839.5227 | 538302.2849 | 559488.4471 | 581373.5881 | 602797.0268 | 658907.6489 | 690284.1456 | 713730.7167
F6_Commercial_Retail_New_Water Heating_Natural Gas_Water Heater_Baseline Forecast | F6 | Commercial | Retail | New | Water Heating | Natural Gas | Water Heater | Baseline Forecast | Avg. Replacement Usage (kWh) | 0.24943 | 0.24943 | 0.24943 | 0.24943 | 0.24943 | 0.24943 | 0.24943 | 0.24943 | 0.24943 | 0.24943 | 0.24943 | 0.24943 | 0.24943 | 0.24943 | 0.24943 | 0.24943 | 0.24943 | 0.24943 | 0.24943 | 0.24943 | 0.24943 | 0.24943 | 0.24943 | 0.24943 | 0.24943 | 0.24943 | 0.24943
F7_Commercial_Retail_New_Water Heating_Natural Gas_Water Heater_Baseline Forecast | F7 | Commercial | Retail | New | Water Heating | Natural Gas | Water Heater | Baseline Forecast | Avg. Replacement Summer Demand (kW) | 0 | 0 | 0 | 0 | 0 | 0 | 0 | 0 | 0 | 0 | 0 | 0 | 0 | 0 | 0 | 0 | 0 | 0 | 0 | 0 | 0 | 0 | 0 | 0 | 0 | 0 | 0
F8_Commercial_Retail_New_Water Heating_Natural Gas_Water Heater_Baseline Forecast | F8 | Commercial | Retail | New | Water Heating | Natural Gas | Water Heater | Baseline Forecast | Avg. Replacement Winter Demand (kW) | 0 | 0 | 0 | 0 | 0 | 0 | 0 | 0 | 0 | 0 | 0 | 0 | 0 | 0 | 0 | 0 | 0 | 0 | 0 | 0 | 0 | 0 | 0 | 0 | 0 | 0 | 0
F1_Commercial_Retail_New_Food Preparation_Natural Gas_Oven_Baseline Forecast | F1 | Commercial | Retail | New | Food Preparation | Natural Gas | Oven | Baseline Forecast | Units | 0 | 13100.0793 | 22872.4096 | 32648.5698 | 42372.63 | 51998.1812 | 61694.0591 | 71382.9637 | 81067.1264 | 90748.7729 | 100430.1234 | 110113.3934 | 119800.7936 | 129494.5313 | 139196.8101 | 148909.831 | 158635.7926 | 168376.8915 | 178135.3232 | 187913.2823 | 197712.9632 | 207536.5604 | 217386.2691 | 227264.2857 | 237172.8083 | 247114.0372 | 257090.1755
F2_Commercial_Retail_New_Food Preparation_Natural Gas_Oven_Baseline Forecast | F2 | Commercial | Retail | New | Food Preparation | Natural Gas | Oven | Baseline Forecast | Usage (MMtherm) | 0 | 0.020443 | 0.035693 | 0.05095 | 0.066124 | 0.081145 | 0.096276 | 0.1114 | 0.12651 | 0.14162 | 0.15673 | 0.17184 | 0.18695 | 0.20208 | 0.21722 | 0.23238 | 0.24756 | 0.26276 | 0.27799 | 0.29325 | 0.30854 | 0.32387 | 0.33924 | 0.35466 | 0.37012 | 0.38563 | 0.4012
F3_Commercial_Retail_New_Food Preparation_Natural Gas_Oven_Baseline Forecast | F3 | Commercial | Retail | New | Food Preparation | Natural Gas | Oven | Baseline Forecast | Summer Peak Demand (MW) | 0 | 0 | 0 | 0 | 0 | 0 | 0 | 0 | 0 | 0 | 0 | 0 | 0 | 0 | 0 | 0 | 0 | 0 | 0 | 0 | 0 | 0 | 0 | 0 | 0 | 0 | 0
F4_Commercial_Retail_New_Food Preparation_Natural Gas_Oven_Baseline Forecast | F4 | Commercial | Retail | New | Food Preparation | Natural Gas | Oven | Baseline Forecast | Winter Peak Demand (MW) | 0 | 0 | 0 | 0 | 0 | 0 | 0 | 0 | 0 | 0 | 0 | 0 | 0 | 0 | 0 | 0 | 0 | 0 | 0 | 0 | 0 | 0 | 0 | 0 | 0 | 0 | 0
F5_Commercial_Retail_New_Food Preparation_Natural Gas_Oven_Baseline Forecast | F5 | Commercial | Retail | New | Food Preparation | Natural Gas | Oven | Baseline Forecast | Turnover | 0 | 13100.0793 | 9772.3303 | 9776.1602 | 9724.0602 | 9625.5512 | 9695.8779 | 9688.9045 | 9684.1627 | 9681.6465 | 9681.3506 | 9683.2699 | 12307.4161 | 13744.2164 | 14897.8939 | 15814.325 | 16532.115 | 20559.3045 | 19478.4276 | 19491.7924 | 19493.4191 | 19489.0343 | 19537.1481 | 20087.6233 | 20823.8082 | 21652.3766 | 22507.8438
F6_Commercial_Retail_New_Food Preparation_Natural Gas_Oven_Baseline Forecast | F6 | Commercial | Retail | New | Food Preparation | Natural Gas | Oven | Baseline Forecast | Avg. Replacement Usage (kWh) | 1.5605 | 1.5605 | 1.5605 | 1.5605 | 1.5605 | 1.5605 | 1.5605 | 1.5605 | 1.5605 | 1.5605 | 1.5605 | 1.5605 | 1.5605 | 1.5605 | 1.5605 | 1.5605 | 1.5605 | 1.5605 | 1.5605 | 1.5605 | 1.5605 | 1.5605 | 1.5605 | 1.5605 | 1.5605 | 1.5605 | 1.5605
F7_Commercial_Retail_New_Food Preparation_Natural Gas_Oven_Baseline Forecast | F7 | Commercial | Retail | New | Food Preparation | Natural Gas | Oven | Baseline Forecast | Avg. Replacement Summer Demand (kW) | 0 | 0 | 0 | 0 | 0 | 0 | 0 | 0 | 0 | 0 | 0 | 0 | 0 | 0 | 0 | 0 | 0 | 0 | 0 | 0 | 0 | 0 | 0 | 0 | 0 | 0 | 0
F8_Commercial_Retail_New_Food Preparation_Natural Gas_Oven_Baseline Forecast | F8 | Commercial | Retail | New | Food Preparation | Natural Gas | Oven | Baseline Forecast | Avg. Replacement Winter Demand (kW) | 0 | 0 | 0 | 0 | 0 | 0 | 0 | 0 | 0 | 0 | 0 | 0 | 0 | 0 | 0 | 0 | 0 | 0 | 0 | 0 | 0 | 0 | 0 | 0 | 0 | 0 | 0
F1_Commercial_Retail_New_Food Preparation_Natural Gas_Conveyor Oven_Baseline Forecast | F1 | Commercial | Retail | New | Food Preparation | Natural Gas | Conveyor Oven | Baseline Forecast | Units | 0 | 6550.0396 | 11436.2048 | 16324.2849 | 21186.315 | 25999.0906 | 30847.0296 | 35691.4818 | 40533.5632 | 45374.3864 | 50215.0617 | 55056.6967 | 59900.3968 | 64747.2657 | 69598.4051 | 74454.9155 | 79317.8963 | 84188.4457 | 89067.6616 | 93956.6412 | 98856.4816 | 103768.2802 | 108693.1345 | 113632.1428 | 118586.4041 | 123557.0186 | 128545.0878
F2_Commercial_Retail_New_Food Preparation_Natural Gas_Conveyor Oven_Baseline Forecast | F2 | Commercial | Retail | New | Food Preparation | Natural Gas | Conveyor Oven | Baseline Forecast | Usage (MMtherm) | 0 | 0.01749 | 0.030537 | 0.043589 | 0.056572 | 0.069423 | 0.082368 | 0.095303 | 0.10823 | 0.12116 | 0.13408 | 0.14701 | 0.15995 | 0.17289 | 0.18584 | 0.19881 | 0.21179 | 0.2248 | 0.23783 | 0.25088 | 0.26397 | 0.27708 | 0.29023 | 0.30342 | 0.31665 | 0.32992 | 0.34324
F3_Commercial_Retail_New_Food Preparation_Natural Gas_Conveyor Oven_Baseline Forecast | F3 | Commercial | Retail | New | Food Preparation | Natural Gas | Conveyor Oven | Baseline Forecast | Summer Peak Demand (MW) | 0 | 0 | 0 | 0 | 0 | 0 | 0 | 0 | 0 | 0 | 0 | 0 | 0 | 0 | 0 | 0 | 0 | 0 | 0 | 0 | 0 | 0 | 0 | 0 | 0 | 0 | 0
F4_Commercial_Retail_New_Food Preparation_Natural Gas_Conveyor Oven_Baseline Forecast | F4 | Commercial | Retail | New | Food Preparation | Natural Gas | Conveyor Oven | Baseline Forecast | Winter Peak Demand (MW) | 0 | 0 | 0 | 0 | 0 | 0 | 0 | 0 | 0 | 0 | 0 | 0 | 0 | 0 | 0 | 0 | 0 | 0 | 0 | 0 | 0 | 0 | 0 | 0 | 0 | 0 | 0
F5_Commercial_Retail_New_Food Preparation_Natural Gas_Conveyor Oven_Baseline Forecast | F5 | Commercial | Retail | New | Food Preparation | Natural Gas | Conveyor Oven | Baseline Forecast | Turnover | 0 | 6550.0396 | 4886.1651 | 4888.0801 | 4862.0301 | 4812.7756 | 4847.939 | 4844.4523 | 4842.0814 | 4840.8233 | 4840.6753 | 4841.635 | 4843.7001 | 4846.8688 | 4851.1394 | 4856.5104 | 4862.9808 | 6180.5574 | 6904.4552 | 7486.7871 | 7950.4925 | 8314.8753 | 10333.9571 | 9799.0063 | 9811.1779 | 9817.4836 | 9820.7877
F6_Commercial_Retail_New_Food Preparation_Natural Gas_Conveyor Oven_Baseline Forecast | F6 | Commercial | Retail | New | Food Preparation | Natural Gas | Conveyor Oven | Baseline Forecast | Avg. Replacement Usage (kWh) | 2.6702 | 2.6702 | 2.6702 | 2.6702 | 2.6702 | 2.6702 | 2.6702 | 2.6702 | 2.6702 | 2.6702 | 2.6702 | 2.6702 | 2.6702 | 2.6702 | 2.6702 | 2.6702 | 2.6702 | 2.6702 | 2.6702 | 2.6702 | 2.6702 | 2.6702 | 2.6702 | 2.6702 | 2.6702 | 2.6702 | 2.6702
F7_Commercial_Retail_New_Food Preparation_Natural Gas_Conveyor Oven_Baseline Forecast | F7 | Commercial | Retail | New | Food Preparation | Natural Gas | Conveyor Oven | Baseline Forecast | Avg. Replacement Summer Demand (kW) | 0 | 0 | 0 | 0 | 0 | 0 | 0 | 0 | 0 | 0 | 0 | 0 | 0 | 0 | 0 | 0 | 0 | 0 | 0 | 0 | 0 | 0 | 0 | 0 | 0 | 0 | 0
F8_Commercial_Retail_New_Food Preparation_Natural Gas_Conveyor Oven_Baseline Forecast | F8 | Commercial | Retail | New | Food Preparation | Natural Gas | Conveyor Oven | Baseline Forecast | Avg. Replacement Winter Demand (kW) | 0 | 0 | 0 | 0 | 0 | 0 | 0 | 0 | 0 | 0 | 0 | 0 | 0 | 0 | 0 | 0 | 0 | 0 | 0 | 0 | 0 | 0 | 0 | 0 | 0 | 0 | 0
F1_Commercial_Retail_New_Food Preparation_Natural Gas_Double Rack Oven_Baseline Forecast | F1 | Commercial | Retail | New | Food Preparation | Natural Gas | Double Rack Oven | Baseline Forecast | Units | 0 | 6550.0396 | 11436.2048 | 16324.2849 | 21186.315 | 25999.0906 | 30847.0296 | 35691.4818 | 40533.5632 | 45374.3864 | 50215.0617 | 55056.6967 | 59900.3968 | 64747.2657 | 69598.4051 | 74454.9155 | 79317.8963 | 84188.4457 | 89067.6616 | 93956.6412 | 98856.4816 | 103768.2802 | 108693.1345 | 113632.1428 | 118586.4041 | 123557.0186 | 128545.0878
F2_Commercial_Retail_New_Food Preparation_Natural Gas_Double Rack Oven_Baseline Forecast | F2 | Commercial | Retail | New | Food Preparation | Natural Gas | Double Rack Oven | Baseline Forecast | Usage (MMtherm) | 0 | 0.02657 | 0.046391 | 0.06622 | 0.085943 | 0.10547 | 0.12513 | 0.14478 | 0.16443 | 0.18406 | 0.2037 | 0.22334 | 0.24299 | 0.26265 | 0.28233 | 0.30203 | 0.32175 | 0.34151 | 0.3613 | 0.38114 | 0.40101 | 0.42094 | 0.44092 | 0.46095 | 0.48105 | 0.50121 | 0.52145
F3_Commercial_Retail_New_Food Preparation_Natural Gas_Double Rack Oven_Baseline Forecast | F3 | Commercial | Retail | New | Food Preparation | Natural Gas | Double Rack Oven | Baseline Forecast | Summer Peak Demand (MW) | 0 | 0 | 0 | 0 | 0 | 0 | 0 | 0 | 0 | 0 | 0 | 0 | 0 | 0 | 0 | 0 | 0 | 0 | 0 | 0 | 0 | 0 | 0 | 0 | 0 | 0 | 0
F4_Commercial_Retail_New_Food Preparation_Natural Gas_Double Rack Oven_Baseline Forecast | F4 | Commercial | Retail | New | Food Preparation | Natural Gas | Double Rack Oven | Baseline Forecast | Winter Peak Demand (MW) | 0 | 0 | 0 | 0 | 0 | 0 | 0 | 0 | 0 | 0 | 0 | 0 | 0 | 0 | 0 | 0 | 0 | 0 | 0 | 0 | 0 | 0 | 0 | 0 | 0 | 0 | 0
F5_Commercial_Retail_New_Food Preparation_Natural Gas_Double Rack Oven_Baseline Forecast | F5 | Commercial | Retail | New | Food Preparation | Natural Gas | Double Rack Oven | Baseline Forecast | Turnover | 0 | 6550.0396 | 4886.1651 | 4888.0801 | 4862.0301 | 4812.7756 | 4847.939 | 4844.4523 | 4842.0814 | 4840.8233 | 5568.4575 | 6031.4597 | 6444.4421 | 6809.9762 | 7130.8766 | 7421.6034 | 7681.3358 | 7913.763 | 8122.1638 | 10407.3769 | 9962.861 | 10128.9001 | 10310.92 | 10503.7741 | 10736.1708 | 10962.4976 | 11192.7644
F6_Commercial_Retail_New_Food Preparation_Natural Gas_Double Rack Oven_Baseline Forecast | F6 | Commercial | Retail | New | Food Preparation | Natural Gas | Double Rack Oven | Baseline Forecast | Avg. Replacement Usage (kWh) | 4.0565 | 4.0565 | 4.0565 | 4.0565 | 4.0565 | 4.0565 | 4.0565 | 4.0565 | 4.0565 | 4.0565 | 4.0565 | 4.0565 | 4.0565 | 4.0565 | 4.0565 | 4.0565 | 4.0565 | 4.0565 | 4.0565 | 4.0565 | 4.0565 | 4.0565 | 4.0565 | 4.0565 | 4.0565 | 4.0565 | 4.0565
F7_Commercial_Retail_New_Food Preparation_Natural Gas_Double Rack Oven_Baseline Forecast | F7 | Commercial | Retail | New | Food Preparation | Natural Gas | Double Rack Oven | Baseline Forecast | Avg. Replacement Summer Demand (kW) | 0 | 0 | 0 | 0 | 0 | 0 | 0 | 0 | 0 | 0 | 0 | 0 | 0 | 0 | 0 | 0 | 0 | 0 | 0 | 0 | 0 | 0 | 0 | 0 | 0 | 0 | 0
F8_Commercial_Retail_New_Food Preparation_Natural Gas_Double Rack Oven_Baseline Forecast | F8 | Commercial | Retail | New | Food Preparation | Natural Gas | Double Rack Oven | Baseline Forecast | Avg. Replacement Winter Demand (kW) | 0 | 0 | 0 | 0 | 0 | 0 | 0 | 0 | 0 | 0 | 0 | 0 | 0 | 0 | 0 | 0 | 0 | 0 | 0 | 0 | 0 | 0 | 0 | 0 | 0 | 0 | 0
F1_Commercial_Retail_New_Food Preparation_Natural Gas_Fryer_Baseline Forecast | F1 | Commercial | Retail | New | Food Preparation | Natural Gas | Fryer | Baseline Forecast | Units | 0 | 26200.1586 | 45744.8191 | 65297.1396 | 84745.26 | 103996.3624 | 123388.1183 | 142765.9273 | 162134.2527 | 181497.5458 | 200860.2469 | 220226.7868 | 239601.5873 | 258989.0626 | 278393.6203 | 297819.6621 | 317271.5851 | 336753.7829 | 356270.6463 | 375826.5646 | 395425.9265 | 415073.1208 | 434772.5382 | 454528.5714 | 474345.6166 | 494228.0745 | 514180.351
F2_Commercial_Retail_New_Food Preparation_Natural Gas_Fryer_Baseline Forecast | F2 | Commercial | Retail | New | Food Preparation | Natural Gas | Fryer | Baseline Forecast | Usage (MMtherm) | 0 | 0.043286 | 0.075577 | 0.10788 | 0.14001 | 0.17182 | 0.20386 | 0.23587 | 0.26787 | 0.29986 | 0.33185 | 0.36385 | 0.39586 | 0.42789 | 0.45995 | 0.49204 | 0.52418 | 0.55637 | 0.58861 | 0.62092 | 0.6533 | 0.68576 | 0.71831 | 0.75095 | 0.78369 | 0.81654 | 0.8495
F3_Commercial_Retail_New_Food Preparation_Natural Gas_Fryer_Baseline Forecast | F3 | Commercial | Retail | New | Food Preparation | Natural Gas | Fryer | Baseline Forecast | Summer Peak Demand (MW) | 0 | 0 | 0 | 0 | 0 | 0 | 0 | 0 | 0 | 0 | 0 | 0 | 0 | 0 | 0 | 0 | 0 | 0 | 0 | 0 | 0 | 0 | 0 | 0 | 0 | 0 | 0
F4_Commercial_Retail_New_Food Preparation_Natural Gas_Fryer_Baseline Forecast | F4 | Commercial | Retail | New | Food Preparation | Natural Gas | Fryer | Baseline Forecast | Winter Peak Demand (MW) | 0 | 0 | 0 | 0 | 0 | 0 | 0 | 0 | 0 | 0 | 0 | 0 | 0 | 0 | 0 | 0 | 0 | 0 | 0 | 0 | 0 | 0 | 0 | 0 | 0 | 0 | 0
F5_Commercial_Retail_New_Food Preparation_Natural Gas_Fryer_Baseline Forecast | F5 | Commercial | Retail | New | Food Preparation | Natural Gas | Fryer | Baseline Forecast | Turnover | 0 | 26200.1586 | 19544.6606 | 19552.3204 | 19448.1204 | 19251.1024 | 19391.7559 | 19377.8091 | 19368.3254 | 24603.3247 | 27463.6586 | 29757.7699 | 31577.4087 | 32999.7823 | 41040.9688 | 38866.0336 | 38879.5896 | 39917.6806 | 41306.3343 | 42975.9204 | 44647.1892 | 46282.9267 | 50588.5206 | 52990.3419 | 54781.7976 | 56314.8033 | 57732.2865
F6_Commercial_Retail_New_Food Preparation_Natural Gas_Fryer_Baseline Forecast | F6 | Commercial | Retail | New | Food Preparation | Natural Gas | Fryer | Baseline Forecast | Avg. Replacement Usage (kWh) | 2.4178 | 1.6521 | 1.6521 | 1.6521 | 1.6521 | 1.6521 | 1.6521 | 1.6521 | 1.6521 | 1.6521 | 1.6521 | 1.6521 | 1.6521 | 1.6521 | 1.6521 | 1.6521 | 1.6521 | 1.6521 | 1.6521 | 1.6521 | 1.6521 | 1.6521 | 1.6521 | 1.6521 | 1.6521 | 1.6521 | 1.6521
F7_Commercial_Retail_New_Food Preparation_Natural Gas_Fryer_Baseline Forecast | F7 | Commercial | Retail | New | Food Preparation | Natural Gas | Fryer | Baseline Forecast | Avg. Replacement Summer Demand (kW) | 0 | 0 | 0 | 0 | 0 | 0 | 0 | 0 | 0 | 0 | 0 | 0 | 0 | 0 | 0 | 0 | 0 | 0 | 0 | 0 | 0 | 0 | 0 | 0 | 0 | 0 | 0
F8_Commercial_Retail_New_Food Preparation_Natural Gas_Fryer_Baseline Forecast | F8 | Commercial | Retail | New | Food Preparation | Natural Gas | Fryer | Baseline Forecast | Avg. Replacement Winter Demand (kW) | 0 | 0 | 0 | 0 | 0 | 0 | 0 | 0 | 0 | 0 | 0 | 0 | 0 | 0 | 0 | 0 | 0 | 0 | 0 | 0 | 0 | 0 | 0 | 0 | 0 | 0 | 0
F1_Commercial_Retail_New_Food Preparation_Natural Gas_Broiler_Baseline Forecast | F1 | Commercial | Retail | New | Food Preparation | Natural Gas | Broiler | Baseline Forecast | Units | 0 | 0 | 0 | 0 | 0 | 0 | 0 | 0 | 0 | 0 | 0 | 0 | 0 | 0 | 0 | 0 | 0 | 0 | 0 | 0 | 0 | 0 | 0 | 0 | 0 | 0 | 0
F2_Commercial_Retail_New_Food Preparation_Natural Gas_Broiler_Baseline Forecast | F2 | Commercial | Retail | New | Food Preparation | Natural Gas | Broiler | Baseline Forecast | Usage (MMtherm) | 0 | 0 | 0 | 0 | 0 | 0 | 0 | 0 | 0 | 0 | 0 | 0 | 0 | 0 | 0 | 0 | 0 | 0 | 0 | 0 | 0 | 0 | 0 | 0 | 0 | 0 | 0
F3_Commercial_Retail_New_Food Preparation_Natural Gas_Broiler_Baseline Forecast | F3 | Commercial | Retail | New | Food Preparation | Natural Gas | Broiler | Baseline Forecast | Summer Peak Demand (MW) | 0 | 0 | 0 | 0 | 0 | 0 | 0 | 0 | 0 | 0 | 0 | 0 | 0 | 0 | 0 | 0 | 0 | 0 | 0 | 0 | 0 | 0 | 0 | 0 | 0 | 0 | 0
F4_Commercial_Retail_New_Food Preparation_Natural Gas_Broiler_Baseline Forecast | F4 | Commercial | Retail | New | Food Preparation | Natural Gas | Broiler | Baseline Forecast | Winter Peak Demand (MW) | 0 | 0 | 0 | 0 | 0 | 0 | 0 | 0 | 0 | 0 | 0 | 0 | 0 | 0 | 0 | 0 | 0 | 0 | 0 | 0 | 0 | 0 | 0 | 0 | 0 | 0 | 0
F5_Commercial_Retail_New_Food Preparation_Natural Gas_Broiler_Baseline Forecast | F5 | Commercial | Retail | New | Food Preparation | Natural Gas | Broiler | Baseline Forecast | Turnover | 0 | 0 | 0 | 0 | 0 | 0 | 0 | 0 | 0 | 0 | 0 | 0 | 0 | 0 | 0 | 0 | 0 | 0 | 0 | 0 | 0 | 0 | 0 | 0 | 0 | 0 | 0
F6_Commercial_Retail_New_Food Preparation_Natural Gas_Broiler_Baseline Forecast | F6 | Commercial | Retail | New | Food Preparation | Natural Gas | Broiler | Baseline Forecast | Avg. Replacement Usage (kWh) | 2.5837 | 2.5837 | 2.5837 | 2.5837 | 2.5837 | 2.5837 | 2.5837 | 2.5837 | 2.5837 | 2.5837 | 2.5837 | 2.5837 | 2.5837 | 2.5837 | 2.5837 | 2.5837 | 2.5837 | 2.5837 | 2.5837 | 2.5837 | 2.5837 | 2.5837 | 2.5837 | 2.5837 | 2.5837 | 2.5837 | 2.5837
F7_Commercial_Retail_New_Food Preparation_Natural Gas_Broiler_Baseline Forecast | F7 | Commercial | Retail | New | Food Preparation | Natural Gas | Broiler | Baseline Forecast | Avg. Replacement Summer Demand (kW) | 0 | 0 | 0 | 0 | 0 | 0 | 0 | 0 | 0 | 0 | 0 | 0 | 0 | 0 | 0 | 0 | 0 | 0 | 0 | 0 | 0 | 0 | 0 | 0 | 0 | 0 | 0
F8_Commercial_Retail_New_Food Preparation_Natural Gas_Broiler_Baseline Forecast | F8 | Commercial | Retail | New | Food Preparation | Natural Gas | Broiler | Baseline Forecast | Avg. Replacement Winter Demand (kW) | 0 | 0 | 0 | 0 | 0 | 0 | 0 | 0 | 0 | 0 | 0 | 0 | 0 | 0 | 0 | 0 | 0 | 0 | 0 | 0 | 0 | 0 | 0 | 0 | 0 | 0 | 0
F1_Commercial_Retail_New_Food Preparation_Natural Gas_Griddle_Baseline Forecast | F1 | Commercial | Retail | New | Food Preparation | Natural Gas | Griddle | Baseline Forecast | Units | 0 | 0 | 0 | 0 | 0 | 0 | 0 | 0 | 0 | 0 | 0 | 0 | 0 | 0 | 0 | 0 | 0 | 0 | 0 | 0 | 0 | 0 | 0 | 0 | 0 | 0 | 0
F2_Commercial_Retail_New_Food Preparation_Natural Gas_Griddle_Baseline Forecast | F2 | Commercial | Retail | New | Food Preparation | Natural Gas | Griddle | Baseline Forecast | Usage (MMtherm) | 0 | 0 | 0 | 0 | 0 | 0 | 0 | 0 | 0 | 0 | 0 | 0 | 0 | 0 | 0 | 0 | 0 | 0 | 0 | 0 | 0 | 0 | 0 | 0 | 0 | 0 | 0
F3_Commercial_Retail_New_Food Preparation_Natural Gas_Griddle_Baseline Forecast | F3 | Commercial | Retail | New | Food Preparation | Natural Gas | Griddle | Baseline Forecast | Summer Peak Demand (MW) | 0 | 0 | 0 | 0 | 0 | 0 | 0 | 0 | 0 | 0 | 0 | 0 | 0 | 0 | 0 | 0 | 0 | 0 | 0 | 0 | 0 | 0 | 0 | 0 | 0 | 0 | 0
F4_Commercial_Retail_New_Food Preparation_Natural Gas_Griddle_Baseline Forecast | F4 | Commercial | Retail | New | Food Preparation | Natural Gas | Griddle | Baseline Forecast | Winter Peak Demand (MW) | 0 | 0 | 0 | 0 | 0 | 0 | 0 | 0 | 0 | 0 | 0 | 0 | 0 | 0 | 0 | 0 | 0 | 0 | 0 | 0 | 0 | 0 | 0 | 0 | 0 | 0 | 0
F5_Commercial_Retail_New_Food Preparation_Natural Gas_Griddle_Baseline Forecast | F5 | Commercial | Retail | New | Food Preparation | Natural Gas | Griddle | Baseline Forecast | Turnover | 0 | 0 | 0 | 0 | 0 | 0 | 0 | 0 | 0 | 0 | 0 | 0 | 0 | 0 | 0 | 0 | 0 | 0 | 0 | 0 | 0 | 0 | 0 | 0 | 0 | 0 | 0
F6_Commercial_Retail_New_Food Preparation_Natural Gas_Griddle_Baseline Forecast | F6 | Commercial | Retail | New | Food Preparation | Natural Gas | Griddle | Baseline Forecast | Avg. Replacement Usage (kWh) | 1.8008 | 1.8008 | 1.8008 | 1.8008 | 1.8008 | 1.8008 | 1.8008 | 1.8008 | 1.8008 | 1.8008 | 1.8008 | 1.8008 | 1.8008 | 1.8008 | 1.8008 | 1.8008 | 1.8008 | 1.8008 | 1.8008 | 1.8008 | 1.8008 | 1.8008 | 1.8008 | 1.8008 | 1.8008 | 1.8008 | 1.8008
F7_Commercial_Retail_New_Food Preparation_Natural Gas_Griddle_Baseline Forecast | F7 | Commercial | Retail | New | Food Preparation | Natural Gas | Griddle | Baseline Forecast | Avg. Replacement Summer Demand (kW) | 0 | 0 | 0 | 0 | 0 | 0 | 0 | 0 | 0 | 0 | 0 | 0 | 0 | 0 | 0 | 0 | 0 | 0 | 0 | 0 | 0 | 0 | 0 | 0 | 0 | 0 | 0
F8_Commercial_Retail_New_Food Preparation_Natural Gas_Griddle_Baseline Forecast | F8 | Commercial | Retail | New | Food Preparation | Natural Gas | Griddle | Baseline Forecast | Avg. Replacement Winter Demand (kW) | 0 | 0 | 0 | 0 | 0 | 0 | 0 | 0 | 0 | 0 | 0 | 0 | 0 | 0 | 0 | 0 | 0 | 0 | 0 | 0 | 0 | 0 | 0 | 0 | 0 | 0 | 0
F1_Commercial_Retail_New_Food Preparation_Natural Gas_Range_Baseline Forecast | F1 | Commercial | Retail | New | Food Preparation | Natural Gas | Range | Baseline Forecast | Units | 0 | 0 | 0 | 0 | 0 | 0 | 0 | 0 | 0 | 0 | 0 | 0 | 0 | 0 | 0 | 0 | 0 | 0 | 0 | 0 | 0 | 0 | 0 | 0 | 0 | 0 | 0
F2_Commercial_Retail_New_Food Preparation_Natural Gas_Range_Baseline Forecast | F2 | Commercial | Retail | New | Food Preparation | Natural Gas | Range | Baseline Forecast | Usage (MMtherm) | 0 | 0 | 0 | 0 | 0 | 0 | 0 | 0 | 0 | 0 | 0 | 0 | 0 | 0 | 0 | 0 | 0 | 0 | 0 | 0 | 0 | 0 | 0 | 0 | 0 | 0 | 0
F3_Commercial_Retail_New_Food Preparation_Natural Gas_Range_Baseline Forecast | F3 | Commercial | Retail | New | Food Preparation | Natural Gas | Range | Baseline Forecast | Summer Peak Demand (MW) | 0 | 0 | 0 | 0 | 0 | 0 | 0 | 0 | 0 | 0 | 0 | 0 | 0 | 0 | 0 | 0 | 0 | 0 | 0 | 0 | 0 | 0 | 0 | 0 | 0 | 0 | 0
F4_Commercial_Retail_New_Food Preparation_Natural Gas_Range_Baseline Forecast | F4 | Commercial | Retail | New | Food Preparation | Natural Gas | Range | Baseline Forecast | Winter Peak Demand (MW) | 0 | 0 | 0 | 0 | 0 | 0 | 0 | 0 | 0 | 0 | 0 | 0 | 0 | 0 | 0 | 0 | 0 | 0 | 0 | 0 | 0 | 0 | 0 | 0 | 0 | 0 | 0
F5_Commercial_Retail_New_Food Preparation_Natural Gas_Range_Baseline Forecast | F5 | Commercial | Retail | New | Food Preparation | Natural Gas | Range | Baseline Forecast | Turnover | 0 | 0 | 0 | 0 | 0 | 0 | 0 | 0 | 0 | 0 | 0 | 0 | 0 | 0 | 0 | 0 | 0 | 0 | 0 | 0 | 0 | 0 | 0 | 0 | 0 | 0 | 0
F6_Commercial_Retail_New_Food Preparation_Natural Gas_Range_Baseline Forecast | F6 | Commercial | Retail | New | Food Preparation | Natural Gas | Range | Baseline Forecast | Avg. Replacement Usage (kWh) | 1.779 | 1.779 | 1.779 | 1.779 | 1.779 | 1.779 | 1.779 | 1.779 | 1.779 | 1.779 | 1.779 | 1.779 | 1.779 | 1.779 | 1.779 | 1.779 | 1.779 | 1.779 | 1.779 | 1.779 | 1.779 | 1.779 | 1.779 | 1.779 | 1.779 | 1.779 | 1.779
F7_Commercial_Retail_New_Food Preparation_Natural Gas_Range_Baseline Forecast | F7 | Commercial | Retail | New | Food Preparation | Natural Gas | Range | Baseline Forecast | Avg. Replacement Summer Demand (kW) | 0 | 0 | 0 | 0 | 0 | 0 | 0 | 0 | 0 | 0 | 0 | 0 | 0 | 0 | 0 | 0 | 0 | 0 | 0 | 0 | 0 | 0 | 0 | 0 | 0 | 0 | 0
F8_Commercial_Retail_New_Food Preparation_Natural Gas_Range_Baseline Forecast | F8 | Commercial | Retail | New | Food Preparation | Natural Gas | Range | Baseline Forecast | Avg. Replacement Winter Demand (kW) | 0 | 0 | 0 | 0 | 0 | 0 | 0 | 0 | 0 | 0 | 0 | 0 | 0 | 0 | 0 | 0 | 0 | 0 | 0 | 0 | 0 | 0 | 0 | 0 | 0 | 0 | 0
F1_Commercial_Retail_New_Food Preparation_Natural Gas_Steamer_Baseline Forecast | F1 | Commercial | Retail | New | Food Preparation | Natural Gas | Steamer | Baseline Forecast | Units | 0 | 0 | 0 | 0 | 0 | 0 | 0 | 0 | 0 | 0 | 0 | 0 | 0 | 0 | 0 | 0 | 0 | 0 | 0 | 0 | 0 | 0 | 0 | 0 | 0 | 0 | 0
F2_Commercial_Retail_New_Food Preparation_Natural Gas_Steamer_Baseline Forecast | F2 | Commercial | Retail | New | Food Preparation | Natural Gas | Steamer | Baseline Forecast | Usage (MMtherm) | 0 | 0 | 0 | 0 | 0 | 0 | 0 | 0 | 0 | 0 | 0 | 0 | 0 | 0 | 0 | 0 | 0 | 0 | 0 | 0 | 0 | 0 | 0 | 0 | 0 | 0 | 0
F3_Commercial_Retail_New_Food Preparation_Natural Gas_Steamer_Baseline Forecast | F3 | Commercial | Retail | New | Food Preparation | Natural Gas | Steamer | Baseline Forecast | Summer Peak Demand (MW) | 0 | 0 | 0 | 0 | 0 | 0 | 0 | 0 | 0 | 0 | 0 | 0 | 0 | 0 | 0 | 0 | 0 | 0 | 0 | 0 | 0 | 0 | 0 | 0 | 0 | 0 | 0
F4_Commercial_Retail_New_Food Preparation_Natural Gas_Steamer_Baseline Forecast | F4 | Commercial | Retail | New | Food Preparation | Natural Gas | Steamer | Baseline Forecast | Winter Peak Demand (MW) | 0 | 0 | 0 | 0 | 0 | 0 | 0 | 0 | 0 | 0 | 0 | 0 | 0 | 0 | 0 | 0 | 0 | 0 | 0 | 0 | 0 | 0 | 0 | 0 | 0 | 0 | 0
F5_Commercial_Retail_New_Food Preparation_Natural Gas_Steamer_Baseline Forecast | F5 | Commercial | Retail | New | Food Preparation | Natural Gas | Steamer | Baseline Forecast | Turnover | 0 | 0 | 0 | 0 | 0 | 0 | 0 | 0 | 0 | 0 | 0 | 0 | 0 | 0 | 0 | 0 | 0 | 0 | 0 | 0 | 0 | 0 | 0 | 0 | 0 | 0 | 0
F6_Commercial_Retail_New_Food Preparation_Natural Gas_Steamer_Baseline Forecast | F6 | Commercial | Retail | New | Food Preparation | Natural Gas | Steamer | Baseline Forecast | Avg. Replacement Usage (kWh) | 2.0558 | 0.58085 | 0.58085 | 0.58085 | 0.58085 | 0.58085 | 0.58085 | 0.58085 | 0.58085 | 0.58085 | 0.58085 | 0.58085 | 0.58085 | 0.58085 | 0.58085 | 0.58085 | 0.58085 | 0.58085 | 0.58085 | 0.58085 | 0.58085 | 0.58085 | 0.58085 | 0.58085 | 0.58085 | 0.58085 | 0.58085
F7_Commercial_Retail_New_Food Preparation_Natural Gas_Steamer_Baseline Forecast | F7 | Commercial | Retail | New | Food Preparation | Natural Gas | Steamer | Baseline Forecast | Avg. Replacement Summer Demand (kW) | 0 | 0 | 0 | 0 | 0 | 0 | 0 | 0 | 0 | 0 | 0 | 0 | 0 | 0 | 0 | 0 | 0 | 0 | 0 | 0 | 0 | 0 | 0 | 0 | 0 | 0 | 0
F8_Commercial_Retail_New_Food Preparation_Natural Gas_Steamer_Baseline Forecast | F8 | Commercial | Retail | New | Food Preparation | Natural Gas | Steamer | Baseline Forecast | Avg. Replacement Winter Demand (kW) | 0 | 0 | 0 | 0 | 0 | 0 | 0 | 0 | 0 | 0 | 0 | 0 | 0 | 0 | 0 | 0 | 0 | 0 | 0 | 0 | 0 | 0 | 0 | 0 | 0 | 0 | 0
F1_Commercial_Retail_New_Food Preparation_Natural Gas_Commercial Food Prep Other_Baseline Forecast | F1 | Commercial | Retail | New | Food Preparation | Natural Gas | Commercial Food Prep Other | Baseline Forecast | Units | 0 | 0 | 0 | 0 | 0 | 0 | 0 | 0 | 0 | 0 | 0 | 0 | 0 | 0 | 0 | 0 | 0 | 0 | 0 | 0 | 0 | 0 | 0 | 0 | 0 | 0 | 0
F2_Commercial_Retail_New_Food Preparation_Natural Gas_Commercial Food Prep Other_Baseline Forecast | F2 | Commercial | Retail | New | Food Preparation | Natural Gas | Commercial Food Prep Other | Baseline Forecast | Usage (MMtherm) | 0 | 0 | 0 | 0 | 0 | 0 | 0 | 0 | 0 | 0 | 0 | 0 | 0 | 0 | 0 | 0 | 0 | 0 | 0 | 0 | 0 | 0 | 0 | 0 | 0 | 0 | 0
F3_Commercial_Retail_New_Food Preparation_Natural Gas_Commercial Food Prep Other_Baseline Forecast | F3 | Commercial | Retail | New | Food Preparation | Natural Gas | Commercial Food Prep Other | Baseline Forecast | Summer Peak Demand (MW) | 0 | 0 | 0 | 0 | 0 | 0 | 0 | 0 | 0 | 0 | 0 | 0 | 0 | 0 | 0 | 0 | 0 | 0 | 0 | 0 | 0 | 0 | 0 | 0 | 0 | 0 | 0
F4_Commercial_Retail_New_Food Preparation_Natural Gas_Commercial Food Prep Other_Baseline Forecast | F4 | Commercial | Retail | New | Food Preparation | Natural Gas | Commercial Food Prep Other | Baseline Forecast | Winter Peak Demand (MW) | 0 | 0 | 0 | 0 | 0 | 0 | 0 | 0 | 0 | 0 | 0 | 0 | 0 | 0 | 0 | 0 | 0 | 0 | 0 | 0 | 0 | 0 | 0 | 0 | 0 | 0 | 0
F5_Commercial_Retail_New_Food Preparation_Natural Gas_Commercial Food Prep Other_Baseline Forecast | F5 | Commercial | Retail | New | Food Preparation | Natural Gas | Commercial Food Prep Other | Baseline Forecast | Turnover | 0 | 0 | 0 | 0 | 0 | 0 | 0 | 0 | 0 | 0 | 0 | 0 | 0 | 0 | 0 | 0 | 0 | 0 | 0 | 0 | 0 | 0 | 0 | 0 | 0 | 0 | 0
F6_Commercial_Retail_New_Food Preparation_Natural Gas_Commercial Food Prep Other_Baseline Forecast | F6 | Commercial | Retail | New | Food Preparation | Natural Gas | Commercial Food Prep Other | Baseline Forecast | Avg. Replacement Usage (kWh) | 0.74245 | 0.74245 | 0.74245 | 0.74245 | 0.74245 | 0.74245 | 0.74245 | 0.74245 | 0.74245 | 0.74245 | 0.74245 | 0.74245 | 0.74245 | 0.74245 | 0.74245 | 0.74245 | 0.74245 | 0.74245 | 0.74245 | 0.74245 | 0.74245 | 0.74245 | 0.74245 | 0.74245 | 0.74245 | 0.74245 | 0.74245
F7_Commercial_Retail_New_Food Preparation_Natural Gas_Commercial Food Prep Other_Baseline Forecast | F7 | Commercial | Retail | New | Food Preparation | Natural Gas | Commercial Food Prep Other | Baseline Forecast | Avg. Replacement Summer Demand (kW) | 0 | 0 | 0 | 0 | 0 | 0 | 0 | 0 | 0 | 0 | 0 | 0 | 0 | 0 | 0 | 0 | 0 | 0 | 0 | 0 | 0 | 0 | 0 | 0 | 0 | 0 | 0
F8_Commercial_Retail_New_Food Preparation_Natural Gas_Commercial Food Prep Other_Baseline Forecast | F8 | Commercial | Retail | New | Food Preparation | Natural Gas | Commercial Food Prep Other | Baseline Forecast | Avg. Replacement Winter Demand (kW) | 0 | 0 | 0 | 0 | 0 | 0 | 0 | 0 | 0 | 0 | 0 | 0 | 0 | 0 | 0 | 0 | 0 | 0 | 0 | 0 | 0 | 0 | 0 | 0 | 0 | 0 | 0
F1_Commercial_Retail_New_Miscellaneous_Natural Gas_Pool Heater_Baseline Forecast | F1 | Commercial | Retail | New | Miscellaneous | Natural Gas | Pool Heater | Baseline Forecast | Units | 0 | 0 | 0 | 0 | 0 | 0 | 0 | 0 | 0 | 0 | 0 | 0 | 0 | 0 | 0 | 0 | 0 | 0 | 0 | 0 | 0 | 0 | 0 | 0 | 0 | 0 | 0
F2_Commercial_Retail_New_Miscellaneous_Natural Gas_Pool Heater_Baseline Forecast | F2 | Commercial | Retail | New | Miscellaneous | Natural Gas | Pool Heater | Baseline Forecast | Usage (MMtherm) | 0 | 0 | 0 | 0 | 0 | 0 | 0 | 0 | 0 | 0 | 0 | 0 | 0 | 0 | 0 | 0 | 0 | 0 | 0 | 0 | 0 | 0 | 0 | 0 | 0 | 0 | 0
F3_Commercial_Retail_New_Miscellaneous_Natural Gas_Pool Heater_Baseline Forecast | F3 | Commercial | Retail | New | Miscellaneous | Natural Gas | Pool Heater | Baseline Forecast | Summer Peak Demand (MW) | 0 | 0 | 0 | 0 | 0 | 0 | 0 | 0 | 0 | 0 | 0 | 0 | 0 | 0 | 0 | 0 | 0 | 0 | 0 | 0 | 0 | 0 | 0 | 0 | 0 | 0 | 0
F4_Commercial_Retail_New_Miscellaneous_Natural Gas_Pool Heater_Baseline Forecast | F4 | Commercial | Retail | New | Miscellaneous | Natural Gas | Pool Heater | Baseline Forecast | Winter Peak Demand (MW) | 0 | 0 | 0 | 0 | 0 | 0 | 0 | 0 | 0 | 0 | 0 | 0 | 0 | 0 | 0 | 0 | 0 | 0 | 0 | 0 | 0 | 0 | 0 | 0 | 0 | 0 | 0
F5_Commercial_Retail_New_Miscellaneous_Natural Gas_Pool Heater_Baseline Forecast | F5 | Commercial | Retail | New | Miscellaneous | Natural Gas | Pool Heater | Baseline Forecast | Turnover | 0 | 0 | 0 | 0 | 0 | 0 | 0 | 0 | 0 | 0 | 0 | 0 | 0 | 0 | 0 | 0 | 0 | 0 | 0 | 0 | 0 | 0 | 0 | 0 | 0 | 0 | 0
F6_Commercial_Retail_New_Miscellaneous_Natural Gas_Pool Heater_Baseline Forecast | F6 | Commercial | Retail | New | Miscellaneous | Natural Gas | Pool Heater | Baseline Forecast | Avg. Replacement Usage (kWh) | 0.01 | 0.01 | 0.01 | 0.01 | 0.01 | 0.01 | 0.01 | 0.01 | 0.01 | 0.01 | 0.01 | 0.01 | 0.01 | 0.01 | 0.01 | 0.01 | 0.01 | 0.01 | 0.01 | 0.01 | 0.01 | 0.01 | 0.01 | 0.01 | 0.01 | 0.01 | 0.01
F7_Commercial_Retail_New_Miscellaneous_Natural Gas_Pool Heater_Baseline Forecast | F7 | Commercial | Retail | New | Miscellaneous | Natural Gas | Pool Heater | Baseline Forecast | Avg. Replacement Summer Demand (kW) | 0 | 0 | 0 | 0 | 0 | 0 | 0 | 0 | 0 | 0 | 0 | 0 | 0 | 0 | 0 | 0 | 0 | 0 | 0 | 0 | 0 | 0 | 0 | 0 | 0 | 0 | 0
F8_Commercial_Retail_New_Miscellaneous_Natural Gas_Pool Heater_Baseline Forecast | F8 | Commercial | Retail | New | Miscellaneous | Natural Gas | Pool Heater | Baseline Forecast | Avg. Replacement Winter Demand (kW) | 0 | 0 | 0 | 0 | 0 | 0 | 0 | 0 | 0 | 0 | 0 | 0 | 0 | 0 | 0 | 0 | 0 | 0 | 0 | 0 | 0 | 0 | 0 | 0 | 0 | 0 | 0
F1_Commercial_Retail_New_Miscellaneous_Natural Gas_Miscellaneous_Baseline Forecast | F1 | Commercial | Retail | New | Miscellaneous | Natural Gas | Miscellaneous | Baseline Forecast | Units | 0 | 795611.4822 | 1389117.6744 | 1982856.471 | 2573431.0619 | 3158022.871 | 3746885.858 | 4335325.3266 | 4923476.808 | 5511475.4731 | 6099456.1638 | 6687553.4244 | 7275901.5336 | 7864634.5352 | 8453886.2697 | 9043790.4051 | 9634480.468 | 10226089.8744 | 10818751.9603 | 11412600.0127 | 12007767.3 | 12604387.1025 | 13202592.743 | 13802517.6171 | 14404295.2235 | 15008059.1945 | 15613943.3261
F2_Commercial_Retail_New_Miscellaneous_Natural Gas_Miscellaneous_Baseline Forecast | F2 | Commercial | Retail | New | Miscellaneous | Natural Gas | Miscellaneous | Baseline Forecast | Usage (MMtherm) | 0 | 0.021246 | 0.037095 | 0.05295 | 0.06872 | 0.084331 | 0.10006 | 0.11577 | 0.13147 | 0.14718 | 0.16288 | 0.17858 | 0.19429 | 0.21001 | 0.22575 | 0.2415 | 0.25728 | 0.27307 | 0.2889 | 0.30476 | 0.32065 | 0.33658 | 0.35256 | 0.36858 | 0.38465 | 0.40077 | 0.41695
F3_Commercial_Retail_New_Miscellaneous_Natural Gas_Miscellaneous_Baseline Forecast | F3 | Commercial | Retail | New | Miscellaneous | Natural Gas | Miscellaneous | Baseline Forecast | Summer Peak Demand (MW) | 0 | 0 | 0 | 0 | 0 | 0 | 0 | 0 | 0 | 0 | 0 | 0 | 0 | 0 | 0 | 0 | 0 | 0 | 0 | 0 | 0 | 0 | 0 | 0 | 0 | 0 | 0
F4_Commercial_Retail_New_Miscellaneous_Natural Gas_Miscellaneous_Baseline Forecast | F4 | Commercial | Retail | New | Miscellaneous | Natural Gas | Miscellaneous | Baseline Forecast | Winter Peak Demand (MW) | 0 | 0 | 0 | 0 | 0 | 0 | 0 | 0 | 0 | 0 | 0 | 0 | 0 | 0 | 0 | 0 | 0 | 0 | 0 | 0 | 0 | 0 | 0 | 0 | 0 | 0 | 0
F5_Commercial_Retail_New_Miscellaneous_Natural Gas_Miscellaneous_Baseline Forecast | F5 | Commercial | Retail | New | Miscellaneous | Natural Gas | Miscellaneous | Baseline Forecast | Turnover | 0 | 795611.4822 | 593506.1921 | 593738.7966 | 704233.374 | 766800.2222 | 829861.4549 | 895614.3515 | 960987.1272 | 1026123.7122 | 1091461.3526 | 1388743.0845 | 1362320.2382 | 1408128.505 | 1522175.992 | 1602399.9745 | 1678078.1954 | 1760267.6669 | 1842330.2742 | 1923695.6802 | 2005540.0809 | 2155315.9663 | 2201346.1071 | 2273897.566 | 2377742.1742 | 2463871.1612 | 2547153.6235
F6_Commercial_Retail_New_Miscellaneous_Natural Gas_Miscellaneous_Baseline Forecast | F6 | Commercial | Retail | New | Miscellaneous | Natural Gas | Miscellaneous | Baseline Forecast | Avg. Replacement Usage (kWh) | 0.026704 | 0.026704 | 0.026704 | 0.026704 | 0.026704 | 0.026704 | 0.026704 | 0.026704 | 0.026704 | 0.026704 | 0.026704 | 0.026704 | 0.026704 | 0.026704 | 0.026704 | 0.026704 | 0.026704 | 0.026704 | 0.026704 | 0.026704 | 0.026704 | 0.026704 | 0.026704 | 0.026704 | 0.026704 | 0.026704 | 0.026704
F7_Commercial_Retail_New_Miscellaneous_Natural Gas_Miscellaneous_Baseline Forecast | F7 | Commercial | Retail | New | Miscellaneous | Natural Gas | Miscellaneous | Baseline Forecast | Avg. Replacement Summer Demand (kW) | 0 | 0 | 0 | 0 | 0 | 0 | 0 | 0 | 0 | 0 | 0 | 0 | 0 | 0 | 0 | 0 | 0 | 0 | 0 | 0 | 0 | 0 | 0 | 0 | 0 | 0 | 0
F8_Commercial_Retail_New_Miscellaneous_Natural Gas_Miscellaneous_Baseline Forecast | F8 | Commercial | Retail | New | Miscellaneous | Natural Gas | Miscellaneous | Baseline Forecast | Avg. Replacement Winter Demand (kW) | 0 | 0 | 0 | 0 | 0 | 0 | 0 | 0 | 0 | 0 | 0 | 0 | 0 | 0 | 0 | 0 | 0 | 0 | 0 | 0 | 0 | 0 | 0 | 0 | 0 | 0 | 0
F1_Commercial_Grocery_Existing_Space Heating_Natural Gas_Furnace_Baseline Forecast | F1 | Commercial | Grocery | Existing | Space Heating | Natural Gas | Furnace | Baseline Forecast | Units | 960667.2972 | 943200.6191 | 926051.5169 | 909214.2166 | 892683.0491 | 876452.4482 | 860516.9491 | 844871.1864 | 829509.8921 | 814427.8941 | 799620.1142 | 785081.5666 | 770807.3563 | 756792.6771 | 743032.8103 | 729523.1228 | 716259.066 | 703236.1739 | 690450.0617 | 677896.4242 | 665571.0347 | 653469.7431 | 641588.4751 | 629923.2301 | 618470.0804 | 607225.1699 | 596184.7122
F2_Commercial_Grocery_Existing_Space Heating_Natural Gas_Furnace_Baseline Forecast | F2 | Commercial | Grocery | Existing | Space Heating | Natural Gas | Furnace | Baseline Forecast | Usage (MMtherm) | 0.56819 | 0.59893 | 0.58444 | 0.57199 | 0.55962 | 0.54736 | 0.53521 | 0.52319 | 0.5113 | 0.49956 | 0.48799 | 0.47663 | 0.46549 | 0.45459 | 0.44394 | 0.43356 | 0.42345 | 0.41362 | 0.40408 | 0.39488 | 0.386 | 0.37744 | 0.36918 | 0.36121 | 0.35349 | 0.34603 | 0.33879
F3_Commercial_Grocery_Existing_Space Heating_Natural Gas_Furnace_Baseline Forecast | F3 | Commercial | Grocery | Existing | Space Heating | Natural Gas | Furnace | Baseline Forecast | Summer Peak Demand (MW) | 0 | 0 | 0 | 0 | 0 | 0 | 0 | 0 | 0 | 0 | 0 | 0 | 0 | 0 | 0 | 0 | 0 | 0 | 0 | 0 | 0 | 0 | 0 | 0 | 0 | 0 | 0
F4_Commercial_Grocery_Existing_Space Heating_Natural Gas_Furnace_Baseline Forecast | F4 | Commercial | Grocery | Existing | Space Heating | Natural Gas | Furnace | Baseline Forecast | Winter Peak Demand (MW) | 0 | 0 | 0 | 0 | 0 | 0 | 0 | 0 | 0 | 0 | 0 | 0 | 0 | 0 | 0 | 0 | 0 | 0 | 0 | 0 | 0 | 0 | 0 | 0 | 0 | 0 | 0
F5_Commercial_Grocery_Existing_Space Heating_Natural Gas_Furnace_Baseline Forecast | F5 | Commercial | Grocery | Existing | Space Heating | Natural Gas | Furnace | Baseline Forecast | Turnover | 0 | 10669.6903 | 11997.8056 | 13387.7027 | 14826.0506 | 16300.98 | 17801.9415 | 19319.5763 | 20845.6001 | 22372.6973 | 23693.4147 | 24828.2421 | 25795.728 | 26612.6627 | 27294.2426 | 27854.2205 | 28305.0409 | 28657.9632 | 28923.173 | 26802.7752 | 24954.4982 | 23356.2585 | 21987.3045 | 20828.1732 | 19860.6421 | 19067.6789 | 18433.3892
F6_Commercial_Grocery_Existing_Space Heating_Natural Gas_Furnace_Baseline Forecast | F6 | Commercial | Grocery | Existing | Space Heating | Natural Gas | Furnace | Baseline Forecast | Avg. Replacement Usage (kWh) | 0.5419 | 0.58298 | 0.58072 | 0.54932 | 0.54932 | 0.54932 | 0.54932 | 0.54932 | 0.54932 | 0.54932 | 0.54932 | 0.54932 | 0.54932 | 0.54932 | 0.54932 | 0.54932 | 0.54932 | 0.54932 | 0.54932 | 0.54932 | 0.54932 | 0.54932 | 0.54932 | 0.54932 | 0.54932 | 0.54932 | 0.54932
F7_Commercial_Grocery_Existing_Space Heating_Natural Gas_Furnace_Baseline Forecast | F7 | Commercial | Grocery | Existing | Space Heating | Natural Gas | Furnace | Baseline Forecast | Avg. Replacement Summer Demand (kW) | 0 | 0 | 0 | 0 | 0 | 0 | 0 | 0 | 0 | 0 | 0 | 0 | 0 | 0 | 0 | 0 | 0 | 0 | 0 | 0 | 0 | 0 | 0 | 0 | 0 | 0 | 0
F8_Commercial_Grocery_Existing_Space Heating_Natural Gas_Furnace_Baseline Forecast | F8 | Commercial | Grocery | Existing | Space Heating | Natural Gas | Furnace | Baseline Forecast | Avg. Replacement Winter Demand (kW) | 0 | 0 | 0 | 0 | 0 | 0 | 0 | 0 | 0 | 0 | 0 | 0 | 0 | 0 | 0 | 0 | 0 | 0 | 0 | 0 | 0 | 0 | 0 | 0 | 0 | 0 | 0
F1_Commercial_Grocery_Existing_Space Heating_Natural Gas_Boiler_Baseline Forecast | F1 | Commercial | Grocery | Existing | Space Heating | Natural Gas | Boiler | Baseline Forecast | Units | 6412.664 | 6296.0701 | 6181.5961 | 6069.2035 | 5958.8543 | 5850.5115 | 5744.1386 | 5639.6997 | 5537.1597 | 5436.4841 | 5337.6389 | 5240.5909 | 5145.3075 | 5051.7564 | 4959.9063 | 4869.7262 | 4781.1857 | 4694.2551 | 4608.905 | 4525.1067 | 4442.832 | 4362.0533 | 4282.7432 | 4204.8751 | 4128.4229 | 4053.3606 | 3979.6632
F2_Commercial_Grocery_Existing_Space Heating_Natural Gas_Boiler_Baseline Forecast | F2 | Commercial | Grocery | Existing | Space Heating | Natural Gas | Boiler | Baseline Forecast | Usage (MMtherm) | 0.0060529 | 0.0063735 | 0.0062143 | 0.0060828 | 0.0059545 | 0.0058293 | 0.005707 | 0.0055878 | 0.0054715 | 0.005358 | 0.0052474 | 0.0051395 | 0.0050344 | 0.0049319 | 0.0048321 | 0.0047347 | 0.0046399 | 0.0045475 | 0.0044574 | 0.0043697 | 0.0042843 | 0.004201 | 0.0041198 | 0.0040406 | 0.0039633 | 0.0038879 | 0.0038141
F3_Commercial_Grocery_Existing_Space Heating_Natural Gas_Boiler_Baseline Forecast | F3 | Commercial | Grocery | Existing | Space Heating | Natural Gas | Boiler | Baseline Forecast | Summer Peak Demand (MW) | 0 | 0 | 0 | 0 | 0 | 0 | 0 | 0 | 0 | 0 | 0 | 0 | 0 | 0 | 0 | 0 | 0 | 0 | 0 | 0 | 0 | 0 | 0 | 0 | 0 | 0 | 0
F4_Commercial_Grocery_Existing_Space Heating_Natural Gas_Boiler_Baseline Forecast | F4 | Commercial | Grocery | Existing | Space Heating | Natural Gas | Boiler | Baseline Forecast | Winter Peak Demand (MW) | 0 | 0 | 0 | 0 | 0 | 0 | 0 | 0 | 0 | 0 | 0 | 0 | 0 | 0 | 0 | 0 | 0 | 0 | 0 | 0 | 0 | 0 | 0 | 0 | 0 | 0 | 0
F5_Commercial_Grocery_Existing_Space Heating_Natural Gas_Boiler_Baseline Forecast | F5 | Commercial | Grocery | Existing | Space Heating | Natural Gas | Boiler | Baseline Forecast | Turnover | 0 | 190.79 | 189.024 | 187.1072 | 185.0619 | 182.908 | 180.6632 | 178.3431 | 175.9616 | 173.5308 | 171.0617 | 168.5637 | 166.0454 | 163.5142 | 160.9765 | 158.4383 | 155.9044 | 153.3794 | 150.867 | 148.3706 | 145.8931 | 143.437 | 139.8246 | 136.4911 | 133.3972 | 130.5092 | 127.7984
F6_Commercial_Grocery_Existing_Space Heating_Natural Gas_Boiler_Baseline Forecast | F6 | Commercial | Grocery | Existing | Space Heating | Natural Gas | Boiler | Baseline Forecast | Avg. Replacement Usage (kWh) | 0.88721 | 0.95446 | 0.95076 | 0.95076 | 0.95076 | 0.95076 | 0.95076 | 0.95076 | 0.95076 | 0.95076 | 0.95076 | 0.95076 | 0.95076 | 0.95076 | 0.95076 | 0.95076 | 0.95076 | 0.95076 | 0.95076 | 0.95076 | 0.95076 | 0.95076 | 0.95076 | 0.95076 | 0.95076 | 0.95076 | 0.95076
F7_Commercial_Grocery_Existing_Space Heating_Natural Gas_Boiler_Baseline Forecast | F7 | Commercial | Grocery | Existing | Space Heating | Natural Gas | Boiler | Baseline Forecast | Avg. Replacement Summer Demand (kW) | 0 | 0 | 0 | 0 | 0 | 0 | 0 | 0 | 0 | 0 | 0 | 0 | 0 | 0 | 0 | 0 | 0 | 0 | 0 | 0 | 0 | 0 | 0 | 0 | 0 | 0 | 0
F8_Commercial_Grocery_Existing_Space Heating_Natural Gas_Boiler_Baseline Forecast | F8 | Commercial | Grocery | Existing | Space Heating | Natural Gas | Boiler | Baseline Forecast | Avg. Replacement Winter Demand (kW) | 0 | 0 | 0 | 0 | 0 | 0 | 0 | 0 | 0 | 0 | 0 | 0 | 0 | 0 | 0 | 0 | 0 | 0 | 0 | 0 | 0 | 0 | 0 | 0 | 0 | 0 | 0
F1_Commercial_Grocery_Existing_Space Heating_Natural Gas_Unit Heater_Baseline Forecast | F1 | Commercial | Grocery | Existing | Space Heating | Natural Gas | Unit Heater | Baseline Forecast | Units | 0 | 0 | 0 | 0 | 0 | 0 | 0 | 0 | 0 | 0 | 0 | 0 | 0 | 0 | 0 | 0 | 0 | 0 | 0 | 0 | 0 | 0 | 0 | 0 | 0 | 0 | 0
F2_Commercial_Grocery_Existing_Space Heating_Natural Gas_Unit Heater_Baseline Forecast | F2 | Commercial | Grocery | Existing | Space Heating | Natural Gas | Unit Heater | Baseline Forecast | Usage (MMtherm) | 0 | 0 | 0 | 0 | 0 | 0 | 0 | 0 | 0 | 0 | 0 | 0 | 0 | 0 | 0 | 0 | 0 | 0 | 0 | 0 | 0 | 0 | 0 | 0 | 0 | 0 | 0
F3_Commercial_Grocery_Existing_Space Heating_Natural Gas_Unit Heater_Baseline Forecast | F3 | Commercial | Grocery | Existing | Space Heating | Natural Gas | Unit Heater | Baseline Forecast | Summer Peak Demand (MW) | 0 | 0 | 0 | 0 | 0 | 0 | 0 | 0 | 0 | 0 | 0 | 0 | 0 | 0 | 0 | 0 | 0 | 0 | 0 | 0 | 0 | 0 | 0 | 0 | 0 | 0 | 0
F4_Commercial_Grocery_Existing_Space Heating_Natural Gas_Unit Heater_Baseline Forecast | F4 | Commercial | Grocery | Existing | Space Heating | Natural Gas | Unit Heater | Baseline Forecast | Winter Peak Demand (MW) | 0 | 0 | 0 | 0 | 0 | 0 | 0 | 0 | 0 | 0 | 0 | 0 | 0 | 0 | 0 | 0 | 0 | 0 | 0 | 0 | 0 | 0 | 0 | 0 | 0 | 0 | 0
F5_Commercial_Grocery_Existing_Space Heating_Natural Gas_Unit Heater_Baseline Forecast | F5 | Commercial | Grocery | Existing | Space Heating | Natural Gas | Unit Heater | Baseline Forecast | Turnover | 0 | 0 | 0 | 0 | 0 | 0 | 0 | 0 | 0 | 0 | 0 | 0 | 0 | 0 | 0 | 0 | 0 | 0 | 0 | 0 | 0 | 0 | 0 | 0 | 0 | 0 | 0
F6_Commercial_Grocery_Existing_Space Heating_Natural Gas_Unit Heater_Baseline Forecast | F6 | Commercial | Grocery | Existing | Space Heating | Natural Gas | Unit Heater | Baseline Forecast | Avg. Replacement Usage (kWh) | 0.29573 | 0.31815 | 0.31691 | 0.31691 | 0.31691 | 0.31691 | 0.31691 | 0.31691 | 0.31691 | 0.31691 | 0.31691 | 0.31691 | 0.31691 | 0.31691 | 0.31691 | 0.31691 | 0.31691 | 0.31691 | 0.31691 | 0.31691 | 0.31691 | 0.31691 | 0.31691 | 0.31691 | 0.31691 | 0.31691 | 0.31691
F7_Commercial_Grocery_Existing_Space Heating_Natural Gas_Unit Heater_Baseline Forecast | F7 | Commercial | Grocery | Existing | Space Heating | Natural Gas | Unit Heater | Baseline Forecast | Avg. Replacement Summer Demand (kW) | 0 | 0 | 0 | 0 | 0 | 0 | 0 | 0 | 0 | 0 | 0 | 0 | 0 | 0 | 0 | 0 | 0 | 0 | 0 | 0 | 0 | 0 | 0 | 0 | 0 | 0 | 0
F8_Commercial_Grocery_Existing_Space Heating_Natural Gas_Unit Heater_Baseline Forecast | F8 | Commercial | Grocery | Existing | Space Heating | Natural Gas | Unit Heater | Baseline Forecast | Avg. Replacement Winter Demand (kW) | 0 | 0 | 0 | 0 | 0 | 0 | 0 | 0 | 0 | 0 | 0 | 0 | 0 | 0 | 0 | 0 | 0 | 0 | 0 | 0 | 0 | 0 | 0 | 0 | 0 | 0 | 0
F1_Commercial_Grocery_Existing_Water Heating_Natural Gas_Water Heater_Baseline Forecast | F1 | Commercial | Grocery | Existing | Water Heating | Natural Gas | Water Heater | Baseline Forecast | Units | 1414122.8289 | 1388411.5048 | 1363167.6592 | 1338382.7927 | 1314048.5601 | 1290156.7681 | 1266699.3723 | 1243668.4746 | 1221056.3206 | 1198855.2965 | 1177057.9275 | 1155656.8743 | 1134644.9311 | 1114015.0233 | 1093760.2047 | 1073873.6555 | 1054348.6799 | 1035178.7039 | 1016357.273 | 997878.0498 | 979734.8126 | 961921.4523 | 944431.9714 | 927260.481 | 910401.1995 | 893848.4504 | 877596.6604
F2_Commercial_Grocery_Existing_Water Heating_Natural Gas_Water Heater_Baseline Forecast | F2 | Commercial | Grocery | Existing | Water Heating | Natural Gas | Water Heater | Baseline Forecast | Usage (MMtherm) | 0.36223 | 0.34878 | 0.33646 | 0.32517 | 0.3148 | 0.30526 | 0.29648 | 0.28841 | 0.28098 | 0.27416 | 0.26783 | 0.2619 | 0.25631 | 0.251 | 0.24592 | 0.24105 | 0.23635 | 0.23181 | 0.2274 | 0.22311 | 0.21893 | 0.21486 | 0.21088 | 0.20698 | 0.20317 | 0.19944 | 0.19579
F3_Commercial_Grocery_Existing_Water Heating_Natural Gas_Water Heater_Baseline Forecast | F3 | Commercial | Grocery | Existing | Water Heating | Natural Gas | Water Heater | Baseline Forecast | Summer Peak Demand (MW) | 0 | 0 | 0 | 0 | 0 | 0 | 0 | 0 | 0 | 0 | 0 | 0 | 0 | 0 | 0 | 0 | 0 | 0 | 0 | 0 | 0 | 0 | 0 | 0 | 0 | 0 | 0
F4_Commercial_Grocery_Existing_Water Heating_Natural Gas_Water Heater_Baseline Forecast | F4 | Commercial | Grocery | Existing | Water Heating | Natural Gas | Water Heater | Baseline Forecast | Winter Peak Demand (MW) | 0 | 0 | 0 | 0 | 0 | 0 | 0 | 0 | 0 | 0 | 0 | 0 | 0 | 0 | 0 | 0 | 0 | 0 | 0 | 0 | 0 | 0 | 0 | 0 | 0 | 0 | 0
F5_Commercial_Grocery_Existing_Water Heating_Natural Gas_Water Heater_Baseline Forecast | F5 | Commercial | Grocery | Existing | Water Heating | Natural Gas | Water Heater | Baseline Forecast | Turnover | 0 | 129585.0738 | 119958.754 | 112067.2525 | 105544.3803 | 100102.4035 | 95515.2128 | 91605.1044 | 88232.3966 | 85287.2742 | 88961.0252 | 90214.4026 | 89860.833 | 88477.1371 | 86467.5945 | 110385.6341 | 100760.8805 | 92945.4743 | 86555.8756 | 82355.1498 | 79421.4383 | 77177.5643 | 75275.0381 | 73514.2253 | 77517.7639 | 78553.2366 | 77720.2166
F6_Commercial_Grocery_Existing_Water Heating_Natural Gas_Water Heater_Baseline Forecast | F6 | Commercial | Grocery | Existing | Water Heating | Natural Gas | Water Heater | Baseline Forecast | Avg. Replacement Usage (kWh) | 0.22297 | 0.22297 | 0.22297 | 0.22297 | 0.22297 | 0.22297 | 0.22297 | 0.22297 | 0.22297 | 0.22297 | 0.22297 | 0.22297 | 0.22297 | 0.22297 | 0.22297 | 0.22297 | 0.22297 | 0.22297 | 0.22297 | 0.22297 | 0.22297 | 0.22297 | 0.22297 | 0.22297 | 0.22297 | 0.22297 | 0.22297
F7_Commercial_Grocery_Existing_Water Heating_Natural Gas_Water Heater_Baseline Forecast | F7 | Commercial | Grocery | Existing | Water Heating | Natural Gas | Water Heater | Baseline Forecast | Avg. Replacement Summer Demand (kW) | 0 | 0 | 0 | 0 | 0 | 0 | 0 | 0 | 0 | 0 | 0 | 0 | 0 | 0 | 0 | 0 | 0 | 0 | 0 | 0 | 0 | 0 | 0 | 0 | 0 | 0 | 0
F8_Commercial_Grocery_Existing_Water Heating_Natural Gas_Water Heater_Baseline Forecast | F8 | Commercial | Grocery | Existing | Water Heating | Natural Gas | Water Heater | Baseline Forecast | Avg. Replacement Winter Demand (kW) | 0 | 0 | 0 | 0 | 0 | 0 | 0 | 0 | 0 | 0 | 0 | 0 | 0 | 0 | 0 | 0 | 0 | 0 | 0 | 0 | 0 | 0 | 0 | 0 | 0 | 0 | 0
F1_Commercial_Grocery_Existing_Food Preparation_Natural Gas_Oven_Baseline Forecast | F1 | Commercial | Grocery | Existing | Food Preparation | Natural Gas | Oven | Baseline Forecast | Units | 324199.2419 | 318304.7103 | 312517.3519 | 306835.2182 | 301256.3961 | 295779.0071 | 290401.2069 | 285121.185 | 279937.1634 | 274847.3968 | 269850.1714 | 264943.8047 | 260126.6446 | 255397.0692 | 250753.4862 | 246194.3319 | 241718.0713 | 237323.1973 | 233008.2301 | 228771.7168 | 224612.231 | 220528.3723 | 216518.7655 | 212582.0607 | 208716.9323 | 204922.079 | 201196.223
F2_Commercial_Grocery_Existing_Food Preparation_Natural Gas_Oven_Baseline Forecast | F2 | Commercial | Grocery | Existing | Food Preparation | Natural Gas | Oven | Baseline Forecast | Usage (MMtherm) | 0.027919 | 0.027412 | 0.026913 | 0.026424 | 0.025944 | 0.025472 | 0.025009 | 0.024554 | 0.024108 | 0.023669 | 0.023239 | 0.022816 | 0.022402 | 0.021994 | 0.021594 | 0.021202 | 0.020816 | 0.020438 | 0.020066 | 0.019701 | 0.019343 | 0.018991 | 0.018646 | 0.018307 | 0.017974 | 0.017647 | 0.017327
F3_Commercial_Grocery_Existing_Food Preparation_Natural Gas_Oven_Baseline Forecast | F3 | Commercial | Grocery | Existing | Food Preparation | Natural Gas | Oven | Baseline Forecast | Summer Peak Demand (MW) | 0 | 0 | 0 | 0 | 0 | 0 | 0 | 0 | 0 | 0 | 0 | 0 | 0 | 0 | 0 | 0 | 0 | 0 | 0 | 0 | 0 | 0 | 0 | 0 | 0 | 0 | 0
F4_Commercial_Grocery_Existing_Food Preparation_Natural Gas_Oven_Baseline Forecast | F4 | Commercial | Grocery | Existing | Food Preparation | Natural Gas | Oven | Baseline Forecast | Winter Peak Demand (MW) | 0 | 0 | 0 | 0 | 0 | 0 | 0 | 0 | 0 | 0 | 0 | 0 | 0 | 0 | 0 | 0 | 0 | 0 | 0 | 0 | 0 | 0 | 0 | 0 | 0 | 0 | 0
F5_Commercial_Grocery_Existing_Food Preparation_Natural Gas_Oven_Baseline Forecast | F5 | Commercial | Grocery | Existing | Food Preparation | Natural Gas | Oven | Baseline Forecast | Turnover | 0 | 3819.6565 | 6750.3748 | 10211.4761 | 14045.7782 | 16947.9005 | 19119.8296 | 20720.1808 | 21873.5034 | 22677.5906 | 23209.2201 | 23528.6635 | 19104.9996 | 16109.4241 | 14322.2356 | 13545.178 | 13409.172 | 14403.8908 | 15286.5969 | 16282.5057 | 17281.4127 | 17984.3316 | 18456.2503 | 17999.8981 | 17070.1572 | 15983.6211 | 14952.7956
F6_Commercial_Grocery_Existing_Food Preparation_Natural Gas_Oven_Baseline Forecast | F6 | Commercial | Grocery | Existing | Food Preparation | Natural Gas | Oven | Baseline Forecast | Avg. Replacement Usage (kWh) | 0.086118 | 0.086118 | 0.086118 | 0.086118 | 0.086118 | 0.086118 | 0.086118 | 0.086118 | 0.086118 | 0.086118 | 0.086118 | 0.086118 | 0.086118 | 0.086118 | 0.086118 | 0.086118 | 0.086118 | 0.086118 | 0.086118 | 0.086118 | 0.086118 | 0.086118 | 0.086118 | 0.086118 | 0.086118 | 0.086118 | 0.086118
F7_Commercial_Grocery_Existing_Food Preparation_Natural Gas_Oven_Baseline Forecast | F7 | Commercial | Grocery | Existing | Food Preparation | Natural Gas | Oven | Baseline Forecast | Avg. Replacement Summer Demand (kW) | 0 | 0 | 0 | 0 | 0 | 0 | 0 | 0 | 0 | 0 | 0 | 0 | 0 | 0 | 0 | 0 | 0 | 0 | 0 | 0 | 0 | 0 | 0 | 0 | 0 | 0 | 0
F8_Commercial_Grocery_Existing_Food Preparation_Natural Gas_Oven_Baseline Forecast | F8 | Commercial | Grocery | Existing | Food Preparation | Natural Gas | Oven | Baseline Forecast | Avg. Replacement Winter Demand (kW) | 0 | 0 | 0 | 0 | 0 | 0 | 0 | 0 | 0 | 0 | 0 | 0 | 0 | 0 | 0 | 0 | 0 | 0 | 0 | 0 | 0 | 0 | 0 | 0 | 0 | 0 | 0
F1_Commercial_Grocery_Existing_Food Preparation_Natural Gas_Conveyor Oven_Baseline Forecast | F1 | Commercial | Grocery | Existing | Food Preparation | Natural Gas | Conveyor Oven | Baseline Forecast | Units | 162099.621 | 159152.3551 | 156258.676 | 153417.6091 | 150628.198 | 147889.5035 | 145200.6035 | 142560.5925 | 139968.5817 | 137423.6984 | 134925.0857 | 132471.9023 | 130063.3223 | 127698.5346 | 125376.7431 | 123097.1659 | 120859.0356 | 118661.5986 | 116504.115 | 114385.8584 | 112306.1155 | 110264.1861 | 108259.3828 | 106291.0303 | 104358.4661 | 102461.0395 | 100598.1115
F2_Commercial_Grocery_Existing_Food Preparation_Natural Gas_Conveyor Oven_Baseline Forecast | F2 | Commercial | Grocery | Existing | Food Preparation | Natural Gas | Conveyor Oven | Baseline Forecast | Usage (MMtherm) | 0.023886 | 0.023452 | 0.023025 | 0.022607 | 0.022196 | 0.021792 | 0.021396 | 0.021007 | 0.020625 | 0.02025 | 0.019882 | 0.01952 | 0.019165 | 0.018817 | 0.018475 | 0.018139 | 0.017809 | 0.017485 | 0.017167 | 0.016855 | 0.016549 | 0.016248 | 0.015952 | 0.015662 | 0.015378 | 0.015098 | 0.014823
F3_Commercial_Grocery_Existing_Food Preparation_Natural Gas_Conveyor Oven_Baseline Forecast | F3 | Commercial | Grocery | Existing | Food Preparation | Natural Gas | Conveyor Oven | Baseline Forecast | Summer Peak Demand (MW) | 0 | 0 | 0 | 0 | 0 | 0 | 0 | 0 | 0 | 0 | 0 | 0 | 0 | 0 | 0 | 0 | 0 | 0 | 0 | 0 | 0 | 0 | 0 | 0 | 0 | 0 | 0
F4_Commercial_Grocery_Existing_Food Preparation_Natural Gas_Conveyor Oven_Baseline Forecast | F4 | Commercial | Grocery | Existing | Food Preparation | Natural Gas | Conveyor Oven | Baseline Forecast | Winter Peak Demand (MW) | 0 | 0 | 0 | 0 | 0 | 0 | 0 | 0 | 0 | 0 | 0 | 0 | 0 | 0 | 0 | 0 | 0 | 0 | 0 | 0 | 0 | 0 | 0 | 0 | 0 | 0 | 0
F5_Commercial_Grocery_Existing_Food Preparation_Natural Gas_Conveyor Oven_Baseline Forecast | F5 | Commercial | Grocery | Existing | Food Preparation | Natural Gas | Conveyor Oven | Baseline Forecast | Turnover | 0 | 0 | 0 | 0 | 0 | 591.558 | 1626.2468 | 2988.07 | 4586.4905 | 6350.9538 | 7686.8872 | 8687.1386 | 9424.6189 | 9956.5805 | 10327.9762 | 10574.0992 | 10722.655 | 8422.1581 | 6615.2224 | 5195.9565 | 4081.1876 | 3293.7987 | 2829.6302 | 2668.1179 | 2779.609 | 3130.2916 | 3710.432
F6_Commercial_Grocery_Existing_Food Preparation_Natural Gas_Conveyor Oven_Baseline Forecast | F6 | Commercial | Grocery | Existing | Food Preparation | Natural Gas | Conveyor Oven | Baseline Forecast | Avg. Replacement Usage (kWh) | 0.14735 | 0.14735 | 0.14735 | 0.14735 | 0.14735 | 0.14735 | 0.14735 | 0.14735 | 0.14735 | 0.14735 | 0.14735 | 0.14735 | 0.14735 | 0.14735 | 0.14735 | 0.14735 | 0.14735 | 0.14735 | 0.14735 | 0.14735 | 0.14735 | 0.14735 | 0.14735 | 0.14735 | 0.14735 | 0.14735 | 0.14735
F7_Commercial_Grocery_Existing_Food Preparation_Natural Gas_Conveyor Oven_Baseline Forecast | F7 | Commercial | Grocery | Existing | Food Preparation | Natural Gas | Conveyor Oven | Baseline Forecast | Avg. Replacement Summer Demand (kW) | 0 | 0 | 0 | 0 | 0 | 0 | 0 | 0 | 0 | 0 | 0 | 0 | 0 | 0 | 0 | 0 | 0 | 0 | 0 | 0 | 0 | 0 | 0 | 0 | 0 | 0 | 0
F8_Commercial_Grocery_Existing_Food Preparation_Natural Gas_Conveyor Oven_Baseline Forecast | F8 | Commercial | Grocery | Existing | Food Preparation | Natural Gas | Conveyor Oven | Baseline Forecast | Avg. Replacement Winter Demand (kW) | 0 | 0 | 0 | 0 | 0 | 0 | 0 | 0 | 0 | 0 | 0 | 0 | 0 | 0 | 0 | 0 | 0 | 0 | 0 | 0 | 0 | 0 | 0 | 0 | 0 | 0 | 0
F1_Commercial_Grocery_Existing_Food Preparation_Natural Gas_Double Rack Oven_Baseline Forecast | F1 | Commercial | Grocery | Existing | Food Preparation | Natural Gas | Double Rack Oven | Baseline Forecast | Units | 162099.621 | 159152.3551 | 156258.676 | 153417.6091 | 150628.198 | 147889.5035 | 145200.6035 | 142560.5925 | 139968.5817 | 137423.6984 | 134925.0857 | 132471.9023 | 130063.3223 | 127698.5346 | 125376.7431 | 123097.1659 | 120859.0356 | 118661.5986 | 116504.115 | 114385.8584 | 112306.1155 | 110264.1861 | 108259.3828 | 106291.0303 | 104358.4661 | 102461.0395 | 100598.1115
F2_Commercial_Grocery_Existing_Food Preparation_Natural Gas_Double Rack Oven_Baseline Forecast | F2 | Commercial | Grocery | Existing | Food Preparation | Natural Gas | Double Rack Oven | Baseline Forecast | Usage (MMtherm) | 0.036287 | 0.035627 | 0.03498 | 0.034344 | 0.033719 | 0.033106 | 0.032504 | 0.031913 | 0.031333 | 0.030763 | 0.030204 | 0.029655 | 0.029116 | 0.028586 | 0.028066 | 0.027556 | 0.027055 | 0.026563 | 0.02608 | 0.025606 | 0.025141 | 0.024683 | 0.024235 | 0.023794 | 0.023361 | 0.022937 | 0.02252
F3_Commercial_Grocery_Existing_Food Preparation_Natural Gas_Double Rack Oven_Baseline Forecast | F3 | Commercial | Grocery | Existing | Food Preparation | Natural Gas | Double Rack Oven | Baseline Forecast | Summer Peak Demand (MW) | 0 | 0 | 0 | 0 | 0 | 0 | 0 | 0 | 0 | 0 | 0 | 0 | 0 | 0 | 0 | 0 | 0 | 0 | 0 | 0 | 0 | 0 | 0 | 0 | 0 | 0 | 0
F4_Commercial_Grocery_Existing_Food Preparation_Natural Gas_Double Rack Oven_Baseline Forecast | F4 | Commercial | Grocery | Existing | Food Preparation | Natural Gas | Double Rack Oven | Baseline Forecast | Winter Peak Demand (MW) | 0 | 0 | 0 | 0 | 0 | 0 | 0 | 0 | 0 | 0 | 0 | 0 | 0 | 0 | 0 | 0 | 0 | 0 | 0 | 0 | 0 | 0 | 0 | 0 | 0 | 0 | 0
F5_Commercial_Grocery_Existing_Food Preparation_Natural Gas_Double Rack Oven_Baseline Forecast | F5 | Commercial | Grocery | Existing | Food Preparation | Natural Gas | Double Rack Oven | Baseline Forecast | Turnover | 0 | 3536.719 | 4822.7986 | 5913.628 | 6834.6311 | 7607.9857 | 8253.0366 | 8786.6567 | 9223.5614 | 9576.5836 | 8690.894 | 8039.0735 | 7572.9647 | 7252.9347 | 7046.4834 | 6927.0696 | 6873.1194 | 6867.1907 | 6895.2701 | 7619.1173 | 7705.5443 | 7699.0266 | 7629.9951 | 7521.33 | 7389.9616 | 7248.1641 | 7104.5966
F6_Commercial_Grocery_Existing_Food Preparation_Natural Gas_Double Rack Oven_Baseline Forecast | F6 | Commercial | Grocery | Existing | Food Preparation | Natural Gas | Double Rack Oven | Baseline Forecast | Avg. Replacement Usage (kWh) | 0.22386 | 0.22386 | 0.22386 | 0.22386 | 0.22386 | 0.22386 | 0.22386 | 0.22386 | 0.22386 | 0.22386 | 0.22386 | 0.22386 | 0.22386 | 0.22386 | 0.22386 | 0.22386 | 0.22386 | 0.22386 | 0.22386 | 0.22386 | 0.22386 | 0.22386 | 0.22386 | 0.22386 | 0.22386 | 0.22386 | 0.22386
F7_Commercial_Grocery_Existing_Food Preparation_Natural Gas_Double Rack Oven_Baseline Forecast | F7 | Commercial | Grocery | Existing | Food Preparation | Natural Gas | Double Rack Oven | Baseline Forecast | Avg. Replacement Summer Demand (kW) | 0 | 0 | 0 | 0 | 0 | 0 | 0 | 0 | 0 | 0 | 0 | 0 | 0 | 0 | 0 | 0 | 0 | 0 | 0 | 0 | 0 | 0 | 0 | 0 | 0 | 0 | 0
F8_Commercial_Grocery_Existing_Food Preparation_Natural Gas_Double Rack Oven_Baseline Forecast | F8 | Commercial | Grocery | Existing | Food Preparation | Natural Gas | Double Rack Oven | Baseline Forecast | Avg. Replacement Winter Demand (kW) | 0 | 0 | 0 | 0 | 0 | 0 | 0 | 0 | 0 | 0 | 0 | 0 | 0 | 0 | 0 | 0 | 0 | 0 | 0 | 0 | 0 | 0 | 0 | 0 | 0 | 0 | 0
F1_Commercial_Grocery_Existing_Food Preparation_Natural Gas_Fryer_Baseline Forecast | F1 | Commercial | Grocery | Existing | Food Preparation | Natural Gas | Fryer | Baseline Forecast | Units | 648398.4839 | 636609.4206 | 625034.7038 | 613670.4365 | 602512.7922 | 591558.0141 | 580802.4139 | 570242.37 | 559874.3269 | 549694.7937 | 539700.3429 | 529887.6094 | 520253.2892 | 510794.1385 | 501506.9723 | 492388.6638 | 483436.1426 | 474646.3945 | 466016.4601 | 457543.4336 | 449224.462 | 441056.7445 | 433037.531 | 425164.1214 | 417433.8646 | 409844.158 | 402392.446
F2_Commercial_Grocery_Existing_Food Preparation_Natural Gas_Fryer_Baseline Forecast | F2 | Commercial | Grocery | Existing | Food Preparation | Natural Gas | Fryer | Baseline Forecast | Usage (MMtherm) | 0.086511 | 0.082069 | 0.077971 | 0.074162 | 0.070595 | 0.067235 | 0.064055 | 0.061032 | 0.058147 | 0.055695 | 0.053587 | 0.051753 | 0.050136 | 0.048694 | 0.047391 | 0.046202 | 0.045105 | 0.044083 | 0.043123 | 0.042214 | 0.041349 | 0.04052 | 0.039723 | 0.038953 | 0.038208 | 0.037484 | 0.036779
F3_Commercial_Grocery_Existing_Food Preparation_Natural Gas_Fryer_Baseline Forecast | F3 | Commercial | Grocery | Existing | Food Preparation | Natural Gas | Fryer | Baseline Forecast | Summer Peak Demand (MW) | 0 | 0 | 0 | 0 | 0 | 0 | 0 | 0 | 0 | 0 | 0 | 0 | 0 | 0 | 0 | 0 | 0 | 0 | 0 | 0 | 0 | 0 | 0 | 0 | 0 | 0 | 0
F4_Commercial_Grocery_Existing_Food Preparation_Natural Gas_Fryer_Baseline Forecast | F4 | Commercial | Grocery | Existing | Food Preparation | Natural Gas | Fryer | Baseline Forecast | Winter Peak Demand (MW) | 0 | 0 | 0 | 0 | 0 | 0 | 0 | 0 | 0 | 0 | 0 | 0 | 0 | 0 | 0 | 0 | 0 | 0 | 0 | 0 | 0 | 0 | 0 | 0 | 0 | 0 | 0
F5_Commercial_Grocery_Existing_Food Preparation_Natural Gas_Fryer_Baseline Forecast | F5 | Commercial | Grocery | Existing | Food Preparation | Natural Gas | Fryer | Baseline Forecast | Turnover | 0 | 67905.0049 | 61670.0908 | 56621.3256 | 52506.9815 | 49129.2874 | 46332.8543 | 43995.5826 | 42021.5214 | 44732.8172 | 45785.6814 | 45740.7643 | 44994.9592 | 43825.854 | 56447.7976 | 50902.3614 | 46427.3064 | 43554.5916 | 41616.7069 | 40194.1842 | 39032.3829 | 37984.1739 | 40300.761 | 40830.3637 | 40250.7742 | 39154.5208 | 37868.585
F6_Commercial_Grocery_Existing_Food Preparation_Natural Gas_Fryer_Baseline Forecast | F6 | Commercial | Grocery | Existing | Food Preparation | Natural Gas | Fryer | Baseline Forecast | Avg. Replacement Usage (kWh) | 0.13342 | 0.091173 | 0.091173 | 0.091173 | 0.091173 | 0.091173 | 0.091173 | 0.091173 | 0.091173 | 0.091173 | 0.091173 | 0.091173 | 0.091173 | 0.091173 | 0.091173 | 0.091173 | 0.091173 | 0.091173 | 0.091173 | 0.091173 | 0.091173 | 0.091173 | 0.091173 | 0.091173 | 0.091173 | 0.091173 | 0.091173
F7_Commercial_Grocery_Existing_Food Preparation_Natural Gas_Fryer_Baseline Forecast | F7 | Commercial | Grocery | Existing | Food Preparation | Natural Gas | Fryer | Baseline Forecast | Avg. Replacement Summer Demand (kW) | 0 | 0 | 0 | 0 | 0 | 0 | 0 | 0 | 0 | 0 | 0 | 0 | 0 | 0 | 0 | 0 | 0 | 0 | 0 | 0 | 0 | 0 | 0 | 0 | 0 | 0 | 0
F8_Commercial_Grocery_Existing_Food Preparation_Natural Gas_Fryer_Baseline Forecast | F8 | Commercial | Grocery | Existing | Food Preparation | Natural Gas | Fryer | Baseline Forecast | Avg. Replacement Winter Demand (kW) | 0 | 0 | 0 | 0 | 0 | 0 | 0 | 0 | 0 | 0 | 0 | 0 | 0 | 0 | 0 | 0 | 0 | 0 | 0 | 0 | 0 | 0 | 0 | 0 | 0 | 0 | 0
F1_Commercial_Grocery_Existing_Food Preparation_Natural Gas_Broiler_Baseline Forecast | F1 | Commercial | Grocery | Existing | Food Preparation | Natural Gas | Broiler | Baseline Forecast | Units | 0 | 0 | 0 | 0 | 0 | 0 | 0 | 0 | 0 | 0 | 0 | 0 | 0 | 0 | 0 | 0 | 0 | 0 | 0 | 0 | 0 | 0 | 0 | 0 | 0 | 0 | 0
F2_Commercial_Grocery_Existing_Food Preparation_Natural Gas_Broiler_Baseline Forecast | F2 | Commercial | Grocery | Existing | Food Preparation | Natural Gas | Broiler | Baseline Forecast | Usage (MMtherm) | 0 | 0 | 0 | 0 | 0 | 0 | 0 | 0 | 0 | 0 | 0 | 0 | 0 | 0 | 0 | 0 | 0 | 0 | 0 | 0 | 0 | 0 | 0 | 0 | 0 | 0 | 0
F3_Commercial_Grocery_Existing_Food Preparation_Natural Gas_Broiler_Baseline Forecast | F3 | Commercial | Grocery | Existing | Food Preparation | Natural Gas | Broiler | Baseline Forecast | Summer Peak Demand (MW) | 0 | 0 | 0 | 0 | 0 | 0 | 0 | 0 | 0 | 0 | 0 | 0 | 0 | 0 | 0 | 0 | 0 | 0 | 0 | 0 | 0 | 0 | 0 | 0 | 0 | 0 | 0
F4_Commercial_Grocery_Existing_Food Preparation_Natural Gas_Broiler_Baseline Forecast | F4 | Commercial | Grocery | Existing | Food Preparation | Natural Gas | Broiler | Baseline Forecast | Winter Peak Demand (MW) | 0 | 0 | 0 | 0 | 0 | 0 | 0 | 0 | 0 | 0 | 0 | 0 | 0 | 0 | 0 | 0 | 0 | 0 | 0 | 0 | 0 | 0 | 0 | 0 | 0 | 0 | 0
F5_Commercial_Grocery_Existing_Food Preparation_Natural Gas_Broiler_Baseline Forecast | F5 | Commercial | Grocery | Existing | Food Preparation | Natural Gas | Broiler | Baseline Forecast | Turnover | 0 | 0 | 0 | 0 | 0 | 0 | 0 | 0 | 0 | 0 | 0 | 0 | 0 | 0 | 0 | 0 | 0 | 0 | 0 | 0 | 0 | 0 | 0 | 0 | 0 | 0 | 0
F6_Commercial_Grocery_Existing_Food Preparation_Natural Gas_Broiler_Baseline Forecast | F6 | Commercial | Grocery | Existing | Food Preparation | Natural Gas | Broiler | Baseline Forecast | Avg. Replacement Usage (kWh) | 0.14258 | 0.14258 | 0.14258 | 0.14258 | 0.14258 | 0.14258 | 0.14258 | 0.14258 | 0.14258 | 0.14258 | 0.14258 | 0.14258 | 0.14258 | 0.14258 | 0.14258 | 0.14258 | 0.14258 | 0.14258 | 0.14258 | 0.14258 | 0.14258 | 0.14258 | 0.14258 | 0.14258 | 0.14258 | 0.14258 | 0.14258
F7_Commercial_Grocery_Existing_Food Preparation_Natural Gas_Broiler_Baseline Forecast | F7 | Commercial | Grocery | Existing | Food Preparation | Natural Gas | Broiler | Baseline Forecast | Avg. Replacement Summer Demand (kW) | 0 | 0 | 0 | 0 | 0 | 0 | 0 | 0 | 0 | 0 | 0 | 0 | 0 | 0 | 0 | 0 | 0 | 0 | 0 | 0 | 0 | 0 | 0 | 0 | 0 | 0 | 0
F8_Commercial_Grocery_Existing_Food Preparation_Natural Gas_Broiler_Baseline Forecast | F8 | Commercial | Grocery | Existing | Food Preparation | Natural Gas | Broiler | Baseline Forecast | Avg. Replacement Winter Demand (kW) | 0 | 0 | 0 | 0 | 0 | 0 | 0 | 0 | 0 | 0 | 0 | 0 | 0 | 0 | 0 | 0 | 0 | 0 | 0 | 0 | 0 | 0 | 0 | 0 | 0 | 0 | 0
F1_Commercial_Grocery_Existing_Food Preparation_Natural Gas_Griddle_Baseline Forecast | F1 | Commercial | Grocery | Existing | Food Preparation | Natural Gas | Griddle | Baseline Forecast | Units | 648398.4839 | 636609.4206 | 625034.7038 | 613670.4365 | 602512.7922 | 591558.0141 | 580802.4139 | 570242.37 | 559874.3269 | 549694.7937 | 539700.3429 | 529887.6094 | 520253.2892 | 510794.1385 | 501506.9723 | 492388.6638 | 483436.1426 | 474646.3945 | 466016.4601 | 457543.4336 | 449224.462 | 441056.7445 | 433037.531 | 425164.1214 | 417433.8646 | 409844.158 | 402392.446
F2_Commercial_Grocery_Existing_Food Preparation_Natural Gas_Griddle_Baseline Forecast | F2 | Commercial | Grocery | Existing | Food Preparation | Natural Gas | Griddle | Baseline Forecast | Usage (MMtherm) | 0.064435 | 0.063263 | 0.062113 | 0.060983 | 0.059875 | 0.058786 | 0.057717 | 0.056668 | 0.055637 | 0.054626 | 0.053633 | 0.052658 | 0.0517 | 0.05076 | 0.049837 | 0.048931 | 0.048041 | 0.047168 | 0.04631 | 0.045468 | 0.044642 | 0.04383 | 0.043033 | 0.042251 | 0.041482 | 0.040728 | 0.039988
F3_Commercial_Grocery_Existing_Food Preparation_Natural Gas_Griddle_Baseline Forecast | F3 | Commercial | Grocery | Existing | Food Preparation | Natural Gas | Griddle | Baseline Forecast | Summer Peak Demand (MW) | 0 | 0 | 0 | 0 | 0 | 0 | 0 | 0 | 0 | 0 | 0 | 0 | 0 | 0 | 0 | 0 | 0 | 0 | 0 | 0 | 0 | 0 | 0 | 0 | 0 | 0 | 0
F4_Commercial_Grocery_Existing_Food Preparation_Natural Gas_Griddle_Baseline Forecast | F4 | Commercial | Grocery | Existing | Food Preparation | Natural Gas | Griddle | Baseline Forecast | Winter Peak Demand (MW) | 0 | 0 | 0 | 0 | 0 | 0 | 0 | 0 | 0 | 0 | 0 | 0 | 0 | 0 | 0 | 0 | 0 | 0 | 0 | 0 | 0 | 0 | 0 | 0 | 0 | 0 | 0
F5_Commercial_Grocery_Existing_Food Preparation_Natural Gas_Griddle_Baseline Forecast | F5 | Commercial | Grocery | Existing | Food Preparation | Natural Gas | Griddle | Baseline Forecast | Turnover | 0 | 23578.1267 | 26364.6326 | 28691.2675 | 30618.4738 | 32198.9662 | 33478.7161 | 34497.8105 | 35291.2016 | 35889.3608 | 33542.613 | 31757.0228 | 30417.8515 | 29430.6573 | 28717.9837 | 28216.5626 | 27874.9543 | 27651.5586 | 27512.9398 | 32389.3786 | 31970.1205 | 31387.508 | 30707.0139 | 29977.0146 | 29232.4897 | 28498.0038 | 27790.1015
F6_Commercial_Grocery_Existing_Food Preparation_Natural Gas_Griddle_Baseline Forecast | F6 | Commercial | Grocery | Existing | Food Preparation | Natural Gas | Griddle | Baseline Forecast | Avg. Replacement Usage (kWh) | 0.099375 | 0.099375 | 0.099375 | 0.099375 | 0.099375 | 0.099375 | 0.099375 | 0.099375 | 0.099375 | 0.099375 | 0.099375 | 0.099375 | 0.099375 | 0.099375 | 0.099375 | 0.099375 | 0.099375 | 0.099375 | 0.099375 | 0.099375 | 0.099375 | 0.099375 | 0.099375 | 0.099375 | 0.099375 | 0.099375 | 0.099375
F7_Commercial_Grocery_Existing_Food Preparation_Natural Gas_Griddle_Baseline Forecast | F7 | Commercial | Grocery | Existing | Food Preparation | Natural Gas | Griddle | Baseline Forecast | Avg. Replacement Summer Demand (kW) | 0 | 0 | 0 | 0 | 0 | 0 | 0 | 0 | 0 | 0 | 0 | 0 | 0 | 0 | 0 | 0 | 0 | 0 | 0 | 0 | 0 | 0 | 0 | 0 | 0 | 0 | 0
F8_Commercial_Grocery_Existing_Food Preparation_Natural Gas_Griddle_Baseline Forecast | F8 | Commercial | Grocery | Existing | Food Preparation | Natural Gas | Griddle | Baseline Forecast | Avg. Replacement Winter Demand (kW) | 0 | 0 | 0 | 0 | 0 | 0 | 0 | 0 | 0 | 0 | 0 | 0 | 0 | 0 | 0 | 0 | 0 | 0 | 0 | 0 | 0 | 0 | 0 | 0 | 0 | 0 | 0
F1_Commercial_Grocery_Existing_Food Preparation_Natural Gas_Range_Baseline Forecast | F1 | Commercial | Grocery | Existing | Food Preparation | Natural Gas | Range | Baseline Forecast | Units | 648398.4839 | 636609.4206 | 625034.7038 | 613670.4365 | 602512.7922 | 591558.0141 | 580802.4139 | 570242.37 | 559874.3269 | 549694.7937 | 539700.3429 | 529887.6094 | 520253.2892 | 510794.1385 | 501506.9723 | 492388.6638 | 483436.1426 | 474646.3945 | 466016.4601 | 457543.4336 | 449224.462 | 441056.7445 | 433037.531 | 425164.1214 | 417433.8646 | 409844.158 | 402392.446
F2_Commercial_Grocery_Existing_Food Preparation_Natural Gas_Range_Baseline Forecast | F2 | Commercial | Grocery | Existing | Food Preparation | Natural Gas | Range | Baseline Forecast | Usage (MMtherm) | 0.063656 | 0.062499 | 0.061362 | 0.060247 | 0.059151 | 0.058076 | 0.05702 | 0.055983 | 0.054965 | 0.053966 | 0.052985 | 0.052021 | 0.051076 | 0.050147 | 0.049235 | 0.04834 | 0.047461 | 0.046598 | 0.045751 | 0.044919 | 0.044102 | 0.043301 | 0.042513 | 0.04174 | 0.040981 | 0.040236 | 0.039505
F3_Commercial_Grocery_Existing_Food Preparation_Natural Gas_Range_Baseline Forecast | F3 | Commercial | Grocery | Existing | Food Preparation | Natural Gas | Range | Baseline Forecast | Summer Peak Demand (MW) | 0 | 0 | 0 | 0 | 0 | 0 | 0 | 0 | 0 | 0 | 0 | 0 | 0 | 0 | 0 | 0 | 0 | 0 | 0 | 0 | 0 | 0 | 0 | 0 | 0 | 0 | 0
F4_Commercial_Grocery_Existing_Food Preparation_Natural Gas_Range_Baseline Forecast | F4 | Commercial | Grocery | Existing | Food Preparation | Natural Gas | Range | Baseline Forecast | Winter Peak Demand (MW) | 0 | 0 | 0 | 0 | 0 | 0 | 0 | 0 | 0 | 0 | 0 | 0 | 0 | 0 | 0 | 0 | 0 | 0 | 0 | 0 | 0 | 0 | 0 | 0 | 0 | 0 | 0
F5_Commercial_Grocery_Existing_Food Preparation_Natural Gas_Range_Baseline Forecast | F5 | Commercial | Grocery | Existing | Food Preparation | Natural Gas | Range | Baseline Forecast | Turnover | 0 | 25464.3768 | 32501.8046 | 37802.0989 | 41742.0862 | 44617.6717 | 46661.2013 | 48055.1 | 48942.5833 | 49436.0704 | 43147.3889 | 39401.1439 | 37357.3281 | 36420.0467 | 36171.4236 | 41485.7007 | 42253.8551 | 42681.4104 | 42844.637 | 41705.2793 | 40017.0685 | 38220.3338 | 36552.6194 | 35123.9368 | 33529.5219 | 32899.7381 | 32808.9338
F6_Commercial_Grocery_Existing_Food Preparation_Natural Gas_Range_Baseline Forecast | F6 | Commercial | Grocery | Existing | Food Preparation | Natural Gas | Range | Baseline Forecast | Avg. Replacement Usage (kWh) | 0.098175 | 0.098175 | 0.098175 | 0.098175 | 0.098175 | 0.098175 | 0.098175 | 0.098175 | 0.098175 | 0.098175 | 0.098175 | 0.098175 | 0.098175 | 0.098175 | 0.098175 | 0.098175 | 0.098175 | 0.098175 | 0.098175 | 0.098175 | 0.098175 | 0.098175 | 0.098175 | 0.098175 | 0.098175 | 0.098175 | 0.098175
F7_Commercial_Grocery_Existing_Food Preparation_Natural Gas_Range_Baseline Forecast | F7 | Commercial | Grocery | Existing | Food Preparation | Natural Gas | Range | Baseline Forecast | Avg. Replacement Summer Demand (kW) | 0 | 0 | 0 | 0 | 0 | 0 | 0 | 0 | 0 | 0 | 0 | 0 | 0 | 0 | 0 | 0 | 0 | 0 | 0 | 0 | 0 | 0 | 0 | 0 | 0 | 0 | 0
F8_Commercial_Grocery_Existing_Food Preparation_Natural Gas_Range_Baseline Forecast | F8 | Commercial | Grocery | Existing | Food Preparation | Natural Gas | Range | Baseline Forecast | Avg. Replacement Winter Demand (kW) | 0 | 0 | 0 | 0 | 0 | 0 | 0 | 0 | 0 | 0 | 0 | 0 | 0 | 0 | 0 | 0 | 0 | 0 | 0 | 0 | 0 | 0 | 0 | 0 | 0 | 0 | 0
F1_Commercial_Grocery_Existing_Food Preparation_Natural Gas_Steamer_Baseline Forecast | F1 | Commercial | Grocery | Existing | Food Preparation | Natural Gas | Steamer | Baseline Forecast | Units | 31861.8276 | 31282.5216 | 30713.7485 | 30155.3167 | 29607.0382 | 29068.7284 | 28540.2061 | 28021.2933 | 27511.8152 | 27011.6004 | 26520.4804 | 26038.2898 | 25564.8664 | 25100.0506 | 24643.6861 | 24195.619 | 23755.6987 | 23323.7769 | 22899.7082 | 22483.3499 | 22074.5617 | 21673.2061 | 21279.1478 | 20892.2542 | 20512.395 | 20139.4424 | 19773.2707
F2_Commercial_Grocery_Existing_Food Preparation_Natural Gas_Steamer_Baseline Forecast | F2 | Commercial | Grocery | Existing | Food Preparation | Natural Gas | Steamer | Baseline Forecast | Usage (MMtherm) | 0.0036147 | 0.0032944 | 0.0029928 | 0.0027077 | 0.0024371 | 0.0021794 | 0.0019335 | 0.0016983 | 0.0015103 | 0.0013595 | 0.0012378 | 0.0011392 | 0.0010587 | 0.00099243 | 0.0009375 | 0.00089147 | 0.0008525 | 0.00081913 | 0.00079019 | 0.00076479 | 0.00074222 | 0.00072192 | 0.00070345 | 0.00068647 | 0.00067069 | 0.0006559 | 0.00064194
F3_Commercial_Grocery_Existing_Food Preparation_Natural Gas_Steamer_Baseline Forecast | F3 | Commercial | Grocery | Existing | Food Preparation | Natural Gas | Steamer | Baseline Forecast | Summer Peak Demand (MW) | 0 | 0 | 0 | 0 | 0 | 0 | 0 | 0 | 0 | 0 | 0 | 0 | 0 | 0 | 0 | 0 | 0 | 0 | 0 | 0 | 0 | 0 | 0 | 0 | 0 | 0 | 0
F4_Commercial_Grocery_Existing_Food Preparation_Natural Gas_Steamer_Baseline Forecast | F4 | Commercial | Grocery | Existing | Food Preparation | Natural Gas | Steamer | Baseline Forecast | Winter Peak Demand (MW) | 0 | 0 | 0 | 0 | 0 | 0 | 0 | 0 | 0 | 0 | 0 | 0 | 0 | 0 | 0 | 0 | 0 | 0 | 0 | 0 | 0 | 0 | 0 | 0 | 0 | 0 | 0
F5_Commercial_Grocery_Existing_Food Preparation_Natural Gas_Steamer_Baseline Forecast | F5 | Commercial | Grocery | Existing | Food Preparation | Natural Gas | Steamer | Baseline Forecast | Turnover | 0 | 3128.2522 | 2968.9957 | 2834.5998 | 2719.8999 | 2620.8366 | 2534.2181 | 2457.5347 | 2480.5181 | 2470.5585 | 2439.0964 | 2394.2095 | 2341.5284 | 2942.897 | 2722.24 | 2557.5865 | 2430.1357 | 2327.3451 | 2240.9514 | 2165.5852 | 2232.835 | 2240.0035 | 2212.1119 | 2164.8427 | 2107.8236 | 2185.2102 | 2062.1361
F6_Commercial_Grocery_Existing_Food Preparation_Natural Gas_Steamer_Baseline Forecast | F6 | Commercial | Grocery | Existing | Food Preparation | Natural Gas | Steamer | Baseline Forecast | Avg. Replacement Usage (kWh) | 0.11345 | 0.032054 | 0.032054 | 0.032054 | 0.032054 | 0.032054 | 0.032054 | 0.032054 | 0.032054 | 0.032054 | 0.032054 | 0.032054 | 0.032054 | 0.032054 | 0.032054 | 0.032054 | 0.032054 | 0.032054 | 0.032054 | 0.032054 | 0.032054 | 0.032054 | 0.032054 | 0.032054 | 0.032054 | 0.032054 | 0.032054
F7_Commercial_Grocery_Existing_Food Preparation_Natural Gas_Steamer_Baseline Forecast | F7 | Commercial | Grocery | Existing | Food Preparation | Natural Gas | Steamer | Baseline Forecast | Avg. Replacement Summer Demand (kW) | 0 | 0 | 0 | 0 | 0 | 0 | 0 | 0 | 0 | 0 | 0 | 0 | 0 | 0 | 0 | 0 | 0 | 0 | 0 | 0 | 0 | 0 | 0 | 0 | 0 | 0 | 0
F8_Commercial_Grocery_Existing_Food Preparation_Natural Gas_Steamer_Baseline Forecast | F8 | Commercial | Grocery | Existing | Food Preparation | Natural Gas | Steamer | Baseline Forecast | Avg. Replacement Winter Demand (kW) | 0 | 0 | 0 | 0 | 0 | 0 | 0 | 0 | 0 | 0 | 0 | 0 | 0 | 0 | 0 | 0 | 0 | 0 | 0 | 0 | 0 | 0 | 0 | 0 | 0 | 0 | 0
F1_Commercial_Grocery_Existing_Food Preparation_Natural Gas_Commercial Food Prep Other_Baseline Forecast | F1 | Commercial | Grocery | Existing | Food Preparation | Natural Gas | Commercial Food Prep Other | Baseline Forecast | Units | 0 | 0 | 0 | 0 | 0 | 0 | 0 | 0 | 0 | 0 | 0 | 0 | 0 | 0 | 0 | 0 | 0 | 0 | 0 | 0 | 0 | 0 | 0 | 0 | 0 | 0 | 0
F2_Commercial_Grocery_Existing_Food Preparation_Natural Gas_Commercial Food Prep Other_Baseline Forecast | F2 | Commercial | Grocery | Existing | Food Preparation | Natural Gas | Commercial Food Prep Other | Baseline Forecast | Usage (MMtherm) | 0 | 0 | 0 | 0 | 0 | 0 | 0 | 0 | 0 | 0 | 0 | 0 | 0 | 0 | 0 | 0 | 0 | 0 | 0 | 0 | 0 | 0 | 0 | 0 | 0 | 0 | 0
F3_Commercial_Grocery_Existing_Food Preparation_Natural Gas_Commercial Food Prep Other_Baseline Forecast | F3 | Commercial | Grocery | Existing | Food Preparation | Natural Gas | Commercial Food Prep Other | Baseline Forecast | Summer Peak Demand (MW) | 0 | 0 | 0 | 0 | 0 | 0 | 0 | 0 | 0 | 0 | 0 | 0 | 0 | 0 | 0 | 0 | 0 | 0 | 0 | 0 | 0 | 0 | 0 | 0 | 0 | 0 | 0
F4_Commercial_Grocery_Existing_Food Preparation_Natural Gas_Commercial Food Prep Other_Baseline Forecast | F4 | Commercial | Grocery | Existing | Food Preparation | Natural Gas | Commercial Food Prep Other | Baseline Forecast | Winter Peak Demand (MW) | 0 | 0 | 0 | 0 | 0 | 0 | 0 | 0 | 0 | 0 | 0 | 0 | 0 | 0 | 0 | 0 | 0 | 0 | 0 | 0 | 0 | 0 | 0 | 0 | 0 | 0 | 0
F5_Commercial_Grocery_Existing_Food Preparation_Natural Gas_Commercial Food Prep Other_Baseline Forecast | F5 | Commercial | Grocery | Existing | Food Preparation | Natural Gas | Commercial Food Prep Other | Baseline Forecast | Turnover | 0 | 0 | 0 | 0 | 0 | 0 | 0 | 0 | 0 | 0 | 0 | 0 | 0 | 0 | 0 | 0 | 0 | 0 | 0 | 0 | 0 | 0 | 0 | 0 | 0 | 0 | 0
F6_Commercial_Grocery_Existing_Food Preparation_Natural Gas_Commercial Food Prep Other_Baseline Forecast | F6 | Commercial | Grocery | Existing | Food Preparation | Natural Gas | Commercial Food Prep Other | Baseline Forecast | Avg. Replacement Usage (kWh) | 0.040972 | 0.040972 | 0.040972 | 0.040972 | 0.040972 | 0.040972 | 0.040972 | 0.040972 | 0.040972 | 0.040972 | 0.040972 | 0.040972 | 0.040972 | 0.040972 | 0.040972 | 0.040972 | 0.040972 | 0.040972 | 0.040972 | 0.040972 | 0.040972 | 0.040972 | 0.040972 | 0.040972 | 0.040972 | 0.040972 | 0.040972
F7_Commercial_Grocery_Existing_Food Preparation_Natural Gas_Commercial Food Prep Other_Baseline Forecast | F7 | Commercial | Grocery | Existing | Food Preparation | Natural Gas | Commercial Food Prep Other | Baseline Forecast | Avg. Replacement Summer Demand (kW) | 0 | 0 | 0 | 0 | 0 | 0 | 0 | 0 | 0 | 0 | 0 | 0 | 0 | 0 | 0 | 0 | 0 | 0 | 0 | 0 | 0 | 0 | 0 | 0 | 0 | 0 | 0
F8_Commercial_Grocery_Existing_Food Preparation_Natural Gas_Commercial Food Prep Other_Baseline Forecast | F8 | Commercial | Grocery | Existing | Food Preparation | Natural Gas | Commercial Food Prep Other | Baseline Forecast | Avg. Replacement Winter Demand (kW) | 0 | 0 | 0 | 0 | 0 | 0 | 0 | 0 | 0 | 0 | 0 | 0 | 0 | 0 | 0 | 0 | 0 | 0 | 0 | 0 | 0 | 0 | 0 | 0 | 0 | 0 | 0
F1_Commercial_Grocery_Existing_Miscellaneous_Natural Gas_Pool Heater_Baseline Forecast | F1 | Commercial | Grocery | Existing | Miscellaneous | Natural Gas | Pool Heater | Baseline Forecast | Units | 0 | 0 | 0 | 0 | 0 | 0 | 0 | 0 | 0 | 0 | 0 | 0 | 0 | 0 | 0 | 0 | 0 | 0 | 0 | 0 | 0 | 0 | 0 | 0 | 0 | 0 | 0
F2_Commercial_Grocery_Existing_Miscellaneous_Natural Gas_Pool Heater_Baseline Forecast | F2 | Commercial | Grocery | Existing | Miscellaneous | Natural Gas | Pool Heater | Baseline Forecast | Usage (MMtherm) | 0 | 0 | 0 | 0 | 0 | 0 | 0 | 0 | 0 | 0 | 0 | 0 | 0 | 0 | 0 | 0 | 0 | 0 | 0 | 0 | 0 | 0 | 0 | 0 | 0 | 0 | 0
F3_Commercial_Grocery_Existing_Miscellaneous_Natural Gas_Pool Heater_Baseline Forecast | F3 | Commercial | Grocery | Existing | Miscellaneous | Natural Gas | Pool Heater | Baseline Forecast | Summer Peak Demand (MW) | 0 | 0 | 0 | 0 | 0 | 0 | 0 | 0 | 0 | 0 | 0 | 0 | 0 | 0 | 0 | 0 | 0 | 0 | 0 | 0 | 0 | 0 | 0 | 0 | 0 | 0 | 0
F4_Commercial_Grocery_Existing_Miscellaneous_Natural Gas_Pool Heater_Baseline Forecast | F4 | Commercial | Grocery | Existing | Miscellaneous | Natural Gas | Pool Heater | Baseline Forecast | Winter Peak Demand (MW) | 0 | 0 | 0 | 0 | 0 | 0 | 0 | 0 | 0 | 0 | 0 | 0 | 0 | 0 | 0 | 0 | 0 | 0 | 0 | 0 | 0 | 0 | 0 | 0 | 0 | 0 | 0
F5_Commercial_Grocery_Existing_Miscellaneous_Natural Gas_Pool Heater_Baseline Forecast | F5 | Commercial | Grocery | Existing | Miscellaneous | Natural Gas | Pool Heater | Baseline Forecast | Turnover | 0 | 0 | 0 | 0 | 0 | 0 | 0 | 0 | 0 | 0 | 0 | 0 | 0 | 0 | 0 | 0 | 0 | 0 | 0 | 0 | 0 | 0 | 0 | 0 | 0 | 0 | 0
F6_Commercial_Grocery_Existing_Miscellaneous_Natural Gas_Pool Heater_Baseline Forecast | F6 | Commercial | Grocery | Existing | Miscellaneous | Natural Gas | Pool Heater | Baseline Forecast | Avg. Replacement Usage (kWh) | 0.01 | 0.01 | 0.01 | 0.01 | 0.01 | 0.01 | 0.01 | 0.01 | 0.01 | 0.01 | 0.01 | 0.01 | 0.01 | 0.01 | 0.01 | 0.01 | 0.01 | 0.01 | 0.01 | 0.01 | 0.01 | 0.01 | 0.01 | 0.01 | 0.01 | 0.01 | 0.01
F7_Commercial_Grocery_Existing_Miscellaneous_Natural Gas_Pool Heater_Baseline Forecast | F7 | Commercial | Grocery | Existing | Miscellaneous | Natural Gas | Pool Heater | Baseline Forecast | Avg. Replacement Summer Demand (kW) | 0 | 0 | 0 | 0 | 0 | 0 | 0 | 0 | 0 | 0 | 0 | 0 | 0 | 0 | 0 | 0 | 0 | 0 | 0 | 0 | 0 | 0 | 0 | 0 | 0 | 0 | 0
F8_Commercial_Grocery_Existing_Miscellaneous_Natural Gas_Pool Heater_Baseline Forecast | F8 | Commercial | Grocery | Existing | Miscellaneous | Natural Gas | Pool Heater | Baseline Forecast | Avg. Replacement Winter Demand (kW) | 0 | 0 | 0 | 0 | 0 | 0 | 0 | 0 | 0 | 0 | 0 | 0 | 0 | 0 | 0 | 0 | 0 | 0 | 0 | 0 | 0 | 0 | 0 | 0 | 0 | 0 | 0
F1_Commercial_Grocery_Existing_Miscellaneous_Natural Gas_Miscellaneous_Baseline Forecast | F1 | Commercial | Grocery | Existing | Miscellaneous | Natural Gas | Miscellaneous | Baseline Forecast | Units | 2263706.9876 | 2222548.6788 | 2182138.7028 | 2142463.4536 | 2103509.5727 | 2065263.9441 | 2027713.6905 | 1990846.1689 | 1954648.9658 | 1919109.8937 | 1884216.9866 | 1849958.4959 | 1816322.8869 | 1783298.8344 | 1750875.2192 | 1719041.1243 | 1687785.8312 | 1657098.816 | 1626969.7467 | 1597388.4785 | 1568345.0517 | 1539829.6871 | 1511832.7837 | 1484344.9149 | 1457356.8255 | 1430859.4287 | 1404843.8027
F2_Commercial_Grocery_Existing_Miscellaneous_Natural Gas_Miscellaneous_Baseline Forecast | F2 | Commercial | Grocery | Existing | Miscellaneous | Natural Gas | Miscellaneous | Baseline Forecast | Usage (MMtherm) | 0.013518 | 0.013273 | 0.013031 | 0.012794 | 0.012562 | 0.012333 | 0.012109 | 0.011889 | 0.011673 | 0.01146 | 0.011252 | 0.011048 | 0.010847 | 0.010649 | 0.010456 | 0.010266 | 0.010079 | 0.0098958 | 0.0097159 | 0.0095392 | 0.0093658 | 0.0091955 | 0.0090283 | 0.0088642 | 0.008703 | 0.0085447 | 0.0083894
F3_Commercial_Grocery_Existing_Miscellaneous_Natural Gas_Miscellaneous_Baseline Forecast | F3 | Commercial | Grocery | Existing | Miscellaneous | Natural Gas | Miscellaneous | Baseline Forecast | Summer Peak Demand (MW) | 0 | 0 | 0 | 0 | 0 | 0 | 0 | 0 | 0 | 0 | 0 | 0 | 0 | 0 | 0 | 0 | 0 | 0 | 0 | 0 | 0 | 0 | 0 | 0 | 0 | 0 | 0
F4_Commercial_Grocery_Existing_Miscellaneous_Natural Gas_Miscellaneous_Baseline Forecast | F4 | Commercial | Grocery | Existing | Miscellaneous | Natural Gas | Miscellaneous | Baseline Forecast | Winter Peak Demand (MW) | 0 | 0 | 0 | 0 | 0 | 0 | 0 | 0 | 0 | 0 | 0 | 0 | 0 | 0 | 0 | 0 | 0 | 0 | 0 | 0 | 0 | 0 | 0 | 0 | 0 | 0 | 0
F5_Commercial_Grocery_Existing_Miscellaneous_Natural Gas_Miscellaneous_Baseline Forecast | F5 | Commercial | Grocery | Existing | Miscellaneous | Natural Gas | Miscellaneous | Baseline Forecast | Turnover | 0 | 190504.1725 | 222667.2146 | 248600.7156 | 234969.2909 | 227846.2786 | 225358.2061 | 221421.3006 | 217145.0923 | 213210.0114 | 209366.1186 | 251752.9735 | 249332.0383 | 245406.0319 | 238352.3253 | 233607.1687 | 230175.6522 | 225971.7962 | 221692.7885 | 217691.6655 | 213760.8643 | 221068.9625 | 215998.5717 | 210824.3994 | 206682.3065 | 203039.7002 | 199572.3091
F6_Commercial_Grocery_Existing_Miscellaneous_Natural Gas_Miscellaneous_Baseline Forecast | F6 | Commercial | Grocery | Existing | Miscellaneous | Natural Gas | Miscellaneous | Baseline Forecast | Avg. Replacement Usage (kWh) | 0.0059718 | 0.0059718 | 0.0059718 | 0.0059718 | 0.0059718 | 0.0059718 | 0.0059718 | 0.0059718 | 0.0059718 | 0.0059718 | 0.0059718 | 0.0059718 | 0.0059718 | 0.0059718 | 0.0059718 | 0.0059718 | 0.0059718 | 0.0059718 | 0.0059718 | 0.0059718 | 0.0059718 | 0.0059718 | 0.0059718 | 0.0059718 | 0.0059718 | 0.0059718 | 0.0059718
F7_Commercial_Grocery_Existing_Miscellaneous_Natural Gas_Miscellaneous_Baseline Forecast | F7 | Commercial | Grocery | Existing | Miscellaneous | Natural Gas | Miscellaneous | Baseline Forecast | Avg. Replacement Summer Demand (kW) | 0 | 0 | 0 | 0 | 0 | 0 | 0 | 0 | 0 | 0 | 0 | 0 | 0 | 0 | 0 | 0 | 0 | 0 | 0 | 0 | 0 | 0 | 0 | 0 | 0 | 0 | 0
F8_Commercial_Grocery_Existing_Miscellaneous_Natural Gas_Miscellaneous_Baseline Forecast | F8 | Commercial | Grocery | Existing | Miscellaneous | Natural Gas | Miscellaneous | Baseline Forecast | Avg. Replacement Winter Demand (kW) | 0 | 0 | 0 | 0 | 0 | 0 | 0 | 0 | 0 | 0 | 0 | 0 | 0 | 0 | 0 | 0 | 0 | 0 | 0 | 0 | 0 | 0 | 0 | 0 | 0 | 0 | 0
F1_Commercial_Grocery_New_Space Heating_Natural Gas_Furnace_Baseline Forecast | F1 | Commercial | Grocery | New | Space Heating | Natural Gas | Furnace | Baseline Forecast | Units | 0 | 41229.5751 | 72419.0893 | 103554.1616 | 134468.8877 | 165025.8561 | 195732.6496 | 226359.208 | 256913.7708 | 287404.5236 | 317839.6007 | 348227.0875 | 378575.0227 | 408891.4005 | 439184.1732 | 469461.2527 | 499730.5136 | 529999.7948 | 560276.9018 | 590569.6089 | 620885.6614 | 651232.7777 | 681618.6511 | 712050.9524 | 742537.3316 | 773085.4202 | 803702.833
F2_Commercial_Grocery_New_Space Heating_Natural Gas_Furnace_Baseline Forecast | F2 | Commercial | Grocery | New | Space Heating | Natural Gas | Furnace | Baseline Forecast | Usage (MMtherm) | 0 | 0.024036 | 0.042056 | 0.059159 | 0.076141 | 0.092926 | 0.10979 | 0.12662 | 0.1434 | 0.16015 | 0.17687 | 0.19356 | 0.21023 | 0.22689 | 0.24353 | 0.26016 | 0.27678 | 0.29341 | 0.31004 | 0.32658 | 0.34307 | 0.35959 | 0.37613 | 0.39272 | 0.40935 | 0.42601 | 0.44273
F3_Commercial_Grocery_New_Space Heating_Natural Gas_Furnace_Baseline Forecast | F3 | Commercial | Grocery | New | Space Heating | Natural Gas | Furnace | Baseline Forecast | Summer Peak Demand (MW) | 0 | 0 | 0 | 0 | 0 | 0 | 0 | 0 | 0 | 0 | 0 | 0 | 0 | 0 | 0 | 0 | 0 | 0 | 0 | 0 | 0 | 0 | 0 | 0 | 0 | 0 | 0
F4_Commercial_Grocery_New_Space Heating_Natural Gas_Furnace_Baseline Forecast | F4 | Commercial | Grocery | New | Space Heating | Natural Gas | Furnace | Baseline Forecast | Winter Peak Demand (MW) | 0 | 0 | 0 | 0 | 0 | 0 | 0 | 0 | 0 | 0 | 0 | 0 | 0 | 0 | 0 | 0 | 0 | 0 | 0 | 0 | 0 | 0 | 0 | 0 | 0 | 0 | 0
F5_Commercial_Grocery_New_Space Heating_Natural Gas_Furnace_Baseline Forecast | F5 | Commercial | Grocery | New | Space Heating | Natural Gas | Furnace | Baseline Forecast | Turnover | 0 | 41229.5751 | 31189.5142 | 31135.0723 | 30914.7262 | 30556.9684 | 30706.7934 | 30626.5585 | 30554.5628 | 30490.7528 | 30435.0771 | 30387.4868 | 30347.9352 | 30316.3779 | 30292.7726 | 30277.0795 | 30269.2609 | 30269.2812 | 30277.107 | 33464.2129 | 35642.7897 | 37659.11 | 39513.462 | 41208.3037 | 42795.5194 | 44266.2609 | 45630.6921
F6_Commercial_Grocery_New_Space Heating_Natural Gas_Furnace_Baseline Forecast | F6 | Commercial | Grocery | New | Space Heating | Natural Gas | Furnace | Baseline Forecast | Avg. Replacement Usage (kWh) | 0.54191 | 0.58299 | 0.58073 | 0.54932 | 0.54932 | 0.54932 | 0.54932 | 0.54932 | 0.54932 | 0.54932 | 0.54932 | 0.54932 | 0.54932 | 0.54932 | 0.54932 | 0.54932 | 0.54932 | 0.54932 | 0.54932 | 0.54932 | 0.54932 | 0.54932 | 0.54932 | 0.54932 | 0.54932 | 0.54932 | 0.54932
F7_Commercial_Grocery_New_Space Heating_Natural Gas_Furnace_Baseline Forecast | F7 | Commercial | Grocery | New | Space Heating | Natural Gas | Furnace | Baseline Forecast | Avg. Replacement Summer Demand (kW) | 0 | 0 | 0 | 0 | 0 | 0 | 0 | 0 | 0 | 0 | 0 | 0 | 0 | 0 | 0 | 0 | 0 | 0 | 0 | 0 | 0 | 0 | 0 | 0 | 0 | 0 | 0
F8_Commercial_Grocery_New_Space Heating_Natural Gas_Furnace_Baseline Forecast | F8 | Commercial | Grocery | New | Space Heating | Natural Gas | Furnace | Baseline Forecast | Avg. Replacement Winter Demand (kW) | 0 | 0 | 0 | 0 | 0 | 0 | 0 | 0 | 0 | 0 | 0 | 0 | 0 | 0 | 0 | 0 | 0 | 0 | 0 | 0 | 0 | 0 | 0 | 0 | 0 | 0 | 0
F1_Commercial_Grocery_New_Space Heating_Natural Gas_Boiler_Baseline Forecast | F1 | Commercial | Grocery | New | Space Heating | Natural Gas | Boiler | Baseline Forecast | Units | 0 | 275.2164 | 483.4132 | 691.2466 | 897.6092 | 1101.5836 | 1306.5582 | 1510.9972 | 1714.9555 | 1918.488 | 2121.6488 | 2324.4919 | 2527.071 | 2729.4394 | 2931.6503 | 3133.7564 | 3335.8103 | 3537.8644 | 3739.9707 | 3942.1811 | 4144.5474 | 4347.121 | 4549.9534 | 4753.0956 | 4956.5989 | 5160.514 | 5364.892
F2_Commercial_Grocery_New_Space Heating_Natural Gas_Boiler_Baseline Forecast | F2 | Commercial | Grocery | New | Space Heating | Natural Gas | Boiler | Baseline Forecast | Usage (MMtherm) | 0 | 0.00026268 | 0.00045961 | 0.00065721 | 0.00085341 | 0.0010473 | 0.0012422 | 0.0014366 | 0.0016305 | 0.001824 | 0.0020172 | 0.00221 | 0.0024026 | 0.002595 | 0.0027873 | 0.0029795 | 0.0031716 | 0.0033637 | 0.0035558 | 0.0037481 | 0.0039405 | 0.0041331 | 0.0043259 | 0.0045191 | 0.0047125 | 0.0049064 | 0.0051007
F3_Commercial_Grocery_New_Space Heating_Natural Gas_Boiler_Baseline Forecast | F3 | Commercial | Grocery | New | Space Heating | Natural Gas | Boiler | Baseline Forecast | Summer Peak Demand (MW) | 0 | 0 | 0 | 0 | 0 | 0 | 0 | 0 | 0 | 0 | 0 | 0 | 0 | 0 | 0 | 0 | 0 | 0 | 0 | 0 | 0 | 0 | 0 | 0 | 0 | 0 | 0
F4_Commercial_Grocery_New_Space Heating_Natural Gas_Boiler_Baseline Forecast | F4 | Commercial | Grocery | New | Space Heating | Natural Gas | Boiler | Baseline Forecast | Winter Peak Demand (MW) | 0 | 0 | 0 | 0 | 0 | 0 | 0 | 0 | 0 | 0 | 0 | 0 | 0 | 0 | 0 | 0 | 0 | 0 | 0 | 0 | 0 | 0 | 0 | 0 | 0 | 0 | 0
F5_Commercial_Grocery_New_Space Heating_Natural Gas_Boiler_Baseline Forecast | F5 | Commercial | Grocery | New | Space Heating | Natural Gas | Boiler | Baseline Forecast | Turnover | 0 | 275.2164 | 208.1968 | 207.8334 | 206.3625 | 203.9744 | 204.9746 | 204.439 | 203.9584 | 203.5324 | 203.1608 | 202.8431 | 202.5791 | 202.3684 | 202.2109 | 202.1061 | 202.0539 | 202.0541 | 202.1063 | 202.2104 | 202.3663 | 202.5736 | 227.852 | 244.8144 | 260.281 | 274.2915 | 286.8995
F6_Commercial_Grocery_New_Space Heating_Natural Gas_Boiler_Baseline Forecast | F6 | Commercial | Grocery | New | Space Heating | Natural Gas | Boiler | Baseline Forecast | Avg. Replacement Usage (kWh) | 0.88721 | 0.95446 | 0.95076 | 0.95076 | 0.95076 | 0.95076 | 0.95076 | 0.95076 | 0.95076 | 0.95076 | 0.95076 | 0.95076 | 0.95076 | 0.95076 | 0.95076 | 0.95076 | 0.95076 | 0.95076 | 0.95076 | 0.95076 | 0.95076 | 0.95076 | 0.95076 | 0.95076 | 0.95076 | 0.95076 | 0.95076
F7_Commercial_Grocery_New_Space Heating_Natural Gas_Boiler_Baseline Forecast | F7 | Commercial | Grocery | New | Space Heating | Natural Gas | Boiler | Baseline Forecast | Avg. Replacement Summer Demand (kW) | 0 | 0 | 0 | 0 | 0 | 0 | 0 | 0 | 0 | 0 | 0 | 0 | 0 | 0 | 0 | 0 | 0 | 0 | 0 | 0 | 0 | 0 | 0 | 0 | 0 | 0 | 0
F8_Commercial_Grocery_New_Space Heating_Natural Gas_Boiler_Baseline Forecast | F8 | Commercial | Grocery | New | Space Heating | Natural Gas | Boiler | Baseline Forecast | Avg. Replacement Winter Demand (kW) | 0 | 0 | 0 | 0 | 0 | 0 | 0 | 0 | 0 | 0 | 0 | 0 | 0 | 0 | 0 | 0 | 0 | 0 | 0 | 0 | 0 | 0 | 0 | 0 | 0 | 0 | 0
F1_Commercial_Grocery_New_Space Heating_Natural Gas_Unit Heater_Baseline Forecast | F1 | Commercial | Grocery | New | Space Heating | Natural Gas | Unit Heater | Baseline Forecast | Units | 0 | 0 | 0 | 0 | 0 | 0 | 0 | 0 | 0 | 0 | 0 | 0 | 0 | 0 | 0 | 0 | 0 | 0 | 0 | 0 | 0 | 0 | 0 | 0 | 0 | 0 | 0
F2_Commercial_Grocery_New_Space Heating_Natural Gas_Unit Heater_Baseline Forecast | F2 | Commercial | Grocery | New | Space Heating | Natural Gas | Unit Heater | Baseline Forecast | Usage (MMtherm) | 0 | 0 | 0 | 0 | 0 | 0 | 0 | 0 | 0 | 0 | 0 | 0 | 0 | 0 | 0 | 0 | 0 | 0 | 0 | 0 | 0 | 0 | 0 | 0 | 0 | 0 | 0
F3_Commercial_Grocery_New_Space Heating_Natural Gas_Unit Heater_Baseline Forecast | F3 | Commercial | Grocery | New | Space Heating | Natural Gas | Unit Heater | Baseline Forecast | Summer Peak Demand (MW) | 0 | 0 | 0 | 0 | 0 | 0 | 0 | 0 | 0 | 0 | 0 | 0 | 0 | 0 | 0 | 0 | 0 | 0 | 0 | 0 | 0 | 0 | 0 | 0 | 0 | 0 | 0
F4_Commercial_Grocery_New_Space Heating_Natural Gas_Unit Heater_Baseline Forecast | F4 | Commercial | Grocery | New | Space Heating | Natural Gas | Unit Heater | Baseline Forecast | Winter Peak Demand (MW) | 0 | 0 | 0 | 0 | 0 | 0 | 0 | 0 | 0 | 0 | 0 | 0 | 0 | 0 | 0 | 0 | 0 | 0 | 0 | 0 | 0 | 0 | 0 | 0 | 0 | 0 | 0
F5_Commercial_Grocery_New_Space Heating_Natural Gas_Unit Heater_Baseline Forecast | F5 | Commercial | Grocery | New | Space Heating | Natural Gas | Unit Heater | Baseline Forecast | Turnover | 0 | 0 | 0 | 0 | 0 | 0 | 0 | 0 | 0 | 0 | 0 | 0 | 0 | 0 | 0 | 0 | 0 | 0 | 0 | 0 | 0 | 0 | 0 | 0 | 0 | 0 | 0
F6_Commercial_Grocery_New_Space Heating_Natural Gas_Unit Heater_Baseline Forecast | F6 | Commercial | Grocery | New | Space Heating | Natural Gas | Unit Heater | Baseline Forecast | Avg. Replacement Usage (kWh) | 0.29573 | 0.31815 | 0.31691 | 0.31691 | 0.31691 | 0.31691 | 0.31691 | 0.31691 | 0.31691 | 0.31691 | 0.31691 | 0.31691 | 0.31691 | 0.31691 | 0.31691 | 0.31691 | 0.31691 | 0.31691 | 0.31691 | 0.31691 | 0.31691 | 0.31691 | 0.31691 | 0.31691 | 0.31691 | 0.31691 | 0.31691
F7_Commercial_Grocery_New_Space Heating_Natural Gas_Unit Heater_Baseline Forecast | F7 | Commercial | Grocery | New | Space Heating | Natural Gas | Unit Heater | Baseline Forecast | Avg. Replacement Summer Demand (kW) | 0 | 0 | 0 | 0 | 0 | 0 | 0 | 0 | 0 | 0 | 0 | 0 | 0 | 0 | 0 | 0 | 0 | 0 | 0 | 0 | 0 | 0 | 0 | 0 | 0 | 0 | 0
F8_Commercial_Grocery_New_Space Heating_Natural Gas_Unit Heater_Baseline Forecast | F8 | Commercial | Grocery | New | Space Heating | Natural Gas | Unit Heater | Baseline Forecast | Avg. Replacement Winter Demand (kW) | 0 | 0 | 0 | 0 | 0 | 0 | 0 | 0 | 0 | 0 | 0 | 0 | 0 | 0 | 0 | 0 | 0 | 0 | 0 | 0 | 0 | 0 | 0 | 0 | 0 | 0 | 0
F1_Commercial_Grocery_New_Water Heating_Natural Gas_Water Heater_Baseline Forecast | F1 | Commercial | Grocery | New | Water Heating | Natural Gas | Water Heater | Baseline Forecast | Units | 0 | 60690.8173 | 106602.4499 | 152433.9429 | 197941.0817 | 242921.5933 | 288122.6507 | 333205.6005 | 378182.571 | 423065.6119 | 467866.697 | 512597.7281 | 557270.5385 | 601896.8958 | 646488.5056 | 691057.0149 | 735614.0151 | 780171.045 | 824739.5947 | 869331.1081 | 913956.9865 | 958628.5913 | 1003357.2475 | 1048154.2466 | 1093030.8495 | 1137998.29 | 1183067.7771
F2_Commercial_Grocery_New_Water Heating_Natural Gas_Water Heater_Baseline Forecast | F2 | Commercial | Grocery | New | Water Heating | Natural Gas | Water Heater | Baseline Forecast | Usage (MMtherm) | 0 | 0.013532 | 0.023769 | 0.033988 | 0.044135 | 0.054164 | 0.064242 | 0.074295 | 0.084323 | 0.094331 | 0.10432 | 0.11429 | 0.12425 | 0.1342 | 0.14415 | 0.15408 | 0.16402 | 0.17395 | 0.18389 | 0.19383 | 0.20378 | 0.21374 | 0.22372 | 0.23371 | 0.24371 | 0.25374 | 0.26379
F3_Commercial_Grocery_New_Water Heating_Natural Gas_Water Heater_Baseline Forecast | F3 | Commercial | Grocery | New | Water Heating | Natural Gas | Water Heater | Baseline Forecast | Summer Peak Demand (MW) | 0 | 0 | 0 | 0 | 0 | 0 | 0 | 0 | 0 | 0 | 0 | 0 | 0 | 0 | 0 | 0 | 0 | 0 | 0 | 0 | 0 | 0 | 0 | 0 | 0 | 0 | 0
F4_Commercial_Grocery_New_Water Heating_Natural Gas_Water Heater_Baseline Forecast | F4 | Commercial | Grocery | New | Water Heating | Natural Gas | Water Heater | Baseline Forecast | Winter Peak Demand (MW) | 0 | 0 | 0 | 0 | 0 | 0 | 0 | 0 | 0 | 0 | 0 | 0 | 0 | 0 | 0 | 0 | 0 | 0 | 0 | 0 | 0 | 0 | 0 | 0 | 0 | 0 | 0
F5_Commercial_Grocery_New_Water Heating_Natural Gas_Water Heater_Baseline Forecast | F5 | Commercial | Grocery | New | Water Heating | Natural Gas | Water Heater | Baseline Forecast | Turnover | 0 | 60690.8173 | 45911.6327 | 45831.4929 | 45507.1388 | 44980.5117 | 45201.0574 | 45082.9498 | 44976.9706 | 44883.0409 | 56939.2485 | 63623.8885 | 68953.3948 | 73152.2526 | 76408.4284 | 94971.9092 | 90022.0354 | 89903.4442 | 89737.2618 | 91976.2807 | 95316.2846 | 98983.6475 | 102780.9591 | 106495.9039 | 116390.5712 | 121935.3604 | 126021.61
F6_Commercial_Grocery_New_Water Heating_Natural Gas_Water Heater_Baseline Forecast | F6 | Commercial | Grocery | New | Water Heating | Natural Gas | Water Heater | Baseline Forecast | Avg. Replacement Usage (kWh) | 0.22297 | 0.22297 | 0.22297 | 0.22297 | 0.22297 | 0.22297 | 0.22297 | 0.22297 | 0.22297 | 0.22297 | 0.22297 | 0.22297 | 0.22297 | 0.22297 | 0.22297 | 0.22297 | 0.22297 | 0.22297 | 0.22297 | 0.22297 | 0.22297 | 0.22297 | 0.22297 | 0.22297 | 0.22297 | 0.22297 | 0.22297
F7_Commercial_Grocery_New_Water Heating_Natural Gas_Water Heater_Baseline Forecast | F7 | Commercial | Grocery | New | Water Heating | Natural Gas | Water Heater | Baseline Forecast | Avg. Replacement Summer Demand (kW) | 0 | 0 | 0 | 0 | 0 | 0 | 0 | 0 | 0 | 0 | 0 | 0 | 0 | 0 | 0 | 0 | 0 | 0 | 0 | 0 | 0 | 0 | 0 | 0 | 0 | 0 | 0
F8_Commercial_Grocery_New_Water Heating_Natural Gas_Water Heater_Baseline Forecast | F8 | Commercial | Grocery | New | Water Heating | Natural Gas | Water Heater | Baseline Forecast | Avg. Replacement Winter Demand (kW) | 0 | 0 | 0 | 0 | 0 | 0 | 0 | 0 | 0 | 0 | 0 | 0 | 0 | 0 | 0 | 0 | 0 | 0 | 0 | 0 | 0 | 0 | 0 | 0 | 0 | 0 | 0
F1_Commercial_Grocery_New_Food Preparation_Natural Gas_Oven_Baseline Forecast | F1 | Commercial | Grocery | New | Food Preparation | Natural Gas | Oven | Baseline Forecast | Units | 0 | 13913.867 | 24439.4849 | 34946.73 | 45379.6144 | 55691.7651 | 66054.4778 | 76390.1133 | 86701.4522 | 96991.257 | 107262.2727 | 117517.228 | 127758.8357 | 137989.7936 | 148212.7855 | 158430.4813 | 168645.5385 | 178860.6026 | 189078.3077 | 199301.2774 | 209532.1256 | 219773.4569 | 230027.8677 | 240297.9467 | 250586.2755 | 260895.4296 | 271227.9787
F2_Commercial_Grocery_New_Food Preparation_Natural Gas_Oven_Baseline Forecast | F2 | Commercial | Grocery | New | Food Preparation | Natural Gas | Oven | Baseline Forecast | Usage (MMtherm) | 0 | 0.0011982 | 0.0021047 | 0.0030095 | 0.003908 | 0.0047961 | 0.0056885 | 0.0065786 | 0.0074665 | 0.0083527 | 0.0092372 | 0.01012 | 0.011002 | 0.011883 | 0.012764 | 0.013644 | 0.014523 | 0.015403 | 0.016283 | 0.017163 | 0.018044 | 0.018926 | 0.01981 | 0.020694 | 0.02158 | 0.022468 | 0.023358
F3_Commercial_Grocery_New_Food Preparation_Natural Gas_Oven_Baseline Forecast | F3 | Commercial | Grocery | New | Food Preparation | Natural Gas | Oven | Baseline Forecast | Summer Peak Demand (MW) | 0 | 0 | 0 | 0 | 0 | 0 | 0 | 0 | 0 | 0 | 0 | 0 | 0 | 0 | 0 | 0 | 0 | 0 | 0 | 0 | 0 | 0 | 0 | 0 | 0 | 0 | 0
F4_Commercial_Grocery_New_Food Preparation_Natural Gas_Oven_Baseline Forecast | F4 | Commercial | Grocery | New | Food Preparation | Natural Gas | Oven | Baseline Forecast | Winter Peak Demand (MW) | 0 | 0 | 0 | 0 | 0 | 0 | 0 | 0 | 0 | 0 | 0 | 0 | 0 | 0 | 0 | 0 | 0 | 0 | 0 | 0 | 0 | 0 | 0 | 0 | 0 | 0 | 0
F5_Commercial_Grocery_New_Food Preparation_Natural Gas_Oven_Baseline Forecast | F5 | Commercial | Grocery | New | Food Preparation | Natural Gas | Oven | Baseline Forecast | Turnover | 0 | 13913.867 | 10525.6179 | 10507.2452 | 10432.8843 | 10312.1507 | 10362.7127 | 10335.6355 | 10311.3389 | 10289.8048 | 10271.0157 | 10254.9553 | 13024.3811 | 14562.3002 | 15789.5147 | 16757.491 | 17509.3235 | 21770.4564 | 20640.9369 | 20619.0066 | 20586.1454 | 20548.1227 | 20564.0895 | 21115.6 | 21870.8365 | 22727.4181 | 23613.7331
F6_Commercial_Grocery_New_Food Preparation_Natural Gas_Oven_Baseline Forecast | F6 | Commercial | Grocery | New | Food Preparation | Natural Gas | Oven | Baseline Forecast | Avg. Replacement Usage (kWh) | 0.086118 | 0.086118 | 0.086118 | 0.086118 | 0.086118 | 0.086118 | 0.086118 | 0.086118 | 0.086118 | 0.086118 | 0.086118 | 0.086118 | 0.086118 | 0.086118 | 0.086118 | 0.086118 | 0.086118 | 0.086118 | 0.086118 | 0.086118 | 0.086118 | 0.086118 | 0.086118 | 0.086118 | 0.086118 | 0.086118 | 0.086118
F7_Commercial_Grocery_New_Food Preparation_Natural Gas_Oven_Baseline Forecast | F7 | Commercial | Grocery | New | Food Preparation | Natural Gas | Oven | Baseline Forecast | Avg. Replacement Summer Demand (kW) | 0 | 0 | 0 | 0 | 0 | 0 | 0 | 0 | 0 | 0 | 0 | 0 | 0 | 0 | 0 | 0 | 0 | 0 | 0 | 0 | 0 | 0 | 0 | 0 | 0 | 0 | 0
F8_Commercial_Grocery_New_Food Preparation_Natural Gas_Oven_Baseline Forecast | F8 | Commercial | Grocery | New | Food Preparation | Natural Gas | Oven | Baseline Forecast | Avg. Replacement Winter Demand (kW) | 0 | 0 | 0 | 0 | 0 | 0 | 0 | 0 | 0 | 0 | 0 | 0 | 0 | 0 | 0 | 0 | 0 | 0 | 0 | 0 | 0 | 0 | 0 | 0 | 0 | 0 | 0
F1_Commercial_Grocery_New_Food Preparation_Natural Gas_Conveyor Oven_Baseline Forecast | F1 | Commercial | Grocery | New | Food Preparation | Natural Gas | Conveyor Oven | Baseline Forecast | Units | 0 | 6956.9335 | 12219.7424 | 17473.365 | 22689.8072 | 27845.8826 | 33027.2389 | 38195.0566 | 43350.7261 | 48495.6285 | 53631.1363 | 58758.614 | 63879.4178 | 68994.8968 | 74106.3927 | 79215.2406 | 84322.7693 | 89430.3013 | 94539.1539 | 99650.6387 | 104766.0628 | 109886.7285 | 115013.9339 | 120148.9734 | 125293.1378 | 130447.7148 | 135613.9893
F2_Commercial_Grocery_New_Food Preparation_Natural Gas_Conveyor Oven_Baseline Forecast | F2 | Commercial | Grocery | New | Food Preparation | Natural Gas | Conveyor Oven | Baseline Forecast | Usage (MMtherm) | 0 | 0.0010251 | 0.0018006 | 0.0025748 | 0.0033434 | 0.0041032 | 0.0048667 | 0.0056282 | 0.0063879 | 0.007146 | 0.0079027 | 0.0086583 | 0.0094129 | 0.010167 | 0.01092 | 0.011673 | 0.012425 | 0.013178 | 0.013931 | 0.014684 | 0.015438 | 0.016192 | 0.016948 | 0.017704 | 0.018462 | 0.019222 | 0.019983
F3_Commercial_Grocery_New_Food Preparation_Natural Gas_Conveyor Oven_Baseline Forecast | F3 | Commercial | Grocery | New | Food Preparation | Natural Gas | Conveyor Oven | Baseline Forecast | Summer Peak Demand (MW) | 0 | 0 | 0 | 0 | 0 | 0 | 0 | 0 | 0 | 0 | 0 | 0 | 0 | 0 | 0 | 0 | 0 | 0 | 0 | 0 | 0 | 0 | 0 | 0 | 0 | 0 | 0
F4_Commercial_Grocery_New_Food Preparation_Natural Gas_Conveyor Oven_Baseline Forecast | F4 | Commercial | Grocery | New | Food Preparation | Natural Gas | Conveyor Oven | Baseline Forecast | Winter Peak Demand (MW) | 0 | 0 | 0 | 0 | 0 | 0 | 0 | 0 | 0 | 0 | 0 | 0 | 0 | 0 | 0 | 0 | 0 | 0 | 0 | 0 | 0 | 0 | 0 | 0 | 0 | 0 | 0
F5_Commercial_Grocery_New_Food Preparation_Natural Gas_Conveyor Oven_Baseline Forecast | F5 | Commercial | Grocery | New | Food Preparation | Natural Gas | Conveyor Oven | Baseline Forecast | Turnover | 0 | 6956.9335 | 5262.8089 | 5253.6226 | 5216.4422 | 5156.0754 | 5181.3563 | 5167.8178 | 5155.6695 | 5144.9024 | 5135.5079 | 5127.4776 | 5120.8038 | 5115.479 | 5111.4959 | 5108.8479 | 5107.5286 | 6498.9187 | 7274.5237 | 7894.7463 | 8385.3217 | 8767.7988 | 10904.9016 | 10346.6554 | 10342.1829 | 10332.2256 | 10319.6702
F6_Commercial_Grocery_New_Food Preparation_Natural Gas_Conveyor Oven_Baseline Forecast | F6 | Commercial | Grocery | New | Food Preparation | Natural Gas | Conveyor Oven | Baseline Forecast | Avg. Replacement Usage (kWh) | 0.14735 | 0.14735 | 0.14735 | 0.14735 | 0.14735 | 0.14735 | 0.14735 | 0.14735 | 0.14735 | 0.14735 | 0.14735 | 0.14735 | 0.14735 | 0.14735 | 0.14735 | 0.14735 | 0.14735 | 0.14735 | 0.14735 | 0.14735 | 0.14735 | 0.14735 | 0.14735 | 0.14735 | 0.14735 | 0.14735 | 0.14735
F7_Commercial_Grocery_New_Food Preparation_Natural Gas_Conveyor Oven_Baseline Forecast | F7 | Commercial | Grocery | New | Food Preparation | Natural Gas | Conveyor Oven | Baseline Forecast | Avg. Replacement Summer Demand (kW) | 0 | 0 | 0 | 0 | 0 | 0 | 0 | 0 | 0 | 0 | 0 | 0 | 0 | 0 | 0 | 0 | 0 | 0 | 0 | 0 | 0 | 0 | 0 | 0 | 0 | 0 | 0
F8_Commercial_Grocery_New_Food Preparation_Natural Gas_Conveyor Oven_Baseline Forecast | F8 | Commercial | Grocery | New | Food Preparation | Natural Gas | Conveyor Oven | Baseline Forecast | Avg. Replacement Winter Demand (kW) | 0 | 0 | 0 | 0 | 0 | 0 | 0 | 0 | 0 | 0 | 0 | 0 | 0 | 0 | 0 | 0 | 0 | 0 | 0 | 0 | 0 | 0 | 0 | 0 | 0 | 0 | 0
F1_Commercial_Grocery_New_Food Preparation_Natural Gas_Double Rack Oven_Baseline Forecast | F1 | Commercial | Grocery | New | Food Preparation | Natural Gas | Double Rack Oven | Baseline Forecast | Units | 0 | 6956.9335 | 12219.7424 | 17473.365 | 22689.8072 | 27845.8826 | 33027.2389 | 38195.0566 | 43350.7261 | 48495.6285 | 53631.1363 | 58758.614 | 63879.4178 | 68994.8968 | 74106.3927 | 79215.2406 | 84322.7693 | 89430.3013 | 94539.1539 | 99650.6387 | 104766.0628 | 109886.7285 | 115013.9339 | 120148.9734 | 125293.1378 | 130447.7148 | 135613.9893
F2_Commercial_Grocery_New_Food Preparation_Natural Gas_Double Rack Oven_Baseline Forecast | F2 | Commercial | Grocery | New | Food Preparation | Natural Gas | Double Rack Oven | Baseline Forecast | Usage (MMtherm) | 0 | 0.0015574 | 0.0027355 | 0.0039115 | 0.0050793 | 0.0062335 | 0.0073934 | 0.0085502 | 0.0097044 | 0.010856 | 0.012006 | 0.013154 | 0.0143 | 0.015445 | 0.016589 | 0.017733 | 0.018876 | 0.02002 | 0.021163 | 0.022307 | 0.023453 | 0.024599 | 0.025747 | 0.026896 | 0.028048 | 0.029202 | 0.030358
F3_Commercial_Grocery_New_Food Preparation_Natural Gas_Double Rack Oven_Baseline Forecast | F3 | Commercial | Grocery | New | Food Preparation | Natural Gas | Double Rack Oven | Baseline Forecast | Summer Peak Demand (MW) | 0 | 0 | 0 | 0 | 0 | 0 | 0 | 0 | 0 | 0 | 0 | 0 | 0 | 0 | 0 | 0 | 0 | 0 | 0 | 0 | 0 | 0 | 0 | 0 | 0 | 0 | 0
F4_Commercial_Grocery_New_Food Preparation_Natural Gas_Double Rack Oven_Baseline Forecast | F4 | Commercial | Grocery | New | Food Preparation | Natural Gas | Double Rack Oven | Baseline Forecast | Winter Peak Demand (MW) | 0 | 0 | 0 | 0 | 0 | 0 | 0 | 0 | 0 | 0 | 0 | 0 | 0 | 0 | 0 | 0 | 0 | 0 | 0 | 0 | 0 | 0 | 0 | 0 | 0 | 0 | 0
F5_Commercial_Grocery_New_Food Preparation_Natural Gas_Double Rack Oven_Baseline Forecast | F5 | Commercial | Grocery | New | Food Preparation | Natural Gas | Double Rack Oven | Baseline Forecast | Turnover | 0 | 6956.9335 | 5262.8089 | 5253.6226 | 5216.4422 | 5156.0754 | 5181.3563 | 5167.8178 | 5155.6695 | 5144.9024 | 5908.5005 | 6399.3387 | 6835.0829 | 7218.8872 | 7554.0894 | 7855.7484 | 8123.4199 | 8361.1765 | 8572.6367 | 10989.2651 | 10529.4561 | 10689.7633 | 10868.1635 | 11058.8669 | 11290.4348 | 11516.3616 | 11746.4727
F6_Commercial_Grocery_New_Food Preparation_Natural Gas_Double Rack Oven_Baseline Forecast | F6 | Commercial | Grocery | New | Food Preparation | Natural Gas | Double Rack Oven | Baseline Forecast | Avg. Replacement Usage (kWh) | 0.22386 | 0.22386 | 0.22386 | 0.22386 | 0.22386 | 0.22386 | 0.22386 | 0.22386 | 0.22386 | 0.22386 | 0.22386 | 0.22386 | 0.22386 | 0.22386 | 0.22386 | 0.22386 | 0.22386 | 0.22386 | 0.22386 | 0.22386 | 0.22386 | 0.22386 | 0.22386 | 0.22386 | 0.22386 | 0.22386 | 0.22386
F7_Commercial_Grocery_New_Food Preparation_Natural Gas_Double Rack Oven_Baseline Forecast | F7 | Commercial | Grocery | New | Food Preparation | Natural Gas | Double Rack Oven | Baseline Forecast | Avg. Replacement Summer Demand (kW) | 0 | 0 | 0 | 0 | 0 | 0 | 0 | 0 | 0 | 0 | 0 | 0 | 0 | 0 | 0 | 0 | 0 | 0 | 0 | 0 | 0 | 0 | 0 | 0 | 0 | 0 | 0
F8_Commercial_Grocery_New_Food Preparation_Natural Gas_Double Rack Oven_Baseline Forecast | F8 | Commercial | Grocery | New | Food Preparation | Natural Gas | Double Rack Oven | Baseline Forecast | Avg. Replacement Winter Demand (kW) | 0 | 0 | 0 | 0 | 0 | 0 | 0 | 0 | 0 | 0 | 0 | 0 | 0 | 0 | 0 | 0 | 0 | 0 | 0 | 0 | 0 | 0 | 0 | 0 | 0 | 0 | 0
F1_Commercial_Grocery_New_Food Preparation_Natural Gas_Fryer_Baseline Forecast | F1 | Commercial | Grocery | New | Food Preparation | Natural Gas | Fryer | Baseline Forecast | Units | 0 | 27827.734 | 48878.9697 | 69893.4601 | 90759.2287 | 111383.5302 | 132108.9555 | 152780.2265 | 173402.9044 | 193982.5139 | 214524.5454 | 235034.456 | 255517.6714 | 275979.5873 | 296425.5709 | 316860.9626 | 337291.0771 | 357721.2053 | 378156.6154 | 398602.5549 | 419064.2512 | 439546.9138 | 460055.7355 | 480595.8934 | 501172.5511 | 521790.8592 | 542455.9574
F2_Commercial_Grocery_New_Food Preparation_Natural Gas_Fryer_Baseline Forecast | F2 | Commercial | Grocery | New | Food Preparation | Natural Gas | Fryer | Baseline Forecast | Usage (MMtherm) | 0 | 0.0025371 | 0.0044564 | 0.0063724 | 0.0082748 | 0.010155 | 0.012045 | 0.013929 | 0.01581 | 0.017686 | 0.019559 | 0.021429 | 0.023296 | 0.025162 | 0.027026 | 0.028889 | 0.030752 | 0.032614 | 0.034478 | 0.036342 | 0.038207 | 0.040075 | 0.041945 | 0.043817 | 0.045693 | 0.047573 | 0.049457
F3_Commercial_Grocery_New_Food Preparation_Natural Gas_Fryer_Baseline Forecast | F3 | Commercial | Grocery | New | Food Preparation | Natural Gas | Fryer | Baseline Forecast | Summer Peak Demand (MW) | 0 | 0 | 0 | 0 | 0 | 0 | 0 | 0 | 0 | 0 | 0 | 0 | 0 | 0 | 0 | 0 | 0 | 0 | 0 | 0 | 0 | 0 | 0 | 0 | 0 | 0 | 0
F4_Commercial_Grocery_New_Food Preparation_Natural Gas_Fryer_Baseline Forecast | F4 | Commercial | Grocery | New | Food Preparation | Natural Gas | Fryer | Baseline Forecast | Winter Peak Demand (MW) | 0 | 0 | 0 | 0 | 0 | 0 | 0 | 0 | 0 | 0 | 0 | 0 | 0 | 0 | 0 | 0 | 0 | 0 | 0 | 0 | 0 | 0 | 0 | 0 | 0 | 0 | 0
F5_Commercial_Grocery_New_Food Preparation_Natural Gas_Fryer_Baseline Forecast | F5 | Commercial | Grocery | New | Food Preparation | Natural Gas | Fryer | Baseline Forecast | Turnover | 0 | 27827.734 | 21051.2357 | 21014.4903 | 20865.7686 | 20624.3015 | 20725.4253 | 20671.271 | 20622.6778 | 26145.1563 | 29204.716 | 31642.9563 | 33562.8057 | 35050.4485 | 43556.7682 | 41281.8552 | 41222.1883 | 42253.832 | 43672.0173 | 45390.3254 | 47115.57 | 48803.1129 | 53324.2201 | 55850.893 | 57708.8534 | 59278.1081 | 60717.3183
F6_Commercial_Grocery_New_Food Preparation_Natural Gas_Fryer_Baseline Forecast | F6 | Commercial | Grocery | New | Food Preparation | Natural Gas | Fryer | Baseline Forecast | Avg. Replacement Usage (kWh) | 0.13342 | 0.091173 | 0.091173 | 0.091173 | 0.091173 | 0.091173 | 0.091173 | 0.091173 | 0.091173 | 0.091173 | 0.091173 | 0.091173 | 0.091173 | 0.091173 | 0.091173 | 0.091173 | 0.091173 | 0.091173 | 0.091173 | 0.091173 | 0.091173 | 0.091173 | 0.091173 | 0.091173 | 0.091173 | 0.091173 | 0.091173
F7_Commercial_Grocery_New_Food Preparation_Natural Gas_Fryer_Baseline Forecast | F7 | Commercial | Grocery | New | Food Preparation | Natural Gas | Fryer | Baseline Forecast | Avg. Replacement Summer Demand (kW) | 0 | 0 | 0 | 0 | 0 | 0 | 0 | 0 | 0 | 0 | 0 | 0 | 0 | 0 | 0 | 0 | 0 | 0 | 0 | 0 | 0 | 0 | 0 | 0 | 0 | 0 | 0
F8_Commercial_Grocery_New_Food Preparation_Natural Gas_Fryer_Baseline Forecast | F8 | Commercial | Grocery | New | Food Preparation | Natural Gas | Fryer | Baseline Forecast | Avg. Replacement Winter Demand (kW) | 0 | 0 | 0 | 0 | 0 | 0 | 0 | 0 | 0 | 0 | 0 | 0 | 0 | 0 | 0 | 0 | 0 | 0 | 0 | 0 | 0 | 0 | 0 | 0 | 0 | 0 | 0
F1_Commercial_Grocery_New_Food Preparation_Natural Gas_Broiler_Baseline Forecast | F1 | Commercial | Grocery | New | Food Preparation | Natural Gas | Broiler | Baseline Forecast | Units | 0 | 0 | 0 | 0 | 0 | 0 | 0 | 0 | 0 | 0 | 0 | 0 | 0 | 0 | 0 | 0 | 0 | 0 | 0 | 0 | 0 | 0 | 0 | 0 | 0 | 0 | 0
F2_Commercial_Grocery_New_Food Preparation_Natural Gas_Broiler_Baseline Forecast | F2 | Commercial | Grocery | New | Food Preparation | Natural Gas | Broiler | Baseline Forecast | Usage (MMtherm) | 0 | 0 | 0 | 0 | 0 | 0 | 0 | 0 | 0 | 0 | 0 | 0 | 0 | 0 | 0 | 0 | 0 | 0 | 0 | 0 | 0 | 0 | 0 | 0 | 0 | 0 | 0
F3_Commercial_Grocery_New_Food Preparation_Natural Gas_Broiler_Baseline Forecast | F3 | Commercial | Grocery | New | Food Preparation | Natural Gas | Broiler | Baseline Forecast | Summer Peak Demand (MW) | 0 | 0 | 0 | 0 | 0 | 0 | 0 | 0 | 0 | 0 | 0 | 0 | 0 | 0 | 0 | 0 | 0 | 0 | 0 | 0 | 0 | 0 | 0 | 0 | 0 | 0 | 0
F4_Commercial_Grocery_New_Food Preparation_Natural Gas_Broiler_Baseline Forecast | F4 | Commercial | Grocery | New | Food Preparation | Natural Gas | Broiler | Baseline Forecast | Winter Peak Demand (MW) | 0 | 0 | 0 | 0 | 0 | 0 | 0 | 0 | 0 | 0 | 0 | 0 | 0 | 0 | 0 | 0 | 0 | 0 | 0 | 0 | 0 | 0 | 0 | 0 | 0 | 0 | 0
F5_Commercial_Grocery_New_Food Preparation_Natural Gas_Broiler_Baseline Forecast | F5 | Commercial | Grocery | New | Food Preparation | Natural Gas | Broiler | Baseline Forecast | Turnover | 0 | 0 | 0 | 0 | 0 | 0 | 0 | 0 | 0 | 0 | 0 | 0 | 0 | 0 | 0 | 0 | 0 | 0 | 0 | 0 | 0 | 0 | 0 | 0 | 0 | 0 | 0
F6_Commercial_Grocery_New_Food Preparation_Natural Gas_Broiler_Baseline Forecast | F6 | Commercial | Grocery | New | Food Preparation | Natural Gas | Broiler | Baseline Forecast | Avg. Replacement Usage (kWh) | 0.14258 | 0.14258 | 0.14258 | 0.14258 | 0.14258 | 0.14258 | 0.14258 | 0.14258 | 0.14258 | 0.14258 | 0.14258 | 0.14258 | 0.14258 | 0.14258 | 0.14258 | 0.14258 | 0.14258 | 0.14258 | 0.14258 | 0.14258 | 0.14258 | 0.14258 | 0.14258 | 0.14258 | 0.14258 | 0.14258 | 0.14258
F7_Commercial_Grocery_New_Food Preparation_Natural Gas_Broiler_Baseline Forecast | F7 | Commercial | Grocery | New | Food Preparation | Natural Gas | Broiler | Baseline Forecast | Avg. Replacement Summer Demand (kW) | 0 | 0 | 0 | 0 | 0 | 0 | 0 | 0 | 0 | 0 | 0 | 0 | 0 | 0 | 0 | 0 | 0 | 0 | 0 | 0 | 0 | 0 | 0 | 0 | 0 | 0 | 0
F8_Commercial_Grocery_New_Food Preparation_Natural Gas_Broiler_Baseline Forecast | F8 | Commercial | Grocery | New | Food Preparation | Natural Gas | Broiler | Baseline Forecast | Avg. Replacement Winter Demand (kW) | 0 | 0 | 0 | 0 | 0 | 0 | 0 | 0 | 0 | 0 | 0 | 0 | 0 | 0 | 0 | 0 | 0 | 0 | 0 | 0 | 0 | 0 | 0 | 0 | 0 | 0 | 0
F1_Commercial_Grocery_New_Food Preparation_Natural Gas_Griddle_Baseline Forecast | F1 | Commercial | Grocery | New | Food Preparation | Natural Gas | Griddle | Baseline Forecast | Units | 0 | 27827.734 | 48878.9697 | 69893.4601 | 90759.2287 | 111383.5302 | 132108.9555 | 152780.2265 | 173402.9044 | 193982.5139 | 214524.5454 | 235034.456 | 255517.6714 | 275979.5873 | 296425.5709 | 316860.9626 | 337291.0771 | 357721.2053 | 378156.6154 | 398602.5549 | 419064.2512 | 439546.9138 | 460055.7355 | 480595.8934 | 501172.5511 | 521790.8592 | 542455.9574
F2_Commercial_Grocery_New_Food Preparation_Natural Gas_Griddle_Baseline Forecast | F2 | Commercial | Grocery | New | Food Preparation | Natural Gas | Griddle | Baseline Forecast | Usage (MMtherm) | 0 | 0.0027654 | 0.0048573 | 0.0069457 | 0.0090192 | 0.011069 | 0.013128 | 0.015183 | 0.017232 | 0.019277 | 0.021318 | 0.023357 | 0.025392 | 0.027425 | 0.029457 | 0.031488 | 0.033518 | 0.035549 | 0.037579 | 0.039611 | 0.041644 | 0.04368 | 0.045718 | 0.047759 | 0.049804 | 0.051853 | 0.053907
F3_Commercial_Grocery_New_Food Preparation_Natural Gas_Griddle_Baseline Forecast | F3 | Commercial | Grocery | New | Food Preparation | Natural Gas | Griddle | Baseline Forecast | Summer Peak Demand (MW) | 0 | 0 | 0 | 0 | 0 | 0 | 0 | 0 | 0 | 0 | 0 | 0 | 0 | 0 | 0 | 0 | 0 | 0 | 0 | 0 | 0 | 0 | 0 | 0 | 0 | 0 | 0
F4_Commercial_Grocery_New_Food Preparation_Natural Gas_Griddle_Baseline Forecast | F4 | Commercial | Grocery | New | Food Preparation | Natural Gas | Griddle | Baseline Forecast | Winter Peak Demand (MW) | 0 | 0 | 0 | 0 | 0 | 0 | 0 | 0 | 0 | 0 | 0 | 0 | 0 | 0 | 0 | 0 | 0 | 0 | 0 | 0 | 0 | 0 | 0 | 0 | 0 | 0 | 0
F5_Commercial_Grocery_New_Food Preparation_Natural Gas_Griddle_Baseline Forecast | F5 | Commercial | Grocery | New | Food Preparation | Natural Gas | Griddle | Baseline Forecast | Turnover | 0 | 27827.734 | 21051.2357 | 21014.4903 | 20865.7686 | 20624.3015 | 20725.4253 | 20671.271 | 20622.6778 | 20579.6095 | 23634.0019 | 25597.355 | 27340.3315 | 28875.549 | 30216.3577 | 31422.9936 | 32493.6797 | 33444.7059 | 34290.547 | 43957.0603 | 42117.8244 | 42759.0533 | 43472.6538 | 44235.4674 | 45161.7394 | 46065.4464 | 46985.891
F6_Commercial_Grocery_New_Food Preparation_Natural Gas_Griddle_Baseline Forecast | F6 | Commercial | Grocery | New | Food Preparation | Natural Gas | Griddle | Baseline Forecast | Avg. Replacement Usage (kWh) | 0.099375 | 0.099375 | 0.099375 | 0.099375 | 0.099375 | 0.099375 | 0.099375 | 0.099375 | 0.099375 | 0.099375 | 0.099375 | 0.099375 | 0.099375 | 0.099375 | 0.099375 | 0.099375 | 0.099375 | 0.099375 | 0.099375 | 0.099375 | 0.099375 | 0.099375 | 0.099375 | 0.099375 | 0.099375 | 0.099375 | 0.099375
F7_Commercial_Grocery_New_Food Preparation_Natural Gas_Griddle_Baseline Forecast | F7 | Commercial | Grocery | New | Food Preparation | Natural Gas | Griddle | Baseline Forecast | Avg. Replacement Summer Demand (kW) | 0 | 0 | 0 | 0 | 0 | 0 | 0 | 0 | 0 | 0 | 0 | 0 | 0 | 0 | 0 | 0 | 0 | 0 | 0 | 0 | 0 | 0 | 0 | 0 | 0 | 0 | 0
F8_Commercial_Grocery_New_Food Preparation_Natural Gas_Griddle_Baseline Forecast | F8 | Commercial | Grocery | New | Food Preparation | Natural Gas | Griddle | Baseline Forecast | Avg. Replacement Winter Demand (kW) | 0 | 0 | 0 | 0 | 0 | 0 | 0 | 0 | 0 | 0 | 0 | 0 | 0 | 0 | 0 | 0 | 0 | 0 | 0 | 0 | 0 | 0 | 0 | 0 | 0 | 0 | 0
F1_Commercial_Grocery_New_Food Preparation_Natural Gas_Range_Baseline Forecast | F1 | Commercial | Grocery | New | Food Preparation | Natural Gas | Range | Baseline Forecast | Units | 0 | 27827.734 | 48878.9697 | 69893.4601 | 90759.2287 | 111383.5302 | 132108.9555 | 152780.2265 | 173402.9044 | 193982.5139 | 214524.5454 | 235034.456 | 255517.6714 | 275979.5873 | 296425.5709 | 316860.9626 | 337291.0771 | 357721.2053 | 378156.6154 | 398602.5549 | 419064.2512 | 439546.9138 | 460055.7355 | 480595.8934 | 501172.5511 | 521790.8592 | 542455.9574
F2_Commercial_Grocery_New_Food Preparation_Natural Gas_Range_Baseline Forecast | F2 | Commercial | Grocery | New | Food Preparation | Natural Gas | Range | Baseline Forecast | Usage (MMtherm) | 0 | 0.002732 | 0.0047987 | 0.0068618 | 0.0089102 | 0.010935 | 0.01297 | 0.014999 | 0.017024 | 0.019044 | 0.021061 | 0.023074 | 0.025085 | 0.027094 | 0.029101 | 0.031108 | 0.033113 | 0.035119 | 0.037125 | 0.039133 | 0.041141 | 0.043152 | 0.045166 | 0.047182 | 0.049202 | 0.051227 | 0.053255
F3_Commercial_Grocery_New_Food Preparation_Natural Gas_Range_Baseline Forecast | F3 | Commercial | Grocery | New | Food Preparation | Natural Gas | Range | Baseline Forecast | Summer Peak Demand (MW) | 0 | 0 | 0 | 0 | 0 | 0 | 0 | 0 | 0 | 0 | 0 | 0 | 0 | 0 | 0 | 0 | 0 | 0 | 0 | 0 | 0 | 0 | 0 | 0 | 0 | 0 | 0
F4_Commercial_Grocery_New_Food Preparation_Natural Gas_Range_Baseline Forecast | F4 | Commercial | Grocery | New | Food Preparation | Natural Gas | Range | Baseline Forecast | Winter Peak Demand (MW) | 0 | 0 | 0 | 0 | 0 | 0 | 0 | 0 | 0 | 0 | 0 | 0 | 0 | 0 | 0 | 0 | 0 | 0 | 0 | 0 | 0 | 0 | 0 | 0 | 0 | 0 | 0
F5_Commercial_Grocery_New_Food Preparation_Natural Gas_Range_Baseline Forecast | F5 | Commercial | Grocery | New | Food Preparation | Natural Gas | Range | Baseline Forecast | Turnover | 0 | 27827.734 | 21051.2357 | 21014.4903 | 20865.7686 | 20624.3015 | 20725.4253 | 20671.271 | 20622.6778 | 20579.6095 | 26107.5783 | 29172.5952 | 31616.2611 | 33541.5062 | 35034.5162 | 43546.1763 | 41276.578 | 41222.202 | 41146.0046 | 42172.6315 | 43704.078 | 45385.624 | 47126.7536 | 48830.1166 | 53366.9837 | 55909.3603 | 57782.9727
F6_Commercial_Grocery_New_Food Preparation_Natural Gas_Range_Baseline Forecast | F6 | Commercial | Grocery | New | Food Preparation | Natural Gas | Range | Baseline Forecast | Avg. Replacement Usage (kWh) | 0.098175 | 0.098175 | 0.098175 | 0.098175 | 0.098175 | 0.098175 | 0.098175 | 0.098175 | 0.098175 | 0.098175 | 0.098175 | 0.098175 | 0.098175 | 0.098175 | 0.098175 | 0.098175 | 0.098175 | 0.098175 | 0.098175 | 0.098175 | 0.098175 | 0.098175 | 0.098175 | 0.098175 | 0.098175 | 0.098175 | 0.098175
F7_Commercial_Grocery_New_Food Preparation_Natural Gas_Range_Baseline Forecast | F7 | Commercial | Grocery | New | Food Preparation | Natural Gas | Range | Baseline Forecast | Avg. Replacement Summer Demand (kW) | 0 | 0 | 0 | 0 | 0 | 0 | 0 | 0 | 0 | 0 | 0 | 0 | 0 | 0 | 0 | 0 | 0 | 0 | 0 | 0 | 0 | 0 | 0 | 0 | 0 | 0 | 0
F8_Commercial_Grocery_New_Food Preparation_Natural Gas_Range_Baseline Forecast | F8 | Commercial | Grocery | New | Food Preparation | Natural Gas | Range | Baseline Forecast | Avg. Replacement Winter Demand (kW) | 0 | 0 | 0 | 0 | 0 | 0 | 0 | 0 | 0 | 0 | 0 | 0 | 0 | 0 | 0 | 0 | 0 | 0 | 0 | 0 | 0 | 0 | 0 | 0 | 0 | 0 | 0
F1_Commercial_Grocery_New_Food Preparation_Natural Gas_Steamer_Baseline Forecast | F1 | Commercial | Grocery | New | Food Preparation | Natural Gas | Steamer | Baseline Forecast | Units | 0 | 1367.4345 | 2401.8768 | 3434.5135 | 4459.8422 | 5473.3053 | 6491.7375 | 7507.5087 | 8520.892 | 9532.1589 | 10541.5794 | 11549.4214 | 12555.9516 | 13561.4352 | 14566.1359 | 15570.3161 | 16574.237 | 17578.1586 | 18582.3397 | 19587.0382 | 20592.511 | 21599.0141 | 22606.8026 | 23616.1309 | 24627.2528 | 25640.4214 | 26655.8893
F2_Commercial_Grocery_New_Food Preparation_Natural Gas_Steamer_Baseline Forecast | F2 | Commercial | Grocery | New | Food Preparation | Natural Gas | Steamer | Baseline Forecast | Usage (MMtherm) | 0 | 4.3831e-05 | 7.6989e-05 | 0.00011009 | 0.00014295 | 0.00017544 | 0.00020808 | 0.00024064 | 0.00027313 | 0.00030554 | 0.0003379 | 0.0003702 | 0.00040246 | 0.00043469 | 0.0004669 | 0.00049909 | 0.00053127 | 0.00056345 | 0.00059563 | 0.00062784 | 0.00066007 | 0.00069233 | 0.00072463 | 0.00075698 | 0.00078939 | 0.00082187 | 0.00085442
F3_Commercial_Grocery_New_Food Preparation_Natural Gas_Steamer_Baseline Forecast | F3 | Commercial | Grocery | New | Food Preparation | Natural Gas | Steamer | Baseline Forecast | Summer Peak Demand (MW) | 0 | 0 | 0 | 0 | 0 | 0 | 0 | 0 | 0 | 0 | 0 | 0 | 0 | 0 | 0 | 0 | 0 | 0 | 0 | 0 | 0 | 0 | 0 | 0 | 0 | 0 | 0
F4_Commercial_Grocery_New_Food Preparation_Natural Gas_Steamer_Baseline Forecast | F4 | Commercial | Grocery | New | Food Preparation | Natural Gas | Steamer | Baseline Forecast | Winter Peak Demand (MW) | 0 | 0 | 0 | 0 | 0 | 0 | 0 | 0 | 0 | 0 | 0 | 0 | 0 | 0 | 0 | 0 | 0 | 0 | 0 | 0 | 0 | 0 | 0 | 0 | 0 | 0 | 0
F5_Commercial_Grocery_New_Food Preparation_Natural Gas_Steamer_Baseline Forecast | F5 | Commercial | Grocery | New | Food Preparation | Natural Gas | Steamer | Baseline Forecast | Turnover | 0 | 1367.4345 | 1034.4423 | 1032.6367 | 1025.3286 | 1013.4631 | 1018.4323 | 1015.7711 | 1286.8702 | 1436.945 | 1556.4901 | 1650.5635 | 1723.4001 | 2141.1307 | 2029.0807 | 2080.5849 | 2150.5179 | 2229.3867 | 2315.9686 | 2398.1109 | 2619.4958 | 2742.8788 | 2844.3441 | 2933.3372 | 3015.3 | 3189.2103 | 3206.5502
F6_Commercial_Grocery_New_Food Preparation_Natural Gas_Steamer_Baseline Forecast | F6 | Commercial | Grocery | New | Food Preparation | Natural Gas | Steamer | Baseline Forecast | Avg. Replacement Usage (kWh) | 0.11345 | 0.032054 | 0.032054 | 0.032054 | 0.032054 | 0.032054 | 0.032054 | 0.032054 | 0.032054 | 0.032054 | 0.032054 | 0.032054 | 0.032054 | 0.032054 | 0.032054 | 0.032054 | 0.032054 | 0.032054 | 0.032054 | 0.032054 | 0.032054 | 0.032054 | 0.032054 | 0.032054 | 0.032054 | 0.032054 | 0.032054
F7_Commercial_Grocery_New_Food Preparation_Natural Gas_Steamer_Baseline Forecast | F7 | Commercial | Grocery | New | Food Preparation | Natural Gas | Steamer | Baseline Forecast | Avg. Replacement Summer Demand (kW) | 0 | 0 | 0 | 0 | 0 | 0 | 0 | 0 | 0 | 0 | 0 | 0 | 0 | 0 | 0 | 0 | 0 | 0 | 0 | 0 | 0 | 0 | 0 | 0 | 0 | 0 | 0
F8_Commercial_Grocery_New_Food Preparation_Natural Gas_Steamer_Baseline Forecast | F8 | Commercial | Grocery | New | Food Preparation | Natural Gas | Steamer | Baseline Forecast | Avg. Replacement Winter Demand (kW) | 0 | 0 | 0 | 0 | 0 | 0 | 0 | 0 | 0 | 0 | 0 | 0 | 0 | 0 | 0 | 0 | 0 | 0 | 0 | 0 | 0 | 0 | 0 | 0 | 0 | 0 | 0
F1_Commercial_Grocery_New_Food Preparation_Natural Gas_Commercial Food Prep Other_Baseline Forecast | F1 | Commercial | Grocery | New | Food Preparation | Natural Gas | Commercial Food Prep Other | Baseline Forecast | Units | 0 | 0 | 0 | 0 | 0 | 0 | 0 | 0 | 0 | 0 | 0 | 0 | 0 | 0 | 0 | 0 | 0 | 0 | 0 | 0 | 0 | 0 | 0 | 0 | 0 | 0 | 0
F2_Commercial_Grocery_New_Food Preparation_Natural Gas_Commercial Food Prep Other_Baseline Forecast | F2 | Commercial | Grocery | New | Food Preparation | Natural Gas | Commercial Food Prep Other | Baseline Forecast | Usage (MMtherm) | 0 | 0 | 0 | 0 | 0 | 0 | 0 | 0 | 0 | 0 | 0 | 0 | 0 | 0 | 0 | 0 | 0 | 0 | 0 | 0 | 0 | 0 | 0 | 0 | 0 | 0 | 0
F3_Commercial_Grocery_New_Food Preparation_Natural Gas_Commercial Food Prep Other_Baseline Forecast | F3 | Commercial | Grocery | New | Food Preparation | Natural Gas | Commercial Food Prep Other | Baseline Forecast | Summer Peak Demand (MW) | 0 | 0 | 0 | 0 | 0 | 0 | 0 | 0 | 0 | 0 | 0 | 0 | 0 | 0 | 0 | 0 | 0 | 0 | 0 | 0 | 0 | 0 | 0 | 0 | 0 | 0 | 0
F4_Commercial_Grocery_New_Food Preparation_Natural Gas_Commercial Food Prep Other_Baseline Forecast | F4 | Commercial | Grocery | New | Food Preparation | Natural Gas | Commercial Food Prep Other | Baseline Forecast | Winter Peak Demand (MW) | 0 | 0 | 0 | 0 | 0 | 0 | 0 | 0 | 0 | 0 | 0 | 0 | 0 | 0 | 0 | 0 | 0 | 0 | 0 | 0 | 0 | 0 | 0 | 0 | 0 | 0 | 0
F5_Commercial_Grocery_New_Food Preparation_Natural Gas_Commercial Food Prep Other_Baseline Forecast | F5 | Commercial | Grocery | New | Food Preparation | Natural Gas | Commercial Food Prep Other | Baseline Forecast | Turnover | 0 | 0 | 0 | 0 | 0 | 0 | 0 | 0 | 0 | 0 | 0 | 0 | 0 | 0 | 0 | 0 | 0 | 0 | 0 | 0 | 0 | 0 | 0 | 0 | 0 | 0 | 0
F6_Commercial_Grocery_New_Food Preparation_Natural Gas_Commercial Food Prep Other_Baseline Forecast | F6 | Commercial | Grocery | New | Food Preparation | Natural Gas | Commercial Food Prep Other | Baseline Forecast | Avg. Replacement Usage (kWh) | 0.040972 | 0.040972 | 0.040972 | 0.040972 | 0.040972 | 0.040972 | 0.040972 | 0.040972 | 0.040972 | 0.040972 | 0.040972 | 0.040972 | 0.040972 | 0.040972 | 0.040972 | 0.040972 | 0.040972 | 0.040972 | 0.040972 | 0.040972 | 0.040972 | 0.040972 | 0.040972 | 0.040972 | 0.040972 | 0.040972 | 0.040972
F7_Commercial_Grocery_New_Food Preparation_Natural Gas_Commercial Food Prep Other_Baseline Forecast | F7 | Commercial | Grocery | New | Food Preparation | Natural Gas | Commercial Food Prep Other | Baseline Forecast | Avg. Replacement Summer Demand (kW) | 0 | 0 | 0 | 0 | 0 | 0 | 0 | 0 | 0 | 0 | 0 | 0 | 0 | 0 | 0 | 0 | 0 | 0 | 0 | 0 | 0 | 0 | 0 | 0 | 0 | 0 | 0
F8_Commercial_Grocery_New_Food Preparation_Natural Gas_Commercial Food Prep Other_Baseline Forecast | F8 | Commercial | Grocery | New | Food Preparation | Natural Gas | Commercial Food Prep Other | Baseline Forecast | Avg. Replacement Winter Demand (kW) | 0 | 0 | 0 | 0 | 0 | 0 | 0 | 0 | 0 | 0 | 0 | 0 | 0 | 0 | 0 | 0 | 0 | 0 | 0 | 0 | 0 | 0 | 0 | 0 | 0 | 0 | 0
F1_Commercial_Grocery_New_Miscellaneous_Natural Gas_Pool Heater_Baseline Forecast | F1 | Commercial | Grocery | New | Miscellaneous | Natural Gas | Pool Heater | Baseline Forecast | Units | 0 | 0 | 0 | 0 | 0 | 0 | 0 | 0 | 0 | 0 | 0 | 0 | 0 | 0 | 0 | 0 | 0 | 0 | 0 | 0 | 0 | 0 | 0 | 0 | 0 | 0 | 0
F2_Commercial_Grocery_New_Miscellaneous_Natural Gas_Pool Heater_Baseline Forecast | F2 | Commercial | Grocery | New | Miscellaneous | Natural Gas | Pool Heater | Baseline Forecast | Usage (MMtherm) | 0 | 0 | 0 | 0 | 0 | 0 | 0 | 0 | 0 | 0 | 0 | 0 | 0 | 0 | 0 | 0 | 0 | 0 | 0 | 0 | 0 | 0 | 0 | 0 | 0 | 0 | 0
F3_Commercial_Grocery_New_Miscellaneous_Natural Gas_Pool Heater_Baseline Forecast | F3 | Commercial | Grocery | New | Miscellaneous | Natural Gas | Pool Heater | Baseline Forecast | Summer Peak Demand (MW) | 0 | 0 | 0 | 0 | 0 | 0 | 0 | 0 | 0 | 0 | 0 | 0 | 0 | 0 | 0 | 0 | 0 | 0 | 0 | 0 | 0 | 0 | 0 | 0 | 0 | 0 | 0
F4_Commercial_Grocery_New_Miscellaneous_Natural Gas_Pool Heater_Baseline Forecast | F4 | Commercial | Grocery | New | Miscellaneous | Natural Gas | Pool Heater | Baseline Forecast | Winter Peak Demand (MW) | 0 | 0 | 0 | 0 | 0 | 0 | 0 | 0 | 0 | 0 | 0 | 0 | 0 | 0 | 0 | 0 | 0 | 0 | 0 | 0 | 0 | 0 | 0 | 0 | 0 | 0 | 0
F5_Commercial_Grocery_New_Miscellaneous_Natural Gas_Pool Heater_Baseline Forecast | F5 | Commercial | Grocery | New | Miscellaneous | Natural Gas | Pool Heater | Baseline Forecast | Turnover | 0 | 0 | 0 | 0 | 0 | 0 | 0 | 0 | 0 | 0 | 0 | 0 | 0 | 0 | 0 | 0 | 0 | 0 | 0 | 0 | 0 | 0 | 0 | 0 | 0 | 0 | 0
F6_Commercial_Grocery_New_Miscellaneous_Natural Gas_Pool Heater_Baseline Forecast | F6 | Commercial | Grocery | New | Miscellaneous | Natural Gas | Pool Heater | Baseline Forecast | Avg. Replacement Usage (kWh) | 0.01 | 0.01 | 0.01 | 0.01 | 0.01 | 0.01 | 0.01 | 0.01 | 0.01 | 0.01 | 0.01 | 0.01 | 0.01 | 0.01 | 0.01 | 0.01 | 0.01 | 0.01 | 0.01 | 0.01 | 0.01 | 0.01 | 0.01 | 0.01 | 0.01 | 0.01 | 0.01
F7_Commercial_Grocery_New_Miscellaneous_Natural Gas_Pool Heater_Baseline Forecast | F7 | Commercial | Grocery | New | Miscellaneous | Natural Gas | Pool Heater | Baseline Forecast | Avg. Replacement Summer Demand (kW) | 0 | 0 | 0 | 0 | 0 | 0 | 0 | 0 | 0 | 0 | 0 | 0 | 0 | 0 | 0 | 0 | 0 | 0 | 0 | 0 | 0 | 0 | 0 | 0 | 0 | 0 | 0
F8_Commercial_Grocery_New_Miscellaneous_Natural Gas_Pool Heater_Baseline Forecast | F8 | Commercial | Grocery | New | Miscellaneous | Natural Gas | Pool Heater | Baseline Forecast | Avg. Replacement Winter Demand (kW) | 0 | 0 | 0 | 0 | 0 | 0 | 0 | 0 | 0 | 0 | 0 | 0 | 0 | 0 | 0 | 0 | 0 | 0 | 0 | 0 | 0 | 0 | 0 | 0 | 0 | 0 | 0
F1_Commercial_Grocery_New_Miscellaneous_Natural Gas_Miscellaneous_Baseline Forecast | F1 | Commercial | Grocery | New | Miscellaneous | Natural Gas | Miscellaneous | Baseline Forecast | Units | 0 | 97152.966 | 170647.6311 | 244014.0097 | 316861.1669 | 388865.3072 | 461222.4938 | 533390.6155 | 605389.0872 | 677237.1977 | 748954.1146 | 820558.8902 | 892070.4667 | 963507.6819 | 1034889.2739 | 1106233.8869 | 1177560.0761 | 1248886.3131 | 1320230.9907 | 1391612.4284 | 1463048.8769 | 1534558.5237 | 1606159.4975 | 1677869.8735 | 1749707.6783 | 1821690.8943 | 1893837.4652
F2_Commercial_Grocery_New_Miscellaneous_Natural Gas_Miscellaneous_Baseline Forecast | F2 | Commercial | Grocery | New | Miscellaneous | Natural Gas | Miscellaneous | Baseline Forecast | Usage (MMtherm) | 0 | 0.00058017 | 0.0010191 | 0.0014572 | 0.0018922 | 0.0023222 | 0.0027543 | 0.0031853 | 0.0036152 | 0.0040443 | 0.0044726 | 0.0049002 | 0.0053272 | 0.0057538 | 0.0061801 | 0.0066062 | 0.0070321 | 0.007458 | 0.0078841 | 0.0083104 | 0.008737 | 0.009164 | 0.0095916 | 0.01002 | 0.010449 | 0.010879 | 0.01131
F3_Commercial_Grocery_New_Miscellaneous_Natural Gas_Miscellaneous_Baseline Forecast | F3 | Commercial | Grocery | New | Miscellaneous | Natural Gas | Miscellaneous | Baseline Forecast | Summer Peak Demand (MW) | 0 | 0 | 0 | 0 | 0 | 0 | 0 | 0 | 0 | 0 | 0 | 0 | 0 | 0 | 0 | 0 | 0 | 0 | 0 | 0 | 0 | 0 | 0 | 0 | 0 | 0 | 0
F4_Commercial_Grocery_New_Miscellaneous_Natural Gas_Miscellaneous_Baseline Forecast | F4 | Commercial | Grocery | New | Miscellaneous | Natural Gas | Miscellaneous | Baseline Forecast | Winter Peak Demand (MW) | 0 | 0 | 0 | 0 | 0 | 0 | 0 | 0 | 0 | 0 | 0 | 0 | 0 | 0 | 0 | 0 | 0 | 0 | 0 | 0 | 0 | 0 | 0 | 0 | 0 | 0 | 0
F5_Commercial_Grocery_New_Miscellaneous_Natural Gas_Miscellaneous_Baseline Forecast | F5 | Commercial | Grocery | New | Miscellaneous | Natural Gas | Miscellaneous | Baseline Forecast | Turnover | 0 | 97152.966 | 73494.6651 | 73366.3786 | 86726.1523 | 94399.6597 | 102034.2573 | 109995.0612 | 117907.2285 | 125774.7958 | 133653.3702 | 169843.2654 | 166790.8092 | 172161.0903 | 185872.1314 | 195542.3507 | 204600.2291 | 214433.7271 | 224248.1286 | 233962.4147 | 243720.4402 | 261761.2714 | 267207.6421 | 275755.1101 | 288122.5683 | 298360.1641 | 308216.6198
F6_Commercial_Grocery_New_Miscellaneous_Natural Gas_Miscellaneous_Baseline Forecast | F6 | Commercial | Grocery | New | Miscellaneous | Natural Gas | Miscellaneous | Baseline Forecast | Avg. Replacement Usage (kWh) | 0.0059718 | 0.0059718 | 0.0059718 | 0.0059718 | 0.0059718 | 0.0059718 | 0.0059718 | 0.0059718 | 0.0059718 | 0.0059718 | 0.0059718 | 0.0059718 | 0.0059718 | 0.0059718 | 0.0059718 | 0.0059718 | 0.0059718 | 0.0059718 | 0.0059718 | 0.0059718 | 0.0059718 | 0.0059718 | 0.0059718 | 0.0059718 | 0.0059718 | 0.0059718 | 0.0059718
F7_Commercial_Grocery_New_Miscellaneous_Natural Gas_Miscellaneous_Baseline Forecast | F7 | Commercial | Grocery | New | Miscellaneous | Natural Gas | Miscellaneous | Baseline Forecast | Avg. Replacement Summer Demand (kW) | 0 | 0 | 0 | 0 | 0 | 0 | 0 | 0 | 0 | 0 | 0 | 0 | 0 | 0 | 0 | 0 | 0 | 0 | 0 | 0 | 0 | 0 | 0 | 0 | 0 | 0 | 0
F8_Commercial_Grocery_New_Miscellaneous_Natural Gas_Miscellaneous_Baseline Forecast | F8 | Commercial | Grocery | New | Miscellaneous | Natural Gas | Miscellaneous | Baseline Forecast | Avg. Replacement Winter Demand (kW) | 0 | 0 | 0 | 0 | 0 | 0 | 0 | 0 | 0 | 0 | 0 | 0 | 0 | 0 | 0 | 0 | 0 | 0 | 0 | 0 | 0 | 0 | 0 | 0 | 0 | 0 | 0
F1_Commercial_School_Existing_Space Heating_Natural Gas_Furnace_Baseline Forecast | F1 | Commercial | School | Existing | Space Heating | Natural Gas | Furnace | Baseline Forecast | Units | 1370327.1822 | 1345412.1425 | 1320950.1036 | 1296932.829 | 1273352.2321 | 1250200.3733 | 1227469.4574 | 1205151.8309 | 1183239.9795 | 1161726.5253 | 1140604.2248 | 1119865.9662 | 1099504.7668 | 1079513.7711 | 1059886.2479 | 1040615.5889 | 1021695.3055 | 1003119.0272 | 984880.4994 | 966973.5812 | 949392.2434 | 932130.5662 | 915182.7378 | 898543.0516 | 882205.9052 | 866165.7979 | 850417.3288
F2_Commercial_School_Existing_Space Heating_Natural Gas_Furnace_Baseline Forecast | F2 | Commercial | School | Existing | Space Heating | Natural Gas | Furnace | Baseline Forecast | Usage (MMtherm) | 0.12184 | 0.12861 | 0.12569 | 0.12311 | 0.12055 | 0.11802 | 0.1155 | 0.113 | 0.11053 | 0.10807 | 0.10565 | 0.10325 | 0.10088 | 0.098553 | 0.096261 | 0.094009 | 0.091798 | 0.08963 | 0.087506 | 0.085458 | 0.083481 | 0.081579 | 0.079748 | 0.077983 | 0.076279 | 0.074633 | 0.073041
F3_Commercial_School_Existing_Space Heating_Natural Gas_Furnace_Baseline Forecast | F3 | Commercial | School | Existing | Space Heating | Natural Gas | Furnace | Baseline Forecast | Summer Peak Demand (MW) | 0 | 0 | 0 | 0 | 0 | 0 | 0 | 0 | 0 | 0 | 0 | 0 | 0 | 0 | 0 | 0 | 0 | 0 | 0 | 0 | 0 | 0 | 0 | 0 | 0 | 0 | 0
F4_Commercial_School_Existing_Space Heating_Natural Gas_Furnace_Baseline Forecast | F4 | Commercial | School | Existing | Space Heating | Natural Gas | Furnace | Baseline Forecast | Winter Peak Demand (MW) | 0 | 0 | 0 | 0 | 0 | 0 | 0 | 0 | 0 | 0 | 0 | 0 | 0 | 0 | 0 | 0 | 0 | 0 | 0 | 0 | 0 | 0 | 0 | 0 | 0 | 0 | 0
F5_Commercial_School_Existing_Space Heating_Natural Gas_Furnace_Baseline Forecast | F5 | Commercial | School | Existing | Space Heating | Natural Gas | Furnace | Baseline Forecast | Turnover | 0 | 15219.5944 | 17114.0614 | 19096.656 | 21148.3623 | 23252.2498 | 25393.2702 | 27558.0741 | 29734.8443 | 31913.1455 | 33797.0599 | 35415.8147 | 36795.8683 | 37961.1706 | 38933.3984 | 39732.1691 | 40375.234 | 40878.6539 | 41256.9578 | 38232.3531 | 35595.9106 | 33316.1293 | 31363.4087 | 29709.986 | 28329.868 | 27198.7594 | 26293.9879
F6_Commercial_School_Existing_Space Heating_Natural Gas_Furnace_Baseline Forecast | F6 | Commercial | School | Existing | Space Heating | Natural Gas | Furnace | Baseline Forecast | Avg. Replacement Usage (kWh) | 0.086484 | 0.09304 | 0.092679 | 0.082577 | 0.082577 | 0.082577 | 0.082577 | 0.082577 | 0.082577 | 0.082577 | 0.082577 | 0.082577 | 0.082577 | 0.082577 | 0.082577 | 0.082577 | 0.082577 | 0.082577 | 0.082577 | 0.082577 | 0.082577 | 0.082577 | 0.082577 | 0.082577 | 0.082577 | 0.082577 | 0.082577
F7_Commercial_School_Existing_Space Heating_Natural Gas_Furnace_Baseline Forecast | F7 | Commercial | School | Existing | Space Heating | Natural Gas | Furnace | Baseline Forecast | Avg. Replacement Summer Demand (kW) | 0 | 0 | 0 | 0 | 0 | 0 | 0 | 0 | 0 | 0 | 0 | 0 | 0 | 0 | 0 | 0 | 0 | 0 | 0 | 0 | 0 | 0 | 0 | 0 | 0 | 0 | 0
F8_Commercial_School_Existing_Space Heating_Natural Gas_Furnace_Baseline Forecast | F8 | Commercial | School | Existing | Space Heating | Natural Gas | Furnace | Baseline Forecast | Avg. Replacement Winter Demand (kW) | 0 | 0 | 0 | 0 | 0 | 0 | 0 | 0 | 0 | 0 | 0 | 0 | 0 | 0 | 0 | 0 | 0 | 0 | 0 | 0 | 0 | 0 | 0 | 0 | 0 | 0 | 0
F1_Commercial_School_Existing_Space Heating_Natural Gas_Boiler_Baseline Forecast | F1 | Commercial | School | Existing | Space Heating | Natural Gas | Boiler | Baseline Forecast | Units | 3449187.3666 | 3386474.8691 | 3324902.5987 | 3264449.8242 | 3205096.191 | 3146821.7148 | 3089606.7746 | 3033432.1059 | 2978278.7949 | 2924128.2714 | 2870962.3028 | 2818762.9882 | 2767512.7521 | 2717194.3384 | 2667790.805 | 2619285.5176 | 2571662.1445 | 2524904.651 | 2478997.2937 | 2433924.6156 | 2389671.4408 | 2346222.8692 | 2303564.2715 | 2261681.2848 | 2220559.8069 | 2180185.9922 | 2140546.2469
F2_Commercial_School_Existing_Space Heating_Natural Gas_Boiler_Baseline Forecast | F2 | Commercial | School | Existing | Space Heating | Natural Gas | Boiler | Baseline Forecast | Usage (MMtherm) | 0.67993 | 0.71595 | 0.69806 | 0.6833 | 0.66888 | 0.65481 | 0.64108 | 0.62769 | 0.61462 | 0.60188 | 0.58945 | 0.57733 | 0.56552 | 0.55401 | 0.54279 | 0.53186 | 0.52121 | 0.51083 | 0.50071 | 0.49086 | 0.48126 | 0.47191 | 0.46279 | 0.45389 | 0.44521 | 0.43673 | 0.42845
F3_Commercial_School_Existing_Space Heating_Natural Gas_Boiler_Baseline Forecast | F3 | Commercial | School | Existing | Space Heating | Natural Gas | Boiler | Baseline Forecast | Summer Peak Demand (MW) | 0 | 0 | 0 | 0 | 0 | 0 | 0 | 0 | 0 | 0 | 0 | 0 | 0 | 0 | 0 | 0 | 0 | 0 | 0 | 0 | 0 | 0 | 0 | 0 | 0 | 0 | 0
F4_Commercial_School_Existing_Space Heating_Natural Gas_Boiler_Baseline Forecast | F4 | Commercial | School | Existing | Space Heating | Natural Gas | Boiler | Baseline Forecast | Winter Peak Demand (MW) | 0 | 0 | 0 | 0 | 0 | 0 | 0 | 0 | 0 | 0 | 0 | 0 | 0 | 0 | 0 | 0 | 0 | 0 | 0 | 0 | 0 | 0 | 0 | 0 | 0 | 0 | 0
F5_Commercial_School_Existing_Space Heating_Natural Gas_Boiler_Baseline Forecast | F5 | Commercial | School | Existing | Space Heating | Natural Gas | Boiler | Baseline Forecast | Turnover | 0 | 102620.4506 | 101670.5753 | 100639.5626 | 99539.4603 | 98380.9615 | 97173.5509 | 95925.6358 | 94644.663 | 93337.2229 | 92009.1426 | 90665.5688 | 89311.0422 | 87949.5632 | 86584.6512 | 85219.3968 | 83856.5095 | 82498.3586 | 81147.0116 | 79804.2668 | 78471.6833 | 77150.6075 | 75207.6064 | 73414.6184 | 71750.5091 | 70197.1596 | 68739.059
F6_Commercial_School_Existing_Space Heating_Natural Gas_Boiler_Baseline Forecast | F6 | Commercial | School | Existing | Space Heating | Natural Gas | Boiler | Baseline Forecast | Avg. Replacement Usage (kWh) | 0.18529 | 0.19934 | 0.19856 | 0.19856 | 0.19856 | 0.19856 | 0.19856 | 0.19856 | 0.19856 | 0.19856 | 0.19856 | 0.19856 | 0.19856 | 0.19856 | 0.19856 | 0.19856 | 0.19856 | 0.19856 | 0.19856 | 0.19856 | 0.19856 | 0.19856 | 0.19856 | 0.19856 | 0.19856 | 0.19856 | 0.19856
F7_Commercial_School_Existing_Space Heating_Natural Gas_Boiler_Baseline Forecast | F7 | Commercial | School | Existing | Space Heating | Natural Gas | Boiler | Baseline Forecast | Avg. Replacement Summer Demand (kW) | 0 | 0 | 0 | 0 | 0 | 0 | 0 | 0 | 0 | 0 | 0 | 0 | 0 | 0 | 0 | 0 | 0 | 0 | 0 | 0 | 0 | 0 | 0 | 0 | 0 | 0 | 0
F8_Commercial_School_Existing_Space Heating_Natural Gas_Boiler_Baseline Forecast | F8 | Commercial | School | Existing | Space Heating | Natural Gas | Boiler | Baseline Forecast | Avg. Replacement Winter Demand (kW) | 0 | 0 | 0 | 0 | 0 | 0 | 0 | 0 | 0 | 0 | 0 | 0 | 0 | 0 | 0 | 0 | 0 | 0 | 0 | 0 | 0 | 0 | 0 | 0 | 0 | 0 | 0
F1_Commercial_School_Existing_Space Heating_Natural Gas_Unit Heater_Baseline Forecast | F1 | Commercial | School | Existing | Space Heating | Natural Gas | Unit Heater | Baseline Forecast | Units | 281086.9141 | 275976.2429 | 270958.4931 | 266031.975 | 261195.03 | 256446.0295 | 251783.3744 | 247205.4948 | 242710.8495 | 238297.9249 | 233965.2354 | 229711.322 | 225534.7525 | 221434.1207 | 217408.0458 | 213455.1722 | 209574.1691 | 205763.7296 | 202022.5709 | 198349.4333 | 194743.0799 | 191202.2966 | 187725.8913 | 184312.6932 | 180961.5534 | 177671.3433 | 174440.9552
F2_Commercial_School_Existing_Space Heating_Natural Gas_Unit Heater_Baseline Forecast | F2 | Commercial | School | Existing | Space Heating | Natural Gas | Unit Heater | Baseline Forecast | Usage (MMtherm) | 0.012496 | 0.013199 | 0.012909 | 0.012674 | 0.012443 | 0.012217 | 0.011995 | 0.011777 | 0.011563 | 0.011353 | 0.011146 | 0.010944 | 0.010745 | 0.010549 | 0.010357 | 0.010169 | 0.0099842 | 0.0098027 | 0.0096244 | 0.0094495 | 0.0092776 | 0.009109 | 0.0089433 | 0.0087807 | 0.0086211 | 0.0084643 | 0.0083104
F3_Commercial_School_Existing_Space Heating_Natural Gas_Unit Heater_Baseline Forecast | F3 | Commercial | School | Existing | Space Heating | Natural Gas | Unit Heater | Baseline Forecast | Summer Peak Demand (MW) | 0 | 0 | 0 | 0 | 0 | 0 | 0 | 0 | 0 | 0 | 0 | 0 | 0 | 0 | 0 | 0 | 0 | 0 | 0 | 0 | 0 | 0 | 0 | 0 | 0 | 0 | 0
F4_Commercial_School_Existing_Space Heating_Natural Gas_Unit Heater_Baseline Forecast | F4 | Commercial | School | Existing | Space Heating | Natural Gas | Unit Heater | Baseline Forecast | Winter Peak Demand (MW) | 0 | 0 | 0 | 0 | 0 | 0 | 0 | 0 | 0 | 0 | 0 | 0 | 0 | 0 | 0 | 0 | 0 | 0 | 0 | 0 | 0 | 0 | 0 | 0 | 0 | 0 | 0
F5_Commercial_School_Existing_Space Heating_Natural Gas_Unit Heater_Baseline Forecast | F5 | Commercial | School | Existing | Space Heating | Natural Gas | Unit Heater | Baseline Forecast | Turnover | 0 | 232.3032 | 663.5041 | 1264.0165 | 2007.6576 | 2871.2771 | 3834.426 | 4879.0609 | 5989.2808 | 7151.0917 | 8155.2565 | 9019.3092 | 9758.8891 | 10387.9446 | 10918.9151 | 11362.8932 | 11729.7696 | 10485.292 | 9403.7456 | 8479.1015 | 7704.2035 | 7071.0957 | 6571.2903 | 6195.9888 | 5936.2602 | 5783.1844 | 5714.6175
F6_Commercial_School_Existing_Space Heating_Natural Gas_Unit Heater_Baseline Forecast | F6 | Commercial | School | Existing | Space Heating | Natural Gas | Unit Heater | Baseline Forecast | Avg. Replacement Usage (kWh) | 0.044456 | 0.047826 | 0.04764 | 0.04764 | 0.04764 | 0.04764 | 0.04764 | 0.04764 | 0.04764 | 0.04764 | 0.04764 | 0.04764 | 0.04764 | 0.04764 | 0.04764 | 0.04764 | 0.04764 | 0.04764 | 0.04764 | 0.04764 | 0.04764 | 0.04764 | 0.04764 | 0.04764 | 0.04764 | 0.04764 | 0.04764
F7_Commercial_School_Existing_Space Heating_Natural Gas_Unit Heater_Baseline Forecast | F7 | Commercial | School | Existing | Space Heating | Natural Gas | Unit Heater | Baseline Forecast | Avg. Replacement Summer Demand (kW) | 0 | 0 | 0 | 0 | 0 | 0 | 0 | 0 | 0 | 0 | 0 | 0 | 0 | 0 | 0 | 0 | 0 | 0 | 0 | 0 | 0 | 0 | 0 | 0 | 0 | 0 | 0
F8_Commercial_School_Existing_Space Heating_Natural Gas_Unit Heater_Baseline Forecast | F8 | Commercial | School | Existing | Space Heating | Natural Gas | Unit Heater | Baseline Forecast | Avg. Replacement Winter Demand (kW) | 0 | 0 | 0 | 0 | 0 | 0 | 0 | 0 | 0 | 0 | 0 | 0 | 0 | 0 | 0 | 0 | 0 | 0 | 0 | 0 | 0 | 0 | 0 | 0 | 0 | 0 | 0
F1_Commercial_School_Existing_Water Heating_Natural Gas_Water Heater_Baseline Forecast | F1 | Commercial | School | Existing | Water Heating | Natural Gas | Water Heater | Baseline Forecast | Units | 5745643.2057 | 5641176.9656 | 5538610.1117 | 5437908.1096 | 5339037.0531 | 5241963.6521 | 5146655.2221 | 5053079.6726 | 4961205.4967 | 4871001.7604 | 4782438.0921 | 4695484.6722 | 4610112.2236 | 4526292.0014 | 4443995.7832 | 4363195.8598 | 4283865.026 | 4205976.571 | 4129504.2697 | 4054422.3739 | 3980705.6035 | 3908329.138 | 3837268.6082 | 3767500.088 | 3699000.0864 | 3631745.5394 | 3565713.8023
F2_Commercial_School_Existing_Water Heating_Natural Gas_Water Heater_Baseline Forecast | F2 | Commercial | School | Existing | Water Heating | Natural Gas | Water Heater | Baseline Forecast | Usage (MMtherm) | 0.88203 | 0.84926 | 0.81928 | 0.79179 | 0.76653 | 0.7433 | 0.72193 | 0.70227 | 0.68419 | 0.66758 | 0.65216 | 0.63773 | 0.62412 | 0.61118 | 0.59882 | 0.58695 | 0.57551 | 0.56444 | 0.55371 | 0.54326 | 0.53309 | 0.52317 | 0.51348 | 0.504 | 0.49473 | 0.48564 | 0.47674
F3_Commercial_School_Existing_Water Heating_Natural Gas_Water Heater_Baseline Forecast | F3 | Commercial | School | Existing | Water Heating | Natural Gas | Water Heater | Baseline Forecast | Summer Peak Demand (MW) | 0 | 0 | 0 | 0 | 0 | 0 | 0 | 0 | 0 | 0 | 0 | 0 | 0 | 0 | 0 | 0 | 0 | 0 | 0 | 0 | 0 | 0 | 0 | 0 | 0 | 0 | 0
F4_Commercial_School_Existing_Water Heating_Natural Gas_Water Heater_Baseline Forecast | F4 | Commercial | School | Existing | Water Heating | Natural Gas | Water Heater | Baseline Forecast | Winter Peak Demand (MW) | 0 | 0 | 0 | 0 | 0 | 0 | 0 | 0 | 0 | 0 | 0 | 0 | 0 | 0 | 0 | 0 | 0 | 0 | 0 | 0 | 0 | 0 | 0 | 0 | 0 | 0 | 0
F5_Commercial_School_Existing_Water Heating_Natural Gas_Water Heater_Baseline Forecast | F5 | Commercial | School | Existing | Water Heating | Natural Gas | Water Heater | Baseline Forecast | Turnover | 0 | 526509.8501 | 487397.6898 | 455334.1724 | 428831.4561 | 406720.4651 | 388082.5077 | 372195.5653 | 358492.1052 | 346525.9437 | 361452.5553 | 366545.0828 | 365108.5141 | 359486.4967 | 351321.6369 | 448501.6829 | 409395.8859 | 377641.5471 | 351680.3266 | 334612.5933 | 322692.7946 | 313575.8356 | 305845.788 | 298691.5284 | 314958.0816 | 319165.2527 | 315780.6561
F6_Commercial_School_Existing_Water Heating_Natural Gas_Water Heater_Baseline Forecast | F6 | Commercial | School | Existing | Water Heating | Natural Gas | Water Heater | Baseline Forecast | Avg. Replacement Usage (kWh) | 0.13363 | 0.13363 | 0.13363 | 0.13363 | 0.13363 | 0.13363 | 0.13363 | 0.13363 | 0.13363 | 0.13363 | 0.13363 | 0.13363 | 0.13363 | 0.13363 | 0.13363 | 0.13363 | 0.13363 | 0.13363 | 0.13363 | 0.13363 | 0.13363 | 0.13363 | 0.13363 | 0.13363 | 0.13363 | 0.13363 | 0.13363
F7_Commercial_School_Existing_Water Heating_Natural Gas_Water Heater_Baseline Forecast | F7 | Commercial | School | Existing | Water Heating | Natural Gas | Water Heater | Baseline Forecast | Avg. Replacement Summer Demand (kW) | 0 | 0 | 0 | 0 | 0 | 0 | 0 | 0 | 0 | 0 | 0 | 0 | 0 | 0 | 0 | 0 | 0 | 0 | 0 | 0 | 0 | 0 | 0 | 0 | 0 | 0 | 0
F8_Commercial_School_Existing_Water Heating_Natural Gas_Water Heater_Baseline Forecast | F8 | Commercial | School | Existing | Water Heating | Natural Gas | Water Heater | Baseline Forecast | Avg. Replacement Winter Demand (kW) | 0 | 0 | 0 | 0 | 0 | 0 | 0 | 0 | 0 | 0 | 0 | 0 | 0 | 0 | 0 | 0 | 0 | 0 | 0 | 0 | 0 | 0 | 0 | 0 | 0 | 0 | 0
F1_Commercial_School_Existing_Food Preparation_Natural Gas_Oven_Baseline Forecast | F1 | Commercial | School | Existing | Food Preparation | Natural Gas | Oven | Baseline Forecast | Units | 550714.7328 | 540701.7377 | 530870.797 | 521218.6007 | 511741.8989 | 502437.5007 | 493302.2734 | 484333.1412 | 475527.0841 | 466881.1371 | 458392.3891 | 450057.9821 | 441875.1097 | 433841.0168 | 425952.9983 | 418208.3983 | 410604.6092 | 403139.0709 | 395809.2696 | 388612.7374 | 381547.0513 | 374609.8322 | 367798.7443 | 361111.4944 | 354545.8309 | 348099.5431 | 341770.4605
F2_Commercial_School_Existing_Food Preparation_Natural Gas_Oven_Baseline Forecast | F2 | Commercial | School | Existing | Food Preparation | Natural Gas | Oven | Baseline Forecast | Usage (MMtherm) | 0.0092246 | 0.0090569 | 0.0088922 | 0.0087305 | 0.0085718 | 0.0084159 | 0.0082629 | 0.0081127 | 0.0079652 | 0.0078203 | 0.0076782 | 0.0075386 | 0.0074015 | 0.0072669 | 0.0071348 | 0.0070051 | 0.0068777 | 0.0067527 | 0.0066299 | 0.0065093 | 0.006391 | 0.0062748 | 0.0061607 | 0.0060487 | 0.0059387 | 0.0058307 | 0.0057247
F3_Commercial_School_Existing_Food Preparation_Natural Gas_Oven_Baseline Forecast | F3 | Commercial | School | Existing | Food Preparation | Natural Gas | Oven | Baseline Forecast | Summer Peak Demand (MW) | 0 | 0 | 0 | 0 | 0 | 0 | 0 | 0 | 0 | 0 | 0 | 0 | 0 | 0 | 0 | 0 | 0 | 0 | 0 | 0 | 0 | 0 | 0 | 0 | 0 | 0 | 0
F4_Commercial_School_Existing_Food Preparation_Natural Gas_Oven_Baseline Forecast | F4 | Commercial | School | Existing | Food Preparation | Natural Gas | Oven | Baseline Forecast | Winter Peak Demand (MW) | 0 | 0 | 0 | 0 | 0 | 0 | 0 | 0 | 0 | 0 | 0 | 0 | 0 | 0 | 0 | 0 | 0 | 0 | 0 | 0 | 0 | 0 | 0 | 0 | 0 | 0 | 0
F5_Commercial_School_Existing_Food Preparation_Natural Gas_Oven_Baseline Forecast | F5 | Commercial | School | Existing | Food Preparation | Natural Gas | Oven | Baseline Forecast | Turnover | 0 | 6488.4209 | 11466.8092 | 17346.155 | 23859.4543 | 28789.2668 | 32478.706 | 35197.2101 | 37156.3503 | 38522.247 | 39425.3218 | 39967.9578 | 32453.5144 | 27364.9536 | 24329.0704 | 23009.0886 | 22778.0563 | 24467.7774 | 25967.2234 | 27658.9659 | 29355.8015 | 30549.8444 | 31351.489 | 30576.287 | 28996.9434 | 27151.253 | 25400.1977
F6_Commercial_School_Existing_Food Preparation_Natural Gas_Oven_Baseline Forecast | F6 | Commercial | School | Existing | Food Preparation | Natural Gas | Oven | Baseline Forecast | Avg. Replacement Usage (kWh) | 0.01675 | 0.01675 | 0.01675 | 0.01675 | 0.01675 | 0.01675 | 0.01675 | 0.01675 | 0.01675 | 0.01675 | 0.01675 | 0.01675 | 0.01675 | 0.01675 | 0.01675 | 0.01675 | 0.01675 | 0.01675 | 0.01675 | 0.01675 | 0.01675 | 0.01675 | 0.01675 | 0.01675 | 0.01675 | 0.01675 | 0.01675
F7_Commercial_School_Existing_Food Preparation_Natural Gas_Oven_Baseline Forecast | F7 | Commercial | School | Existing | Food Preparation | Natural Gas | Oven | Baseline Forecast | Avg. Replacement Summer Demand (kW) | 0 | 0 | 0 | 0 | 0 | 0 | 0 | 0 | 0 | 0 | 0 | 0 | 0 | 0 | 0 | 0 | 0 | 0 | 0 | 0 | 0 | 0 | 0 | 0 | 0 | 0 | 0
F8_Commercial_School_Existing_Food Preparation_Natural Gas_Oven_Baseline Forecast | F8 | Commercial | School | Existing | Food Preparation | Natural Gas | Oven | Baseline Forecast | Avg. Replacement Winter Demand (kW) | 0 | 0 | 0 | 0 | 0 | 0 | 0 | 0 | 0 | 0 | 0 | 0 | 0 | 0 | 0 | 0 | 0 | 0 | 0 | 0 | 0 | 0 | 0 | 0 | 0 | 0 | 0
F1_Commercial_School_Existing_Food Preparation_Natural Gas_Conveyor Oven_Baseline Forecast | F1 | Commercial | School | Existing | Food Preparation | Natural Gas | Conveyor Oven | Baseline Forecast | Units | 275357.3664 | 270350.8688 | 265435.3985 | 260609.3003 | 255870.9494 | 251218.7504 | 246651.1367 | 242166.5706 | 237763.542 | 233440.5685 | 229196.1946 | 225028.991 | 220937.5548 | 216920.5084 | 212976.4991 | 209104.1991 | 205302.3046 | 201569.5354 | 197904.6348 | 194306.3687 | 190773.5256 | 187304.9161 | 183899.3722 | 180555.7472 | 177272.9154 | 174049.7715 | 170885.2302
F2_Commercial_School_Existing_Food Preparation_Natural Gas_Conveyor Oven_Baseline Forecast | F2 | Commercial | School | Existing | Food Preparation | Natural Gas | Conveyor Oven | Baseline Forecast | Usage (MMtherm) | 0.0078919 | 0.0077484 | 0.0076076 | 0.0074692 | 0.0073334 | 0.0072001 | 0.0070692 | 0.0069407 | 0.0068145 | 0.0066906 | 0.0065689 | 0.0064495 | 0.0063322 | 0.0062171 | 0.0061041 | 0.0059931 | 0.0058841 | 0.0057771 | 0.0056721 | 0.005569 | 0.0054677 | 0.0053683 | 0.0052707 | 0.0051749 | 0.0050808 | 0.0049884 | 0.0048977
F3_Commercial_School_Existing_Food Preparation_Natural Gas_Conveyor Oven_Baseline Forecast | F3 | Commercial | School | Existing | Food Preparation | Natural Gas | Conveyor Oven | Baseline Forecast | Summer Peak Demand (MW) | 0 | 0 | 0 | 0 | 0 | 0 | 0 | 0 | 0 | 0 | 0 | 0 | 0 | 0 | 0 | 0 | 0 | 0 | 0 | 0 | 0 | 0 | 0 | 0 | 0 | 0 | 0
F4_Commercial_School_Existing_Food Preparation_Natural Gas_Conveyor Oven_Baseline Forecast | F4 | Commercial | School | Existing | Food Preparation | Natural Gas | Conveyor Oven | Baseline Forecast | Winter Peak Demand (MW) | 0 | 0 | 0 | 0 | 0 | 0 | 0 | 0 | 0 | 0 | 0 | 0 | 0 | 0 | 0 | 0 | 0 | 0 | 0 | 0 | 0 | 0 | 0 | 0 | 0 | 0 | 0
F5_Commercial_School_Existing_Food Preparation_Natural Gas_Conveyor Oven_Baseline Forecast | F5 | Commercial | School | Existing | Food Preparation | Natural Gas | Conveyor Oven | Baseline Forecast | Turnover | 0 | 0 | 0 | 0 | 0 | 1004.875 | 2762.4927 | 5075.8113 | 7791.0357 | 10788.3158 | 13057.6556 | 14756.7748 | 16009.5269 | 16913.1658 | 17544.053 | 17962.1401 | 18214.4907 | 14306.6545 | 11237.2268 | 8826.3309 | 6932.6817 | 5595.1503 | 4806.6708 | 4532.3111 | 4721.7002 | 5317.402 | 6302.882
F6_Commercial_School_Existing_Food Preparation_Natural Gas_Conveyor Oven_Baseline Forecast | F6 | Commercial | School | Existing | Food Preparation | Natural Gas | Conveyor Oven | Baseline Forecast | Avg. Replacement Usage (kWh) | 0.028661 | 0.028661 | 0.028661 | 0.028661 | 0.028661 | 0.028661 | 0.028661 | 0.028661 | 0.028661 | 0.028661 | 0.028661 | 0.028661 | 0.028661 | 0.028661 | 0.028661 | 0.028661 | 0.028661 | 0.028661 | 0.028661 | 0.028661 | 0.028661 | 0.028661 | 0.028661 | 0.028661 | 0.028661 | 0.028661 | 0.028661
F7_Commercial_School_Existing_Food Preparation_Natural Gas_Conveyor Oven_Baseline Forecast | F7 | Commercial | School | Existing | Food Preparation | Natural Gas | Conveyor Oven | Baseline Forecast | Avg. Replacement Summer Demand (kW) | 0 | 0 | 0 | 0 | 0 | 0 | 0 | 0 | 0 | 0 | 0 | 0 | 0 | 0 | 0 | 0 | 0 | 0 | 0 | 0 | 0 | 0 | 0 | 0 | 0 | 0 | 0
F8_Commercial_School_Existing_Food Preparation_Natural Gas_Conveyor Oven_Baseline Forecast | F8 | Commercial | School | Existing | Food Preparation | Natural Gas | Conveyor Oven | Baseline Forecast | Avg. Replacement Winter Demand (kW) | 0 | 0 | 0 | 0 | 0 | 0 | 0 | 0 | 0 | 0 | 0 | 0 | 0 | 0 | 0 | 0 | 0 | 0 | 0 | 0 | 0 | 0 | 0 | 0 | 0 | 0 | 0
F1_Commercial_School_Existing_Food Preparation_Natural Gas_Double Rack Oven_Baseline Forecast | F1 | Commercial | School | Existing | Food Preparation | Natural Gas | Double Rack Oven | Baseline Forecast | Units | 275357.3664 | 270350.8688 | 265435.3985 | 260609.3003 | 255870.9494 | 251218.7504 | 246651.1367 | 242166.5706 | 237763.542 | 233440.5685 | 229196.1946 | 225028.991 | 220937.5548 | 216920.5084 | 212976.4991 | 209104.1991 | 205302.3046 | 201569.5354 | 197904.6348 | 194306.3687 | 190773.5256 | 187304.9161 | 183899.3722 | 180555.7472 | 177272.9154 | 174049.7715 | 170885.2302
F2_Commercial_School_Existing_Food Preparation_Natural Gas_Double Rack Oven_Baseline Forecast | F2 | Commercial | School | Existing | Food Preparation | Natural Gas | Double Rack Oven | Baseline Forecast | Usage (MMtherm) | 0.011989 | 0.011771 | 0.011557 | 0.011347 | 0.011141 | 0.010938 | 0.010739 | 0.010544 | 0.010352 | 0.010164 | 0.0099794 | 0.0097979 | 0.0096198 | 0.0094449 | 0.0092732 | 0.0091046 | 0.008939 | 0.0087765 | 0.0086169 | 0.0084603 | 0.0083064 | 0.0081554 | 0.0080071 | 0.0078615 | 0.0077186 | 0.0075783 | 0.0074405
F3_Commercial_School_Existing_Food Preparation_Natural Gas_Double Rack Oven_Baseline Forecast | F3 | Commercial | School | Existing | Food Preparation | Natural Gas | Double Rack Oven | Baseline Forecast | Summer Peak Demand (MW) | 0 | 0 | 0 | 0 | 0 | 0 | 0 | 0 | 0 | 0 | 0 | 0 | 0 | 0 | 0 | 0 | 0 | 0 | 0 | 0 | 0 | 0 | 0 | 0 | 0 | 0 | 0
F4_Commercial_School_Existing_Food Preparation_Natural Gas_Double Rack Oven_Baseline Forecast | F4 | Commercial | School | Existing | Food Preparation | Natural Gas | Double Rack Oven | Baseline Forecast | Winter Peak Demand (MW) | 0 | 0 | 0 | 0 | 0 | 0 | 0 | 0 | 0 | 0 | 0 | 0 | 0 | 0 | 0 | 0 | 0 | 0 | 0 | 0 | 0 | 0 | 0 | 0 | 0 | 0 | 0
F5_Commercial_School_Existing_Food Preparation_Natural Gas_Double Rack Oven_Baseline Forecast | F5 | Commercial | School | Existing | Food Preparation | Natural Gas | Double Rack Oven | Baseline Forecast | Turnover | 0 | 6007.7971 | 8192.4506 | 10045.4339 | 11609.9347 | 12923.6261 | 14019.3692 | 14925.8255 | 15667.9921 | 16267.6681 | 14763.1541 | 13655.9116 | 12864.1364 | 12320.5038 | 11969.8066 | 11766.9594 | 11675.3145 | 11665.2434 | 11712.9418 | 12942.5354 | 13089.3482 | 13078.2767 | 12961.0134 | 12776.4249 | 12553.2704 | 12312.4 | 12068.5231
F6_Commercial_School_Existing_Food Preparation_Natural Gas_Double Rack Oven_Baseline Forecast | F6 | Commercial | School | Existing | Food Preparation | Natural Gas | Double Rack Oven | Baseline Forecast | Avg. Replacement Usage (kWh) | 0.043541 | 0.043541 | 0.043541 | 0.043541 | 0.043541 | 0.043541 | 0.043541 | 0.043541 | 0.043541 | 0.043541 | 0.043541 | 0.043541 | 0.043541 | 0.043541 | 0.043541 | 0.043541 | 0.043541 | 0.043541 | 0.043541 | 0.043541 | 0.043541 | 0.043541 | 0.043541 | 0.043541 | 0.043541 | 0.043541 | 0.043541
F7_Commercial_School_Existing_Food Preparation_Natural Gas_Double Rack Oven_Baseline Forecast | F7 | Commercial | School | Existing | Food Preparation | Natural Gas | Double Rack Oven | Baseline Forecast | Avg. Replacement Summer Demand (kW) | 0 | 0 | 0 | 0 | 0 | 0 | 0 | 0 | 0 | 0 | 0 | 0 | 0 | 0 | 0 | 0 | 0 | 0 | 0 | 0 | 0 | 0 | 0 | 0 | 0 | 0 | 0
F8_Commercial_School_Existing_Food Preparation_Natural Gas_Double Rack Oven_Baseline Forecast | F8 | Commercial | School | Existing | Food Preparation | Natural Gas | Double Rack Oven | Baseline Forecast | Avg. Replacement Winter Demand (kW) | 0 | 0 | 0 | 0 | 0 | 0 | 0 | 0 | 0 | 0 | 0 | 0 | 0 | 0 | 0 | 0 | 0 | 0 | 0 | 0 | 0 | 0 | 0 | 0 | 0 | 0 | 0
F1_Commercial_School_Existing_Food Preparation_Natural Gas_Fryer_Baseline Forecast | F1 | Commercial | School | Existing | Food Preparation | Natural Gas | Fryer | Baseline Forecast | Units | 712689.6543 | 699731.6605 | 687009.2667 | 674518.1891 | 662254.2221 | 650213.2362 | 638391.1774 | 626784.0651 | 615387.9911 | 604199.1186 | 593213.6801 | 582427.9768 | 571838.3772 | 561441.3158 | 551233.2919 | 541210.8684 | 531370.6708 | 521709.3859 | 512223.7607 | 502910.6014 | 493766.7723 | 484789.1946 | 475974.8456 | 467320.7575 | 458824.0164 | 450481.7616 | 442291.1841
F2_Commercial_School_Existing_Food Preparation_Natural Gas_Fryer_Baseline Forecast | F2 | Commercial | School | Existing | Food Preparation | Natural Gas | Fryer | Baseline Forecast | Usage (MMtherm) | 0.018495 | 0.017545 | 0.016669 | 0.015855 | 0.015092 | 0.014374 | 0.013694 | 0.013048 | 0.012431 | 0.011907 | 0.011456 | 0.011064 | 0.010718 | 0.01041 | 0.010132 | 0.0098775 | 0.0096429 | 0.0094244 | 0.0092192 | 0.0090249 | 0.0088399 | 0.0086627 | 0.0084923 | 0.0083277 | 0.0081684 | 0.0080136 | 0.007863
F3_Commercial_School_Existing_Food Preparation_Natural Gas_Fryer_Baseline Forecast | F3 | Commercial | School | Existing | Food Preparation | Natural Gas | Fryer | Baseline Forecast | Summer Peak Demand (MW) | 0 | 0 | 0 | 0 | 0 | 0 | 0 | 0 | 0 | 0 | 0 | 0 | 0 | 0 | 0 | 0 | 0 | 0 | 0 | 0 | 0 | 0 | 0 | 0 | 0 | 0 | 0
F4_Commercial_School_Existing_Food Preparation_Natural Gas_Fryer_Baseline Forecast | F4 | Commercial | School | Existing | Food Preparation | Natural Gas | Fryer | Baseline Forecast | Winter Peak Demand (MW) | 0 | 0 | 0 | 0 | 0 | 0 | 0 | 0 | 0 | 0 | 0 | 0 | 0 | 0 | 0 | 0 | 0 | 0 | 0 | 0 | 0 | 0 | 0 | 0 | 0 | 0 | 0
F5_Commercial_School_Existing_Food Preparation_Natural Gas_Fryer_Baseline Forecast | F5 | Commercial | School | Existing | Food Preparation | Natural Gas | Fryer | Baseline Forecast | Turnover | 0 | 74638.0438 | 67784.9143 | 62235.5449 | 57713.2479 | 54000.6427 | 50926.9327 | 48357.9116 | 46188.1147 | 49168.2458 | 50325.5055 | 50276.1346 | 49456.3802 | 48171.3537 | 62044.811 | 55949.5237 | 51030.75 | 47873.1947 | 45743.1614 | 44179.5901 | 42902.5918 | 41750.4489 | 44296.7344 | 44878.8493 | 44241.7912 | 43036.8402 | 41623.399
F6_Commercial_School_Existing_Food Preparation_Natural Gas_Fryer_Baseline Forecast | F6 | Commercial | School | Existing | Food Preparation | Natural Gas | Fryer | Baseline Forecast | Avg. Replacement Usage (kWh) | 0.025951 | 0.017733 | 0.017733 | 0.017733 | 0.017733 | 0.017733 | 0.017733 | 0.017733 | 0.017733 | 0.017733 | 0.017733 | 0.017733 | 0.017733 | 0.017733 | 0.017733 | 0.017733 | 0.017733 | 0.017733 | 0.017733 | 0.017733 | 0.017733 | 0.017733 | 0.017733 | 0.017733 | 0.017733 | 0.017733 | 0.017733
F7_Commercial_School_Existing_Food Preparation_Natural Gas_Fryer_Baseline Forecast | F7 | Commercial | School | Existing | Food Preparation | Natural Gas | Fryer | Baseline Forecast | Avg. Replacement Summer Demand (kW) | 0 | 0 | 0 | 0 | 0 | 0 | 0 | 0 | 0 | 0 | 0 | 0 | 0 | 0 | 0 | 0 | 0 | 0 | 0 | 0 | 0 | 0 | 0 | 0 | 0 | 0 | 0
F8_Commercial_School_Existing_Food Preparation_Natural Gas_Fryer_Baseline Forecast | F8 | Commercial | School | Existing | Food Preparation | Natural Gas | Fryer | Baseline Forecast | Avg. Replacement Winter Demand (kW) | 0 | 0 | 0 | 0 | 0 | 0 | 0 | 0 | 0 | 0 | 0 | 0 | 0 | 0 | 0 | 0 | 0 | 0 | 0 | 0 | 0 | 0 | 0 | 0 | 0 | 0 | 0
F1_Commercial_School_Existing_Food Preparation_Natural Gas_Broiler_Baseline Forecast | F1 | Commercial | School | Existing | Food Preparation | Natural Gas | Broiler | Baseline Forecast | Units | 1101429.4657 | 1081403.4754 | 1061741.594 | 1042437.2014 | 1023483.7977 | 1004875.0014 | 986604.5468 | 968666.2824 | 951054.1681 | 933762.2742 | 916784.7783 | 900115.9641 | 883750.2193 | 867682.0335 | 851905.9965 | 836416.7966 | 821209.2185 | 806278.1418 | 791618.5392 | 777225.4749 | 763094.1026 | 749219.6644 | 735597.4886 | 722222.9888 | 709091.6618 | 696199.0861 | 683540.9209
F2_Commercial_School_Existing_Food Preparation_Natural Gas_Broiler_Baseline Forecast | F2 | Commercial | School | Existing | Food Preparation | Natural Gas | Broiler | Baseline Forecast | Usage (MMtherm) | 0.030545 | 0.02999 | 0.029445 | 0.028909 | 0.028384 | 0.027868 | 0.027361 | 0.026863 | 0.026375 | 0.025896 | 0.025425 | 0.024962 | 0.024509 | 0.024063 | 0.023625 | 0.023196 | 0.022774 | 0.02236 | 0.021954 | 0.021554 | 0.021162 | 0.020778 | 0.0204 | 0.020029 | 0.019665 | 0.019307 | 0.018956
F3_Commercial_School_Existing_Food Preparation_Natural Gas_Broiler_Baseline Forecast | F3 | Commercial | School | Existing | Food Preparation | Natural Gas | Broiler | Baseline Forecast | Summer Peak Demand (MW) | 0 | 0 | 0 | 0 | 0 | 0 | 0 | 0 | 0 | 0 | 0 | 0 | 0 | 0 | 0 | 0 | 0 | 0 | 0 | 0 | 0 | 0 | 0 | 0 | 0 | 0 | 0
F4_Commercial_School_Existing_Food Preparation_Natural Gas_Broiler_Baseline Forecast | F4 | Commercial | School | Existing | Food Preparation | Natural Gas | Broiler | Baseline Forecast | Winter Peak Demand (MW) | 0 | 0 | 0 | 0 | 0 | 0 | 0 | 0 | 0 | 0 | 0 | 0 | 0 | 0 | 0 | 0 | 0 | 0 | 0 | 0 | 0 | 0 | 0 | 0 | 0 | 0 | 0
F5_Commercial_School_Existing_Food Preparation_Natural Gas_Broiler_Baseline Forecast | F5 | Commercial | School | Existing | Food Preparation | Natural Gas | Broiler | Baseline Forecast | Turnover | 0 | 40051.9806 | 44785.3965 | 48737.6332 | 52011.3635 | 54696.1336 | 56870.0348 | 58601.1626 | 59948.8899 | 60964.9782 | 56978.576 | 53945.4078 | 51670.568 | 49993.6289 | 48783.0157 | 47931.2555 | 47350.9683 | 46971.4877 | 46736.0171 | 55019.5857 | 54307.3952 | 53317.716 | 52161.7659 | 50921.7217 | 49657.003 | 48409.3376 | 47206.8295
F6_Commercial_School_Existing_Food Preparation_Natural Gas_Broiler_Baseline Forecast | F6 | Commercial | School | Existing | Food Preparation | Natural Gas | Broiler | Baseline Forecast | Avg. Replacement Usage (kWh) | 0.027732 | 0.027732 | 0.027732 | 0.027732 | 0.027732 | 0.027732 | 0.027732 | 0.027732 | 0.027732 | 0.027732 | 0.027732 | 0.027732 | 0.027732 | 0.027732 | 0.027732 | 0.027732 | 0.027732 | 0.027732 | 0.027732 | 0.027732 | 0.027732 | 0.027732 | 0.027732 | 0.027732 | 0.027732 | 0.027732 | 0.027732
F7_Commercial_School_Existing_Food Preparation_Natural Gas_Broiler_Baseline Forecast | F7 | Commercial | School | Existing | Food Preparation | Natural Gas | Broiler | Baseline Forecast | Avg. Replacement Summer Demand (kW) | 0 | 0 | 0 | 0 | 0 | 0 | 0 | 0 | 0 | 0 | 0 | 0 | 0 | 0 | 0 | 0 | 0 | 0 | 0 | 0 | 0 | 0 | 0 | 0 | 0 | 0 | 0
F8_Commercial_School_Existing_Food Preparation_Natural Gas_Broiler_Baseline Forecast | F8 | Commercial | School | Existing | Food Preparation | Natural Gas | Broiler | Baseline Forecast | Avg. Replacement Winter Demand (kW) | 0 | 0 | 0 | 0 | 0 | 0 | 0 | 0 | 0 | 0 | 0 | 0 | 0 | 0 | 0 | 0 | 0 | 0 | 0 | 0 | 0 | 0 | 0 | 0 | 0 | 0 | 0
F1_Commercial_School_Existing_Food Preparation_Natural Gas_Griddle_Baseline Forecast | F1 | Commercial | School | Existing | Food Preparation | Natural Gas | Griddle | Baseline Forecast | Units | 1554959.2456 | 1526687.2594 | 1498929.3092 | 1471676.049 | 1444918.3027 | 1418647.0608 | 1392853.4779 | 1367528.8692 | 1342664.7079 | 1318252.6223 | 1294284.3928 | 1270751.9493 | 1247647.3684 | 1224962.8708 | 1202690.8186 | 1180823.7128 | 1159354.1908 | 1138275.0237 | 1117579.1142 | 1097259.4939 | 1077309.3213 | 1057721.8791 | 1038490.5722 | 1019608.9254 | 1001070.5813 | 982869.298 | 964998.9472
F2_Commercial_School_Existing_Food Preparation_Natural Gas_Griddle_Baseline Forecast | F2 | Commercial | School | Existing | Food Preparation | Natural Gas | Griddle | Baseline Forecast | Usage (MMtherm) | 0.030055 | 0.029509 | 0.028972 | 0.028446 | 0.027928 | 0.027421 | 0.026922 | 0.026433 | 0.025952 | 0.02548 | 0.025017 | 0.024562 | 0.024115 | 0.023677 | 0.023246 | 0.022824 | 0.022409 | 0.022001 | 0.021601 | 0.021209 | 0.020823 | 0.020444 | 0.020073 | 0.019708 | 0.019349 | 0.018998 | 0.018652
F3_Commercial_School_Existing_Food Preparation_Natural Gas_Griddle_Baseline Forecast | F3 | Commercial | School | Existing | Food Preparation | Natural Gas | Griddle | Baseline Forecast | Summer Peak Demand (MW) | 0 | 0 | 0 | 0 | 0 | 0 | 0 | 0 | 0 | 0 | 0 | 0 | 0 | 0 | 0 | 0 | 0 | 0 | 0 | 0 | 0 | 0 | 0 | 0 | 0 | 0 | 0
F4_Commercial_School_Existing_Food Preparation_Natural Gas_Griddle_Baseline Forecast | F4 | Commercial | School | Existing | Food Preparation | Natural Gas | Griddle | Baseline Forecast | Winter Peak Demand (MW) | 0 | 0 | 0 | 0 | 0 | 0 | 0 | 0 | 0 | 0 | 0 | 0 | 0 | 0 | 0 | 0 | 0 | 0 | 0 | 0 | 0 | 0 | 0 | 0 | 0 | 0 | 0
F5_Commercial_School_Existing_Food Preparation_Natural Gas_Griddle_Baseline Forecast | F5 | Commercial | School | Existing | Food Preparation | Natural Gas | Griddle | Baseline Forecast | Turnover | 0 | 56543.9726 | 63226.4421 | 68806.0704 | 73427.8074 | 77218.071 | 80287.108 | 82731.0531 | 84633.727 | 86068.2045 | 80440.3426 | 76158.2227 | 72946.6842 | 70579.2408 | 68870.1398 | 67667.6549 | 66848.4258 | 66312.6885 | 65980.2594 | 77674.7093 | 76669.2638 | 75272.0696 | 73640.14 | 71889.4895 | 70104.0042 | 68342.5942 | 66644.9357
F6_Commercial_School_Existing_Food Preparation_Natural Gas_Griddle_Baseline Forecast | F6 | Commercial | School | Existing | Food Preparation | Natural Gas | Griddle | Baseline Forecast | Avg. Replacement Usage (kWh) | 0.019329 | 0.019329 | 0.019329 | 0.019329 | 0.019329 | 0.019329 | 0.019329 | 0.019329 | 0.019329 | 0.019329 | 0.019329 | 0.019329 | 0.019329 | 0.019329 | 0.019329 | 0.019329 | 0.019329 | 0.019329 | 0.019329 | 0.019329 | 0.019329 | 0.019329 | 0.019329 | 0.019329 | 0.019329 | 0.019329 | 0.019329
F7_Commercial_School_Existing_Food Preparation_Natural Gas_Griddle_Baseline Forecast | F7 | Commercial | School | Existing | Food Preparation | Natural Gas | Griddle | Baseline Forecast | Avg. Replacement Summer Demand (kW) | 0 | 0 | 0 | 0 | 0 | 0 | 0 | 0 | 0 | 0 | 0 | 0 | 0 | 0 | 0 | 0 | 0 | 0 | 0 | 0 | 0 | 0 | 0 | 0 | 0 | 0 | 0
F8_Commercial_School_Existing_Food Preparation_Natural Gas_Griddle_Baseline Forecast | F8 | Commercial | School | Existing | Food Preparation | Natural Gas | Griddle | Baseline Forecast | Avg. Replacement Winter Demand (kW) | 0 | 0 | 0 | 0 | 0 | 0 | 0 | 0 | 0 | 0 | 0 | 0 | 0 | 0 | 0 | 0 | 0 | 0 | 0 | 0 | 0 | 0 | 0 | 0 | 0 | 0 | 0
F1_Commercial_School_Existing_Food Preparation_Natural Gas_Range_Baseline Forecast | F1 | Commercial | School | Existing | Food Preparation | Natural Gas | Range | Baseline Forecast | Units | 1922102.4009 | 1887155.0845 | 1852843.1739 | 1819155.1162 | 1786079.5686 | 1753605.3946 | 1721721.6602 | 1690417.63 | 1659682.764 | 1629506.7137 | 1599879.3189 | 1570790.604 | 1542230.7749 | 1514190.2153 | 1486659.4842 | 1459629.3117 | 1433090.597 | 1407034.4043 | 1381451.9606 | 1356334.6522 | 1331674.0222 | 1307461.7672 | 1283689.7351 | 1260349.9217 | 1237434.4686 | 1214935.6601 | 1192845.9208
F2_Commercial_School_Existing_Food Preparation_Natural Gas_Range_Baseline Forecast | F2 | Commercial | School | Existing | Food Preparation | Natural Gas | Range | Baseline Forecast | Usage (MMtherm) | 0.036703 | 0.036036 | 0.03538 | 0.034737 | 0.034106 | 0.033485 | 0.032877 | 0.032279 | 0.031692 | 0.031116 | 0.03055 | 0.029995 | 0.029449 | 0.028914 | 0.028388 | 0.027872 | 0.027365 | 0.026868 | 0.026379 | 0.0259 | 0.025429 | 0.024966 | 0.024512 | 0.024067 | 0.023629 | 0.023199 | 0.022778
F3_Commercial_School_Existing_Food Preparation_Natural Gas_Range_Baseline Forecast | F3 | Commercial | School | Existing | Food Preparation | Natural Gas | Range | Baseline Forecast | Summer Peak Demand (MW) | 0 | 0 | 0 | 0 | 0 | 0 | 0 | 0 | 0 | 0 | 0 | 0 | 0 | 0 | 0 | 0 | 0 | 0 | 0 | 0 | 0 | 0 | 0 | 0 | 0 | 0 | 0
F4_Commercial_School_Existing_Food Preparation_Natural Gas_Range_Baseline Forecast | F4 | Commercial | School | Existing | Food Preparation | Natural Gas | Range | Baseline Forecast | Winter Peak Demand (MW) | 0 | 0 | 0 | 0 | 0 | 0 | 0 | 0 | 0 | 0 | 0 | 0 | 0 | 0 | 0 | 0 | 0 | 0 | 0 | 0 | 0 | 0 | 0 | 0 | 0 | 0 | 0
F5_Commercial_School_Existing_Food Preparation_Natural Gas_Range_Baseline Forecast | F5 | Commercial | School | Existing | Food Preparation | Natural Gas | Range | Baseline Forecast | Turnover | 0 | 75486.2034 | 96347.845 | 112059.9552 | 123739.5925 | 132263.9333 | 138321.7408 | 142453.7926 | 145084.6342 | 146547.5197 | 127905.45 | 116800.1394 | 110741.4835 | 107963.0212 | 107226.0068 | 122979.5673 | 125256.6721 | 126524.1105 | 127007.9769 | 123630.4827 | 118625.9768 | 113299.7642 | 108356.0177 | 104120.8531 | 99394.3943 | 97527.4729 | 97258.294
F6_Commercial_School_Existing_Food Preparation_Natural Gas_Range_Baseline Forecast | F6 | Commercial | School | Existing | Food Preparation | Natural Gas | Range | Baseline Forecast | Avg. Replacement Usage (kWh) | 0.019095 | 0.019095 | 0.019095 | 0.019095 | 0.019095 | 0.019095 | 0.019095 | 0.019095 | 0.019095 | 0.019095 | 0.019095 | 0.019095 | 0.019095 | 0.019095 | 0.019095 | 0.019095 | 0.019095 | 0.019095 | 0.019095 | 0.019095 | 0.019095 | 0.019095 | 0.019095 | 0.019095 | 0.019095 | 0.019095 | 0.019095
F7_Commercial_School_Existing_Food Preparation_Natural Gas_Range_Baseline Forecast | F7 | Commercial | School | Existing | Food Preparation | Natural Gas | Range | Baseline Forecast | Avg. Replacement Summer Demand (kW) | 0 | 0 | 0 | 0 | 0 | 0 | 0 | 0 | 0 | 0 | 0 | 0 | 0 | 0 | 0 | 0 | 0 | 0 | 0 | 0 | 0 | 0 | 0 | 0 | 0 | 0 | 0
F8_Commercial_School_Existing_Food Preparation_Natural Gas_Range_Baseline Forecast | F8 | Commercial | School | Existing | Food Preparation | Natural Gas | Range | Baseline Forecast | Avg. Replacement Winter Demand (kW) | 0 | 0 | 0 | 0 | 0 | 0 | 0 | 0 | 0 | 0 | 0 | 0 | 0 | 0 | 0 | 0 | 0 | 0 | 0 | 0 | 0 | 0 | 0 | 0 | 0 | 0 | 0
F1_Commercial_School_Existing_Food Preparation_Natural Gas_Steamer_Baseline Forecast | F1 | Commercial | School | Existing | Food Preparation | Natural Gas | Steamer | Baseline Forecast | Units | 691092.9981 | 678527.6708 | 666190.8041 | 654078.244 | 642185.9123 | 630509.8048 | 619045.9902 | 607790.6085 | 596739.8702 | 585890.0544 | 575237.5079 | 564778.6442 | 554509.9415 | 544427.9426 | 534529.2527 | 524810.539 | 515268.5292 | 505900.0105 | 496701.8285 | 487670.8862 | 478804.1428 | 470098.6129 | 461551.3654 | 453159.5224 | 444920.2584 | 436830.7991 | 428888.421
F2_Commercial_School_Existing_Food Preparation_Natural Gas_Steamer_Baseline Forecast | F2 | Commercial | School | Existing | Food Preparation | Natural Gas | Steamer | Baseline Forecast | Usage (MMtherm) | 0.01525 | 0.013898 | 0.012626 | 0.011423 | 0.010282 | 0.0091946 | 0.0081572 | 0.0071649 | 0.0063718 | 0.0057353 | 0.0052221 | 0.004806 | 0.0044663 | 0.0041869 | 0.0039551 | 0.003761 | 0.0035966 | 0.0034557 | 0.0033337 | 0.0032265 | 0.0031313 | 0.0030457 | 0.0029678 | 0.0028961 | 0.0028295 | 0.0027671 | 0.0027082
F3_Commercial_School_Existing_Food Preparation_Natural Gas_Steamer_Baseline Forecast | F3 | Commercial | School | Existing | Food Preparation | Natural Gas | Steamer | Baseline Forecast | Summer Peak Demand (MW) | 0 | 0 | 0 | 0 | 0 | 0 | 0 | 0 | 0 | 0 | 0 | 0 | 0 | 0 | 0 | 0 | 0 | 0 | 0 | 0 | 0 | 0 | 0 | 0 | 0 | 0 | 0
F4_Commercial_School_Existing_Food Preparation_Natural Gas_Steamer_Baseline Forecast | F4 | Commercial | School | Existing | Food Preparation | Natural Gas | Steamer | Baseline Forecast | Winter Peak Demand (MW) | 0 | 0 | 0 | 0 | 0 | 0 | 0 | 0 | 0 | 0 | 0 | 0 | 0 | 0 | 0 | 0 | 0 | 0 | 0 | 0 | 0 | 0 | 0 | 0 | 0 | 0 | 0
F5_Commercial_School_Existing_Food Preparation_Natural Gas_Steamer_Baseline Forecast | F5 | Commercial | School | Existing | Food Preparation | Natural Gas | Steamer | Baseline Forecast | Turnover | 0 | 67852.7671 | 64398.4444 | 61483.3549 | 58995.4791 | 56846.764 | 54967.9823 | 53304.6951 | 53803.2124 | 53587.1855 | 52904.7636 | 51931.1533 | 50788.4837 | 63832.3568 | 59046.2356 | 55474.8502 | 52710.4018 | 50480.8436 | 48606.9354 | 46972.2198 | 48430.8889 | 48586.3763 | 47981.3989 | 46956.1137 | 45719.3535 | 47397.893 | 44728.3762
F6_Commercial_School_Existing_Food Preparation_Natural Gas_Steamer_Baseline Forecast | F6 | Commercial | School | Existing | Food Preparation | Natural Gas | Steamer | Baseline Forecast | Avg. Replacement Usage (kWh) | 0.022066 | 0.0062345 | 0.0062345 | 0.0062345 | 0.0062345 | 0.0062345 | 0.0062345 | 0.0062345 | 0.0062345 | 0.0062345 | 0.0062345 | 0.0062345 | 0.0062345 | 0.0062345 | 0.0062345 | 0.0062345 | 0.0062345 | 0.0062345 | 0.0062345 | 0.0062345 | 0.0062345 | 0.0062345 | 0.0062345 | 0.0062345 | 0.0062345 | 0.0062345 | 0.0062345
F7_Commercial_School_Existing_Food Preparation_Natural Gas_Steamer_Baseline Forecast | F7 | Commercial | School | Existing | Food Preparation | Natural Gas | Steamer | Baseline Forecast | Avg. Replacement Summer Demand (kW) | 0 | 0 | 0 | 0 | 0 | 0 | 0 | 0 | 0 | 0 | 0 | 0 | 0 | 0 | 0 | 0 | 0 | 0 | 0 | 0 | 0 | 0 | 0 | 0 | 0 | 0 | 0
F8_Commercial_School_Existing_Food Preparation_Natural Gas_Steamer_Baseline Forecast | F8 | Commercial | School | Existing | Food Preparation | Natural Gas | Steamer | Baseline Forecast | Avg. Replacement Winter Demand (kW) | 0 | 0 | 0 | 0 | 0 | 0 | 0 | 0 | 0 | 0 | 0 | 0 | 0 | 0 | 0 | 0 | 0 | 0 | 0 | 0 | 0 | 0 | 0 | 0 | 0 | 0 | 0
F1_Commercial_School_Existing_Food Preparation_Natural Gas_Commercial Food Prep Other_Baseline Forecast | F1 | Commercial | School | Existing | Food Preparation | Natural Gas | Commercial Food Prep Other | Baseline Forecast | Units | 86386.6248 | 84815.9589 | 83273.8505 | 81759.7805 | 80273.239 | 78813.7256 | 77380.7488 | 75973.8261 | 74592.4838 | 73236.2568 | 71904.6885 | 70597.3305 | 69313.7427 | 68053.4928 | 66816.1566 | 65601.3174 | 64408.5662 | 63237.5013 | 62087.7286 | 60958.8608 | 59850.5178 | 58762.3266 | 57693.9207 | 56644.9403 | 55615.0323 | 54603.8499 | 53611.0526
F2_Commercial_School_Existing_Food Preparation_Natural Gas_Commercial Food Prep Other_Baseline Forecast | F2 | Commercial | School | Existing | Food Preparation | Natural Gas | Commercial Food Prep Other | Baseline Forecast | Usage (MMtherm) | 0.00068842 | 0.00067591 | 0.00066362 | 0.00065155 | 0.00063971 | 0.00062807 | 0.00061665 | 0.00060544 | 0.00059443 | 0.00058363 | 0.00057302 | 0.0005626 | 0.00055237 | 0.00054232 | 0.00053246 | 0.00052278 | 0.00051328 | 0.00050395 | 0.00049478 | 0.00048579 | 0.00047695 | 0.00046828 | 0.00045977 | 0.00045141 | 0.0004432 | 0.00043514 | 0.00042723
F3_Commercial_School_Existing_Food Preparation_Natural Gas_Commercial Food Prep Other_Baseline Forecast | F3 | Commercial | School | Existing | Food Preparation | Natural Gas | Commercial Food Prep Other | Baseline Forecast | Summer Peak Demand (MW) | 0 | 0 | 0 | 0 | 0 | 0 | 0 | 0 | 0 | 0 | 0 | 0 | 0 | 0 | 0 | 0 | 0 | 0 | 0 | 0 | 0 | 0 | 0 | 0 | 0 | 0 | 0
F4_Commercial_School_Existing_Food Preparation_Natural Gas_Commercial Food Prep Other_Baseline Forecast | F4 | Commercial | School | Existing | Food Preparation | Natural Gas | Commercial Food Prep Other | Baseline Forecast | Winter Peak Demand (MW) | 0 | 0 | 0 | 0 | 0 | 0 | 0 | 0 | 0 | 0 | 0 | 0 | 0 | 0 | 0 | 0 | 0 | 0 | 0 | 0 | 0 | 0 | 0 | 0 | 0 | 0 | 0
F5_Commercial_School_Existing_Food Preparation_Natural Gas_Commercial Food Prep Other_Baseline Forecast | F5 | Commercial | School | Existing | Food Preparation | Natural Gas | Commercial Food Prep Other | Baseline Forecast | Turnover | 0 | 3392.6384 | 4330.2402 | 5036.4025 | 5561.33 | 5944.4464 | 6216.7075 | 6402.4176 | 6520.6577 | 6586.4054 | 5748.5596 | 5249.4445 | 4977.1453 | 4852.2706 | 4819.1464 | 5527.1716 | 5629.5134 | 5686.4769 | 5708.2237 | 5556.4262 | 5331.5046 | 5092.1242 | 4869.9334 | 4679.5889 | 4467.1638 | 4383.2572 | 4371.1593
F6_Commercial_School_Existing_Food Preparation_Natural Gas_Commercial Food Prep Other_Baseline Forecast | F6 | Commercial | School | Existing | Food Preparation | Natural Gas | Commercial Food Prep Other | Baseline Forecast | Avg. Replacement Usage (kWh) | 0.0079691 | 0.0079691 | 0.0079691 | 0.0079691 | 0.0079691 | 0.0079691 | 0.0079691 | 0.0079691 | 0.0079691 | 0.0079691 | 0.0079691 | 0.0079691 | 0.0079691 | 0.0079691 | 0.0079691 | 0.0079691 | 0.0079691 | 0.0079691 | 0.0079691 | 0.0079691 | 0.0079691 | 0.0079691 | 0.0079691 | 0.0079691 | 0.0079691 | 0.0079691 | 0.0079691
F7_Commercial_School_Existing_Food Preparation_Natural Gas_Commercial Food Prep Other_Baseline Forecast | F7 | Commercial | School | Existing | Food Preparation | Natural Gas | Commercial Food Prep Other | Baseline Forecast | Avg. Replacement Summer Demand (kW) | 0 | 0 | 0 | 0 | 0 | 0 | 0 | 0 | 0 | 0 | 0 | 0 | 0 | 0 | 0 | 0 | 0 | 0 | 0 | 0 | 0 | 0 | 0 | 0 | 0 | 0 | 0
F8_Commercial_School_Existing_Food Preparation_Natural Gas_Commercial Food Prep Other_Baseline Forecast | F8 | Commercial | School | Existing | Food Preparation | Natural Gas | Commercial Food Prep Other | Baseline Forecast | Avg. Replacement Winter Demand (kW) | 0 | 0 | 0 | 0 | 0 | 0 | 0 | 0 | 0 | 0 | 0 | 0 | 0 | 0 | 0 | 0 | 0 | 0 | 0 | 0 | 0 | 0 | 0 | 0 | 0 | 0 | 0
F1_Commercial_School_Existing_Miscellaneous_Natural Gas_Pool Heater_Baseline Forecast | F1 | Commercial | School | Existing | Miscellaneous | Natural Gas | Pool Heater | Baseline Forecast | Units | 20006.0717 | 19642.3249 | 19285.1917 | 18934.5519 | 18590.2873 | 18252.2821 | 17920.4224 | 17594.5965 | 17274.6948 | 16960.6094 | 16652.2347 | 16349.4668 | 16052.2038 | 15760.3455 | 15473.7938 | 15192.4521 | 14916.2257 | 14645.0216 | 14378.7485 | 14117.3167 | 13860.6382 | 13608.6266 | 13361.197 | 13118.2661 | 12879.7522 | 12645.5749 | 12415.6554
F2_Commercial_School_Existing_Miscellaneous_Natural Gas_Pool Heater_Baseline Forecast | F2 | Commercial | School | Existing | Miscellaneous | Natural Gas | Pool Heater | Baseline Forecast | Usage (MMtherm) | 1.8023e-05 | 1.7695e-05 | 1.7373e-05 | 1.7057e-05 | 1.6747e-05 | 1.6443e-05 | 1.6144e-05 | 1.585e-05 | 1.5562e-05 | 1.5279e-05 | 1.5001e-05 | 1.4728e-05 | 1.4461e-05 | 1.4198e-05 | 1.394e-05 | 1.3686e-05 | 1.3437e-05 | 1.3193e-05 | 1.2953e-05 | 1.2718e-05 | 1.2486e-05 | 1.2259e-05 | 1.2036e-05 | 1.1818e-05 | 1.1603e-05 | 1.1392e-05 | 1.1185e-05
F3_Commercial_School_Existing_Miscellaneous_Natural Gas_Pool Heater_Baseline Forecast | F3 | Commercial | School | Existing | Miscellaneous | Natural Gas | Pool Heater | Baseline Forecast | Summer Peak Demand (MW) | 0 | 0 | 0 | 0 | 0 | 0 | 0 | 0 | 0 | 0 | 0 | 0 | 0 | 0 | 0 | 0 | 0 | 0 | 0 | 0 | 0 | 0 | 0 | 0 | 0 | 0 | 0
F4_Commercial_School_Existing_Miscellaneous_Natural Gas_Pool Heater_Baseline Forecast | F4 | Commercial | School | Existing | Miscellaneous | Natural Gas | Pool Heater | Baseline Forecast | Winter Peak Demand (MW) | 0 | 0 | 0 | 0 | 0 | 0 | 0 | 0 | 0 | 0 | 0 | 0 | 0 | 0 | 0 | 0 | 0 | 0 | 0 | 0 | 0 | 0 | 0 | 0 | 0 | 0 | 0
F5_Commercial_School_Existing_Miscellaneous_Natural Gas_Pool Heater_Baseline Forecast | F5 | Commercial | School | Existing | Miscellaneous | Natural Gas | Pool Heater | Baseline Forecast | Turnover | 0 | 2357.079 | 2237.0822 | 2135.8175 | 2049.3933 | 1974.7509 | 1981.1672 | 1964.3114 | 1932.5945 | 1891.9126 | 1846.3391 | 2326.0237 | 2168.5768 | 2042.7333 | 1939.3023 | 1851.9741 | 1888.2994 | 1883.0498 | 1852.6546 | 1807.8259 | 1755.4516 | 1835.3716 | 1760.0695 | 1701.6482 | 1651.9722 | 1606.5007 | 1612.0021
F6_Commercial_School_Existing_Miscellaneous_Natural Gas_Pool Heater_Baseline Forecast | F6 | Commercial | School | Existing | Miscellaneous | Natural Gas | Pool Heater | Baseline Forecast | Avg. Replacement Usage (kWh) | 0.00090085 | 0.00090085 | 0.00090085 | 0.00090085 | 0.00090085 | 0.00090085 | 0.00090085 | 0.00090085 | 0.00090085 | 0.00090085 | 0.00090085 | 0.00090085 | 0.00090085 | 0.00090085 | 0.00090085 | 0.00090085 | 0.00090085 | 0.00090085 | 0.00090085 | 0.00090085 | 0.00090085 | 0.00090085 | 0.00090085 | 0.00090085 | 0.00090085 | 0.00090085 | 0.00090085
F7_Commercial_School_Existing_Miscellaneous_Natural Gas_Pool Heater_Baseline Forecast | F7 | Commercial | School | Existing | Miscellaneous | Natural Gas | Pool Heater | Baseline Forecast | Avg. Replacement Summer Demand (kW) | 0 | 0 | 0 | 0 | 0 | 0 | 0 | 0 | 0 | 0 | 0 | 0 | 0 | 0 | 0 | 0 | 0 | 0 | 0 | 0 | 0 | 0 | 0 | 0 | 0 | 0 | 0
F8_Commercial_School_Existing_Miscellaneous_Natural Gas_Pool Heater_Baseline Forecast | F8 | Commercial | School | Existing | Miscellaneous | Natural Gas | Pool Heater | Baseline Forecast | Avg. Replacement Winter Demand (kW) | 0 | 0 | 0 | 0 | 0 | 0 | 0 | 0 | 0 | 0 | 0 | 0 | 0 | 0 | 0 | 0 | 0 | 0 | 0 | 0 | 0 | 0 | 0 | 0 | 0 | 0 | 0
F1_Commercial_School_Existing_Miscellaneous_Natural Gas_Miscellaneous_Baseline Forecast | F1 | Commercial | School | Existing | Miscellaneous | Natural Gas | Miscellaneous | Baseline Forecast | Units | 6586980.1378 | 6467216.8626 | 6349631.1014 | 6234183.2632 | 6120834.4766 | 6009546.5771 | 5900282.0938 | 5793004.2376 | 5687676.8878 | 5584264.5808 | 5482732.4975 | 5383046.4521 | 5285172.8802 | 5189078.8278 | 5094731.9401 | 5002100.4502 | 4911153.1693 | 4821859.4753 | 4734189.3031 | 4648113.1339 | 4563601.986 | 4480627.4045 | 4399161.4517 | 4319176.698 | 4240646.2126 | 4163543.5542 | 4087842.7623
F2_Commercial_School_Existing_Miscellaneous_Natural Gas_Miscellaneous_Baseline Forecast | F2 | Commercial | School | Existing | Miscellaneous | Natural Gas | Miscellaneous | Baseline Forecast | Usage (MMtherm) | 0.019622 | 0.019265 | 0.018915 | 0.018571 | 0.018233 | 0.017902 | 0.017576 | 0.017257 | 0.016943 | 0.016635 | 0.016333 | 0.016036 | 0.015744 | 0.015458 | 0.015177 | 0.014901 | 0.01463 | 0.014364 | 0.014103 | 0.013846 | 0.013595 | 0.013347 | 0.013105 | 0.012866 | 0.012633 | 0.012403 | 0.012177
F3_Commercial_School_Existing_Miscellaneous_Natural Gas_Miscellaneous_Baseline Forecast | F3 | Commercial | School | Existing | Miscellaneous | Natural Gas | Miscellaneous | Baseline Forecast | Summer Peak Demand (MW) | 0 | 0 | 0 | 0 | 0 | 0 | 0 | 0 | 0 | 0 | 0 | 0 | 0 | 0 | 0 | 0 | 0 | 0 | 0 | 0 | 0 | 0 | 0 | 0 | 0 | 0 | 0
F4_Commercial_School_Existing_Miscellaneous_Natural Gas_Miscellaneous_Baseline Forecast | F4 | Commercial | School | Existing | Miscellaneous | Natural Gas | Miscellaneous | Baseline Forecast | Winter Peak Demand (MW) | 0 | 0 | 0 | 0 | 0 | 0 | 0 | 0 | 0 | 0 | 0 | 0 | 0 | 0 | 0 | 0 | 0 | 0 | 0 | 0 | 0 | 0 | 0 | 0 | 0 | 0 | 0
F5_Commercial_School_Existing_Miscellaneous_Natural Gas_Miscellaneous_Baseline Forecast | F5 | Commercial | School | Existing | Miscellaneous | Natural Gas | Miscellaneous | Baseline Forecast | Turnover | 0 | 554332.8739 | 647921.541 | 723383.3641 | 683718.3701 | 662991.6858 | 655751.8423 | 644296.1554 | 631853.1585 | 620402.781 | 609217.7443 | 732555.8674 | 725511.3816 | 714087.409 | 693562.3918 | 679754.8395 | 669769.744 | 657537.2792 | 645086.1364 | 633443.5881 | 622005.6639 | 643270.9148 | 628516.9898 | 613461.0791 | 601408.3339 | 590809.0048 | 580719.5203
F6_Commercial_School_Existing_Miscellaneous_Natural Gas_Miscellaneous_Baseline Forecast | F6 | Commercial | School | Existing | Miscellaneous | Natural Gas | Miscellaneous | Baseline Forecast | Avg. Replacement Usage (kWh) | 0.0029789 | 0.0029789 | 0.0029789 | 0.0029789 | 0.0029789 | 0.0029789 | 0.0029789 | 0.0029789 | 0.0029789 | 0.0029789 | 0.0029789 | 0.0029789 | 0.0029789 | 0.0029789 | 0.0029789 | 0.0029789 | 0.0029789 | 0.0029789 | 0.0029789 | 0.0029789 | 0.0029789 | 0.0029789 | 0.0029789 | 0.0029789 | 0.0029789 | 0.0029789 | 0.0029789
F7_Commercial_School_Existing_Miscellaneous_Natural Gas_Miscellaneous_Baseline Forecast | F7 | Commercial | School | Existing | Miscellaneous | Natural Gas | Miscellaneous | Baseline Forecast | Avg. Replacement Summer Demand (kW) | 0 | 0 | 0 | 0 | 0 | 0 | 0 | 0 | 0 | 0 | 0 | 0 | 0 | 0 | 0 | 0 | 0 | 0 | 0 | 0 | 0 | 0 | 0 | 0 | 0 | 0 | 0
F8_Commercial_School_Existing_Miscellaneous_Natural Gas_Miscellaneous_Baseline Forecast | F8 | Commercial | School | Existing | Miscellaneous | Natural Gas | Miscellaneous | Baseline Forecast | Avg. Replacement Winter Demand (kW) | 0 | 0 | 0 | 0 | 0 | 0 | 0 | 0 | 0 | 0 | 0 | 0 | 0 | 0 | 0 | 0 | 0 | 0 | 0 | 0 | 0 | 0 | 0 | 0 | 0 | 0 | 0
F1_Commercial_School_New_Space Heating_Natural Gas_Furnace_Baseline Forecast | F1 | Commercial | School | New | Space Heating | Natural Gas | Furnace | Baseline Forecast | Units | 0 | 58811.2114 | 103300.9523 | 147713.0354 | 191810.8096 | 235398.2665 | 279199.4387 | 322886.1611 | 366470.1866 | 409963.1913 | 453376.7785 | 496722.4813 | 540011.7664 | 583256.0371 | 626466.6365 | 669654.8508 | 712831.9123 | 756009.0028 | 799197.2562 | 842407.7622 | 885651.5688 | 928939.6857 | 972283.0872 | 1015692.7148 | 1059179.4811 | 1102754.2715 | 1146427.9482
F2_Commercial_School_New_Space Heating_Natural Gas_Furnace_Baseline Forecast | F2 | Commercial | School | New | Space Heating | Natural Gas | Furnace | Baseline Forecast | Usage (MMtherm) | 0 | 0.0054848 | 0.0095965 | 0.013264 | 0.016905 | 0.020505 | 0.024122 | 0.027729 | 0.031328 | 0.03492 | 0.038505 | 0.042084 | 0.045659 | 0.04923 | 0.052798 | 0.056364 | 0.05993 | 0.063495 | 0.067061 | 0.070583 | 0.074075 | 0.077578 | 0.08109 | 0.084613 | 0.088147 | 0.091693 | 0.095251
F3_Commercial_School_New_Space Heating_Natural Gas_Furnace_Baseline Forecast | F3 | Commercial | School | New | Space Heating | Natural Gas | Furnace | Baseline Forecast | Summer Peak Demand (MW) | 0 | 0 | 0 | 0 | 0 | 0 | 0 | 0 | 0 | 0 | 0 | 0 | 0 | 0 | 0 | 0 | 0 | 0 | 0 | 0 | 0 | 0 | 0 | 0 | 0 | 0 | 0
F4_Commercial_School_New_Space Heating_Natural Gas_Furnace_Baseline Forecast | F4 | Commercial | School | New | Space Heating | Natural Gas | Furnace | Baseline Forecast | Winter Peak Demand (MW) | 0 | 0 | 0 | 0 | 0 | 0 | 0 | 0 | 0 | 0 | 0 | 0 | 0 | 0 | 0 | 0 | 0 | 0 | 0 | 0 | 0 | 0 | 0 | 0 | 0 | 0 | 0
F5_Commercial_School_New_Space Heating_Natural Gas_Furnace_Baseline Forecast | F5 | Commercial | School | New | Space Heating | Natural Gas | Furnace | Baseline Forecast | Turnover | 0 | 58811.2114 | 44489.7409 | 44412.0831 | 44097.7742 | 43587.4569 | 43801.1722 | 43686.7224 | 43584.0254 | 43493.0047 | 43413.5872 | 43345.7028 | 43289.2851 | 43244.2707 | 43210.5994 | 43188.2143 | 43177.0615 | 43177.0904 | 43188.2534 | 47734.4453 | 50842.0384 | 53718.1834 | 56363.2916 | 58780.8691 | 61044.9254 | 63142.8391 | 65089.1082
F6_Commercial_School_New_Space Heating_Natural Gas_Furnace_Baseline Forecast | F6 | Commercial | School | New | Space Heating | Natural Gas | Furnace | Baseline Forecast | Avg. Replacement Usage (kWh) | 0.086689 | 0.09326 | 0.092899 | 0.082577 | 0.082577 | 0.082577 | 0.082577 | 0.082577 | 0.082577 | 0.082577 | 0.082577 | 0.082577 | 0.082577 | 0.082577 | 0.082577 | 0.082577 | 0.082577 | 0.082577 | 0.082577 | 0.082577 | 0.082577 | 0.082577 | 0.082577 | 0.082577 | 0.082577 | 0.082577 | 0.082577
F7_Commercial_School_New_Space Heating_Natural Gas_Furnace_Baseline Forecast | F7 | Commercial | School | New | Space Heating | Natural Gas | Furnace | Baseline Forecast | Avg. Replacement Summer Demand (kW) | 0 | 0 | 0 | 0 | 0 | 0 | 0 | 0 | 0 | 0 | 0 | 0 | 0 | 0 | 0 | 0 | 0 | 0 | 0 | 0 | 0 | 0 | 0 | 0 | 0 | 0 | 0
F8_Commercial_School_New_Space Heating_Natural Gas_Furnace_Baseline Forecast | F8 | Commercial | School | New | Space Heating | Natural Gas | Furnace | Baseline Forecast | Avg. Replacement Winter Demand (kW) | 0 | 0 | 0 | 0 | 0 | 0 | 0 | 0 | 0 | 0 | 0 | 0 | 0 | 0 | 0 | 0 | 0 | 0 | 0 | 0 | 0 | 0 | 0 | 0 | 0 | 0 | 0
F1_Commercial_School_New_Space Heating_Natural Gas_Boiler_Baseline Forecast | F1 | Commercial | School | New | Space Heating | Natural Gas | Boiler | Baseline Forecast | Units | 0 | 148030.9885 | 260014.0639 | 371801.6705 | 482798.1447 | 592510.1227 | 702760.0336 | 812721.8683 | 922425.2092 | 1031899.446 | 1141173.7845 | 1250277.2545 | 1359238.7181 | 1468086.8779 | 1576850.2853 | 1685557.3482 | 1794236.339 | 1902915.4025 | 2011622.5639 | 2120385.7361 | 2229232.7278 | 2338191.251 | 2447288.9282 | 2556553.3005 | 2666011.8346 | 2775691.9305 | 2885620.9285
F2_Commercial_School_New_Space Heating_Natural Gas_Boiler_Baseline Forecast | F2 | Commercial | School | New | Space Heating | Natural Gas | Boiler | Baseline Forecast | Usage (MMtherm) | 0 | 0.029508 | 0.051629 | 0.073826 | 0.095865 | 0.11765 | 0.13954 | 0.16138 | 0.18316 | 0.2049 | 0.22659 | 0.24826 | 0.26989 | 0.29151 | 0.3131 | 0.33469 | 0.35627 | 0.37785 | 0.39943 | 0.42103 | 0.44264 | 0.46428 | 0.48594 | 0.50763 | 0.52937 | 0.55115 | 0.57298
F3_Commercial_School_New_Space Heating_Natural Gas_Boiler_Baseline Forecast | F3 | Commercial | School | New | Space Heating | Natural Gas | Boiler | Baseline Forecast | Summer Peak Demand (MW) | 0 | 0 | 0 | 0 | 0 | 0 | 0 | 0 | 0 | 0 | 0 | 0 | 0 | 0 | 0 | 0 | 0 | 0 | 0 | 0 | 0 | 0 | 0 | 0 | 0 | 0 | 0
F4_Commercial_School_New_Space Heating_Natural Gas_Boiler_Baseline Forecast | F4 | Commercial | School | New | Space Heating | Natural Gas | Boiler | Baseline Forecast | Winter Peak Demand (MW) | 0 | 0 | 0 | 0 | 0 | 0 | 0 | 0 | 0 | 0 | 0 | 0 | 0 | 0 | 0 | 0 | 0 | 0 | 0 | 0 | 0 | 0 | 0 | 0 | 0 | 0 | 0
F5_Commercial_School_New_Space Heating_Natural Gas_Boiler_Baseline Forecast | F5 | Commercial | School | New | Space Heating | Natural Gas | Boiler | Baseline Forecast | Turnover | 0 | 148030.9885 | 111983.0754 | 111787.6066 | 110996.4742 | 109711.9779 | 110249.911 | 109961.8347 | 109703.3409 | 109474.2369 | 109274.3385 | 109103.47 | 108961.4636 | 108848.1598 | 108763.4074 | 108707.0629 | 108678.9908 | 108679.0635 | 108707.1614 | 108763.1722 | 108846.9917 | 108958.5231 | 122555.0398 | 131678.6179 | 139997.6307 | 147533.4995 | 154314.9993
F6_Commercial_School_New_Space Heating_Natural Gas_Boiler_Baseline Forecast | F6 | Commercial | School | New | Space Heating | Natural Gas | Boiler | Baseline Forecast | Avg. Replacement Usage (kWh) | 0.18529 | 0.19934 | 0.19856 | 0.19856 | 0.19856 | 0.19856 | 0.19856 | 0.19856 | 0.19856 | 0.19856 | 0.19856 | 0.19856 | 0.19856 | 0.19856 | 0.19856 | 0.19856 | 0.19856 | 0.19856 | 0.19856 | 0.19856 | 0.19856 | 0.19856 | 0.19856 | 0.19856 | 0.19856 | 0.19856 | 0.19856
F7_Commercial_School_New_Space Heating_Natural Gas_Boiler_Baseline Forecast | F7 | Commercial | School | New | Space Heating | Natural Gas | Boiler | Baseline Forecast | Avg. Replacement Summer Demand (kW) | 0 | 0 | 0 | 0 | 0 | 0 | 0 | 0 | 0 | 0 | 0 | 0 | 0 | 0 | 0 | 0 | 0 | 0 | 0 | 0 | 0 | 0 | 0 | 0 | 0 | 0 | 0
F8_Commercial_School_New_Space Heating_Natural Gas_Boiler_Baseline Forecast | F8 | Commercial | School | New | Space Heating | Natural Gas | Boiler | Baseline Forecast | Avg. Replacement Winter Demand (kW) | 0 | 0 | 0 | 0 | 0 | 0 | 0 | 0 | 0 | 0 | 0 | 0 | 0 | 0 | 0 | 0 | 0 | 0 | 0 | 0 | 0 | 0 | 0 | 0 | 0 | 0 | 0
F1_Commercial_School_New_Space Heating_Natural Gas_Unit Heater_Baseline Forecast | F1 | Commercial | School | New | Space Heating | Natural Gas | Unit Heater | Baseline Forecast | Units | 0 | 12063.5875 | 21189.4986 | 30299.4802 | 39344.9895 | 48285.8205 | 57270.4896 | 66231.6823 | 75171.8095 | 84093.2661 | 92998.4322 | 101889.6737 | 110769.3425 | 119639.7778 | 128503.3063 | 137362.2431 | 146218.8922 | 155075.5472 | 163934.492 | 172798.0014 | 181668.3415 | 190547.7707 | 199438.54 | 208342.894 | 217263.0709 | 226201.3038 | 235159.8205
F2_Commercial_School_New_Space Heating_Natural Gas_Unit Heater_Baseline Forecast | F2 | Commercial | School | New | Space Heating | Natural Gas | Unit Heater | Baseline Forecast | Usage (MMtherm) | 0 | 0.00057695 | 0.0010095 | 0.0014435 | 0.0018744 | 0.0023004 | 0.0027284 | 0.0031553 | 0.0035812 | 0.0040062 | 0.0044305 | 0.0048541 | 0.0052771 | 0.0056997 | 0.006122 | 0.006544 | 0.0069659 | 0.0073879 | 0.0078099 | 0.0082322 | 0.0086548 | 0.0090778 | 0.0095013 | 0.0099255 | 0.010351 | 0.010776 | 0.011203
F3_Commercial_School_New_Space Heating_Natural Gas_Unit Heater_Baseline Forecast | F3 | Commercial | School | New | Space Heating | Natural Gas | Unit Heater | Baseline Forecast | Summer Peak Demand (MW) | 0 | 0 | 0 | 0 | 0 | 0 | 0 | 0 | 0 | 0 | 0 | 0 | 0 | 0 | 0 | 0 | 0 | 0 | 0 | 0 | 0 | 0 | 0 | 0 | 0 | 0 | 0
F4_Commercial_School_New_Space Heating_Natural Gas_Unit Heater_Baseline Forecast | F4 | Commercial | School | New | Space Heating | Natural Gas | Unit Heater | Baseline Forecast | Winter Peak Demand (MW) | 0 | 0 | 0 | 0 | 0 | 0 | 0 | 0 | 0 | 0 | 0 | 0 | 0 | 0 | 0 | 0 | 0 | 0 | 0 | 0 | 0 | 0 | 0 | 0 | 0 | 0 | 0
F5_Commercial_School_New_Space Heating_Natural Gas_Unit Heater_Baseline Forecast | F5 | Commercial | School | New | Space Heating | Natural Gas | Unit Heater | Baseline Forecast | Turnover | 0 | 12063.5875 | 9125.9111 | 9109.9816 | 9045.5093 | 8940.831 | 8984.6691 | 8961.1927 | 8940.1271 | 8921.4566 | 8905.1662 | 8891.2415 | 8879.6688 | 8870.4353 | 8863.5285 | 8858.9368 | 8856.6491 | 9953.3448 | 10685.5638 | 11352.2522 | 11955.1526 | 12496.6071 | 12995.901 | 13450.9457 | 13866.1809 | 14245.6416 | 14592.9944
F6_Commercial_School_New_Space Heating_Natural Gas_Unit Heater_Baseline Forecast | F6 | Commercial | School | New | Space Heating | Natural Gas | Unit Heater | Baseline Forecast | Avg. Replacement Usage (kWh) | 0.044456 | 0.047826 | 0.04764 | 0.04764 | 0.04764 | 0.04764 | 0.04764 | 0.04764 | 0.04764 | 0.04764 | 0.04764 | 0.04764 | 0.04764 | 0.04764 | 0.04764 | 0.04764 | 0.04764 | 0.04764 | 0.04764 | 0.04764 | 0.04764 | 0.04764 | 0.04764 | 0.04764 | 0.04764 | 0.04764 | 0.04764
F7_Commercial_School_New_Space Heating_Natural Gas_Unit Heater_Baseline Forecast | F7 | Commercial | School | New | Space Heating | Natural Gas | Unit Heater | Baseline Forecast | Avg. Replacement Summer Demand (kW) | 0 | 0 | 0 | 0 | 0 | 0 | 0 | 0 | 0 | 0 | 0 | 0 | 0 | 0 | 0 | 0 | 0 | 0 | 0 | 0 | 0 | 0 | 0 | 0 | 0 | 0 | 0
F8_Commercial_School_New_Space Heating_Natural Gas_Unit Heater_Baseline Forecast | F8 | Commercial | School | New | Space Heating | Natural Gas | Unit Heater | Baseline Forecast | Avg. Replacement Winter Demand (kW) | 0 | 0 | 0 | 0 | 0 | 0 | 0 | 0 | 0 | 0 | 0 | 0 | 0 | 0 | 0 | 0 | 0 | 0 | 0 | 0 | 0 | 0 | 0 | 0 | 0 | 0 | 0
F1_Commercial_School_New_Water Heating_Natural Gas_Water Heater_Baseline Forecast | F1 | Commercial | School | New | Water Heating | Natural Gas | Water Heater | Baseline Forecast | Units | 0 | 246589.458 | 433130.4394 | 619345.8096 | 804243.3145 | 987001.1103 | 1170654.993 | 1353828.9993 | 1536572.4075 | 1718934.1752 | 1900962.9529 | 2082707.0985 | 2264214.6904 | 2445533.5413 | 2626711.212 | 2807795.0242 | 2988832.0739 | 3169869.2449 | 3350953.2212 | 3532130.5001 | 3713447.4052 | 3894950.0989 | 4076684.5949 | 4258696.771 | 4441032.3812 | 4623737.068 | 4806856.375
F2_Commercial_School_New_Water Heating_Natural Gas_Water Heater_Baseline Forecast | F2 | Commercial | School | New | Water Heating | Natural Gas | Water Heater | Baseline Forecast | Usage (MMtherm) | 0 | 0.032951 | 0.057877 | 0.08276 | 0.10747 | 0.13189 | 0.15643 | 0.18091 | 0.20532 | 0.22969 | 0.25402 | 0.2783 | 0.30256 | 0.32678 | 0.35099 | 0.37519 | 0.39938 | 0.42357 | 0.44777 | 0.47198 | 0.49621 | 0.52046 | 0.54475 | 0.56907 | 0.59343 | 0.61785 | 0.64232
F3_Commercial_School_New_Water Heating_Natural Gas_Water Heater_Baseline Forecast | F3 | Commercial | School | New | Water Heating | Natural Gas | Water Heater | Baseline Forecast | Summer Peak Demand (MW) | 0 | 0 | 0 | 0 | 0 | 0 | 0 | 0 | 0 | 0 | 0 | 0 | 0 | 0 | 0 | 0 | 0 | 0 | 0 | 0 | 0 | 0 | 0 | 0 | 0 | 0 | 0
F4_Commercial_School_New_Water Heating_Natural Gas_Water Heater_Baseline Forecast | F4 | Commercial | School | New | Water Heating | Natural Gas | Water Heater | Baseline Forecast | Winter Peak Demand (MW) | 0 | 0 | 0 | 0 | 0 | 0 | 0 | 0 | 0 | 0 | 0 | 0 | 0 | 0 | 0 | 0 | 0 | 0 | 0 | 0 | 0 | 0 | 0 | 0 | 0 | 0 | 0
F5_Commercial_School_New_Water Heating_Natural Gas_Water Heater_Baseline Forecast | F5 | Commercial | School | New | Water Heating | Natural Gas | Water Heater | Baseline Forecast | Turnover | 0 | 246589.458 | 186540.9814 | 186215.3702 | 184897.5049 | 182757.7958 | 183653.8827 | 183174.0063 | 182743.4082 | 182361.7677 | 231346.6694 | 258506.6551 | 280160.6735 | 297220.8173 | 310450.8029 | 385875.0413 | 365763.4865 | 365281.645 | 364606.4385 | 373703.6707 | 387274.2534 | 402174.9103 | 417603.5541 | 432697.5383 | 472900.0063 | 495428.7283 | 512031.3403
F6_Commercial_School_New_Water Heating_Natural Gas_Water Heater_Baseline Forecast | F6 | Commercial | School | New | Water Heating | Natural Gas | Water Heater | Baseline Forecast | Avg. Replacement Usage (kWh) | 0.13363 | 0.13363 | 0.13363 | 0.13363 | 0.13363 | 0.13363 | 0.13363 | 0.13363 | 0.13363 | 0.13363 | 0.13363 | 0.13363 | 0.13363 | 0.13363 | 0.13363 | 0.13363 | 0.13363 | 0.13363 | 0.13363 | 0.13363 | 0.13363 | 0.13363 | 0.13363 | 0.13363 | 0.13363 | 0.13363 | 0.13363
F7_Commercial_School_New_Water Heating_Natural Gas_Water Heater_Baseline Forecast | F7 | Commercial | School | New | Water Heating | Natural Gas | Water Heater | Baseline Forecast | Avg. Replacement Summer Demand (kW) | 0 | 0 | 0 | 0 | 0 | 0 | 0 | 0 | 0 | 0 | 0 | 0 | 0 | 0 | 0 | 0 | 0 | 0 | 0 | 0 | 0 | 0 | 0 | 0 | 0 | 0 | 0
F8_Commercial_School_New_Water Heating_Natural Gas_Water Heater_Baseline Forecast | F8 | Commercial | School | New | Water Heating | Natural Gas | Water Heater | Baseline Forecast | Avg. Replacement Winter Demand (kW) | 0 | 0 | 0 | 0 | 0 | 0 | 0 | 0 | 0 | 0 | 0 | 0 | 0 | 0 | 0 | 0 | 0 | 0 | 0 | 0 | 0 | 0 | 0 | 0 | 0 | 0 | 0
F1_Commercial_School_New_Food Preparation_Natural Gas_Oven_Baseline Forecast | F1 | Commercial | School | New | Food Preparation | Natural Gas | Oven | Baseline Forecast | Units | 0 | 23635.3777 | 41515.163 | 59363.7387 | 77085.9982 | 94603.1686 | 112206.228 | 129763.2918 | 147279.0831 | 164758.2944 | 182205.589 | 199625.6019 | 217022.9413 | 234402.1901 | 251767.9068 | 269124.6273 | 286476.8657 | 303829.1157 | 321185.8519 | 338551.5311 | 355930.5934 | 373327.4633 | 390746.5513 | 408192.2546 | 425668.9589 | 443181.0387 | 460732.8596
F2_Commercial_School_New_Food Preparation_Natural Gas_Oven_Baseline Forecast | F2 | Commercial | School | New | Food Preparation | Natural Gas | Oven | Baseline Forecast | Usage (MMtherm) | 0 | 0.0003959 | 0.00069539 | 0.00099435 | 0.0012912 | 0.0015846 | 0.0018795 | 0.0021736 | 0.002467 | 0.0027597 | 0.003052 | 0.0033438 | 0.0036352 | 0.0039263 | 0.0042172 | 0.0045079 | 0.0047985 | 0.0050892 | 0.0053799 | 0.0056708 | 0.0059619 | 0.0062533 | 0.0065451 | 0.0068373 | 0.00713 | 0.0074234 | 0.0077174
F3_Commercial_School_New_Food Preparation_Natural Gas_Oven_Baseline Forecast | F3 | Commercial | School | New | Food Preparation | Natural Gas | Oven | Baseline Forecast | Summer Peak Demand (MW) | 0 | 0 | 0 | 0 | 0 | 0 | 0 | 0 | 0 | 0 | 0 | 0 | 0 | 0 | 0 | 0 | 0 | 0 | 0 | 0 | 0 | 0 | 0 | 0 | 0 | 0 | 0
F4_Commercial_School_New_Food Preparation_Natural Gas_Oven_Baseline Forecast | F4 | Commercial | School | New | Food Preparation | Natural Gas | Oven | Baseline Forecast | Winter Peak Demand (MW) | 0 | 0 | 0 | 0 | 0 | 0 | 0 | 0 | 0 | 0 | 0 | 0 | 0 | 0 | 0 | 0 | 0 | 0 | 0 | 0 | 0 | 0 | 0 | 0 | 0 | 0 | 0
F5_Commercial_School_New_Food Preparation_Natural Gas_Oven_Baseline Forecast | F5 | Commercial | School | New | Food Preparation | Natural Gas | Oven | Baseline Forecast | Turnover | 0 | 23635.3777 | 17879.7853 | 17848.5757 | 17722.2595 | 17517.1703 | 17603.0594 | 17557.0637 | 17515.7913 | 17479.2114 | 17447.2946 | 17420.0129 | 22124.415 | 24736.8663 | 26821.5259 | 28465.8197 | 29742.9518 | 36981.3051 | 35062.599 | 35025.3463 | 34969.5252 | 34904.9363 | 34932.0589 | 35868.9056 | 37151.82 | 38606.8885 | 40112.4649
F6_Commercial_School_New_Food Preparation_Natural Gas_Oven_Baseline Forecast | F6 | Commercial | School | New | Food Preparation | Natural Gas | Oven | Baseline Forecast | Avg. Replacement Usage (kWh) | 0.01675 | 0.01675 | 0.01675 | 0.01675 | 0.01675 | 0.01675 | 0.01675 | 0.01675 | 0.01675 | 0.01675 | 0.01675 | 0.01675 | 0.01675 | 0.01675 | 0.01675 | 0.01675 | 0.01675 | 0.01675 | 0.01675 | 0.01675 | 0.01675 | 0.01675 | 0.01675 | 0.01675 | 0.01675 | 0.01675 | 0.01675
F7_Commercial_School_New_Food Preparation_Natural Gas_Oven_Baseline Forecast | F7 | Commercial | School | New | Food Preparation | Natural Gas | Oven | Baseline Forecast | Avg. Replacement Summer Demand (kW) | 0 | 0 | 0 | 0 | 0 | 0 | 0 | 0 | 0 | 0 | 0 | 0 | 0 | 0 | 0 | 0 | 0 | 0 | 0 | 0 | 0 | 0 | 0 | 0 | 0 | 0 | 0
F8_Commercial_School_New_Food Preparation_Natural Gas_Oven_Baseline Forecast | F8 | Commercial | School | New | Food Preparation | Natural Gas | Oven | Baseline Forecast | Avg. Replacement Winter Demand (kW) | 0 | 0 | 0 | 0 | 0 | 0 | 0 | 0 | 0 | 0 | 0 | 0 | 0 | 0 | 0 | 0 | 0 | 0 | 0 | 0 | 0 | 0 | 0 | 0 | 0 | 0 | 0
F1_Commercial_School_New_Food Preparation_Natural Gas_Conveyor Oven_Baseline Forecast | F1 | Commercial | School | New | Food Preparation | Natural Gas | Conveyor Oven | Baseline Forecast | Units | 0 | 11817.6889 | 20757.5815 | 29681.8694 | 38542.9991 | 47301.5843 | 56103.114 | 64881.6459 | 73639.5415 | 82379.1472 | 91102.7945 | 99812.801 | 108511.4707 | 117201.095 | 125883.9534 | 134562.3137 | 143238.4329 | 151914.5579 | 160592.926 | 169275.7656 | 177965.2967 | 186663.7317 | 195373.2756 | 204096.1273 | 212834.4794 | 221590.5194 | 230366.4298
F2_Commercial_School_New_Food Preparation_Natural Gas_Conveyor Oven_Baseline Forecast | F2 | Commercial | School | New | Food Preparation | Natural Gas | Conveyor Oven | Baseline Forecast | Usage (MMtherm) | 0 | 0.0003387 | 0.00059493 | 0.0008507 | 0.0011047 | 0.0013557 | 0.001608 | 0.0018596 | 0.0021106 | 0.002361 | 0.0026111 | 0.0028607 | 0.00311 | 0.0033591 | 0.0036079 | 0.0038567 | 0.0041053 | 0.004354 | 0.0046027 | 0.0048516 | 0.0051006 | 0.0053499 | 0.0055995 | 0.0058495 | 0.0061 | 0.0063509 | 0.0066025
F3_Commercial_School_New_Food Preparation_Natural Gas_Conveyor Oven_Baseline Forecast | F3 | Commercial | School | New | Food Preparation | Natural Gas | Conveyor Oven | Baseline Forecast | Summer Peak Demand (MW) | 0 | 0 | 0 | 0 | 0 | 0 | 0 | 0 | 0 | 0 | 0 | 0 | 0 | 0 | 0 | 0 | 0 | 0 | 0 | 0 | 0 | 0 | 0 | 0 | 0 | 0 | 0
F4_Commercial_School_New_Food Preparation_Natural Gas_Conveyor Oven_Baseline Forecast | F4 | Commercial | School | New | Food Preparation | Natural Gas | Conveyor Oven | Baseline Forecast | Winter Peak Demand (MW) | 0 | 0 | 0 | 0 | 0 | 0 | 0 | 0 | 0 | 0 | 0 | 0 | 0 | 0 | 0 | 0 | 0 | 0 | 0 | 0 | 0 | 0 | 0 | 0 | 0 | 0 | 0
F5_Commercial_School_New_Food Preparation_Natural Gas_Conveyor Oven_Baseline Forecast | F5 | Commercial | School | New | Food Preparation | Natural Gas | Conveyor Oven | Baseline Forecast | Turnover | 0 | 11817.6889 | 8939.8926 | 8924.2879 | 8861.1298 | 8758.5852 | 8801.5297 | 8778.5319 | 8757.8956 | 8739.6057 | 8723.6473 | 8710.0064 | 8698.6697 | 8689.6244 | 8682.8584 | 8678.3603 | 8676.1192 | 11039.6628 | 12357.1769 | 13410.7442 | 14244.0807 | 14893.7917 | 18524.0715 | 17575.7831 | 17568.1857 | 17551.2714 | 17529.9436
F6_Commercial_School_New_Food Preparation_Natural Gas_Conveyor Oven_Baseline Forecast | F6 | Commercial | School | New | Food Preparation | Natural Gas | Conveyor Oven | Baseline Forecast | Avg. Replacement Usage (kWh) | 0.028661 | 0.028661 | 0.028661 | 0.028661 | 0.028661 | 0.028661 | 0.028661 | 0.028661 | 0.028661 | 0.028661 | 0.028661 | 0.028661 | 0.028661 | 0.028661 | 0.028661 | 0.028661 | 0.028661 | 0.028661 | 0.028661 | 0.028661 | 0.028661 | 0.028661 | 0.028661 | 0.028661 | 0.028661 | 0.028661 | 0.028661
F7_Commercial_School_New_Food Preparation_Natural Gas_Conveyor Oven_Baseline Forecast | F7 | Commercial | School | New | Food Preparation | Natural Gas | Conveyor Oven | Baseline Forecast | Avg. Replacement Summer Demand (kW) | 0 | 0 | 0 | 0 | 0 | 0 | 0 | 0 | 0 | 0 | 0 | 0 | 0 | 0 | 0 | 0 | 0 | 0 | 0 | 0 | 0 | 0 | 0 | 0 | 0 | 0 | 0
F8_Commercial_School_New_Food Preparation_Natural Gas_Conveyor Oven_Baseline Forecast | F8 | Commercial | School | New | Food Preparation | Natural Gas | Conveyor Oven | Baseline Forecast | Avg. Replacement Winter Demand (kW) | 0 | 0 | 0 | 0 | 0 | 0 | 0 | 0 | 0 | 0 | 0 | 0 | 0 | 0 | 0 | 0 | 0 | 0 | 0 | 0 | 0 | 0 | 0 | 0 | 0 | 0 | 0
F1_Commercial_School_New_Food Preparation_Natural Gas_Double Rack Oven_Baseline Forecast | F1 | Commercial | School | New | Food Preparation | Natural Gas | Double Rack Oven | Baseline Forecast | Units | 0 | 11817.6889 | 20757.5815 | 29681.8694 | 38542.9991 | 47301.5843 | 56103.114 | 64881.6459 | 73639.5415 | 82379.1472 | 91102.7945 | 99812.801 | 108511.4707 | 117201.095 | 125883.9534 | 134562.3137 | 143238.4329 | 151914.5579 | 160592.926 | 169275.7656 | 177965.2967 | 186663.7317 | 195373.2756 | 204096.1273 | 212834.4794 | 221590.5194 | 230366.4298
F2_Commercial_School_New_Food Preparation_Natural Gas_Double Rack Oven_Baseline Forecast | F2 | Commercial | School | New | Food Preparation | Natural Gas | Double Rack Oven | Baseline Forecast | Usage (MMtherm) | 0 | 0.00051455 | 0.0009038 | 0.0012924 | 0.0016782 | 0.0020596 | 0.0024428 | 0.002825 | 0.0032063 | 0.0035869 | 0.0039667 | 0.0043459 | 0.0047247 | 0.005103 | 0.0054811 | 0.005859 | 0.0062367 | 0.0066145 | 0.0069923 | 0.0073704 | 0.0077488 | 0.0081275 | 0.0085067 | 0.0088865 | 0.009267 | 0.0096482 | 0.01003
F3_Commercial_School_New_Food Preparation_Natural Gas_Double Rack Oven_Baseline Forecast | F3 | Commercial | School | New | Food Preparation | Natural Gas | Double Rack Oven | Baseline Forecast | Summer Peak Demand (MW) | 0 | 0 | 0 | 0 | 0 | 0 | 0 | 0 | 0 | 0 | 0 | 0 | 0 | 0 | 0 | 0 | 0 | 0 | 0 | 0 | 0 | 0 | 0 | 0 | 0 | 0 | 0
F4_Commercial_School_New_Food Preparation_Natural Gas_Double Rack Oven_Baseline Forecast | F4 | Commercial | School | New | Food Preparation | Natural Gas | Double Rack Oven | Baseline Forecast | Winter Peak Demand (MW) | 0 | 0 | 0 | 0 | 0 | 0 | 0 | 0 | 0 | 0 | 0 | 0 | 0 | 0 | 0 | 0 | 0 | 0 | 0 | 0 | 0 | 0 | 0 | 0 | 0 | 0 | 0
F5_Commercial_School_New_Food Preparation_Natural Gas_Double Rack Oven_Baseline Forecast | F5 | Commercial | School | New | Food Preparation | Natural Gas | Double Rack Oven | Baseline Forecast | Turnover | 0 | 11817.6889 | 8939.8926 | 8924.2879 | 8861.1298 | 8758.5852 | 8801.5297 | 8778.5319 | 8757.8956 | 8739.6057 | 10036.7238 | 10870.507 | 11610.7022 | 12262.6677 | 12832.073 | 13344.4988 | 13799.1903 | 14203.0655 | 14562.2714 | 18667.3792 | 17886.3053 | 18158.6179 | 18461.6648 | 18785.6112 | 19178.9739 | 19562.7539 | 19953.642
F6_Commercial_School_New_Food Preparation_Natural Gas_Double Rack Oven_Baseline Forecast | F6 | Commercial | School | New | Food Preparation | Natural Gas | Double Rack Oven | Baseline Forecast | Avg. Replacement Usage (kWh) | 0.043541 | 0.043541 | 0.043541 | 0.043541 | 0.043541 | 0.043541 | 0.043541 | 0.043541 | 0.043541 | 0.043541 | 0.043541 | 0.043541 | 0.043541 | 0.043541 | 0.043541 | 0.043541 | 0.043541 | 0.043541 | 0.043541 | 0.043541 | 0.043541 | 0.043541 | 0.043541 | 0.043541 | 0.043541 | 0.043541 | 0.043541
F7_Commercial_School_New_Food Preparation_Natural Gas_Double Rack Oven_Baseline Forecast | F7 | Commercial | School | New | Food Preparation | Natural Gas | Double Rack Oven | Baseline Forecast | Avg. Replacement Summer Demand (kW) | 0 | 0 | 0 | 0 | 0 | 0 | 0 | 0 | 0 | 0 | 0 | 0 | 0 | 0 | 0 | 0 | 0 | 0 | 0 | 0 | 0 | 0 | 0 | 0 | 0 | 0 | 0
F8_Commercial_School_New_Food Preparation_Natural Gas_Double Rack Oven_Baseline Forecast | F8 | Commercial | School | New | Food Preparation | Natural Gas | Double Rack Oven | Baseline Forecast | Avg. Replacement Winter Demand (kW) | 0 | 0 | 0 | 0 | 0 | 0 | 0 | 0 | 0 | 0 | 0 | 0 | 0 | 0 | 0 | 0 | 0 | 0 | 0 | 0 | 0 | 0 | 0 | 0 | 0 | 0 | 0
F1_Commercial_School_New_Food Preparation_Natural Gas_Fryer_Baseline Forecast | F1 | Commercial | School | New | Food Preparation | Natural Gas | Fryer | Baseline Forecast | Units | 0 | 30586.9594 | 53725.5051 | 76823.6619 | 99758.3507 | 122427.6299 | 145208.0598 | 167928.9658 | 190596.4604 | 213216.6163 | 235795.4682 | 258339.0142 | 280853.2182 | 303344.0107 | 325817.2912 | 348278.9295 | 370734.7674 | 393190.6203 | 415652.279 | 438125.5109 | 460616.062 | 483129.6584 | 505672.0075 | 528248.8001 | 550865.7115 | 573528.4031 | 596242.5242
F2_Commercial_School_New_Food Preparation_Natural Gas_Fryer_Baseline Forecast | F2 | Commercial | School | New | Food Preparation | Natural Gas | Fryer | Baseline Forecast | Usage (MMtherm) | 0 | 0.00054241 | 0.00095274 | 0.0013623 | 0.0017691 | 0.0021711 | 0.002575 | 0.002978 | 0.0033799 | 0.0037811 | 0.0041815 | 0.0045812 | 0.0049805 | 0.0053793 | 0.0057778 | 0.0061762 | 0.0065744 | 0.0069726 | 0.0073709 | 0.0077695 | 0.0081683 | 0.0085675 | 0.0089673 | 0.0093676 | 0.0097687 | 0.010171 | 0.010573
F3_Commercial_School_New_Food Preparation_Natural Gas_Fryer_Baseline Forecast | F3 | Commercial | School | New | Food Preparation | Natural Gas | Fryer | Baseline Forecast | Summer Peak Demand (MW) | 0 | 0 | 0 | 0 | 0 | 0 | 0 | 0 | 0 | 0 | 0 | 0 | 0 | 0 | 0 | 0 | 0 | 0 | 0 | 0 | 0 | 0 | 0 | 0 | 0 | 0 | 0
F4_Commercial_School_New_Food Preparation_Natural Gas_Fryer_Baseline Forecast | F4 | Commercial | School | New | Food Preparation | Natural Gas | Fryer | Baseline Forecast | Winter Peak Demand (MW) | 0 | 0 | 0 | 0 | 0 | 0 | 0 | 0 | 0 | 0 | 0 | 0 | 0 | 0 | 0 | 0 | 0 | 0 | 0 | 0 | 0 | 0 | 0 | 0 | 0 | 0 | 0
F5_Commercial_School_New_Food Preparation_Natural Gas_Fryer_Baseline Forecast | F5 | Commercial | School | New | Food Preparation | Natural Gas | Fryer | Baseline Forecast | Turnover | 0 | 30586.9594 | 23138.5456 | 23098.1568 | 22934.6888 | 22669.2793 | 22780.4299 | 22720.906 | 22667.4946 | 28737.5478 | 32100.4745 | 34780.4755 | 36890.6853 | 38525.8334 | 47875.5871 | 45375.1078 | 45309.5247 | 46443.4598 | 48002.2635 | 49890.9484 | 51787.2576 | 53642.1267 | 58611.5188 | 61388.721 | 63430.9052 | 65155.7575 | 66737.6708
F6_Commercial_School_New_Food Preparation_Natural Gas_Fryer_Baseline Forecast | F6 | Commercial | School | New | Food Preparation | Natural Gas | Fryer | Baseline Forecast | Avg. Replacement Usage (kWh) | 0.025951 | 0.017733 | 0.017733 | 0.017733 | 0.017733 | 0.017733 | 0.017733 | 0.017733 | 0.017733 | 0.017733 | 0.017733 | 0.017733 | 0.017733 | 0.017733 | 0.017733 | 0.017733 | 0.017733 | 0.017733 | 0.017733 | 0.017733 | 0.017733 | 0.017733 | 0.017733 | 0.017733 | 0.017733 | 0.017733 | 0.017733
F7_Commercial_School_New_Food Preparation_Natural Gas_Fryer_Baseline Forecast | F7 | Commercial | School | New | Food Preparation | Natural Gas | Fryer | Baseline Forecast | Avg. Replacement Summer Demand (kW) | 0 | 0 | 0 | 0 | 0 | 0 | 0 | 0 | 0 | 0 | 0 | 0 | 0 | 0 | 0 | 0 | 0 | 0 | 0 | 0 | 0 | 0 | 0 | 0 | 0 | 0 | 0
F8_Commercial_School_New_Food Preparation_Natural Gas_Fryer_Baseline Forecast | F8 | Commercial | School | New | Food Preparation | Natural Gas | Fryer | Baseline Forecast | Avg. Replacement Winter Demand (kW) | 0 | 0 | 0 | 0 | 0 | 0 | 0 | 0 | 0 | 0 | 0 | 0 | 0 | 0 | 0 | 0 | 0 | 0 | 0 | 0 | 0 | 0 | 0 | 0 | 0 | 0 | 0
F1_Commercial_School_New_Food Preparation_Natural Gas_Broiler_Baseline Forecast | F1 | Commercial | School | New | Food Preparation | Natural Gas | Broiler | Baseline Forecast | Units | 0 | 47270.7555 | 83030.326 | 118727.4774 | 154171.9965 | 189206.3372 | 224412.4561 | 259526.5835 | 294558.1661 | 329516.5889 | 364411.1781 | 399251.2038 | 434045.8826 | 468804.3802 | 503535.8137 | 538249.2547 | 572953.7314 | 607658.2314 | 642371.7039 | 677103.0623 | 711861.1868 | 746654.9266 | 781493.1026 | 816384.5093 | 851337.9177 | 886362.0775 | 921465.7192
F2_Commercial_School_New_Food Preparation_Natural Gas_Broiler_Baseline Forecast | F2 | Commercial | School | New | Food Preparation | Natural Gas | Broiler | Baseline Forecast | Usage (MMtherm) | 0 | 0.0013109 | 0.0023026 | 0.0032926 | 0.0042756 | 0.0052472 | 0.0062235 | 0.0071973 | 0.0081688 | 0.0091383 | 0.010106 | 0.011072 | 0.012037 | 0.013001 | 0.013964 | 0.014927 | 0.015889 | 0.016852 | 0.017815 | 0.018778 | 0.019742 | 0.020707 | 0.021673 | 0.02264 | 0.02361 | 0.024581 | 0.025555
F3_Commercial_School_New_Food Preparation_Natural Gas_Broiler_Baseline Forecast | F3 | Commercial | School | New | Food Preparation | Natural Gas | Broiler | Baseline Forecast | Summer Peak Demand (MW) | 0 | 0 | 0 | 0 | 0 | 0 | 0 | 0 | 0 | 0 | 0 | 0 | 0 | 0 | 0 | 0 | 0 | 0 | 0 | 0 | 0 | 0 | 0 | 0 | 0 | 0 | 0
F4_Commercial_School_New_Food Preparation_Natural Gas_Broiler_Baseline Forecast | F4 | Commercial | School | New | Food Preparation | Natural Gas | Broiler | Baseline Forecast | Winter Peak Demand (MW) | 0 | 0 | 0 | 0 | 0 | 0 | 0 | 0 | 0 | 0 | 0 | 0 | 0 | 0 | 0 | 0 | 0 | 0 | 0 | 0 | 0 | 0 | 0 | 0 | 0 | 0 | 0
F5_Commercial_School_New_Food Preparation_Natural Gas_Broiler_Baseline Forecast | F5 | Commercial | School | New | Food Preparation | Natural Gas | Broiler | Baseline Forecast | Turnover | 0 | 47270.7555 | 35759.5705 | 35697.1514 | 35444.519 | 35034.3407 | 35206.1189 | 35114.1275 | 35031.5826 | 34958.4228 | 40146.8954 | 43482.0279 | 46442.8087 | 49050.6707 | 51328.2919 | 53377.995 | 55196.7611 | 56812.262 | 58249.0856 | 74669.5167 | 71545.221 | 72634.4715 | 73846.6592 | 75142.4448 | 76715.8957 | 78251.0157 | 79814.5679
F6_Commercial_School_New_Food Preparation_Natural Gas_Broiler_Baseline Forecast | F6 | Commercial | School | New | Food Preparation | Natural Gas | Broiler | Baseline Forecast | Avg. Replacement Usage (kWh) | 0.027732 | 0.027732 | 0.027732 | 0.027732 | 0.027732 | 0.027732 | 0.027732 | 0.027732 | 0.027732 | 0.027732 | 0.027732 | 0.027732 | 0.027732 | 0.027732 | 0.027732 | 0.027732 | 0.027732 | 0.027732 | 0.027732 | 0.027732 | 0.027732 | 0.027732 | 0.027732 | 0.027732 | 0.027732 | 0.027732 | 0.027732
F7_Commercial_School_New_Food Preparation_Natural Gas_Broiler_Baseline Forecast | F7 | Commercial | School | New | Food Preparation | Natural Gas | Broiler | Baseline Forecast | Avg. Replacement Summer Demand (kW) | 0 | 0 | 0 | 0 | 0 | 0 | 0 | 0 | 0 | 0 | 0 | 0 | 0 | 0 | 0 | 0 | 0 | 0 | 0 | 0 | 0 | 0 | 0 | 0 | 0 | 0 | 0
F8_Commercial_School_New_Food Preparation_Natural Gas_Broiler_Baseline Forecast | F8 | Commercial | School | New | Food Preparation | Natural Gas | Broiler | Baseline Forecast | Avg. Replacement Winter Demand (kW) | 0 | 0 | 0 | 0 | 0 | 0 | 0 | 0 | 0 | 0 | 0 | 0 | 0 | 0 | 0 | 0 | 0 | 0 | 0 | 0 | 0 | 0 | 0 | 0 | 0 | 0 | 0
F1_Commercial_School_New_Food Preparation_Natural Gas_Griddle_Baseline Forecast | F1 | Commercial | School | New | Food Preparation | Natural Gas | Griddle | Baseline Forecast | Units | 0 | 66735.1842 | 117219.2838 | 167615.2623 | 217654.5833 | 267114.8289 | 316817.585 | 366390.4708 | 415846.8227 | 465199.8902 | 514462.8397 | 563648.7583 | 612770.6578 | 661841.4779 | 710874.0899 | 759881.3007 | 808875.8561 | 857870.4443 | 906877.6996 | 955910.2056 | 1004980.499 | 1054101.0729 | 1103284.3801 | 1152542.8366 | 1201888.825 | 1251334.6976 | 1300892.78
F2_Commercial_School_New_Food Preparation_Natural Gas_Griddle_Baseline Forecast | F2 | Commercial | School | New | Food Preparation | Natural Gas | Griddle | Baseline Forecast | Usage (MMtherm) | 0 | 0.0012899 | 0.0022657 | 0.0032398 | 0.004207 | 0.005163 | 0.0061237 | 0.0070819 | 0.0080378 | 0.0089917 | 0.0099439 | 0.010895 | 0.011844 | 0.012793 | 0.01374 | 0.014688 | 0.015635 | 0.016582 | 0.017529 | 0.018477 | 0.019425 | 0.020374 | 0.021325 | 0.022277 | 0.023231 | 0.024187 | 0.025145
F3_Commercial_School_New_Food Preparation_Natural Gas_Griddle_Baseline Forecast | F3 | Commercial | School | New | Food Preparation | Natural Gas | Griddle | Baseline Forecast | Summer Peak Demand (MW) | 0 | 0 | 0 | 0 | 0 | 0 | 0 | 0 | 0 | 0 | 0 | 0 | 0 | 0 | 0 | 0 | 0 | 0 | 0 | 0 | 0 | 0 | 0 | 0 | 0 | 0 | 0
F4_Commercial_School_New_Food Preparation_Natural Gas_Griddle_Baseline Forecast | F4 | Commercial | School | New | Food Preparation | Natural Gas | Griddle | Baseline Forecast | Winter Peak Demand (MW) | 0 | 0 | 0 | 0 | 0 | 0 | 0 | 0 | 0 | 0 | 0 | 0 | 0 | 0 | 0 | 0 | 0 | 0 | 0 | 0 | 0 | 0 | 0 | 0 | 0 | 0 | 0
F5_Commercial_School_New_Food Preparation_Natural Gas_Griddle_Baseline Forecast | F5 | Commercial | School | New | Food Preparation | Natural Gas | Griddle | Baseline Forecast | Turnover | 0 | 66735.1842 | 50484.0996 | 50395.9785 | 50039.321 | 49460.2456 | 49702.7561 | 49572.8858 | 49456.3519 | 49353.0675 | 56677.9699 | 61386.3924 | 65566.3182 | 69248.0056 | 72463.471 | 75357.1695 | 77924.8393 | 80205.5463 | 82234.0033 | 105415.7882 | 101005.0179 | 102542.7833 | 104254.1071 | 106083.4514 | 108304.7939 | 110472.0222 | 112679.3899
F6_Commercial_School_New_Food Preparation_Natural Gas_Griddle_Baseline Forecast | F6 | Commercial | School | New | Food Preparation | Natural Gas | Griddle | Baseline Forecast | Avg. Replacement Usage (kWh) | 0.019329 | 0.019329 | 0.019329 | 0.019329 | 0.019329 | 0.019329 | 0.019329 | 0.019329 | 0.019329 | 0.019329 | 0.019329 | 0.019329 | 0.019329 | 0.019329 | 0.019329 | 0.019329 | 0.019329 | 0.019329 | 0.019329 | 0.019329 | 0.019329 | 0.019329 | 0.019329 | 0.019329 | 0.019329 | 0.019329 | 0.019329
F7_Commercial_School_New_Food Preparation_Natural Gas_Griddle_Baseline Forecast | F7 | Commercial | School | New | Food Preparation | Natural Gas | Griddle | Baseline Forecast | Avg. Replacement Summer Demand (kW) | 0 | 0 | 0 | 0 | 0 | 0 | 0 | 0 | 0 | 0 | 0 | 0 | 0 | 0 | 0 | 0 | 0 | 0 | 0 | 0 | 0 | 0 | 0 | 0 | 0 | 0 | 0
F8_Commercial_School_New_Food Preparation_Natural Gas_Griddle_Baseline Forecast | F8 | Commercial | School | New | Food Preparation | Natural Gas | Griddle | Baseline Forecast | Avg. Replacement Winter Demand (kW) | 0 | 0 | 0 | 0 | 0 | 0 | 0 | 0 | 0 | 0 | 0 | 0 | 0 | 0 | 0 | 0 | 0 | 0 | 0 | 0 | 0 | 0 | 0 | 0 | 0 | 0 | 0
F1_Commercial_School_New_Food Preparation_Natural Gas_Range_Baseline Forecast | F1 | Commercial | School | New | Food Preparation | Natural Gas | Range | Baseline Forecast | Units | 0 | 82492.1027 | 144896.0591 | 207191.0881 | 269045.2488 | 330183.608 | 391621.737 | 452899.332 | 514032.8781 | 575038.7531 | 635933.2324 | 696732.493 | 757452.6187 | 818109.6046 | 878719.3611 | 939297.719 | 999860.4333 | 1060423.1881 | 1121001.6009 | 1181611.2263 | 1242267.5613 | 1302986.0484 | 1363782.081 | 1424671.0064 | 1485668.1309 | 1546788.7234 | 1608048.0197
F2_Commercial_School_New_Food Preparation_Natural Gas_Range_Baseline Forecast | F2 | Commercial | School | New | Food Preparation | Natural Gas | Range | Baseline Forecast | Usage (MMtherm) | 0 | 0.0015752 | 0.0027668 | 0.0039564 | 0.0051375 | 0.0063049 | 0.0074781 | 0.0086482 | 0.0098156 | 0.01098 | 0.012143 | 0.013304 | 0.014464 | 0.015622 | 0.016779 | 0.017936 | 0.019093 | 0.020249 | 0.021406 | 0.022563 | 0.023721 | 0.024881 | 0.026042 | 0.027204 | 0.028369 | 0.029536 | 0.030706
F3_Commercial_School_New_Food Preparation_Natural Gas_Range_Baseline Forecast | F3 | Commercial | School | New | Food Preparation | Natural Gas | Range | Baseline Forecast | Summer Peak Demand (MW) | 0 | 0 | 0 | 0 | 0 | 0 | 0 | 0 | 0 | 0 | 0 | 0 | 0 | 0 | 0 | 0 | 0 | 0 | 0 | 0 | 0 | 0 | 0 | 0 | 0 | 0 | 0
F4_Commercial_School_New_Food Preparation_Natural Gas_Range_Baseline Forecast | F4 | Commercial | School | New | Food Preparation | Natural Gas | Range | Baseline Forecast | Winter Peak Demand (MW) | 0 | 0 | 0 | 0 | 0 | 0 | 0 | 0 | 0 | 0 | 0 | 0 | 0 | 0 | 0 | 0 | 0 | 0 | 0 | 0 | 0 | 0 | 0 | 0 | 0 | 0 | 0
F5_Commercial_School_New_Food Preparation_Natural Gas_Range_Baseline Forecast | F5 | Commercial | School | New | Food Preparation | Natural Gas | Range | Baseline Forecast | Turnover | 0 | 82492.1027 | 62403.9564 | 62295.029 | 61854.1607 | 61138.3592 | 61438.1291 | 61277.595 | 61133.5461 | 61005.875 | 77392.8997 | 86478.7883 | 93722.7537 | 99429.9204 | 103855.776 | 129087.609 | 122359.6472 | 122198.4557 | 121972.5774 | 125015.8941 | 129555.6904 | 134540.4392 | 139701.8167 | 144751.2398 | 158200.258 | 165736.8399 | 171290.9475
F6_Commercial_School_New_Food Preparation_Natural Gas_Range_Baseline Forecast | F6 | Commercial | School | New | Food Preparation | Natural Gas | Range | Baseline Forecast | Avg. Replacement Usage (kWh) | 0.019095 | 0.019095 | 0.019095 | 0.019095 | 0.019095 | 0.019095 | 0.019095 | 0.019095 | 0.019095 | 0.019095 | 0.019095 | 0.019095 | 0.019095 | 0.019095 | 0.019095 | 0.019095 | 0.019095 | 0.019095 | 0.019095 | 0.019095 | 0.019095 | 0.019095 | 0.019095 | 0.019095 | 0.019095 | 0.019095 | 0.019095
F7_Commercial_School_New_Food Preparation_Natural Gas_Range_Baseline Forecast | F7 | Commercial | School | New | Food Preparation | Natural Gas | Range | Baseline Forecast | Avg. Replacement Summer Demand (kW) | 0 | 0 | 0 | 0 | 0 | 0 | 0 | 0 | 0 | 0 | 0 | 0 | 0 | 0 | 0 | 0 | 0 | 0 | 0 | 0 | 0 | 0 | 0 | 0 | 0 | 0 | 0
F8_Commercial_School_New_Food Preparation_Natural Gas_Range_Baseline Forecast | F8 | Commercial | School | New | Food Preparation | Natural Gas | Range | Baseline Forecast | Avg. Replacement Winter Demand (kW) | 0 | 0 | 0 | 0 | 0 | 0 | 0 | 0 | 0 | 0 | 0 | 0 | 0 | 0 | 0 | 0 | 0 | 0 | 0 | 0 | 0 | 0 | 0 | 0 | 0 | 0 | 0
F1_Commercial_School_New_Food Preparation_Natural Gas_Steamer_Baseline Forecast | F1 | Commercial | School | New | Food Preparation | Natural Gas | Steamer | Baseline Forecast | Units | 0 | 29660.0819 | 52097.4594 | 74495.6721 | 96735.3703 | 118717.7017 | 140807.8156 | 162840.2093 | 184820.8101 | 206755.5068 | 228650.151 | 250510.5593 | 272342.5146 | 294151.7679 | 315944.04 | 337725.0225 | 359500.3805 | 381275.753 | 403056.7554 | 424848.9803 | 446657.9996 | 468489.3657 | 490348.6134 | 512241.2607 | 534172.8111 | 556148.7545 | 578174.5689
F2_Commercial_School_New_Food Preparation_Natural Gas_Steamer_Baseline Forecast | F2 | Commercial | School | New | Food Preparation | Natural Gas | Steamer | Baseline Forecast | Usage (MMtherm) | 0 | 0.00018492 | 0.0003248 | 0.00046445 | 0.0006031 | 0.00074015 | 0.00087787 | 0.0010152 | 0.0011523 | 0.001289 | 0.0014255 | 0.0015618 | 0.0016979 | 0.0018339 | 0.0019698 | 0.0021056 | 0.0022413 | 0.0023771 | 0.0025129 | 0.0026487 | 0.0027847 | 0.0029208 | 0.0030571 | 0.0031936 | 0.0033303 | 0.0034673 | 0.0036047
F3_Commercial_School_New_Food Preparation_Natural Gas_Steamer_Baseline Forecast | F3 | Commercial | School | New | Food Preparation | Natural Gas | Steamer | Baseline Forecast | Summer Peak Demand (MW) | 0 | 0 | 0 | 0 | 0 | 0 | 0 | 0 | 0 | 0 | 0 | 0 | 0 | 0 | 0 | 0 | 0 | 0 | 0 | 0 | 0 | 0 | 0 | 0 | 0 | 0 | 0
F4_Commercial_School_New_Food Preparation_Natural Gas_Steamer_Baseline Forecast | F4 | Commercial | School | New | Food Preparation | Natural Gas | Steamer | Baseline Forecast | Winter Peak Demand (MW) | 0 | 0 | 0 | 0 | 0 | 0 | 0 | 0 | 0 | 0 | 0 | 0 | 0 | 0 | 0 | 0 | 0 | 0 | 0 | 0 | 0 | 0 | 0 | 0 | 0 | 0 | 0
F5_Commercial_School_New_Food Preparation_Natural Gas_Steamer_Baseline Forecast | F5 | Commercial | School | New | Food Preparation | Natural Gas | Steamer | Baseline Forecast | Turnover | 0 | 29660.0819 | 22437.3776 | 22398.2127 | 22239.6982 | 21982.3314 | 22090.1138 | 22032.3937 | 27912.6172 | 31167.7853 | 33760.7576 | 35801.2387 | 37381.0859 | 46441.7931 | 44011.394 | 45128.5367 | 46645.4047 | 48356.0943 | 50234.082 | 52015.7748 | 56817.6832 | 59493.8988 | 61694.7133 | 63625.0007 | 65402.7994 | 69174.969 | 69551.0753
F6_Commercial_School_New_Food Preparation_Natural Gas_Steamer_Baseline Forecast | F6 | Commercial | School | New | Food Preparation | Natural Gas | Steamer | Baseline Forecast | Avg. Replacement Usage (kWh) | 0.022066 | 0.0062345 | 0.0062345 | 0.0062345 | 0.0062345 | 0.0062345 | 0.0062345 | 0.0062345 | 0.0062345 | 0.0062345 | 0.0062345 | 0.0062345 | 0.0062345 | 0.0062345 | 0.0062345 | 0.0062345 | 0.0062345 | 0.0062345 | 0.0062345 | 0.0062345 | 0.0062345 | 0.0062345 | 0.0062345 | 0.0062345 | 0.0062345 | 0.0062345 | 0.0062345
F7_Commercial_School_New_Food Preparation_Natural Gas_Steamer_Baseline Forecast | F7 | Commercial | School | New | Food Preparation | Natural Gas | Steamer | Baseline Forecast | Avg. Replacement Summer Demand (kW) | 0 | 0 | 0 | 0 | 0 | 0 | 0 | 0 | 0 | 0 | 0 | 0 | 0 | 0 | 0 | 0 | 0 | 0 | 0 | 0 | 0 | 0 | 0 | 0 | 0 | 0 | 0
F8_Commercial_School_New_Food Preparation_Natural Gas_Steamer_Baseline Forecast | F8 | Commercial | School | New | Food Preparation | Natural Gas | Steamer | Baseline Forecast | Avg. Replacement Winter Demand (kW) | 0 | 0 | 0 | 0 | 0 | 0 | 0 | 0 | 0 | 0 | 0 | 0 | 0 | 0 | 0 | 0 | 0 | 0 | 0 | 0 | 0 | 0 | 0 | 0 | 0 | 0 | 0
F1_Commercial_School_New_Food Preparation_Natural Gas_Commercial Food Prep Other_Baseline Forecast | F1 | Commercial | School | New | Food Preparation | Natural Gas | Commercial Food Prep Other | Baseline Forecast | Units | 0 | 3707.5102 | 6512.1824 | 9311.959 | 12091.9213 | 14839.7127 | 17600.9769 | 20355.0262 | 23102.6013 | 25844.4383 | 28581.2689 | 31313.8199 | 34042.8143 | 36768.971 | 39493.005 | 42215.6278 | 44937.5476 | 47659.4691 | 50382.0944 | 53106.1225 | 55832.2499 | 58561.1707 | 61293.5767 | 64030.1576 | 66771.6014 | 69518.5943 | 72271.8211
F2_Commercial_School_New_Food Preparation_Natural Gas_Commercial Food Prep Other_Baseline Forecast | F2 | Commercial | School | New | Food Preparation | Natural Gas | Commercial Food Prep Other | Baseline Forecast | Usage (MMtherm) | 0 | 2.9546e-05 | 5.1896e-05 | 7.4208e-05 | 9.6362e-05 | 0.00011826 | 0.00014026 | 0.00016221 | 0.00018411 | 0.00020596 | 0.00022777 | 0.00024954 | 0.00027129 | 0.00029302 | 0.00031472 | 0.00033642 | 0.00035811 | 0.0003798 | 0.0004015 | 0.00042321 | 0.00044493 | 0.00046668 | 0.00048845 | 0.00051026 | 0.00053211 | 0.000554 | 0.00057594
F3_Commercial_School_New_Food Preparation_Natural Gas_Commercial Food Prep Other_Baseline Forecast | F3 | Commercial | School | New | Food Preparation | Natural Gas | Commercial Food Prep Other | Baseline Forecast | Summer Peak Demand (MW) | 0 | 0 | 0 | 0 | 0 | 0 | 0 | 0 | 0 | 0 | 0 | 0 | 0 | 0 | 0 | 0 | 0 | 0 | 0 | 0 | 0 | 0 | 0 | 0 | 0 | 0 | 0
F4_Commercial_School_New_Food Preparation_Natural Gas_Commercial Food Prep Other_Baseline Forecast | F4 | Commercial | School | New | Food Preparation | Natural Gas | Commercial Food Prep Other | Baseline Forecast | Winter Peak Demand (MW) | 0 | 0 | 0 | 0 | 0 | 0 | 0 | 0 | 0 | 0 | 0 | 0 | 0 | 0 | 0 | 0 | 0 | 0 | 0 | 0 | 0 | 0 | 0 | 0 | 0 | 0 | 0
F5_Commercial_School_New_Food Preparation_Natural Gas_Commercial Food Prep Other_Baseline Forecast | F5 | Commercial | School | New | Food Preparation | Natural Gas | Commercial Food Prep Other | Baseline Forecast | Turnover | 0 | 3707.5102 | 2804.6722 | 2799.7766 | 2779.9623 | 2747.7914 | 2761.2642 | 2754.0492 | 2747.5751 | 2741.8371 | 3478.3326 | 3886.6871 | 4212.2586 | 4468.7605 | 4667.6753 | 5801.6903 | 5499.31 | 5492.0654 | 5481.9136 | 5618.6919 | 5822.7277 | 6046.7613 | 6278.7333 | 6505.6737 | 7110.124 | 7448.8467 | 7698.4695
F6_Commercial_School_New_Food Preparation_Natural Gas_Commercial Food Prep Other_Baseline Forecast | F6 | Commercial | School | New | Food Preparation | Natural Gas | Commercial Food Prep Other | Baseline Forecast | Avg. Replacement Usage (kWh) | 0.0079691 | 0.0079691 | 0.0079691 | 0.0079691 | 0.0079691 | 0.0079691 | 0.0079691 | 0.0079691 | 0.0079691 | 0.0079691 | 0.0079691 | 0.0079691 | 0.0079691 | 0.0079691 | 0.0079691 | 0.0079691 | 0.0079691 | 0.0079691 | 0.0079691 | 0.0079691 | 0.0079691 | 0.0079691 | 0.0079691 | 0.0079691 | 0.0079691 | 0.0079691 | 0.0079691
F7_Commercial_School_New_Food Preparation_Natural Gas_Commercial Food Prep Other_Baseline Forecast | F7 | Commercial | School | New | Food Preparation | Natural Gas | Commercial Food Prep Other | Baseline Forecast | Avg. Replacement Summer Demand (kW) | 0 | 0 | 0 | 0 | 0 | 0 | 0 | 0 | 0 | 0 | 0 | 0 | 0 | 0 | 0 | 0 | 0 | 0 | 0 | 0 | 0 | 0 | 0 | 0 | 0 | 0 | 0
F8_Commercial_School_New_Food Preparation_Natural Gas_Commercial Food Prep Other_Baseline Forecast | F8 | Commercial | School | New | Food Preparation | Natural Gas | Commercial Food Prep Other | Baseline Forecast | Avg. Replacement Winter Demand (kW) | 0 | 0 | 0 | 0 | 0 | 0 | 0 | 0 | 0 | 0 | 0 | 0 | 0 | 0 | 0 | 0 | 0 | 0 | 0 | 0 | 0 | 0 | 0 | 0 | 0 | 0 | 0
F1_Commercial_School_New_Miscellaneous_Natural Gas_Pool Heater_Baseline Forecast | F1 | Commercial | School | New | Miscellaneous | Natural Gas | Pool Heater | Baseline Forecast | Units | 0 | 858.6134 | 1508.1407 | 2156.5343 | 2800.3391 | 3436.6935 | 4076.1681 | 4713.9718 | 5350.2761 | 5985.2516 | 6619.0676 | 7251.8926 | 7883.8939 | 8515.238 | 9146.0905 | 9776.6162 | 10406.9791 | 11037.3424 | 11667.8687 | 12298.7198 | 12930.0571 | 13562.0414 | 14194.8327 | 14828.5909 | 15463.4753 | 16099.6449 | 16737.2581
F2_Commercial_School_New_Miscellaneous_Natural Gas_Pool Heater_Baseline Forecast | F2 | Commercial | School | New | Miscellaneous | Natural Gas | Pool Heater | Baseline Forecast | Usage (MMtherm) | 0 | 7.7348e-07 | 1.3586e-06 | 1.9427e-06 | 2.5227e-06 | 3.096e-06 | 3.672e-06 | 4.2466e-06 | 4.8198e-06 | 5.3918e-06 | 5.9628e-06 | 6.5329e-06 | 7.1022e-06 | 7.671e-06 | 8.2393e-06 | 8.8073e-06 | 9.3752e-06 | 9.943e-06 | 1.0511e-05 | 1.1079e-05 | 1.1648e-05 | 1.2217e-05 | 1.2787e-05 | 1.3358e-05 | 1.393e-05 | 1.4503e-05 | 1.5078e-05
F3_Commercial_School_New_Miscellaneous_Natural Gas_Pool Heater_Baseline Forecast | F3 | Commercial | School | New | Miscellaneous | Natural Gas | Pool Heater | Baseline Forecast | Summer Peak Demand (MW) | 0 | 0 | 0 | 0 | 0 | 0 | 0 | 0 | 0 | 0 | 0 | 0 | 0 | 0 | 0 | 0 | 0 | 0 | 0 | 0 | 0 | 0 | 0 | 0 | 0 | 0 | 0
F4_Commercial_School_New_Miscellaneous_Natural Gas_Pool Heater_Baseline Forecast | F4 | Commercial | School | New | Miscellaneous | Natural Gas | Pool Heater | Baseline Forecast | Winter Peak Demand (MW) | 0 | 0 | 0 | 0 | 0 | 0 | 0 | 0 | 0 | 0 | 0 | 0 | 0 | 0 | 0 | 0 | 0 | 0 | 0 | 0 | 0 | 0 | 0 | 0 | 0 | 0 | 0
F5_Commercial_School_New_Miscellaneous_Natural Gas_Pool Heater_Baseline Forecast | F5 | Commercial | School | New | Miscellaneous | Natural Gas | Pool Heater | Baseline Forecast | Turnover | 0 | 858.6134 | 649.5273 | 648.3936 | 643.8048 | 636.3544 | 811.1973 | 905.0873 | 979.8099 | 1038.5409 | 1083.9393 | 1380.2434 | 1356.1428 | 1406.3221 | 1457.3402 | 1506.5506 | 1653.0655 | 1744.3666 | 1822.5815 | 1891.3593 | 1952.9549 | 2097.5657 | 2147.8121 | 2223.4453 | 2298.28 | 2370.3772 | 2482.9005
F6_Commercial_School_New_Miscellaneous_Natural Gas_Pool Heater_Baseline Forecast | F6 | Commercial | School | New | Miscellaneous | Natural Gas | Pool Heater | Baseline Forecast | Avg. Replacement Usage (kWh) | 0.00090085 | 0.00090085 | 0.00090085 | 0.00090085 | 0.00090085 | 0.00090085 | 0.00090085 | 0.00090085 | 0.00090085 | 0.00090085 | 0.00090085 | 0.00090085 | 0.00090085 | 0.00090085 | 0.00090085 | 0.00090085 | 0.00090085 | 0.00090085 | 0.00090085 | 0.00090085 | 0.00090085 | 0.00090085 | 0.00090085 | 0.00090085 | 0.00090085 | 0.00090085 | 0.00090085
F7_Commercial_School_New_Miscellaneous_Natural Gas_Pool Heater_Baseline Forecast | F7 | Commercial | School | New | Miscellaneous | Natural Gas | Pool Heater | Baseline Forecast | Avg. Replacement Summer Demand (kW) | 0 | 0 | 0 | 0 | 0 | 0 | 0 | 0 | 0 | 0 | 0 | 0 | 0 | 0 | 0 | 0 | 0 | 0 | 0 | 0 | 0 | 0 | 0 | 0 | 0 | 0 | 0
F8_Commercial_School_New_Miscellaneous_Natural Gas_Pool Heater_Baseline Forecast | F8 | Commercial | School | New | Miscellaneous | Natural Gas | Pool Heater | Baseline Forecast | Avg. Replacement Winter Demand (kW) | 0 | 0 | 0 | 0 | 0 | 0 | 0 | 0 | 0 | 0 | 0 | 0 | 0 | 0 | 0 | 0 | 0 | 0 | 0 | 0 | 0 | 0 | 0 | 0 | 0 | 0 | 0
F1_Commercial_School_New_Miscellaneous_Natural Gas_Miscellaneous_Baseline Forecast | F1 | Commercial | School | New | Miscellaneous | Natural Gas | Miscellaneous | Baseline Forecast | Units | 0 | 282697.6552 | 496553.9104 | 710036.8749 | 922008.9986 | 1131528.0948 | 1342074.4921 | 1552070.7446 | 1761573.3463 | 1970638.4237 | 2179321.7514 | 2387678.768 | 2595764.5923 | 2803634.0382 | 3011341.6308 | 3218941.6212 | 3426488.0017 | 3634034.5211 | 3841634.6996 | 4049341.8431 | 4257209.0582 | 4465289.2671 | 4673635.2213 | 4882299.5163 | 5091334.6059 | 5300792.8162 | 5510726.3598
F2_Commercial_School_New_Miscellaneous_Natural Gas_Miscellaneous_Baseline Forecast | F2 | Commercial | School | New | Miscellaneous | Natural Gas | Miscellaneous | Baseline Forecast | Usage (MMtherm) | 0 | 0.00084213 | 0.0014792 | 0.0021151 | 0.0027466 | 0.0033707 | 0.0039979 | 0.0046235 | 0.0052476 | 0.0058704 | 0.006492 | 0.0071127 | 0.0077326 | 0.0083518 | 0.0089705 | 0.009589 | 0.010207 | 0.010825 | 0.011444 | 0.012063 | 0.012682 | 0.013302 | 0.013922 | 0.014544 | 0.015167 | 0.015791 | 0.016416
F3_Commercial_School_New_Miscellaneous_Natural Gas_Miscellaneous_Baseline Forecast | F3 | Commercial | School | New | Miscellaneous | Natural Gas | Miscellaneous | Baseline Forecast | Summer Peak Demand (MW) | 0 | 0 | 0 | 0 | 0 | 0 | 0 | 0 | 0 | 0 | 0 | 0 | 0 | 0 | 0 | 0 | 0 | 0 | 0 | 0 | 0 | 0 | 0 | 0 | 0 | 0 | 0
F4_Commercial_School_New_Miscellaneous_Natural Gas_Miscellaneous_Baseline Forecast | F4 | Commercial | School | New | Miscellaneous | Natural Gas | Miscellaneous | Baseline Forecast | Winter Peak Demand (MW) | 0 | 0 | 0 | 0 | 0 | 0 | 0 | 0 | 0 | 0 | 0 | 0 | 0 | 0 | 0 | 0 | 0 | 0 | 0 | 0 | 0 | 0 | 0 | 0 | 0 | 0 | 0
F5_Commercial_School_New_Miscellaneous_Natural Gas_Miscellaneous_Baseline Forecast | F5 | Commercial | School | New | Miscellaneous | Natural Gas | Miscellaneous | Baseline Forecast | Turnover | 0 | 282697.6552 | 213856.2552 | 213482.9645 | 252357.503 | 274686.0292 | 296901.3348 | 320065.8422 | 343088.8257 | 365982.0315 | 388907.2657 | 494213.3509 | 485331.2524 | 500957.8043 | 540854.4675 | 568993.0664 | 595349.8631 | 623963.5734 | 652521.7165 | 680788.5414 | 709182.6406 | 761678.214 | 777526.173 | 802397.7675 | 838384.8462 | 868174.4085 | 896854.9214
F6_Commercial_School_New_Miscellaneous_Natural Gas_Miscellaneous_Baseline Forecast | F6 | Commercial | School | New | Miscellaneous | Natural Gas | Miscellaneous | Baseline Forecast | Avg. Replacement Usage (kWh) | 0.0029789 | 0.0029789 | 0.0029789 | 0.0029789 | 0.0029789 | 0.0029789 | 0.0029789 | 0.0029789 | 0.0029789 | 0.0029789 | 0.0029789 | 0.0029789 | 0.0029789 | 0.0029789 | 0.0029789 | 0.0029789 | 0.0029789 | 0.0029789 | 0.0029789 | 0.0029789 | 0.0029789 | 0.0029789 | 0.0029789 | 0.0029789 | 0.0029789 | 0.0029789 | 0.0029789
F7_Commercial_School_New_Miscellaneous_Natural Gas_Miscellaneous_Baseline Forecast | F7 | Commercial | School | New | Miscellaneous | Natural Gas | Miscellaneous | Baseline Forecast | Avg. Replacement Summer Demand (kW) | 0 | 0 | 0 | 0 | 0 | 0 | 0 | 0 | 0 | 0 | 0 | 0 | 0 | 0 | 0 | 0 | 0 | 0 | 0 | 0 | 0 | 0 | 0 | 0 | 0 | 0 | 0
F8_Commercial_School_New_Miscellaneous_Natural Gas_Miscellaneous_Baseline Forecast | F8 | Commercial | School | New | Miscellaneous | Natural Gas | Miscellaneous | Baseline Forecast | Avg. Replacement Winter Demand (kW) | 0 | 0 | 0 | 0 | 0 | 0 | 0 | 0 | 0 | 0 | 0 | 0 | 0 | 0 | 0 | 0 | 0 | 0 | 0 | 0 | 0 | 0 | 0 | 0 | 0 | 0 | 0
F1_Commercial_College_Existing_Space Heating_Natural Gas_Furnace_Baseline Forecast | F1 | Commercial | College | Existing | Space Heating | Natural Gas | Furnace | Baseline Forecast | Units | 251830.7951 | 246794.1792 | 241858.2956 | 237021.1297 | 232280.7071 | 227635.0929 | 223082.3911 | 218620.7433 | 214248.3284 | 209963.3618 | 205764.0946 | 201648.8127 | 197615.8365 | 193663.5197 | 189790.2493 | 185994.4443 | 182274.5555 | 178629.0643 | 175056.4831 | 171555.3534 | 168124.2463 | 164761.7614 | 161466.5262 | 158237.1957 | 155072.4517 | 151971.0027 | 148931.5826
F2_Commercial_College_Existing_Space Heating_Natural Gas_Furnace_Baseline Forecast | F2 | Commercial | College | Existing | Space Heating | Natural Gas | Furnace | Baseline Forecast | Usage (MMtherm) | 0.057538 | 0.060621 | 0.059135 | 0.057815 | 0.05651 | 0.055218 | 0.053941 | 0.052677 | 0.051428 | 0.050193 | 0.048975 | 0.047774 | 0.046593 | 0.045433 | 0.044294 | 0.043178 | 0.042085 | 0.041015 | 0.039968 | 0.038961 | 0.037989 | 0.037055 | 0.036156 | 0.03529 | 0.034455 | 0.033649 | 0.032871
F3_Commercial_College_Existing_Space Heating_Natural Gas_Furnace_Baseline Forecast | F3 | Commercial | College | Existing | Space Heating | Natural Gas | Furnace | Baseline Forecast | Summer Peak Demand (MW) | 0 | 0 | 0 | 0 | 0 | 0 | 0 | 0 | 0 | 0 | 0 | 0 | 0 | 0 | 0 | 0 | 0 | 0 | 0 | 0 | 0 | 0 | 0 | 0 | 0 | 0 | 0
F4_Commercial_College_Existing_Space Heating_Natural Gas_Furnace_Baseline Forecast | F4 | Commercial | College | Existing | Space Heating | Natural Gas | Furnace | Baseline Forecast | Winter Peak Demand (MW) | 0 | 0 | 0 | 0 | 0 | 0 | 0 | 0 | 0 | 0 | 0 | 0 | 0 | 0 | 0 | 0 | 0 | 0 | 0 | 0 | 0 | 0 | 0 | 0 | 0 | 0 | 0
F5_Commercial_College_Existing_Space Heating_Natural Gas_Furnace_Baseline Forecast | F5 | Commercial | College | Existing | Space Heating | Natural Gas | Furnace | Baseline Forecast | Turnover | 0 | 2791.7894 | 3133.4853 | 3490.0119 | 3857.8144 | 4233.7438 | 4615.0162 | 4999.1764 | 5384.0648 | 5767.7871 | 6096.9627 | 6377.1533 | 6613.3831 | 6810.19 | 6971.6721 | 7101.5299 | 7203.1043 | 7279.411 | 7333.1718 | 6782.9825 | 6303.5439 | 5888.9005 | 5533.4748 | 5232.053 | 4979.7695 | 4772.0918 | 4604.8041
F6_Commercial_College_Existing_Space Heating_Natural Gas_Furnace_Baseline Forecast | F6 | Commercial | College | Existing | Space Heating | Natural Gas | Furnace | Baseline Forecast | Avg. Replacement Usage (kWh) | 0.22224 | 0.23909 | 0.23816 | 0.2122 | 0.2122 | 0.2122 | 0.2122 | 0.2122 | 0.2122 | 0.2122 | 0.2122 | 0.2122 | 0.2122 | 0.2122 | 0.2122 | 0.2122 | 0.2122 | 0.2122 | 0.2122 | 0.2122 | 0.2122 | 0.2122 | 0.2122 | 0.2122 | 0.2122 | 0.2122 | 0.2122
F7_Commercial_College_Existing_Space Heating_Natural Gas_Furnace_Baseline Forecast | F7 | Commercial | College | Existing | Space Heating | Natural Gas | Furnace | Baseline Forecast | Avg. Replacement Summer Demand (kW) | 0 | 0 | 0 | 0 | 0 | 0 | 0 | 0 | 0 | 0 | 0 | 0 | 0 | 0 | 0 | 0 | 0 | 0 | 0 | 0 | 0 | 0 | 0 | 0 | 0 | 0 | 0
F8_Commercial_College_Existing_Space Heating_Natural Gas_Furnace_Baseline Forecast | F8 | Commercial | College | Existing | Space Heating | Natural Gas | Furnace | Baseline Forecast | Avg. Replacement Winter Demand (kW) | 0 | 0 | 0 | 0 | 0 | 0 | 0 | 0 | 0 | 0 | 0 | 0 | 0 | 0 | 0 | 0 | 0 | 0 | 0 | 0 | 0 | 0 | 0 | 0 | 0 | 0 | 0
F1_Commercial_College_Existing_Space Heating_Natural Gas_Boiler_Baseline Forecast | F1 | Commercial | College | Existing | Space Heating | Natural Gas | Boiler | Baseline Forecast | Units | 2147967.1446 | 2105007.8017 | 2062907.6457 | 2021649.4928 | 1981216.5029 | 1941592.1729 | 1902760.3294 | 1864705.1228 | 1827411.0204 | 1790862.8 | 1755045.544 | 1719944.6331 | 1685545.7404 | 1651834.8256 | 1618798.1291 | 1586422.1665 | 1554693.7232 | 1523599.8487 | 1493127.8518 | 1463265.2947 | 1433999.9888 | 1405319.9891 | 1377213.5893 | 1349669.3175 | 1322675.9311 | 1296222.4125 | 1270297.9643
F2_Commercial_College_Existing_Space Heating_Natural Gas_Boiler_Baseline Forecast | F2 | Commercial | College | Existing | Space Heating | Natural Gas | Boiler | Baseline Forecast | Usage (MMtherm) | 1.0881 | 1.1436 | 1.113 | 1.0874 | 1.0625 | 1.0382 | 1.0146 | 0.99152 | 0.96908 | 0.94723 | 0.92596 | 0.90525 | 0.88509 | 0.86547 | 0.84637 | 0.82779 | 0.8097 | 0.79211 | 0.77499 | 0.75833 | 0.74212 | 0.72635 | 0.71099 | 0.69604 | 0.68146 | 0.66724 | 0.65338
F3_Commercial_College_Existing_Space Heating_Natural Gas_Boiler_Baseline Forecast | F3 | Commercial | College | Existing | Space Heating | Natural Gas | Boiler | Baseline Forecast | Summer Peak Demand (MW) | 0 | 0 | 0 | 0 | 0 | 0 | 0 | 0 | 0 | 0 | 0 | 0 | 0 | 0 | 0 | 0 | 0 | 0 | 0 | 0 | 0 | 0 | 0 | 0 | 0 | 0 | 0
F4_Commercial_College_Existing_Space Heating_Natural Gas_Boiler_Baseline Forecast | F4 | Commercial | College | Existing | Space Heating | Natural Gas | Boiler | Baseline Forecast | Winter Peak Demand (MW) | 0 | 0 | 0 | 0 | 0 | 0 | 0 | 0 | 0 | 0 | 0 | 0 | 0 | 0 | 0 | 0 | 0 | 0 | 0 | 0 | 0 | 0 | 0 | 0 | 0 | 0 | 0
F5_Commercial_College_Existing_Space Heating_Natural Gas_Boiler_Baseline Forecast | F5 | Commercial | College | Existing | Space Heating | Natural Gas | Boiler | Baseline Forecast | Turnover | 0 | 63788.1152 | 63080.647 | 62325.3325 | 61529.8917 | 60701.1525 | 59845.149 | 58967.2089 | 58072.0316 | 57163.7578 | 56246.0314 | 55322.0541 | 54394.6353 | 53466.2352 | 52539.0038 | 51614.816 | 50695.3019 | 49781.8746 | 48875.7545 | 47977.9913 | 47089.4831 | 46210.994 | 44963.7715 | 43810.5309 | 42738.174 | 41735.4904 | 40792.8989
F6_Commercial_College_Existing_Space Heating_Natural Gas_Boiler_Baseline Forecast | F6 | Commercial | College | Existing | Space Heating | Natural Gas | Boiler | Baseline Forecast | Avg. Replacement Usage (kWh) | 0.47614 | 0.51223 | 0.51025 | 0.51025 | 0.51025 | 0.51025 | 0.51025 | 0.51025 | 0.51025 | 0.51025 | 0.51025 | 0.51025 | 0.51025 | 0.51025 | 0.51025 | 0.51025 | 0.51025 | 0.51025 | 0.51025 | 0.51025 | 0.51025 | 0.51025 | 0.51025 | 0.51025 | 0.51025 | 0.51025 | 0.51025
F7_Commercial_College_Existing_Space Heating_Natural Gas_Boiler_Baseline Forecast | F7 | Commercial | College | Existing | Space Heating | Natural Gas | Boiler | Baseline Forecast | Avg. Replacement Summer Demand (kW) | 0 | 0 | 0 | 0 | 0 | 0 | 0 | 0 | 0 | 0 | 0 | 0 | 0 | 0 | 0 | 0 | 0 | 0 | 0 | 0 | 0 | 0 | 0 | 0 | 0 | 0 | 0
F8_Commercial_College_Existing_Space Heating_Natural Gas_Boiler_Baseline Forecast | F8 | Commercial | College | Existing | Space Heating | Natural Gas | Boiler | Baseline Forecast | Avg. Replacement Winter Demand (kW) | 0 | 0 | 0 | 0 | 0 | 0 | 0 | 0 | 0 | 0 | 0 | 0 | 0 | 0 | 0 | 0 | 0 | 0 | 0 | 0 | 0 | 0 | 0 | 0 | 0 | 0 | 0
F1_Commercial_College_Existing_Space Heating_Natural Gas_Unit Heater_Baseline Forecast | F1 | Commercial | College | Existing | Space Heating | Natural Gas | Unit Heater | Baseline Forecast | Units | 0 | 0 | 0 | 0 | 0 | 0 | 0 | 0 | 0 | 0 | 0 | 0 | 0 | 0 | 0 | 0 | 0 | 0 | 0 | 0 | 0 | 0 | 0 | 0 | 0 | 0 | 0
F2_Commercial_College_Existing_Space Heating_Natural Gas_Unit Heater_Baseline Forecast | F2 | Commercial | College | Existing | Space Heating | Natural Gas | Unit Heater | Baseline Forecast | Usage (MMtherm) | 0 | 0 | 0 | 0 | 0 | 0 | 0 | 0 | 0 | 0 | 0 | 0 | 0 | 0 | 0 | 0 | 0 | 0 | 0 | 0 | 0 | 0 | 0 | 0 | 0 | 0 | 0
F3_Commercial_College_Existing_Space Heating_Natural Gas_Unit Heater_Baseline Forecast | F3 | Commercial | College | Existing | Space Heating | Natural Gas | Unit Heater | Baseline Forecast | Summer Peak Demand (MW) | 0 | 0 | 0 | 0 | 0 | 0 | 0 | 0 | 0 | 0 | 0 | 0 | 0 | 0 | 0 | 0 | 0 | 0 | 0 | 0 | 0 | 0 | 0 | 0 | 0 | 0 | 0
F4_Commercial_College_Existing_Space Heating_Natural Gas_Unit Heater_Baseline Forecast | F4 | Commercial | College | Existing | Space Heating | Natural Gas | Unit Heater | Baseline Forecast | Winter Peak Demand (MW) | 0 | 0 | 0 | 0 | 0 | 0 | 0 | 0 | 0 | 0 | 0 | 0 | 0 | 0 | 0 | 0 | 0 | 0 | 0 | 0 | 0 | 0 | 0 | 0 | 0 | 0 | 0
F5_Commercial_College_Existing_Space Heating_Natural Gas_Unit Heater_Baseline Forecast | F5 | Commercial | College | Existing | Space Heating | Natural Gas | Unit Heater | Baseline Forecast | Turnover | 0 | 0 | 0 | 0 | 0 | 0 | 0 | 0 | 0 | 0 | 0 | 0 | 0 | 0 | 0 | 0 | 0 | 0 | 0 | 0 | 0 | 0 | 0 | 0 | 0 | 0 | 0
F6_Commercial_College_Existing_Space Heating_Natural Gas_Unit Heater_Baseline Forecast | F6 | Commercial | College | Existing | Space Heating | Natural Gas | Unit Heater | Baseline Forecast | Avg. Replacement Usage (kWh) | 0.11424 | 0.1229 | 0.12242 | 0.12242 | 0.12242 | 0.12242 | 0.12242 | 0.12242 | 0.12242 | 0.12242 | 0.12242 | 0.12242 | 0.12242 | 0.12242 | 0.12242 | 0.12242 | 0.12242 | 0.12242 | 0.12242 | 0.12242 | 0.12242 | 0.12242 | 0.12242 | 0.12242 | 0.12242 | 0.12242 | 0.12242
F7_Commercial_College_Existing_Space Heating_Natural Gas_Unit Heater_Baseline Forecast | F7 | Commercial | College | Existing | Space Heating | Natural Gas | Unit Heater | Baseline Forecast | Avg. Replacement Summer Demand (kW) | 0 | 0 | 0 | 0 | 0 | 0 | 0 | 0 | 0 | 0 | 0 | 0 | 0 | 0 | 0 | 0 | 0 | 0 | 0 | 0 | 0 | 0 | 0 | 0 | 0 | 0 | 0
F8_Commercial_College_Existing_Space Heating_Natural Gas_Unit Heater_Baseline Forecast | F8 | Commercial | College | Existing | Space Heating | Natural Gas | Unit Heater | Baseline Forecast | Avg. Replacement Winter Demand (kW) | 0 | 0 | 0 | 0 | 0 | 0 | 0 | 0 | 0 | 0 | 0 | 0 | 0 | 0 | 0 | 0 | 0 | 0 | 0 | 0 | 0 | 0 | 0 | 0 | 0 | 0 | 0
F1_Commercial_College_Existing_Water Heating_Natural Gas_Water Heater_Baseline Forecast | F1 | Commercial | College | Existing | Water Heating | Natural Gas | Water Heater | Baseline Forecast | Units | 2703285.6473 | 2649219.9344 | 2596235.5357 | 2544310.825 | 2493424.6085 | 2443556.1163 | 2394684.994 | 2346791.2941 | 2299855.4682 | 2253858.3588 | 2208781.1917 | 2164605.5678 | 2121313.4565 | 2078887.1873 | 2037309.4436 | 1996563.2547 | 1956631.9896 | 1917499.3498 | 1879149.3628 | 1841566.3756 | 1804735.0481 | 1768640.3471 | 1733267.5402 | 1698602.1894 | 1664630.1456 | 1631337.5427 | 1598710.7918
F2_Commercial_College_Existing_Water Heating_Natural Gas_Water Heater_Baseline Forecast | F2 | Commercial | College | Existing | Water Heating | Natural Gas | Water Heater | Baseline Forecast | Usage (MMtherm) | 0.5978 | 0.57453 | 0.55322 | 0.53366 | 0.51568 | 0.49913 | 0.48388 | 0.46983 | 0.45689 | 0.44497 | 0.43389 | 0.4235 | 0.41369 | 0.40437 | 0.39546 | 0.3869 | 0.37866 | 0.37069 | 0.36296 | 0.35546 | 0.34816 | 0.34105 | 0.33411 | 0.32733 | 0.32072 | 0.31424 | 0.30791
F3_Commercial_College_Existing_Water Heating_Natural Gas_Water Heater_Baseline Forecast | F3 | Commercial | College | Existing | Water Heating | Natural Gas | Water Heater | Baseline Forecast | Summer Peak Demand (MW) | 0 | 0 | 0 | 0 | 0 | 0 | 0 | 0 | 0 | 0 | 0 | 0 | 0 | 0 | 0 | 0 | 0 | 0 | 0 | 0 | 0 | 0 | 0 | 0 | 0 | 0 | 0
F4_Commercial_College_Existing_Water Heating_Natural Gas_Water Heater_Baseline Forecast | F4 | Commercial | College | Existing | Water Heating | Natural Gas | Water Heater | Baseline Forecast | Winter Peak Demand (MW) | 0 | 0 | 0 | 0 | 0 | 0 | 0 | 0 | 0 | 0 | 0 | 0 | 0 | 0 | 0 | 0 | 0 | 0 | 0 | 0 | 0 | 0 | 0 | 0 | 0 | 0 | 0
F5_Commercial_College_Existing_Water Heating_Natural Gas_Water Heater_Baseline Forecast | F5 | Commercial | College | Existing | Water Heating | Natural Gas | Water Heater | Baseline Forecast | Turnover | 0 | 247260.5272 | 228468.7271 | 213043.6264 | 200271.8646 | 189593.89 | 180570.743 | 172858.0131 | 166185.4219 | 160340.8155 | 166937.7816 | 168976.2788 | 168002.3319 | 165109.072 | 161060.2088 | 205230.7548 | 186989.3383 | 172166.2992 | 160033.7034 | 151984.9793 | 146299.4389 | 141902.8068 | 138148.4151 | 134667.0398 | 141737.9575 | 143365.2918 | 141582.2948
F6_Commercial_College_Existing_Water Heating_Natural Gas_Water Heater_Baseline Forecast | F6 | Commercial | College | Existing | Water Heating | Natural Gas | Water Heater | Baseline Forecast | Avg. Replacement Usage (kWh) | 0.19249 | 0.19249 | 0.19249 | 0.19249 | 0.19249 | 0.19249 | 0.19249 | 0.19249 | 0.19249 | 0.19249 | 0.19249 | 0.19249 | 0.19249 | 0.19249 | 0.19249 | 0.19249 | 0.19249 | 0.19249 | 0.19249 | 0.19249 | 0.19249 | 0.19249 | 0.19249 | 0.19249 | 0.19249 | 0.19249 | 0.19249
F7_Commercial_College_Existing_Water Heating_Natural Gas_Water Heater_Baseline Forecast | F7 | Commercial | College | Existing | Water Heating | Natural Gas | Water Heater | Baseline Forecast | Avg. Replacement Summer Demand (kW) | 0 | 0 | 0 | 0 | 0 | 0 | 0 | 0 | 0 | 0 | 0 | 0 | 0 | 0 | 0 | 0 | 0 | 0 | 0 | 0 | 0 | 0 | 0 | 0 | 0 | 0 | 0
F8_Commercial_College_Existing_Water Heating_Natural Gas_Water Heater_Baseline Forecast | F8 | Commercial | College | Existing | Water Heating | Natural Gas | Water Heater | Baseline Forecast | Avg. Replacement Winter Demand (kW) | 0 | 0 | 0 | 0 | 0 | 0 | 0 | 0 | 0 | 0 | 0 | 0 | 0 | 0 | 0 | 0 | 0 | 0 | 0 | 0 | 0 | 0 | 0 | 0 | 0 | 0 | 0
F1_Commercial_College_Existing_Food Preparation_Natural Gas_Oven_Baseline Forecast | F1 | Commercial | College | Existing | Food Preparation | Natural Gas | Oven | Baseline Forecast | Units | 259107.4976 | 253925.3476 | 248846.8407 | 243869.9039 | 238992.5058 | 234212.6557 | 229528.4026 | 224937.8345 | 220439.0778 | 216030.2963 | 211709.6903 | 207475.4965 | 203325.9866 | 199259.4669 | 195274.2775 | 191368.792 | 187541.4161 | 183790.5878 | 180114.7761 | 176512.4805 | 172982.2309 | 169522.5863 | 166132.1346 | 162809.4919 | 159553.3021 | 156362.236 | 153234.9913
F2_Commercial_College_Existing_Food Preparation_Natural Gas_Oven_Baseline Forecast | F2 | Commercial | College | Existing | Food Preparation | Natural Gas | Oven | Baseline Forecast | Usage (MMtherm) | 0.0035243 | 0.0034539 | 0.0033848 | 0.0033171 | 0.0032507 | 0.0031857 | 0.003122 | 0.0030596 | 0.0029984 | 0.0029384 | 0.0028796 | 0.0028221 | 0.0027656 | 0.0027103 | 0.0026561 | 0.002603 | 0.0025509 | 0.0024999 | 0.0024499 | 0.0024009 | 0.0023529 | 0.0023058 | 0.0022597 | 0.0022145 | 0.0021702 | 0.0021268 | 0.0020843
F3_Commercial_College_Existing_Food Preparation_Natural Gas_Oven_Baseline Forecast | F3 | Commercial | College | Existing | Food Preparation | Natural Gas | Oven | Baseline Forecast | Summer Peak Demand (MW) | 0 | 0 | 0 | 0 | 0 | 0 | 0 | 0 | 0 | 0 | 0 | 0 | 0 | 0 | 0 | 0 | 0 | 0 | 0 | 0 | 0 | 0 | 0 | 0 | 0 | 0 | 0
F4_Commercial_College_Existing_Food Preparation_Natural Gas_Oven_Baseline Forecast | F4 | Commercial | College | Existing | Food Preparation | Natural Gas | Oven | Baseline Forecast | Winter Peak Demand (MW) | 0 | 0 | 0 | 0 | 0 | 0 | 0 | 0 | 0 | 0 | 0 | 0 | 0 | 0 | 0 | 0 | 0 | 0 | 0 | 0 | 0 | 0 | 0 | 0 | 0 | 0 | 0
F5_Commercial_College_Existing_Food Preparation_Natural Gas_Oven_Baseline Forecast | F5 | Commercial | College | Existing | Food Preparation | Natural Gas | Oven | Baseline Forecast | Turnover | 0 | 3047.1042 | 5375.0918 | 8115.9904 | 11142.7866 | 13420.1978 | 15112.0031 | 16346.5671 | 17224.4902 | 17824.6062 | 18208.6851 | 18425.119 | 14933.2757 | 12568.489 | 11153.441 | 10528.7735 | 10403.753 | 11154.8285 | 11816.501 | 12563.0279 | 13309.0585 | 13824.7536 | 14161.2495 | 13785.52 | 13049.2525 | 12196.0247 | 11388.3426
F6_Commercial_College_Existing_Food Preparation_Natural Gas_Oven_Baseline Forecast | F6 | Commercial | College | Existing | Food Preparation | Natural Gas | Oven | Baseline Forecast | Avg. Replacement Usage (kWh) | 0.013602 | 0.013602 | 0.013602 | 0.013602 | 0.013602 | 0.013602 | 0.013602 | 0.013602 | 0.013602 | 0.013602 | 0.013602 | 0.013602 | 0.013602 | 0.013602 | 0.013602 | 0.013602 | 0.013602 | 0.013602 | 0.013602 | 0.013602 | 0.013602 | 0.013602 | 0.013602 | 0.013602 | 0.013602 | 0.013602 | 0.013602
F7_Commercial_College_Existing_Food Preparation_Natural Gas_Oven_Baseline Forecast | F7 | Commercial | College | Existing | Food Preparation | Natural Gas | Oven | Baseline Forecast | Avg. Replacement Summer Demand (kW) | 0 | 0 | 0 | 0 | 0 | 0 | 0 | 0 | 0 | 0 | 0 | 0 | 0 | 0 | 0 | 0 | 0 | 0 | 0 | 0 | 0 | 0 | 0 | 0 | 0 | 0 | 0
F8_Commercial_College_Existing_Food Preparation_Natural Gas_Oven_Baseline Forecast | F8 | Commercial | College | Existing | Food Preparation | Natural Gas | Oven | Baseline Forecast | Avg. Replacement Winter Demand (kW) | 0 | 0 | 0 | 0 | 0 | 0 | 0 | 0 | 0 | 0 | 0 | 0 | 0 | 0 | 0 | 0 | 0 | 0 | 0 | 0 | 0 | 0 | 0 | 0 | 0 | 0 | 0
F1_Commercial_College_Existing_Food Preparation_Natural Gas_Conveyor Oven_Baseline Forecast | F1 | Commercial | College | Existing | Food Preparation | Natural Gas | Conveyor Oven | Baseline Forecast | Units | 129553.7488 | 126962.6738 | 124423.4203 | 121934.9519 | 119496.2529 | 117106.3278 | 114764.2013 | 112468.9173 | 110219.5389 | 108015.1481 | 105854.8452 | 103737.7483 | 101662.9933 | 99629.7334 | 97637.1388 | 95684.396 | 93770.7081 | 91895.2939 | 90057.388 | 88256.2403 | 86491.1155 | 84761.2932 | 83066.0673 | 81404.7459 | 79776.651 | 78181.118 | 76617.4956
F2_Commercial_College_Existing_Food Preparation_Natural Gas_Conveyor Oven_Baseline Forecast | F2 | Commercial | College | Existing | Food Preparation | Natural Gas | Conveyor Oven | Baseline Forecast | Usage (MMtherm) | 0.0030152 | 0.0029549 | 0.0028958 | 0.0028379 | 0.0027811 | 0.0027255 | 0.002671 | 0.0026176 | 0.0025652 | 0.0025139 | 0.0024636 | 0.0024144 | 0.0023661 | 0.0023188 | 0.0022724 | 0.0022269 | 0.0021824 | 0.0021387 | 0.002096 | 0.0020541 | 0.002013 | 0.0019727 | 0.0019333 | 0.0018946 | 0.0018567 | 0.0018196 | 0.0017832
F3_Commercial_College_Existing_Food Preparation_Natural Gas_Conveyor Oven_Baseline Forecast | F3 | Commercial | College | Existing | Food Preparation | Natural Gas | Conveyor Oven | Baseline Forecast | Summer Peak Demand (MW) | 0 | 0 | 0 | 0 | 0 | 0 | 0 | 0 | 0 | 0 | 0 | 0 | 0 | 0 | 0 | 0 | 0 | 0 | 0 | 0 | 0 | 0 | 0 | 0 | 0 | 0 | 0
F4_Commercial_College_Existing_Food Preparation_Natural Gas_Conveyor Oven_Baseline Forecast | F4 | Commercial | College | Existing | Food Preparation | Natural Gas | Conveyor Oven | Baseline Forecast | Winter Peak Demand (MW) | 0 | 0 | 0 | 0 | 0 | 0 | 0 | 0 | 0 | 0 | 0 | 0 | 0 | 0 | 0 | 0 | 0 | 0 | 0 | 0 | 0 | 0 | 0 | 0 | 0 | 0 | 0
F5_Commercial_College_Existing_Food Preparation_Natural Gas_Conveyor Oven_Baseline Forecast | F5 | Commercial | College | Existing | Food Preparation | Natural Gas | Conveyor Oven | Baseline Forecast | Turnover | 0 | 0 | 0 | 0 | 0 | 468.4253 | 1285.3591 | 2357.3485 | 3611.6739 | 4991.8553 | 6030.7114 | 6802.8327 | 7366.6807 | 7768.0724 | 8042.9115 | 8219.3305 | 8319.3693 | 6522.3855 | 5113.5503 | 4009.0234 | 3143.0743 | 2531.9793 | 2171.1398 | 2043.4223 | 2124.8673 | 2388.5147 | 2825.9378
F6_Commercial_College_Existing_Food Preparation_Natural Gas_Conveyor Oven_Baseline Forecast | F6 | Commercial | College | Existing | Food Preparation | Natural Gas | Conveyor Oven | Baseline Forecast | Avg. Replacement Usage (kWh) | 0.023274 | 0.023274 | 0.023274 | 0.023274 | 0.023274 | 0.023274 | 0.023274 | 0.023274 | 0.023274 | 0.023274 | 0.023274 | 0.023274 | 0.023274 | 0.023274 | 0.023274 | 0.023274 | 0.023274 | 0.023274 | 0.023274 | 0.023274 | 0.023274 | 0.023274 | 0.023274 | 0.023274 | 0.023274 | 0.023274 | 0.023274
F7_Commercial_College_Existing_Food Preparation_Natural Gas_Conveyor Oven_Baseline Forecast | F7 | Commercial | College | Existing | Food Preparation | Natural Gas | Conveyor Oven | Baseline Forecast | Avg. Replacement Summer Demand (kW) | 0 | 0 | 0 | 0 | 0 | 0 | 0 | 0 | 0 | 0 | 0 | 0 | 0 | 0 | 0 | 0 | 0 | 0 | 0 | 0 | 0 | 0 | 0 | 0 | 0 | 0 | 0
F8_Commercial_College_Existing_Food Preparation_Natural Gas_Conveyor Oven_Baseline Forecast | F8 | Commercial | College | Existing | Food Preparation | Natural Gas | Conveyor Oven | Baseline Forecast | Avg. Replacement Winter Demand (kW) | 0 | 0 | 0 | 0 | 0 | 0 | 0 | 0 | 0 | 0 | 0 | 0 | 0 | 0 | 0 | 0 | 0 | 0 | 0 | 0 | 0 | 0 | 0 | 0 | 0 | 0 | 0
F1_Commercial_College_Existing_Food Preparation_Natural Gas_Double Rack Oven_Baseline Forecast | F1 | Commercial | College | Existing | Food Preparation | Natural Gas | Double Rack Oven | Baseline Forecast | Units | 129553.7488 | 126962.6738 | 124423.4203 | 121934.9519 | 119496.2529 | 117106.3278 | 114764.2013 | 112468.9173 | 110219.5389 | 108015.1481 | 105854.8452 | 103737.7483 | 101662.9933 | 99629.7334 | 97637.1388 | 95684.396 | 93770.7081 | 91895.2939 | 90057.388 | 88256.2403 | 86491.1155 | 84761.2932 | 83066.0673 | 81404.7459 | 79776.651 | 78181.118 | 76617.4956
F2_Commercial_College_Existing_Food Preparation_Natural Gas_Double Rack Oven_Baseline Forecast | F2 | Commercial | College | Existing | Food Preparation | Natural Gas | Double Rack Oven | Baseline Forecast | Usage (MMtherm) | 0.0045806 | 0.004489 | 0.0043992 | 0.0043113 | 0.004225 | 0.0041405 | 0.0040577 | 0.0039766 | 0.003897 | 0.0038191 | 0.0037427 | 0.0036679 | 0.0035945 | 0.0035226 | 0.0034522 | 0.0033831 | 0.0033155 | 0.0032491 | 0.0031842 | 0.0031205 | 0.0030581 | 0.0029969 | 0.002937 | 0.0028782 | 0.0028207 | 0.0027643 | 0.002709
F3_Commercial_College_Existing_Food Preparation_Natural Gas_Double Rack Oven_Baseline Forecast | F3 | Commercial | College | Existing | Food Preparation | Natural Gas | Double Rack Oven | Baseline Forecast | Summer Peak Demand (MW) | 0 | 0 | 0 | 0 | 0 | 0 | 0 | 0 | 0 | 0 | 0 | 0 | 0 | 0 | 0 | 0 | 0 | 0 | 0 | 0 | 0 | 0 | 0 | 0 | 0 | 0 | 0
F4_Commercial_College_Existing_Food Preparation_Natural Gas_Double Rack Oven_Baseline Forecast | F4 | Commercial | College | Existing | Food Preparation | Natural Gas | Double Rack Oven | Baseline Forecast | Winter Peak Demand (MW) | 0 | 0 | 0 | 0 | 0 | 0 | 0 | 0 | 0 | 0 | 0 | 0 | 0 | 0 | 0 | 0 | 0 | 0 | 0 | 0 | 0 | 0 | 0 | 0 | 0 | 0 | 0
F5_Commercial_College_Existing_Food Preparation_Natural Gas_Double Rack Oven_Baseline Forecast | F5 | Commercial | College | Existing | Food Preparation | Natural Gas | Double Rack Oven | Baseline Forecast | Turnover | 0 | 2821.3928 | 3840.229 | 4700.099 | 5422.0446 | 6024.3847 | 6523.0662 | 6931.9701 | 7263.1777 | 7527.2031 | 6818.4003 | 6295.3378 | 5919.3495 | 5658.702 | 5487.449 | 5384.4658 | 5332.6362 | 5318.1696 | 5330.0265 | 5878.6519 | 5934.3262 | 5918.3265 | 5854.3996 | 5760.3352 | 5649.2435 | 5530.5858 | 5411.0002
F6_Commercial_College_Existing_Food Preparation_Natural Gas_Double Rack Oven_Baseline Forecast | F6 | Commercial | College | Existing | Food Preparation | Natural Gas | Double Rack Oven | Baseline Forecast | Avg. Replacement Usage (kWh) | 0.035357 | 0.035357 | 0.035357 | 0.035357 | 0.035357 | 0.035357 | 0.035357 | 0.035357 | 0.035357 | 0.035357 | 0.035357 | 0.035357 | 0.035357 | 0.035357 | 0.035357 | 0.035357 | 0.035357 | 0.035357 | 0.035357 | 0.035357 | 0.035357 | 0.035357 | 0.035357 | 0.035357 | 0.035357 | 0.035357 | 0.035357
F7_Commercial_College_Existing_Food Preparation_Natural Gas_Double Rack Oven_Baseline Forecast | F7 | Commercial | College | Existing | Food Preparation | Natural Gas | Double Rack Oven | Baseline Forecast | Avg. Replacement Summer Demand (kW) | 0 | 0 | 0 | 0 | 0 | 0 | 0 | 0 | 0 | 0 | 0 | 0 | 0 | 0 | 0 | 0 | 0 | 0 | 0 | 0 | 0 | 0 | 0 | 0 | 0 | 0 | 0
F8_Commercial_College_Existing_Food Preparation_Natural Gas_Double Rack Oven_Baseline Forecast | F8 | Commercial | College | Existing | Food Preparation | Natural Gas | Double Rack Oven | Baseline Forecast | Avg. Replacement Winter Demand (kW) | 0 | 0 | 0 | 0 | 0 | 0 | 0 | 0 | 0 | 0 | 0 | 0 | 0 | 0 | 0 | 0 | 0 | 0 | 0 | 0 | 0 | 0 | 0 | 0 | 0 | 0 | 0
F1_Commercial_College_Existing_Food Preparation_Natural Gas_Fryer_Baseline Forecast | F1 | Commercial | College | Existing | Food Preparation | Natural Gas | Fryer | Baseline Forecast | Units | 335315.5851 | 328609.2734 | 322037.0879 | 315596.3462 | 309284.4193 | 303098.7309 | 297036.7563 | 291096.0211 | 285274.1007 | 279568.6187 | 273977.2463 | 268497.7014 | 263127.7474 | 257865.1924 | 252707.8886 | 247653.7308 | 242700.6562 | 237846.6431 | 233089.7102 | 228427.916 | 223859.3577 | 219382.1705 | 214994.5271 | 210694.6366 | 206480.7438 | 202351.129 | 198304.1064
F2_Commercial_College_Existing_Food Preparation_Natural Gas_Fryer_Baseline Forecast | F2 | Commercial | College | Existing | Food Preparation | Natural Gas | Fryer | Baseline Forecast | Usage (MMtherm) | 0.0070662 | 0.006691 | 0.0063452 | 0.0060239 | 0.0057236 | 0.0054411 | 0.0051742 | 0.0049208 | 0.0046795 | 0.0044739 | 0.0042966 | 0.0041419 | 0.004005 | 0.0038826 | 0.0037718 | 0.0036703 | 0.0035765 | 0.003489 | 0.0034067 | 0.0033287 | 0.0032545 | 0.0031833 | 0.0031149 | 0.0030489 | 0.002985 | 0.002923 | 0.0028628
F3_Commercial_College_Existing_Food Preparation_Natural Gas_Fryer_Baseline Forecast | F3 | Commercial | College | Existing | Food Preparation | Natural Gas | Fryer | Baseline Forecast | Summer Peak Demand (MW) | 0 | 0 | 0 | 0 | 0 | 0 | 0 | 0 | 0 | 0 | 0 | 0 | 0 | 0 | 0 | 0 | 0 | 0 | 0 | 0 | 0 | 0 | 0 | 0 | 0 | 0 | 0
F4_Commercial_College_Existing_Food Preparation_Natural Gas_Fryer_Baseline Forecast | F4 | Commercial | College | Existing | Food Preparation | Natural Gas | Fryer | Baseline Forecast | Winter Peak Demand (MW) | 0 | 0 | 0 | 0 | 0 | 0 | 0 | 0 | 0 | 0 | 0 | 0 | 0 | 0 | 0 | 0 | 0 | 0 | 0 | 0 | 0 | 0 | 0 | 0 | 0 | 0 | 0
F5_Commercial_College_Existing_Food Preparation_Natural Gas_Fryer_Baseline Forecast | F5 | Commercial | College | Existing | Food Preparation | Natural Gas | Fryer | Baseline Forecast | Turnover | 0 | 35051.6558 | 31774.326 | 29119.0229 | 26953.1062 | 25172.5517 | 23695.7706 | 22458.7644 | 21411.326 | 22750.6101 | 23242.9626 | 23177.1603 | 22757.0349 | 22124.6906 | 28443.8792 | 25602.0511 | 23308.0168 | 21825.3284 | 20815.6299 | 20066.8899 | 19450.7755 | 18893.3751 | 20008.5268 | 20233.9243 | 19909.7641 | 19331.6443 | 18662.1195
F6_Commercial_College_Existing_Food Preparation_Natural Gas_Fryer_Baseline Forecast | F6 | Commercial | College | Existing | Food Preparation | Natural Gas | Fryer | Baseline Forecast | Avg. Replacement Usage (kWh) | 0.021073 | 0.0144 | 0.0144 | 0.0144 | 0.0144 | 0.0144 | 0.0144 | 0.0144 | 0.0144 | 0.0144 | 0.0144 | 0.0144 | 0.0144 | 0.0144 | 0.0144 | 0.0144 | 0.0144 | 0.0144 | 0.0144 | 0.0144 | 0.0144 | 0.0144 | 0.0144 | 0.0144 | 0.0144 | 0.0144 | 0.0144
F7_Commercial_College_Existing_Food Preparation_Natural Gas_Fryer_Baseline Forecast | F7 | Commercial | College | Existing | Food Preparation | Natural Gas | Fryer | Baseline Forecast | Avg. Replacement Summer Demand (kW) | 0 | 0 | 0 | 0 | 0 | 0 | 0 | 0 | 0 | 0 | 0 | 0 | 0 | 0 | 0 | 0 | 0 | 0 | 0 | 0 | 0 | 0 | 0 | 0 | 0 | 0 | 0
F8_Commercial_College_Existing_Food Preparation_Natural Gas_Fryer_Baseline Forecast | F8 | Commercial | College | Existing | Food Preparation | Natural Gas | Fryer | Baseline Forecast | Avg. Replacement Winter Demand (kW) | 0 | 0 | 0 | 0 | 0 | 0 | 0 | 0 | 0 | 0 | 0 | 0 | 0 | 0 | 0 | 0 | 0 | 0 | 0 | 0 | 0 | 0 | 0 | 0 | 0 | 0 | 0
F1_Commercial_College_Existing_Food Preparation_Natural Gas_Broiler_Baseline Forecast | F1 | Commercial | College | Existing | Food Preparation | Natural Gas | Broiler | Baseline Forecast | Units | 518214.9952 | 507850.6953 | 497693.6814 | 487739.8077 | 477985.0116 | 468425.3113 | 459056.8051 | 449875.669 | 440878.1556 | 432060.5925 | 423419.3807 | 414950.9931 | 406651.9732 | 398518.9337 | 390548.5551 | 382737.584 | 375082.8323 | 367581.1756 | 360229.5521 | 353024.9611 | 345964.4619 | 339045.1726 | 332264.2692 | 325618.9838 | 319106.6041 | 312724.472 | 306469.9826
F2_Commercial_College_Existing_Food Preparation_Natural Gas_Broiler_Baseline Forecast | F2 | Commercial | College | Existing | Food Preparation | Natural Gas | Broiler | Baseline Forecast | Usage (MMtherm) | 0.01167 | 0.011437 | 0.011208 | 0.010984 | 0.010764 | 0.010549 | 0.010338 | 0.010131 | 0.0099286 | 0.00973 | 0.0095354 | 0.0093447 | 0.0091578 | 0.0089746 | 0.0087951 | 0.0086192 | 0.0084468 | 0.0082779 | 0.0081123 | 0.0079501 | 0.0077911 | 0.0076353 | 0.0074826 | 0.0073329 | 0.0071863 | 0.0070425 | 0.0069017
F3_Commercial_College_Existing_Food Preparation_Natural Gas_Broiler_Baseline Forecast | F3 | Commercial | College | Existing | Food Preparation | Natural Gas | Broiler | Baseline Forecast | Summer Peak Demand (MW) | 0 | 0 | 0 | 0 | 0 | 0 | 0 | 0 | 0 | 0 | 0 | 0 | 0 | 0 | 0 | 0 | 0 | 0 | 0 | 0 | 0 | 0 | 0 | 0 | 0 | 0 | 0
F4_Commercial_College_Existing_Food Preparation_Natural Gas_Broiler_Baseline Forecast | F4 | Commercial | College | Existing | Food Preparation | Natural Gas | Broiler | Baseline Forecast | Winter Peak Demand (MW) | 0 | 0 | 0 | 0 | 0 | 0 | 0 | 0 | 0 | 0 | 0 | 0 | 0 | 0 | 0 | 0 | 0 | 0 | 0 | 0 | 0 | 0 | 0 | 0 | 0 | 0 | 0
F5_Commercial_College_Existing_Food Preparation_Natural Gas_Broiler_Baseline Forecast | F5 | Commercial | College | Existing | Food Preparation | Natural Gas | Broiler | Baseline Forecast | Turnover | 0 | 18809.285 | 20993.252 | 22803.5644 | 24290.2255 | 25496.7567 | 26461.034 | 27216.0162 | 27790.3793 | 28209.0692 | 26315.7002 | 24868.6852 | 23775.8792 | 22961.646 | 22364.1298 | 21932.9562 | 21627.2966 | 21414.2413 | 21267.4333 | 24990.5436 | 24621.3785 | 24127.9228 | 23561.1068 | 22958.3931 | 22346.7267 | 21744.9072 | 21165.4866
F6_Commercial_College_Existing_Food Preparation_Natural Gas_Broiler_Baseline Forecast | F6 | Commercial | College | Existing | Food Preparation | Natural Gas | Broiler | Baseline Forecast | Avg. Replacement Usage (kWh) | 0.02252 | 0.02252 | 0.02252 | 0.02252 | 0.02252 | 0.02252 | 0.02252 | 0.02252 | 0.02252 | 0.02252 | 0.02252 | 0.02252 | 0.02252 | 0.02252 | 0.02252 | 0.02252 | 0.02252 | 0.02252 | 0.02252 | 0.02252 | 0.02252 | 0.02252 | 0.02252 | 0.02252 | 0.02252 | 0.02252 | 0.02252
F7_Commercial_College_Existing_Food Preparation_Natural Gas_Broiler_Baseline Forecast | F7 | Commercial | College | Existing | Food Preparation | Natural Gas | Broiler | Baseline Forecast | Avg. Replacement Summer Demand (kW) | 0 | 0 | 0 | 0 | 0 | 0 | 0 | 0 | 0 | 0 | 0 | 0 | 0 | 0 | 0 | 0 | 0 | 0 | 0 | 0 | 0 | 0 | 0 | 0 | 0 | 0 | 0
F8_Commercial_College_Existing_Food Preparation_Natural Gas_Broiler_Baseline Forecast | F8 | Commercial | College | Existing | Food Preparation | Natural Gas | Broiler | Baseline Forecast | Avg. Replacement Winter Demand (kW) | 0 | 0 | 0 | 0 | 0 | 0 | 0 | 0 | 0 | 0 | 0 | 0 | 0 | 0 | 0 | 0 | 0 | 0 | 0 | 0 | 0 | 0 | 0 | 0 | 0 | 0 | 0
F1_Commercial_College_Existing_Food Preparation_Natural Gas_Griddle_Baseline Forecast | F1 | Commercial | College | Existing | Food Preparation | Natural Gas | Griddle | Baseline Forecast | Units | 731597.6402 | 716965.6874 | 702626.3737 | 688573.8462 | 674802.3693 | 661306.3219 | 648080.1955 | 635118.5915 | 622416.2197 | 609967.8953 | 597768.5374 | 585813.1667 | 574096.9033 | 562614.9653 | 551362.666 | 540335.4126 | 529528.7044 | 518938.1303 | 508559.3677 | 498388.1803 | 488420.4167 | 478652.0084 | 469078.9682 | 459697.3889 | 450503.4411 | 441493.3723 | 432663.5048
F2_Commercial_College_Existing_Food Preparation_Natural Gas_Griddle_Baseline Forecast | F2 | Commercial | College | Existing | Food Preparation | Natural Gas | Griddle | Baseline Forecast | Usage (MMtherm) | 0.011483 | 0.011253 | 0.011028 | 0.010808 | 0.010592 | 0.01038 | 0.010172 | 0.0099687 | 0.0097693 | 0.0095739 | 0.0093824 | 0.0091948 | 0.0090109 | 0.0088307 | 0.008654 | 0.008481 | 0.0083113 | 0.0081451 | 0.0079822 | 0.0078226 | 0.0076661 | 0.0075128 | 0.0073625 | 0.0072153 | 0.007071 | 0.0069296 | 0.006791
F3_Commercial_College_Existing_Food Preparation_Natural Gas_Griddle_Baseline Forecast | F3 | Commercial | College | Existing | Food Preparation | Natural Gas | Griddle | Baseline Forecast | Summer Peak Demand (MW) | 0 | 0 | 0 | 0 | 0 | 0 | 0 | 0 | 0 | 0 | 0 | 0 | 0 | 0 | 0 | 0 | 0 | 0 | 0 | 0 | 0 | 0 | 0 | 0 | 0 | 0 | 0
F4_Commercial_College_Existing_Food Preparation_Natural Gas_Griddle_Baseline Forecast | F4 | Commercial | College | Existing | Food Preparation | Natural Gas | Griddle | Baseline Forecast | Winter Peak Demand (MW) | 0 | 0 | 0 | 0 | 0 | 0 | 0 | 0 | 0 | 0 | 0 | 0 | 0 | 0 | 0 | 0 | 0 | 0 | 0 | 0 | 0 | 0 | 0 | 0 | 0 | 0 | 0
F5_Commercial_College_Existing_Food Preparation_Natural Gas_Griddle_Baseline Forecast | F5 | Commercial | College | Existing | Food Preparation | Natural Gas | Griddle | Baseline Forecast | Turnover | 0 | 26554.2847 | 29637.5322 | 32193.2674 | 34292.083 | 35995.4212 | 37356.7539 | 38422.6111 | 39233.4766 | 39824.5683 | 37151.5768 | 35108.732 | 33565.9471 | 32416.4414 | 31572.8891 | 30964.1734 | 30532.654 | 30231.87 | 30024.6118 | 35280.7674 | 34759.5932 | 34062.9498 | 33262.739 | 32411.8491 | 31548.3201 | 30698.6925 | 29880.687
F6_Commercial_College_Existing_Food Preparation_Natural Gas_Griddle_Baseline Forecast | F6 | Commercial | College | Existing | Food Preparation | Natural Gas | Griddle | Baseline Forecast | Avg. Replacement Usage (kWh) | 0.015696 | 0.015696 | 0.015696 | 0.015696 | 0.015696 | 0.015696 | 0.015696 | 0.015696 | 0.015696 | 0.015696 | 0.015696 | 0.015696 | 0.015696 | 0.015696 | 0.015696 | 0.015696 | 0.015696 | 0.015696 | 0.015696 | 0.015696 | 0.015696 | 0.015696 | 0.015696 | 0.015696 | 0.015696 | 0.015696 | 0.015696
F7_Commercial_College_Existing_Food Preparation_Natural Gas_Griddle_Baseline Forecast | F7 | Commercial | College | Existing | Food Preparation | Natural Gas | Griddle | Baseline Forecast | Avg. Replacement Summer Demand (kW) | 0 | 0 | 0 | 0 | 0 | 0 | 0 | 0 | 0 | 0 | 0 | 0 | 0 | 0 | 0 | 0 | 0 | 0 | 0 | 0 | 0 | 0 | 0 | 0 | 0 | 0 | 0
F8_Commercial_College_Existing_Food Preparation_Natural Gas_Griddle_Baseline Forecast | F8 | Commercial | College | Existing | Food Preparation | Natural Gas | Griddle | Baseline Forecast | Avg. Replacement Winter Demand (kW) | 0 | 0 | 0 | 0 | 0 | 0 | 0 | 0 | 0 | 0 | 0 | 0 | 0 | 0 | 0 | 0 | 0 | 0 | 0 | 0 | 0 | 0 | 0 | 0 | 0 | 0 | 0
F1_Commercial_College_Existing_Food Preparation_Natural Gas_Range_Baseline Forecast | F1 | Commercial | College | Existing | Food Preparation | Natural Gas | Range | Baseline Forecast | Units | 904335.972 | 886249.2525 | 868524.2675 | 851153.7821 | 834130.7065 | 817448.0923 | 801099.1305 | 785077.1479 | 769375.6049 | 753988.0928 | 738908.331 | 724130.1644 | 709647.5611 | 695454.6098 | 681545.5176 | 667914.6073 | 654556.3152 | 641465.1888 | 628635.8851 | 616063.1674 | 603741.904 | 591667.0659 | 579833.7246 | 568237.0501 | 556872.3091 | 545734.8629 | 534820.1657
F2_Commercial_College_Existing_Food Preparation_Natural Gas_Range_Baseline Forecast | F2 | Commercial | College | Existing | Food Preparation | Natural Gas | Range | Baseline Forecast | Usage (MMtherm) | 0.014023 | 0.013742 | 0.013467 | 0.013198 | 0.012934 | 0.012675 | 0.012422 | 0.012174 | 0.01193 | 0.011691 | 0.011458 | 0.011228 | 0.011004 | 0.010784 | 0.010568 | 0.010357 | 0.01015 | 0.0099467 | 0.0097477 | 0.0095528 | 0.0093617 | 0.0091745 | 0.008991 | 0.0088112 | 0.0086349 | 0.0084622 | 0.008293
F3_Commercial_College_Existing_Food Preparation_Natural Gas_Range_Baseline Forecast | F3 | Commercial | College | Existing | Food Preparation | Natural Gas | Range | Baseline Forecast | Summer Peak Demand (MW) | 0 | 0 | 0 | 0 | 0 | 0 | 0 | 0 | 0 | 0 | 0 | 0 | 0 | 0 | 0 | 0 | 0 | 0 | 0 | 0 | 0 | 0 | 0 | 0 | 0 | 0 | 0
F4_Commercial_College_Existing_Food Preparation_Natural Gas_Range_Baseline Forecast | F4 | Commercial | College | Existing | Food Preparation | Natural Gas | Range | Baseline Forecast | Winter Peak Demand (MW) | 0 | 0 | 0 | 0 | 0 | 0 | 0 | 0 | 0 | 0 | 0 | 0 | 0 | 0 | 0 | 0 | 0 | 0 | 0 | 0 | 0 | 0 | 0 | 0 | 0 | 0 | 0
F5_Commercial_College_Existing_Food Preparation_Natural Gas_Range_Baseline Forecast | F5 | Commercial | College | Existing | Food Preparation | Natural Gas | Range | Baseline Forecast | Turnover | 0 | 35449.9701 | 45163.2619 | 52431.073 | 57788.5753 | 61655.2049 | 64359.6633 | 66159.519 | 67256.575 | 67808.9166 | 59073.4573 | 53844.5442 | 50956.9806 | 49586.4919 | 49156.7875 | 56274.4587 | 57210.3019 | 57682.1805 | 57795.5472 | 56154.4207 | 53781.535 | 51271.6629 | 48943.6595 | 46943.5713 | 44729.6299 | 43808.1981 | 43606.3837
F6_Commercial_College_Existing_Food Preparation_Natural Gas_Range_Baseline Forecast | F6 | Commercial | College | Existing | Food Preparation | Natural Gas | Range | Baseline Forecast | Avg. Replacement Usage (kWh) | 0.015506 | 0.015506 | 0.015506 | 0.015506 | 0.015506 | 0.015506 | 0.015506 | 0.015506 | 0.015506 | 0.015506 | 0.015506 | 0.015506 | 0.015506 | 0.015506 | 0.015506 | 0.015506 | 0.015506 | 0.015506 | 0.015506 | 0.015506 | 0.015506 | 0.015506 | 0.015506 | 0.015506 | 0.015506 | 0.015506 | 0.015506
F7_Commercial_College_Existing_Food Preparation_Natural Gas_Range_Baseline Forecast | F7 | Commercial | College | Existing | Food Preparation | Natural Gas | Range | Baseline Forecast | Avg. Replacement Summer Demand (kW) | 0 | 0 | 0 | 0 | 0 | 0 | 0 | 0 | 0 | 0 | 0 | 0 | 0 | 0 | 0 | 0 | 0 | 0 | 0 | 0 | 0 | 0 | 0 | 0 | 0 | 0 | 0
F8_Commercial_College_Existing_Food Preparation_Natural Gas_Range_Baseline Forecast | F8 | Commercial | College | Existing | Food Preparation | Natural Gas | Range | Baseline Forecast | Avg. Replacement Winter Demand (kW) | 0 | 0 | 0 | 0 | 0 | 0 | 0 | 0 | 0 | 0 | 0 | 0 | 0 | 0 | 0 | 0 | 0 | 0 | 0 | 0 | 0 | 0 | 0 | 0 | 0 | 0 | 0
F1_Commercial_College_Existing_Food Preparation_Natural Gas_Steamer_Baseline Forecast | F1 | Commercial | College | Existing | Food Preparation | Natural Gas | Steamer | Baseline Forecast | Units | 325154.5068 | 318651.4166 | 312278.3883 | 306032.8205 | 299912.1641 | 293913.9208 | 288035.6424 | 282274.9296 | 276629.431 | 271096.8424 | 265674.9055 | 260361.4074 | 255154.1793 | 250051.0957 | 245050.0738 | 240149.0723 | 235346.0908 | 230639.169 | 226026.3856 | 221505.8579 | 217075.7408 | 212734.226 | 208479.5414 | 204309.9506 | 200223.7516 | 196219.2766 | 192294.891
F2_Commercial_College_Existing_Food Preparation_Natural Gas_Steamer_Baseline Forecast | F2 | Commercial | College | Existing | Food Preparation | Natural Gas | Steamer | Baseline Forecast | Usage (MMtherm) | 0.0058264 | 0.0053002 | 0.0048061 | 0.0043402 | 0.0038991 | 0.0034805 | 0.0030821 | 0.0027022 | 0.0023986 | 0.002155 | 0.0019585 | 0.0017991 | 0.0016689 | 0.0015616 | 0.0014724 | 0.0013975 | 0.001334 | 0.0012794 | 0.0012319 | 0.0011901 | 0.0011528 | 0.0011192 | 0.0010886 | 0.0010603 | 0.001034 | 0.0010093 | 0.00098603
F3_Commercial_College_Existing_Food Preparation_Natural Gas_Steamer_Baseline Forecast | F3 | Commercial | College | Existing | Food Preparation | Natural Gas | Steamer | Baseline Forecast | Summer Peak Demand (MW) | 0 | 0 | 0 | 0 | 0 | 0 | 0 | 0 | 0 | 0 | 0 | 0 | 0 | 0 | 0 | 0 | 0 | 0 | 0 | 0 | 0 | 0 | 0 | 0 | 0 | 0 | 0
F4_Commercial_College_Existing_Food Preparation_Natural Gas_Steamer_Baseline Forecast | F4 | Commercial | College | Existing | Food Preparation | Natural Gas | Steamer | Baseline Forecast | Winter Peak Demand (MW) | 0 | 0 | 0 | 0 | 0 | 0 | 0 | 0 | 0 | 0 | 0 | 0 | 0 | 0 | 0 | 0 | 0 | 0 | 0 | 0 | 0 | 0 | 0 | 0 | 0 | 0 | 0
F5_Commercial_College_Existing_Food Preparation_Natural Gas_Steamer_Baseline Forecast | F5 | Commercial | College | Existing | Food Preparation | Natural Gas | Steamer | Baseline Forecast | Turnover | 0 | 31865.1417 | 30186.9109 | 28767.0851 | 27551.9308 | 26499.2791 | 25576.0289 | 24756.1888 | 24941.4406 | 24795.2951 | 24434.1996 | 23940.1194 | 23369.9938 | 29317.6553 | 27069.2096 | 25384.8443 | 24075.1886 | 23014.1521 | 22118.8031 | 21335.3352 | 21957.1431 | 21986.8446 | 21672.8642 | 21170.4727 | 20574.6992 | 21290.5782 | 20054.2561
F6_Commercial_College_Existing_Food Preparation_Natural Gas_Steamer_Baseline Forecast | F6 | Commercial | College | Existing | Food Preparation | Natural Gas | Steamer | Baseline Forecast | Avg. Replacement Usage (kWh) | 0.017919 | 0.0050627 | 0.0050627 | 0.0050627 | 0.0050627 | 0.0050627 | 0.0050627 | 0.0050627 | 0.0050627 | 0.0050627 | 0.0050627 | 0.0050627 | 0.0050627 | 0.0050627 | 0.0050627 | 0.0050627 | 0.0050627 | 0.0050627 | 0.0050627 | 0.0050627 | 0.0050627 | 0.0050627 | 0.0050627 | 0.0050627 | 0.0050627 | 0.0050627 | 0.0050627
F7_Commercial_College_Existing_Food Preparation_Natural Gas_Steamer_Baseline Forecast | F7 | Commercial | College | Existing | Food Preparation | Natural Gas | Steamer | Baseline Forecast | Avg. Replacement Summer Demand (kW) | 0 | 0 | 0 | 0 | 0 | 0 | 0 | 0 | 0 | 0 | 0 | 0 | 0 | 0 | 0 | 0 | 0 | 0 | 0 | 0 | 0 | 0 | 0 | 0 | 0 | 0 | 0
F8_Commercial_College_Existing_Food Preparation_Natural Gas_Steamer_Baseline Forecast | F8 | Commercial | College | Existing | Food Preparation | Natural Gas | Steamer | Baseline Forecast | Avg. Replacement Winter Demand (kW) | 0 | 0 | 0 | 0 | 0 | 0 | 0 | 0 | 0 | 0 | 0 | 0 | 0 | 0 | 0 | 0 | 0 | 0 | 0 | 0 | 0 | 0 | 0 | 0 | 0 | 0 | 0
F1_Commercial_College_Existing_Food Preparation_Natural Gas_Commercial Food Prep Other_Baseline Forecast | F1 | Commercial | College | Existing | Food Preparation | Natural Gas | Commercial Food Prep Other | Baseline Forecast | Units | 40644.3133 | 39831.4271 | 39034.7985 | 38254.1026 | 37489.0205 | 36739.2401 | 36004.4553 | 35284.3662 | 34578.6789 | 33887.1053 | 33209.3632 | 32545.1759 | 31894.2724 | 31256.387 | 30631.2592 | 30018.634 | 29418.2614 | 28829.8961 | 28253.2982 | 27688.2322 | 27134.4676 | 26591.7782 | 26059.9427 | 25538.7438 | 25027.9689 | 24527.4096 | 24036.8614
F2_Commercial_College_Existing_Food Preparation_Natural Gas_Commercial Food Prep Other_Baseline Forecast | F2 | Commercial | College | Existing | Food Preparation | Natural Gas | Commercial Food Prep Other | Baseline Forecast | Usage (MMtherm) | 0.00026302 | 0.00025776 | 0.0002526 | 0.00024755 | 0.0002426 | 0.00023775 | 0.00023299 | 0.00022833 | 0.00022377 | 0.00021929 | 0.00021491 | 0.00021061 | 0.0002064 | 0.00020227 | 0.00019822 | 0.00019426 | 0.00019037 | 0.00018657 | 0.00018283 | 0.00017918 | 0.00017559 | 0.00017208 | 0.00016864 | 0.00016527 | 0.00016196 | 0.00015872 | 0.00015555
F3_Commercial_College_Existing_Food Preparation_Natural Gas_Commercial Food Prep Other_Baseline Forecast | F3 | Commercial | College | Existing | Food Preparation | Natural Gas | Commercial Food Prep Other | Baseline Forecast | Summer Peak Demand (MW) | 0 | 0 | 0 | 0 | 0 | 0 | 0 | 0 | 0 | 0 | 0 | 0 | 0 | 0 | 0 | 0 | 0 | 0 | 0 | 0 | 0 | 0 | 0 | 0 | 0 | 0 | 0
F4_Commercial_College_Existing_Food Preparation_Natural Gas_Commercial Food Prep Other_Baseline Forecast | F4 | Commercial | College | Existing | Food Preparation | Natural Gas | Commercial Food Prep Other | Baseline Forecast | Winter Peak Demand (MW) | 0 | 0 | 0 | 0 | 0 | 0 | 0 | 0 | 0 | 0 | 0 | 0 | 0 | 0 | 0 | 0 | 0 | 0 | 0 | 0 | 0 | 0 | 0 | 0 | 0 | 0 | 0
F5_Commercial_College_Existing_Food Preparation_Natural Gas_Commercial Food Prep Other_Baseline Forecast | F5 | Commercial | College | Existing | Food Preparation | Natural Gas | Commercial Food Prep Other | Baseline Forecast | Turnover | 0 | 1593.2571 | 2029.8095 | 2356.4527 | 2597.2393 | 2771.0204 | 2892.5691 | 2973.4615 | 3022.7674 | 3047.5918 | 2654.9868 | 2419.9795 | 2290.2014 | 2228.6064 | 2209.2938 | 2529.1892 | 2571.2495 | 2592.4575 | 2597.5527 | 2523.7942 | 2417.1476 | 2304.3444 | 2199.715 | 2109.8234 | 2010.3204 | 1968.9078 | 1959.8375
F6_Commercial_College_Existing_Food Preparation_Natural Gas_Commercial Food Prep Other_Baseline Forecast | F6 | Commercial | College | Existing | Food Preparation | Natural Gas | Commercial Food Prep Other | Baseline Forecast | Avg. Replacement Usage (kWh) | 0.0064712 | 0.0064712 | 0.0064712 | 0.0064712 | 0.0064712 | 0.0064712 | 0.0064712 | 0.0064712 | 0.0064712 | 0.0064712 | 0.0064712 | 0.0064712 | 0.0064712 | 0.0064712 | 0.0064712 | 0.0064712 | 0.0064712 | 0.0064712 | 0.0064712 | 0.0064712 | 0.0064712 | 0.0064712 | 0.0064712 | 0.0064712 | 0.0064712 | 0.0064712 | 0.0064712
F7_Commercial_College_Existing_Food Preparation_Natural Gas_Commercial Food Prep Other_Baseline Forecast | F7 | Commercial | College | Existing | Food Preparation | Natural Gas | Commercial Food Prep Other | Baseline Forecast | Avg. Replacement Summer Demand (kW) | 0 | 0 | 0 | 0 | 0 | 0 | 0 | 0 | 0 | 0 | 0 | 0 | 0 | 0 | 0 | 0 | 0 | 0 | 0 | 0 | 0 | 0 | 0 | 0 | 0 | 0 | 0
F8_Commercial_College_Existing_Food Preparation_Natural Gas_Commercial Food Prep Other_Baseline Forecast | F8 | Commercial | College | Existing | Food Preparation | Natural Gas | Commercial Food Prep Other | Baseline Forecast | Avg. Replacement Winter Demand (kW) | 0 | 0 | 0 | 0 | 0 | 0 | 0 | 0 | 0 | 0 | 0 | 0 | 0 | 0 | 0 | 0 | 0 | 0 | 0 | 0 | 0 | 0 | 0 | 0 | 0 | 0 | 0
F1_Commercial_College_Existing_Miscellaneous_Natural Gas_Pool Heater_Baseline Forecast | F1 | Commercial | College | Existing | Miscellaneous | Natural Gas | Pool Heater | Baseline Forecast | Units | 37650.877 | 36897.8594 | 36159.9023 | 35436.7042 | 34727.9701 | 34033.4107 | 33352.7425 | 32685.6877 | 32031.9739 | 31391.3344 | 30763.5077 | 30148.2376 | 29545.2728 | 28954.3674 | 28375.28 | 27807.7744 | 27251.6189 | 26706.5866 | 26172.4548 | 25649.0057 | 25136.0256 | 24633.3051 | 24140.639 | 23657.8262 | 23184.6697 | 22720.9763 | 22266.5568
F2_Commercial_College_Existing_Miscellaneous_Natural Gas_Pool Heater_Baseline Forecast | F2 | Commercial | College | Existing | Miscellaneous | Natural Gas | Pool Heater | Baseline Forecast | Usage (MMtherm) | 8.6256e-05 | 8.4531e-05 | 8.284e-05 | 8.1184e-05 | 7.956e-05 | 7.7969e-05 | 7.6409e-05 | 7.4881e-05 | 7.3383e-05 | 7.1916e-05 | 7.0477e-05 | 6.9068e-05 | 6.7687e-05 | 6.6333e-05 | 6.5006e-05 | 6.3706e-05 | 6.2432e-05 | 6.1183e-05 | 5.996e-05 | 5.876e-05 | 5.7585e-05 | 5.6434e-05 | 5.5305e-05 | 5.4199e-05 | 5.3115e-05 | 5.2053e-05 | 5.1011e-05
F3_Commercial_College_Existing_Miscellaneous_Natural Gas_Pool Heater_Baseline Forecast | F3 | Commercial | College | Existing | Miscellaneous | Natural Gas | Pool Heater | Baseline Forecast | Summer Peak Demand (MW) | 0 | 0 | 0 | 0 | 0 | 0 | 0 | 0 | 0 | 0 | 0 | 0 | 0 | 0 | 0 | 0 | 0 | 0 | 0 | 0 | 0 | 0 | 0 | 0 | 0 | 0 | 0
F4_Commercial_College_Existing_Miscellaneous_Natural Gas_Pool Heater_Baseline Forecast | F4 | Commercial | College | Existing | Miscellaneous | Natural Gas | Pool Heater | Baseline Forecast | Winter Peak Demand (MW) | 0 | 0 | 0 | 0 | 0 | 0 | 0 | 0 | 0 | 0 | 0 | 0 | 0 | 0 | 0 | 0 | 0 | 0 | 0 | 0 | 0 | 0 | 0 | 0 | 0 | 0 | 0
F5_Commercial_College_Existing_Miscellaneous_Natural Gas_Pool Heater_Baseline Forecast | F5 | Commercial | College | Existing | Miscellaneous | Natural Gas | Pool Heater | Baseline Forecast | Turnover | 0 | 4427.7431 | 4194.5487 | 3997.2602 | 3828.4114 | 3682.1428 | 3687.2658 | 3649.1243 | 3583.5548 | 3501.6231 | 3410.9456 | 4289.1621 | 3991.4265 | 3752.8396 | 3556.2219 | 3389.7937 | 3449.8818 | 3433.92 | 3372.235 | 3284.5431 | 3183.4809 | 3322.2507 | 3180.0446 | 3068.7971 | 2973.6931 | 2886.4851 | 2891.0062
F6_Commercial_College_Existing_Miscellaneous_Natural Gas_Pool Heater_Baseline Forecast | F6 | Commercial | College | Existing | Miscellaneous | Natural Gas | Pool Heater | Baseline Forecast | Avg. Replacement Usage (kWh) | 0.0022909 | 0.0022909 | 0.0022909 | 0.0022909 | 0.0022909 | 0.0022909 | 0.0022909 | 0.0022909 | 0.0022909 | 0.0022909 | 0.0022909 | 0.0022909 | 0.0022909 | 0.0022909 | 0.0022909 | 0.0022909 | 0.0022909 | 0.0022909 | 0.0022909 | 0.0022909 | 0.0022909 | 0.0022909 | 0.0022909 | 0.0022909 | 0.0022909 | 0.0022909 | 0.0022909
F7_Commercial_College_Existing_Miscellaneous_Natural Gas_Pool Heater_Baseline Forecast | F7 | Commercial | College | Existing | Miscellaneous | Natural Gas | Pool Heater | Baseline Forecast | Avg. Replacement Summer Demand (kW) | 0 | 0 | 0 | 0 | 0 | 0 | 0 | 0 | 0 | 0 | 0 | 0 | 0 | 0 | 0 | 0 | 0 | 0 | 0 | 0 | 0 | 0 | 0 | 0 | 0 | 0 | 0
F8_Commercial_College_Existing_Miscellaneous_Natural Gas_Pool Heater_Baseline Forecast | F8 | Commercial | College | Existing | Miscellaneous | Natural Gas | Pool Heater | Baseline Forecast | Avg. Replacement Winter Demand (kW) | 0 | 0 | 0 | 0 | 0 | 0 | 0 | 0 | 0 | 0 | 0 | 0 | 0 | 0 | 0 | 0 | 0 | 0 | 0 | 0 | 0 | 0 | 0 | 0 | 0 | 0 | 0
F1_Commercial_College_Existing_Miscellaneous_Natural Gas_Miscellaneous_Baseline Forecast | F1 | Commercial | College | Existing | Miscellaneous | Natural Gas | Miscellaneous | Baseline Forecast | Units | 3099128.8927 | 3037146.3148 | 2976403.3885 | 2916875.3207 | 2858537.8143 | 2801367.058 | 2745339.7169 | 2690432.9225 | 2636624.2641 | 2583891.7788 | 2532213.9432 | 2481569.6644 | 2431938.2711 | 2383299.5057 | 2335633.5155 | 2288920.8452 | 2243142.4283 | 2198279.5798 | 2154313.9882 | 2111227.7084 | 2069003.1542 | 2027623.0911 | 1987070.6293 | 1947329.2167 | 1908382.6324 | 1870214.9798 | 1832810.6802
F2_Commercial_College_Existing_Miscellaneous_Natural Gas_Miscellaneous_Baseline Forecast | F2 | Commercial | College | Existing | Miscellaneous | Natural Gas | Miscellaneous | Baseline Forecast | Usage (MMtherm) | 0.016221 | 0.015896 | 0.015579 | 0.015267 | 0.014962 | 0.014662 | 0.014369 | 0.014082 | 0.0138 | 0.013524 | 0.013254 | 0.012989 | 0.012729 | 0.012474 | 0.012225 | 0.01198 | 0.011741 | 0.011506 | 0.011276 | 0.01105 | 0.010829 | 0.010613 | 0.0104 | 0.010192 | 0.0099885 | 0.0097887 | 0.009593
F3_Commercial_College_Existing_Miscellaneous_Natural Gas_Miscellaneous_Baseline Forecast | F3 | Commercial | College | Existing | Miscellaneous | Natural Gas | Miscellaneous | Baseline Forecast | Summer Peak Demand (MW) | 0 | 0 | 0 | 0 | 0 | 0 | 0 | 0 | 0 | 0 | 0 | 0 | 0 | 0 | 0 | 0 | 0 | 0 | 0 | 0 | 0 | 0 | 0 | 0 | 0 | 0 | 0
F4_Commercial_College_Existing_Miscellaneous_Natural Gas_Miscellaneous_Baseline Forecast | F4 | Commercial | College | Existing | Miscellaneous | Natural Gas | Miscellaneous | Baseline Forecast | Winter Peak Demand (MW) | 0 | 0 | 0 | 0 | 0 | 0 | 0 | 0 | 0 | 0 | 0 | 0 | 0 | 0 | 0 | 0 | 0 | 0 | 0 | 0 | 0 | 0 | 0 | 0 | 0 | 0 | 0
F5_Commercial_College_Existing_Miscellaneous_Natural Gas_Miscellaneous_Baseline Forecast | F5 | Commercial | College | Existing | Miscellaneous | Natural Gas | Miscellaneous | Baseline Forecast | Turnover | 0 | 260326.827 | 303714.6315 | 338459.5853 | 319308.5555 | 309055.4411 | 305114.4925 | 299229.1249 | 292906.8233 | 287066.2058 | 281368.7641 | 337706.2476 | 333839.3909 | 327974.2369 | 317957.3698 | 311050.3352 | 305913.6781 | 299770.4062 | 293549.3277 | 287717.5353 | 281999.1061 | 291100.0722 | 283896.7526 | 276582.9616 | 270646.7746 | 265384.4824 | 260369.3442
F6_Commercial_College_Existing_Miscellaneous_Natural Gas_Miscellaneous_Baseline Forecast | F6 | Commercial | College | Existing | Miscellaneous | Natural Gas | Miscellaneous | Baseline Forecast | Avg. Replacement Usage (kWh) | 0.005234 | 0.005234 | 0.005234 | 0.005234 | 0.005234 | 0.005234 | 0.005234 | 0.005234 | 0.005234 | 0.005234 | 0.005234 | 0.005234 | 0.005234 | 0.005234 | 0.005234 | 0.005234 | 0.005234 | 0.005234 | 0.005234 | 0.005234 | 0.005234 | 0.005234 | 0.005234 | 0.005234 | 0.005234 | 0.005234 | 0.005234
F7_Commercial_College_Existing_Miscellaneous_Natural Gas_Miscellaneous_Baseline Forecast | F7 | Commercial | College | Existing | Miscellaneous | Natural Gas | Miscellaneous | Baseline Forecast | Avg. Replacement Summer Demand (kW) | 0 | 0 | 0 | 0 | 0 | 0 | 0 | 0 | 0 | 0 | 0 | 0 | 0 | 0 | 0 | 0 | 0 | 0 | 0 | 0 | 0 | 0 | 0 | 0 | 0 | 0 | 0
F8_Commercial_College_Existing_Miscellaneous_Natural Gas_Miscellaneous_Baseline Forecast | F8 | Commercial | College | Existing | Miscellaneous | Natural Gas | Miscellaneous | Baseline Forecast | Avg. Replacement Winter Demand (kW) | 0 | 0 | 0 | 0 | 0 | 0 | 0 | 0 | 0 | 0 | 0 | 0 | 0 | 0 | 0 | 0 | 0 | 0 | 0 | 0 | 0 | 0 | 0 | 0 | 0 | 0 | 0
F1_Commercial_College_New_Space Heating_Natural Gas_Furnace_Baseline Forecast | F1 | Commercial | College | New | Space Heating | Natural Gas | Furnace | Baseline Forecast | Units | 0 | 11265.8581 | 19882.3168 | 28467.5225 | 36978.4731 | 45379.6232 | 53804.4947 | 62193.2313 | 70548.4328 | 78872.6739 | 87168.5047 | 95438.4518 | 103685.0189 | 111910.6879 | 120117.9195 | 128309.1543 | 136486.8134 | 144653.2993 | 152810.9967 | 160962.2732 | 169109.4802 | 177254.9535 | 185401.0143 | 193549.9697 | 201704.1135 | 209865.7272 | 218037.0802
F2_Commercial_College_New_Space Heating_Natural Gas_Furnace_Baseline Forecast | F2 | Commercial | College | New | Space Heating | Natural Gas | Furnace | Baseline Forecast | Usage (MMtherm) | 0 | 0.0026999 | 0.0047464 | 0.0065681 | 0.0083741 | 0.010157 | 0.011945 | 0.013725 | 0.015498 | 0.017264 | 0.019024 | 0.020779 | 0.022529 | 0.024275 | 0.026016 | 0.027754 | 0.02949 | 0.031223 | 0.032954 | 0.03466 | 0.03635 | 0.038043 | 0.039738 | 0.041437 | 0.043139 | 0.044845 | 0.046555
F3_Commercial_College_New_Space Heating_Natural Gas_Furnace_Baseline Forecast | F3 | Commercial | College | New | Space Heating | Natural Gas | Furnace | Baseline Forecast | Summer Peak Demand (MW) | 0 | 0 | 0 | 0 | 0 | 0 | 0 | 0 | 0 | 0 | 0 | 0 | 0 | 0 | 0 | 0 | 0 | 0 | 0 | 0 | 0 | 0 | 0 | 0 | 0 | 0 | 0
F4_Commercial_College_New_Space Heating_Natural Gas_Furnace_Baseline Forecast | F4 | Commercial | College | New | Space Heating | Natural Gas | Furnace | Baseline Forecast | Winter Peak Demand (MW) | 0 | 0 | 0 | 0 | 0 | 0 | 0 | 0 | 0 | 0 | 0 | 0 | 0 | 0 | 0 | 0 | 0 | 0 | 0 | 0 | 0 | 0 | 0 | 0 | 0 | 0 | 0
F5_Commercial_College_New_Space Heating_Natural Gas_Furnace_Baseline Forecast | F5 | Commercial | College | New | Space Heating | Natural Gas | Furnace | Baseline Forecast | Turnover | 0 | 11265.8581 | 8616.4587 | 8585.2057 | 8510.9506 | 8401.15 | 8424.8716 | 8388.7365 | 8355.2015 | 8324.2411 | 8295.8308 | 8269.9471 | 8246.5671 | 8225.669 | 8207.2316 | 8191.2348 | 8177.6591 | 8166.4859 | 8157.6974 | 9017.881 | 9609.9541 | 10156.1019 | 10656.7141 | 11112.7238 | 11537.9971 | 11930.458 | 12292.9941
F6_Commercial_College_New_Space Heating_Natural Gas_Furnace_Baseline Forecast | F6 | Commercial | College | New | Space Heating | Natural Gas | Furnace | Baseline Forecast | Avg. Replacement Usage (kWh) | 0.22277 | 0.23965 | 0.23872 | 0.2122 | 0.2122 | 0.2122 | 0.2122 | 0.2122 | 0.2122 | 0.2122 | 0.2122 | 0.2122 | 0.2122 | 0.2122 | 0.2122 | 0.2122 | 0.2122 | 0.2122 | 0.2122 | 0.2122 | 0.2122 | 0.2122 | 0.2122 | 0.2122 | 0.2122 | 0.2122 | 0.2122
F7_Commercial_College_New_Space Heating_Natural Gas_Furnace_Baseline Forecast | F7 | Commercial | College | New | Space Heating | Natural Gas | Furnace | Baseline Forecast | Avg. Replacement Summer Demand (kW) | 0 | 0 | 0 | 0 | 0 | 0 | 0 | 0 | 0 | 0 | 0 | 0 | 0 | 0 | 0 | 0 | 0 | 0 | 0 | 0 | 0 | 0 | 0 | 0 | 0 | 0 | 0
F8_Commercial_College_New_Space Heating_Natural Gas_Furnace_Baseline Forecast | F8 | Commercial | College | New | Space Heating | Natural Gas | Furnace | Baseline Forecast | Avg. Replacement Winter Demand (kW) | 0 | 0 | 0 | 0 | 0 | 0 | 0 | 0 | 0 | 0 | 0 | 0 | 0 | 0 | 0 | 0 | 0 | 0 | 0 | 0 | 0 | 0 | 0 | 0 | 0 | 0 | 0
F1_Commercial_College_New_Space Heating_Natural Gas_Boiler_Baseline Forecast | F1 | Commercial | College | New | Space Heating | Natural Gas | Boiler | Baseline Forecast | Units | 0 | 96091.0797 | 169584.3558 | 242811.0627 | 315404.4179 | 387061.2391 | 458920.3908 | 530471.3323 | 601736.2399 | 672737.0736 | 743495.5845 | 814033.3224 | 884371.6429 | 954531.7147 | 1024534.5268 | 1094400.8957 | 1164151.4721 | 1233806.7478 | 1303387.0626 | 1372912.611 | 1442403.4488 | 1511879.4995 | 1581360.5609 | 1650866.3114 | 1720416.3164 | 1790030.0346 | 1859726.8238
F2_Commercial_College_New_Space Heating_Natural Gas_Boiler_Baseline Forecast | F2 | Commercial | College | New | Space Heating | Natural Gas | Boiler | Baseline Forecast | Usage (MMtherm) | 0 | 0.049221 | 0.08653 | 0.12389 | 0.16093 | 0.1975 | 0.23416 | 0.27067 | 0.30703 | 0.34326 | 0.37937 | 0.41536 | 0.45125 | 0.48705 | 0.52277 | 0.55842 | 0.59401 | 0.62955 | 0.66505 | 0.70052 | 0.73598 | 0.77143 | 0.80688 | 0.84235 | 0.87784 | 0.91336 | 0.94892
F3_Commercial_College_New_Space Heating_Natural Gas_Boiler_Baseline Forecast | F3 | Commercial | College | New | Space Heating | Natural Gas | Boiler | Baseline Forecast | Summer Peak Demand (MW) | 0 | 0 | 0 | 0 | 0 | 0 | 0 | 0 | 0 | 0 | 0 | 0 | 0 | 0 | 0 | 0 | 0 | 0 | 0 | 0 | 0 | 0 | 0 | 0 | 0 | 0 | 0
F4_Commercial_College_New_Space Heating_Natural Gas_Boiler_Baseline Forecast | F4 | Commercial | College | New | Space Heating | Natural Gas | Boiler | Baseline Forecast | Winter Peak Demand (MW) | 0 | 0 | 0 | 0 | 0 | 0 | 0 | 0 | 0 | 0 | 0 | 0 | 0 | 0 | 0 | 0 | 0 | 0 | 0 | 0 | 0 | 0 | 0 | 0 | 0 | 0 | 0
F5_Commercial_College_New_Space Heating_Natural Gas_Boiler_Baseline Forecast | F5 | Commercial | College | New | Space Heating | Natural Gas | Boiler | Baseline Forecast | Turnover | 0 | 96091.0797 | 73493.2761 | 73226.7069 | 72593.3552 | 71656.8212 | 71859.1518 | 71550.9415 | 71264.9076 | 71000.8337 | 70758.511 | 70537.7379 | 70338.3205 | 70160.0718 | 70002.8121 | 69866.3689 | 69750.5764 | 69655.2757 | 69580.3148 | 69525.5484 | 69490.8378 | 69476.0507 | 78216.6141 | 84128.369 | 89500.2679 | 94349.7167 | 98698.3171
F6_Commercial_College_New_Space Heating_Natural Gas_Boiler_Baseline Forecast | F6 | Commercial | College | New | Space Heating | Natural Gas | Boiler | Baseline Forecast | Avg. Replacement Usage (kWh) | 0.47614 | 0.51223 | 0.51025 | 0.51025 | 0.51025 | 0.51025 | 0.51025 | 0.51025 | 0.51025 | 0.51025 | 0.51025 | 0.51025 | 0.51025 | 0.51025 | 0.51025 | 0.51025 | 0.51025 | 0.51025 | 0.51025 | 0.51025 | 0.51025 | 0.51025 | 0.51025 | 0.51025 | 0.51025 | 0.51025 | 0.51025
F7_Commercial_College_New_Space Heating_Natural Gas_Boiler_Baseline Forecast | F7 | Commercial | College | New | Space Heating | Natural Gas | Boiler | Baseline Forecast | Avg. Replacement Summer Demand (kW) | 0 | 0 | 0 | 0 | 0 | 0 | 0 | 0 | 0 | 0 | 0 | 0 | 0 | 0 | 0 | 0 | 0 | 0 | 0 | 0 | 0 | 0 | 0 | 0 | 0 | 0 | 0
F8_Commercial_College_New_Space Heating_Natural Gas_Boiler_Baseline Forecast | F8 | Commercial | College | New | Space Heating | Natural Gas | Boiler | Baseline Forecast | Avg. Replacement Winter Demand (kW) | 0 | 0 | 0 | 0 | 0 | 0 | 0 | 0 | 0 | 0 | 0 | 0 | 0 | 0 | 0 | 0 | 0 | 0 | 0 | 0 | 0 | 0 | 0 | 0 | 0 | 0 | 0
F1_Commercial_College_New_Space Heating_Natural Gas_Unit Heater_Baseline Forecast | F1 | Commercial | College | New | Space Heating | Natural Gas | Unit Heater | Baseline Forecast | Units | 0 | 0 | 0 | 0 | 0 | 0 | 0 | 0 | 0 | 0 | 0 | 0 | 0 | 0 | 0 | 0 | 0 | 0 | 0 | 0 | 0 | 0 | 0 | 0 | 0 | 0 | 0
F2_Commercial_College_New_Space Heating_Natural Gas_Unit Heater_Baseline Forecast | F2 | Commercial | College | New | Space Heating | Natural Gas | Unit Heater | Baseline Forecast | Usage (MMtherm) | 0 | 0 | 0 | 0 | 0 | 0 | 0 | 0 | 0 | 0 | 0 | 0 | 0 | 0 | 0 | 0 | 0 | 0 | 0 | 0 | 0 | 0 | 0 | 0 | 0 | 0 | 0
F3_Commercial_College_New_Space Heating_Natural Gas_Unit Heater_Baseline Forecast | F3 | Commercial | College | New | Space Heating | Natural Gas | Unit Heater | Baseline Forecast | Summer Peak Demand (MW) | 0 | 0 | 0 | 0 | 0 | 0 | 0 | 0 | 0 | 0 | 0 | 0 | 0 | 0 | 0 | 0 | 0 | 0 | 0 | 0 | 0 | 0 | 0 | 0 | 0 | 0 | 0
F4_Commercial_College_New_Space Heating_Natural Gas_Unit Heater_Baseline Forecast | F4 | Commercial | College | New | Space Heating | Natural Gas | Unit Heater | Baseline Forecast | Winter Peak Demand (MW) | 0 | 0 | 0 | 0 | 0 | 0 | 0 | 0 | 0 | 0 | 0 | 0 | 0 | 0 | 0 | 0 | 0 | 0 | 0 | 0 | 0 | 0 | 0 | 0 | 0 | 0 | 0
F5_Commercial_College_New_Space Heating_Natural Gas_Unit Heater_Baseline Forecast | F5 | Commercial | College | New | Space Heating | Natural Gas | Unit Heater | Baseline Forecast | Turnover | 0 | 0 | 0 | 0 | 0 | 0 | 0 | 0 | 0 | 0 | 0 | 0 | 0 | 0 | 0 | 0 | 0 | 0 | 0 | 0 | 0 | 0 | 0 | 0 | 0 | 0 | 0
F6_Commercial_College_New_Space Heating_Natural Gas_Unit Heater_Baseline Forecast | F6 | Commercial | College | New | Space Heating | Natural Gas | Unit Heater | Baseline Forecast | Avg. Replacement Usage (kWh) | 0.11424 | 0.1229 | 0.12242 | 0.12242 | 0.12242 | 0.12242 | 0.12242 | 0.12242 | 0.12242 | 0.12242 | 0.12242 | 0.12242 | 0.12242 | 0.12242 | 0.12242 | 0.12242 | 0.12242 | 0.12242 | 0.12242 | 0.12242 | 0.12242 | 0.12242 | 0.12242 | 0.12242 | 0.12242 | 0.12242 | 0.12242
F7_Commercial_College_New_Space Heating_Natural Gas_Unit Heater_Baseline Forecast | F7 | Commercial | College | New | Space Heating | Natural Gas | Unit Heater | Baseline Forecast | Avg. Replacement Summer Demand (kW) | 0 | 0 | 0 | 0 | 0 | 0 | 0 | 0 | 0 | 0 | 0 | 0 | 0 | 0 | 0 | 0 | 0 | 0 | 0 | 0 | 0 | 0 | 0 | 0 | 0 | 0 | 0
F8_Commercial_College_New_Space Heating_Natural Gas_Unit Heater_Baseline Forecast | F8 | Commercial | College | New | Space Heating | Natural Gas | Unit Heater | Baseline Forecast | Avg. Replacement Winter Demand (kW) | 0 | 0 | 0 | 0 | 0 | 0 | 0 | 0 | 0 | 0 | 0 | 0 | 0 | 0 | 0 | 0 | 0 | 0 | 0 | 0 | 0 | 0 | 0 | 0 | 0 | 0 | 0
F1_Commercial_College_New_Water Heating_Natural Gas_Water Heater_Baseline Forecast | F1 | Commercial | College | New | Water Heating | Natural Gas | Water Heater | Baseline Forecast | Units | 0 | 120933.7104 | 213427.359 | 305585.5218 | 396946.5912 | 487129.0023 | 577566.0531 | 667615.2112 | 757304.3865 | 846661.2164 | 935713.0753 | 1024487.0842 | 1113010.1199 | 1201308.8239 | 1289409.6115 | 1377338.681 | 1465122.0218 | 1552785.4237 | 1640354.4849 | 1727854.6209 | 1815311.0724 | 1902748.9139 | 1990193.0615 | 2077668.2811 | 2165199.1965 | 2252810.2969 | 2340525.9448
F2_Commercial_College_New_Water Heating_Natural Gas_Water Heater_Baseline Forecast | F2 | Commercial | College | New | Water Heating | Natural Gas | Water Heater | Baseline Forecast | Usage (MMtherm) | 0 | 0.023279 | 0.041083 | 0.058822 | 0.076409 | 0.093768 | 0.11118 | 0.12851 | 0.14577 | 0.16297 | 0.18012 | 0.1972 | 0.21424 | 0.23124 | 0.2482 | 0.26513 | 0.28202 | 0.2989 | 0.31575 | 0.3326 | 0.34943 | 0.36626 | 0.38309 | 0.39993 | 0.41678 | 0.43365 | 0.45053
F3_Commercial_College_New_Water Heating_Natural Gas_Water Heater_Baseline Forecast | F3 | Commercial | College | New | Water Heating | Natural Gas | Water Heater | Baseline Forecast | Summer Peak Demand (MW) | 0 | 0 | 0 | 0 | 0 | 0 | 0 | 0 | 0 | 0 | 0 | 0 | 0 | 0 | 0 | 0 | 0 | 0 | 0 | 0 | 0 | 0 | 0 | 0 | 0 | 0 | 0
F4_Commercial_College_New_Water Heating_Natural Gas_Water Heater_Baseline Forecast | F4 | Commercial | College | New | Water Heating | Natural Gas | Water Heater | Baseline Forecast | Winter Peak Demand (MW) | 0 | 0 | 0 | 0 | 0 | 0 | 0 | 0 | 0 | 0 | 0 | 0 | 0 | 0 | 0 | 0 | 0 | 0 | 0 | 0 | 0 | 0 | 0 | 0 | 0 | 0 | 0
F5_Commercial_College_New_Water Heating_Natural Gas_Water Heater_Baseline Forecast | F5 | Commercial | College | New | Water Heating | Natural Gas | Water Heater | Baseline Forecast | Turnover | 0 | 120933.7104 | 92493.6487 | 92158.1628 | 91361.0693 | 90182.4112 | 90437.0507 | 90049.1581 | 89689.1753 | 89356.8299 | 113238.601 | 126622.1323 | 137233.167 | 145539.0229 | 151929.525 | 188781.5161 | 179019.7382 | 178502.4092 | 177902.6798 | 182105.7729 | 188532.1397 | 195643.3417 | 203021.985 | 210236.2722 | 229756.5237 | 240703.9471 | 248672.0262
F6_Commercial_College_New_Water Heating_Natural Gas_Water Heater_Baseline Forecast | F6 | Commercial | College | New | Water Heating | Natural Gas | Water Heater | Baseline Forecast | Avg. Replacement Usage (kWh) | 0.19249 | 0.19249 | 0.19249 | 0.19249 | 0.19249 | 0.19249 | 0.19249 | 0.19249 | 0.19249 | 0.19249 | 0.19249 | 0.19249 | 0.19249 | 0.19249 | 0.19249 | 0.19249 | 0.19249 | 0.19249 | 0.19249 | 0.19249 | 0.19249 | 0.19249 | 0.19249 | 0.19249 | 0.19249 | 0.19249 | 0.19249
F7_Commercial_College_New_Water Heating_Natural Gas_Water Heater_Baseline Forecast | F7 | Commercial | College | New | Water Heating | Natural Gas | Water Heater | Baseline Forecast | Avg. Replacement Summer Demand (kW) | 0 | 0 | 0 | 0 | 0 | 0 | 0 | 0 | 0 | 0 | 0 | 0 | 0 | 0 | 0 | 0 | 0 | 0 | 0 | 0 | 0 | 0 | 0 | 0 | 0 | 0 | 0
F8_Commercial_College_New_Water Heating_Natural Gas_Water Heater_Baseline Forecast | F8 | Commercial | College | New | Water Heating | Natural Gas | Water Heater | Baseline Forecast | Avg. Replacement Winter Demand (kW) | 0 | 0 | 0 | 0 | 0 | 0 | 0 | 0 | 0 | 0 | 0 | 0 | 0 | 0 | 0 | 0 | 0 | 0 | 0 | 0 | 0 | 0 | 0 | 0 | 0 | 0 | 0
F1_Commercial_College_New_Food Preparation_Natural Gas_Oven_Baseline Forecast | F1 | Commercial | College | New | Food Preparation | Natural Gas | Oven | Baseline Forecast | Units | 0 | 11591.3874 | 20456.8204 | 29290.0974 | 38046.9737 | 46690.8767 | 55359.1866 | 63990.3174 | 72586.9442 | 81151.716 | 89687.2566 | 98196.1655 | 106681.0188 | 115144.3701 | 123588.7514 | 132016.6736 | 140430.6279 | 148833.0861 | 157226.5018 | 165613.3111 | 173995.9333 | 182376.7718 | 190758.2147 | 199142.6358 | 207532.3953 | 215929.8405 | 224337.3064
F2_Commercial_College_New_Food Preparation_Natural Gas_Oven_Baseline Forecast | F2 | Commercial | College | New | Food Preparation | Natural Gas | Oven | Baseline Forecast | Usage (MMtherm) | 0 | 0.00015766 | 0.00027825 | 0.0003984 | 0.00051751 | 0.00063508 | 0.00075299 | 0.00087039 | 0.00098732 | 0.0011038 | 0.0012199 | 0.0013357 | 0.0014511 | 0.0015662 | 0.001681 | 0.0017957 | 0.0019101 | 0.0020244 | 0.0021386 | 0.0022526 | 0.0023667 | 0.0024807 | 0.0025947 | 0.0027087 | 0.0028228 | 0.002937 | 0.0030514
F3_Commercial_College_New_Food Preparation_Natural Gas_Oven_Baseline Forecast | F3 | Commercial | College | New | Food Preparation | Natural Gas | Oven | Baseline Forecast | Summer Peak Demand (MW) | 0 | 0 | 0 | 0 | 0 | 0 | 0 | 0 | 0 | 0 | 0 | 0 | 0 | 0 | 0 | 0 | 0 | 0 | 0 | 0 | 0 | 0 | 0 | 0 | 0 | 0 | 0
F4_Commercial_College_New_Food Preparation_Natural Gas_Oven_Baseline Forecast | F4 | Commercial | College | New | Food Preparation | Natural Gas | Oven | Baseline Forecast | Winter Peak Demand (MW) | 0 | 0 | 0 | 0 | 0 | 0 | 0 | 0 | 0 | 0 | 0 | 0 | 0 | 0 | 0 | 0 | 0 | 0 | 0 | 0 | 0 | 0 | 0 | 0 | 0 | 0 | 0
F5_Commercial_College_New_Food Preparation_Natural Gas_Oven_Baseline Forecast | F5 | Commercial | College | New | Food Preparation | Natural Gas | Oven | Baseline Forecast | Turnover | 0 | 11591.3874 | 8865.433 | 8833.277 | 8756.8763 | 8643.903 | 8668.31 | 8631.1308 | 8596.6268 | 8564.7718 | 8535.5406 | 8508.9089 | 10803.1308 | 12091.0599 | 13113.2035 | 13914.3553 | 14531.8813 | 18069.0745 | 17138.3424 | 17093.6465 | 17041.0183 | 16985.0482 | 16972.9906 | 17408.5391 | 18018.2209 | 18714.5044 | 19436.3216
F6_Commercial_College_New_Food Preparation_Natural Gas_Oven_Baseline Forecast | F6 | Commercial | College | New | Food Preparation | Natural Gas | Oven | Baseline Forecast | Avg. Replacement Usage (kWh) | 0.013602 | 0.013602 | 0.013602 | 0.013602 | 0.013602 | 0.013602 | 0.013602 | 0.013602 | 0.013602 | 0.013602 | 0.013602 | 0.013602 | 0.013602 | 0.013602 | 0.013602 | 0.013602 | 0.013602 | 0.013602 | 0.013602 | 0.013602 | 0.013602 | 0.013602 | 0.013602 | 0.013602 | 0.013602 | 0.013602 | 0.013602
F7_Commercial_College_New_Food Preparation_Natural Gas_Oven_Baseline Forecast | F7 | Commercial | College | New | Food Preparation | Natural Gas | Oven | Baseline Forecast | Avg. Replacement Summer Demand (kW) | 0 | 0 | 0 | 0 | 0 | 0 | 0 | 0 | 0 | 0 | 0 | 0 | 0 | 0 | 0 | 0 | 0 | 0 | 0 | 0 | 0 | 0 | 0 | 0 | 0 | 0 | 0
F8_Commercial_College_New_Food Preparation_Natural Gas_Oven_Baseline Forecast | F8 | Commercial | College | New | Food Preparation | Natural Gas | Oven | Baseline Forecast | Avg. Replacement Winter Demand (kW) | 0 | 0 | 0 | 0 | 0 | 0 | 0 | 0 | 0 | 0 | 0 | 0 | 0 | 0 | 0 | 0 | 0 | 0 | 0 | 0 | 0 | 0 | 0 | 0 | 0 | 0 | 0
F1_Commercial_College_New_Food Preparation_Natural Gas_Conveyor Oven_Baseline Forecast | F1 | Commercial | College | New | Food Preparation | Natural Gas | Conveyor Oven | Baseline Forecast | Units | 0 | 5795.6937 | 10228.4102 | 14645.0487 | 19023.4868 | 23345.4383 | 27679.5933 | 31995.1587 | 36293.4721 | 40575.858 | 44843.6283 | 49098.0827 | 53340.5094 | 57572.1851 | 61794.3757 | 66008.3368 | 70215.3139 | 74416.543 | 78613.2509 | 82806.6556 | 86997.9667 | 91188.3859 | 95379.1073 | 99571.3179 | 103766.1977 | 107964.9202 | 112168.6532
F2_Commercial_College_New_Food Preparation_Natural Gas_Conveyor Oven_Baseline Forecast | F2 | Commercial | College | New | Food Preparation | Natural Gas | Conveyor Oven | Baseline Forecast | Usage (MMtherm) | 0 | 0.00013489 | 0.00023805 | 0.00034084 | 0.00044275 | 0.00054334 | 0.00064421 | 0.00074465 | 0.00084468 | 0.00094435 | 0.0010437 | 0.0011427 | 0.0012414 | 0.0013399 | 0.0014382 | 0.0015363 | 0.0016342 | 0.0017319 | 0.0018296 | 0.0019272 | 0.0020248 | 0.0021223 | 0.0022198 | 0.0023174 | 0.002415 | 0.0025127 | 0.0026106
F3_Commercial_College_New_Food Preparation_Natural Gas_Conveyor Oven_Baseline Forecast | F3 | Commercial | College | New | Food Preparation | Natural Gas | Conveyor Oven | Baseline Forecast | Summer Peak Demand (MW) | 0 | 0 | 0 | 0 | 0 | 0 | 0 | 0 | 0 | 0 | 0 | 0 | 0 | 0 | 0 | 0 | 0 | 0 | 0 | 0 | 0 | 0 | 0 | 0 | 0 | 0 | 0
F4_Commercial_College_New_Food Preparation_Natural Gas_Conveyor Oven_Baseline Forecast | F4 | Commercial | College | New | Food Preparation | Natural Gas | Conveyor Oven | Baseline Forecast | Winter Peak Demand (MW) | 0 | 0 | 0 | 0 | 0 | 0 | 0 | 0 | 0 | 0 | 0 | 0 | 0 | 0 | 0 | 0 | 0 | 0 | 0 | 0 | 0 | 0 | 0 | 0 | 0 | 0 | 0
F5_Commercial_College_New_Food Preparation_Natural Gas_Conveyor Oven_Baseline Forecast | F5 | Commercial | College | New | Food Preparation | Natural Gas | Conveyor Oven | Baseline Forecast | Turnover | 0 | 5795.6937 | 4432.7165 | 4416.6385 | 4378.4382 | 4321.9515 | 4334.155 | 4315.5654 | 4298.3134 | 4282.3859 | 4267.7703 | 4254.4545 | 4242.4267 | 4231.6757 | 4222.1906 | 4213.9611 | 4206.9771 | 5360.3678 | 6010.5622 | 6527.8158 | 6934.5276 | 7249.3828 | 9024.0296 | 8564.6739 | 8548.2983 | 8527.9206 | 8505.8378
F6_Commercial_College_New_Food Preparation_Natural Gas_Conveyor Oven_Baseline Forecast | F6 | Commercial | College | New | Food Preparation | Natural Gas | Conveyor Oven | Baseline Forecast | Avg. Replacement Usage (kWh) | 0.023274 | 0.023274 | 0.023274 | 0.023274 | 0.023274 | 0.023274 | 0.023274 | 0.023274 | 0.023274 | 0.023274 | 0.023274 | 0.023274 | 0.023274 | 0.023274 | 0.023274 | 0.023274 | 0.023274 | 0.023274 | 0.023274 | 0.023274 | 0.023274 | 0.023274 | 0.023274 | 0.023274 | 0.023274 | 0.023274 | 0.023274
F7_Commercial_College_New_Food Preparation_Natural Gas_Conveyor Oven_Baseline Forecast | F7 | Commercial | College | New | Food Preparation | Natural Gas | Conveyor Oven | Baseline Forecast | Avg. Replacement Summer Demand (kW) | 0 | 0 | 0 | 0 | 0 | 0 | 0 | 0 | 0 | 0 | 0 | 0 | 0 | 0 | 0 | 0 | 0 | 0 | 0 | 0 | 0 | 0 | 0 | 0 | 0 | 0 | 0
F8_Commercial_College_New_Food Preparation_Natural Gas_Conveyor Oven_Baseline Forecast | F8 | Commercial | College | New | Food Preparation | Natural Gas | Conveyor Oven | Baseline Forecast | Avg. Replacement Winter Demand (kW) | 0 | 0 | 0 | 0 | 0 | 0 | 0 | 0 | 0 | 0 | 0 | 0 | 0 | 0 | 0 | 0 | 0 | 0 | 0 | 0 | 0 | 0 | 0 | 0 | 0 | 0 | 0
F1_Commercial_College_New_Food Preparation_Natural Gas_Double Rack Oven_Baseline Forecast | F1 | Commercial | College | New | Food Preparation | Natural Gas | Double Rack Oven | Baseline Forecast | Units | 0 | 5795.6937 | 10228.4102 | 14645.0487 | 19023.4868 | 23345.4383 | 27679.5933 | 31995.1587 | 36293.4721 | 40575.858 | 44843.6283 | 49098.0827 | 53340.5094 | 57572.1851 | 61794.3757 | 66008.3368 | 70215.3139 | 74416.543 | 78613.2509 | 82806.6556 | 86997.9667 | 91188.3859 | 95379.1073 | 99571.3179 | 103766.1977 | 107964.9202 | 112168.6532
F2_Commercial_College_New_Food Preparation_Natural Gas_Double Rack Oven_Baseline Forecast | F2 | Commercial | College | New | Food Preparation | Natural Gas | Double Rack Oven | Baseline Forecast | Usage (MMtherm) | 0 | 0.00020492 | 0.00036165 | 0.00051781 | 0.00067261 | 0.00082543 | 0.00097867 | 0.0011313 | 0.0012832 | 0.0014346 | 0.0015855 | 0.001736 | 0.001886 | 0.0020356 | 0.0021849 | 0.0023339 | 0.0024826 | 0.0026311 | 0.0027795 | 0.0029278 | 0.003076 | 0.0032242 | 0.0033723 | 0.0035205 | 0.0036689 | 0.0038173 | 0.003966
F3_Commercial_College_New_Food Preparation_Natural Gas_Double Rack Oven_Baseline Forecast | F3 | Commercial | College | New | Food Preparation | Natural Gas | Double Rack Oven | Baseline Forecast | Summer Peak Demand (MW) | 0 | 0 | 0 | 0 | 0 | 0 | 0 | 0 | 0 | 0 | 0 | 0 | 0 | 0 | 0 | 0 | 0 | 0 | 0 | 0 | 0 | 0 | 0 | 0 | 0 | 0 | 0
F4_Commercial_College_New_Food Preparation_Natural Gas_Double Rack Oven_Baseline Forecast | F4 | Commercial | College | New | Food Preparation | Natural Gas | Double Rack Oven | Baseline Forecast | Winter Peak Demand (MW) | 0 | 0 | 0 | 0 | 0 | 0 | 0 | 0 | 0 | 0 | 0 | 0 | 0 | 0 | 0 | 0 | 0 | 0 | 0 | 0 | 0 | 0 | 0 | 0 | 0 | 0 | 0
F5_Commercial_College_New_Food Preparation_Natural Gas_Double Rack Oven_Baseline Forecast | F5 | Commercial | College | New | Food Preparation | Natural Gas | Double Rack Oven | Baseline Forecast | Turnover | 0 | 5795.6937 | 4432.7165 | 4416.6385 | 4378.4382 | 4321.9515 | 4334.155 | 4315.5654 | 4298.3134 | 4282.3859 | 4911.7362 | 5319.3927 | 5679.7761 | 5995.8127 | 6270.5293 | 6516.2793 | 6732.9895 | 6924.1638 | 7092.9149 | 9098.3209 | 8722.5568 | 8844.3282 | 8981.9672 | 9130.4263 | 9312.1939 | 9489.8316 | 9670.9799
F6_Commercial_College_New_Food Preparation_Natural Gas_Double Rack Oven_Baseline Forecast | F6 | Commercial | College | New | Food Preparation | Natural Gas | Double Rack Oven | Baseline Forecast | Avg. Replacement Usage (kWh) | 0.035357 | 0.035357 | 0.035357 | 0.035357 | 0.035357 | 0.035357 | 0.035357 | 0.035357 | 0.035357 | 0.035357 | 0.035357 | 0.035357 | 0.035357 | 0.035357 | 0.035357 | 0.035357 | 0.035357 | 0.035357 | 0.035357 | 0.035357 | 0.035357 | 0.035357 | 0.035357 | 0.035357 | 0.035357 | 0.035357 | 0.035357
F7_Commercial_College_New_Food Preparation_Natural Gas_Double Rack Oven_Baseline Forecast | F7 | Commercial | College | New | Food Preparation | Natural Gas | Double Rack Oven | Baseline Forecast | Avg. Replacement Summer Demand (kW) | 0 | 0 | 0 | 0 | 0 | 0 | 0 | 0 | 0 | 0 | 0 | 0 | 0 | 0 | 0 | 0 | 0 | 0 | 0 | 0 | 0 | 0 | 0 | 0 | 0 | 0 | 0
F8_Commercial_College_New_Food Preparation_Natural Gas_Double Rack Oven_Baseline Forecast | F8 | Commercial | College | New | Food Preparation | Natural Gas | Double Rack Oven | Baseline Forecast | Avg. Replacement Winter Demand (kW) | 0 | 0 | 0 | 0 | 0 | 0 | 0 | 0 | 0 | 0 | 0 | 0 | 0 | 0 | 0 | 0 | 0 | 0 | 0 | 0 | 0 | 0 | 0 | 0 | 0 | 0 | 0
F1_Commercial_College_New_Food Preparation_Natural Gas_Fryer_Baseline Forecast | F1 | Commercial | College | New | Food Preparation | Natural Gas | Fryer | Baseline Forecast | Units | 0 | 15000.6189 | 26473.5323 | 37904.8319 | 49237.2601 | 60423.4875 | 71641.3004 | 82810.999 | 93936.0455 | 105019.8677 | 116065.8614 | 127077.3906 | 138057.789 | 149010.3614 | 159938.3842 | 170845.107 | 181733.7537 | 192607.5231 | 203469.5906 | 214323.1085 | 225171.2079 | 236016.9988 | 246863.5719 | 257713.9993 | 268571.3351 | 279438.6171 | 290318.8671
F2_Commercial_College_New_Food Preparation_Natural Gas_Fryer_Baseline Forecast | F2 | Commercial | College | New | Food Preparation | Natural Gas | Fryer | Baseline Forecast | Usage (MMtherm) | 0 | 0.00021601 | 0.00038123 | 0.00054584 | 0.00070903 | 0.00087011 | 0.0010317 | 0.0011925 | 0.0013527 | 0.0015123 | 0.0016714 | 0.0018299 | 0.0019881 | 0.0021458 | 0.0023032 | 0.0024602 | 0.002617 | 0.0027736 | 0.00293 | 0.0030863 | 0.0032425 | 0.0033987 | 0.0035549 | 0.0037112 | 0.0038675 | 0.004024 | 0.0041807
F3_Commercial_College_New_Food Preparation_Natural Gas_Fryer_Baseline Forecast | F3 | Commercial | College | New | Food Preparation | Natural Gas | Fryer | Baseline Forecast | Summer Peak Demand (MW) | 0 | 0 | 0 | 0 | 0 | 0 | 0 | 0 | 0 | 0 | 0 | 0 | 0 | 0 | 0 | 0 | 0 | 0 | 0 | 0 | 0 | 0 | 0 | 0 | 0 | 0 | 0
F4_Commercial_College_New_Food Preparation_Natural Gas_Fryer_Baseline Forecast | F4 | Commercial | College | New | Food Preparation | Natural Gas | Fryer | Baseline Forecast | Winter Peak Demand (MW) | 0 | 0 | 0 | 0 | 0 | 0 | 0 | 0 | 0 | 0 | 0 | 0 | 0 | 0 | 0 | 0 | 0 | 0 | 0 | 0 | 0 | 0 | 0 | 0 | 0 | 0 | 0
F5_Commercial_College_New_Food Preparation_Natural Gas_Fryer_Baseline Forecast | F5 | Commercial | College | New | Food Preparation | Natural Gas | Fryer | Baseline Forecast | Turnover | 0 | 15000.6189 | 11472.9133 | 11431.2997 | 11332.4282 | 11186.2274 | 11217.8129 | 11169.6987 | 11125.0464 | 14083.9461 | 15740.6754 | 17053.5345 | 18080.4883 | 18869.8897 | 23437.7615 | 22223.6867 | 22156.3183 | 22678.7774 | 23415.8832 | 24315.5574 | 25221.2157 | 26106.5566 | 28518.3958 | 29866.9244 | 30845.9553 | 31663.1428 | 32407.0522
F6_Commercial_College_New_Food Preparation_Natural Gas_Fryer_Baseline Forecast | F6 | Commercial | College | New | Food Preparation | Natural Gas | Fryer | Baseline Forecast | Avg. Replacement Usage (kWh) | 0.021073 | 0.0144 | 0.0144 | 0.0144 | 0.0144 | 0.0144 | 0.0144 | 0.0144 | 0.0144 | 0.0144 | 0.0144 | 0.0144 | 0.0144 | 0.0144 | 0.0144 | 0.0144 | 0.0144 | 0.0144 | 0.0144 | 0.0144 | 0.0144 | 0.0144 | 0.0144 | 0.0144 | 0.0144 | 0.0144 | 0.0144
F7_Commercial_College_New_Food Preparation_Natural Gas_Fryer_Baseline Forecast | F7 | Commercial | College | New | Food Preparation | Natural Gas | Fryer | Baseline Forecast | Avg. Replacement Summer Demand (kW) | 0 | 0 | 0 | 0 | 0 | 0 | 0 | 0 | 0 | 0 | 0 | 0 | 0 | 0 | 0 | 0 | 0 | 0 | 0 | 0 | 0 | 0 | 0 | 0 | 0 | 0 | 0
F8_Commercial_College_New_Food Preparation_Natural Gas_Fryer_Baseline Forecast | F8 | Commercial | College | New | Food Preparation | Natural Gas | Fryer | Baseline Forecast | Avg. Replacement Winter Demand (kW) | 0 | 0 | 0 | 0 | 0 | 0 | 0 | 0 | 0 | 0 | 0 | 0 | 0 | 0 | 0 | 0 | 0 | 0 | 0 | 0 | 0 | 0 | 0 | 0 | 0 | 0 | 0
F1_Commercial_College_New_Food Preparation_Natural Gas_Broiler_Baseline Forecast | F1 | Commercial | College | New | Food Preparation | Natural Gas | Broiler | Baseline Forecast | Units | 0 | 23182.7747 | 40913.6408 | 58580.1948 | 76093.9474 | 93381.7534 | 110718.3733 | 127980.6349 | 145173.8884 | 162303.432 | 179374.5131 | 196392.3309 | 213362.0376 | 230288.7403 | 247177.5028 | 264033.3472 | 280861.2557 | 297666.1721 | 314453.0036 | 331226.6223 | 347991.8667 | 364753.5436 | 381516.4294 | 398285.2716 | 415064.7906 | 431859.6809 | 448674.6128
F2_Commercial_College_New_Food Preparation_Natural Gas_Broiler_Baseline Forecast | F2 | Commercial | College | New | Food Preparation | Natural Gas | Broiler | Baseline Forecast | Usage (MMtherm) | 0 | 0.00052207 | 0.00092137 | 0.0013192 | 0.0017136 | 0.002103 | 0.0024934 | 0.0028821 | 0.0032693 | 0.0036551 | 0.0040395 | 0.0044227 | 0.0048049 | 0.0051861 | 0.0055664 | 0.005946 | 0.006325 | 0.0067034 | 0.0070815 | 0.0074592 | 0.0078368 | 0.0082142 | 0.0085917 | 0.0089694 | 0.0093472 | 0.0097255 | 0.010104
F3_Commercial_College_New_Food Preparation_Natural Gas_Broiler_Baseline Forecast | F3 | Commercial | College | New | Food Preparation | Natural Gas | Broiler | Baseline Forecast | Summer Peak Demand (MW) | 0 | 0 | 0 | 0 | 0 | 0 | 0 | 0 | 0 | 0 | 0 | 0 | 0 | 0 | 0 | 0 | 0 | 0 | 0 | 0 | 0 | 0 | 0 | 0 | 0 | 0 | 0
F4_Commercial_College_New_Food Preparation_Natural Gas_Broiler_Baseline Forecast | F4 | Commercial | College | New | Food Preparation | Natural Gas | Broiler | Baseline Forecast | Winter Peak Demand (MW) | 0 | 0 | 0 | 0 | 0 | 0 | 0 | 0 | 0 | 0 | 0 | 0 | 0 | 0 | 0 | 0 | 0 | 0 | 0 | 0 | 0 | 0 | 0 | 0 | 0 | 0 | 0
F5_Commercial_College_New_Food Preparation_Natural Gas_Broiler_Baseline Forecast | F5 | Commercial | College | New | Food Preparation | Natural Gas | Broiler | Baseline Forecast | Turnover | 0 | 23182.7747 | 17730.866 | 17666.554 | 17513.7526 | 17287.806 | 17336.6199 | 17262.2616 | 17193.2535 | 17129.5435 | 19646.945 | 21277.5708 | 22719.1042 | 23983.2508 | 25082.117 | 26065.1173 | 26931.9579 | 27696.6552 | 28371.6597 | 36393.2838 | 34890.227 | 35377.3128 | 35927.8687 | 36521.7051 | 37248.7756 | 37959.3265 | 38683.9194
F6_Commercial_College_New_Food Preparation_Natural Gas_Broiler_Baseline Forecast | F6 | Commercial | College | New | Food Preparation | Natural Gas | Broiler | Baseline Forecast | Avg. Replacement Usage (kWh) | 0.02252 | 0.02252 | 0.02252 | 0.02252 | 0.02252 | 0.02252 | 0.02252 | 0.02252 | 0.02252 | 0.02252 | 0.02252 | 0.02252 | 0.02252 | 0.02252 | 0.02252 | 0.02252 | 0.02252 | 0.02252 | 0.02252 | 0.02252 | 0.02252 | 0.02252 | 0.02252 | 0.02252 | 0.02252 | 0.02252 | 0.02252
F7_Commercial_College_New_Food Preparation_Natural Gas_Broiler_Baseline Forecast | F7 | Commercial | College | New | Food Preparation | Natural Gas | Broiler | Baseline Forecast | Avg. Replacement Summer Demand (kW) | 0 | 0 | 0 | 0 | 0 | 0 | 0 | 0 | 0 | 0 | 0 | 0 | 0 | 0 | 0 | 0 | 0 | 0 | 0 | 0 | 0 | 0 | 0 | 0 | 0 | 0 | 0
F8_Commercial_College_New_Food Preparation_Natural Gas_Broiler_Baseline Forecast | F8 | Commercial | College | New | Food Preparation | Natural Gas | Broiler | Baseline Forecast | Avg. Replacement Winter Demand (kW) | 0 | 0 | 0 | 0 | 0 | 0 | 0 | 0 | 0 | 0 | 0 | 0 | 0 | 0 | 0 | 0 | 0 | 0 | 0 | 0 | 0 | 0 | 0 | 0 | 0 | 0 | 0
F1_Commercial_College_New_Food Preparation_Natural Gas_Griddle_Baseline Forecast | F1 | Commercial | College | New | Food Preparation | Natural Gas | Griddle | Baseline Forecast | Units | 0 | 32728.6231 | 57760.434 | 82701.4514 | 107426.7493 | 131833.0636 | 156308.2917 | 180678.5434 | 204951.3719 | 229134.2569 | 253234.6067 | 277259.7613 | 301216.9942 | 325113.5157 | 348956.4745 | 372752.9608 | 396510.0081 | 420234.596 | 443933.6522 | 467614.055 | 491282.6353 | 514946.1792 | 538611.4297 | 562285.0893 | 585973.822 | 609684.2554 | 633422.9828
F2_Commercial_College_New_Food Preparation_Natural Gas_Griddle_Baseline Forecast | F2 | Commercial | College | New | Food Preparation | Natural Gas | Griddle | Baseline Forecast | Usage (MMtherm) | 0 | 0.0005137 | 0.00090659 | 0.0012981 | 0.0016861 | 0.0020692 | 0.0024534 | 0.0028359 | 0.0032169 | 0.0035964 | 0.0039747 | 0.0043518 | 0.0047278 | 0.0051029 | 0.0054771 | 0.0058506 | 0.0062235 | 0.0065959 | 0.0069679 | 0.0073396 | 0.007711 | 0.0080825 | 0.0084539 | 0.0088255 | 0.0091973 | 0.0095694 | 0.009942
F3_Commercial_College_New_Food Preparation_Natural Gas_Griddle_Baseline Forecast | F3 | Commercial | College | New | Food Preparation | Natural Gas | Griddle | Baseline Forecast | Summer Peak Demand (MW) | 0 | 0 | 0 | 0 | 0 | 0 | 0 | 0 | 0 | 0 | 0 | 0 | 0 | 0 | 0 | 0 | 0 | 0 | 0 | 0 | 0 | 0 | 0 | 0 | 0 | 0 | 0
F4_Commercial_College_New_Food Preparation_Natural Gas_Griddle_Baseline Forecast | F4 | Commercial | College | New | Food Preparation | Natural Gas | Griddle | Baseline Forecast | Winter Peak Demand (MW) | 0 | 0 | 0 | 0 | 0 | 0 | 0 | 0 | 0 | 0 | 0 | 0 | 0 | 0 | 0 | 0 | 0 | 0 | 0 | 0 | 0 | 0 | 0 | 0 | 0 | 0 | 0
F5_Commercial_College_New_Food Preparation_Natural Gas_Griddle_Baseline Forecast | F5 | Commercial | College | New | Food Preparation | Natural Gas | Griddle | Baseline Forecast | Turnover | 0 | 32728.6231 | 25031.8109 | 24941.0174 | 24725.2978 | 24406.3143 | 24475.2281 | 24370.2517 | 24272.8285 | 24182.885 | 27736.8635 | 30038.9235 | 32074.0295 | 33858.707 | 35410.0476 | 36797.8127 | 38021.5877 | 39101.1603 | 40054.1078 | 51378.7535 | 49256.7911 | 49944.4416 | 50721.697 | 51560.0543 | 52586.5067 | 53589.6374 | 54612.5921
F6_Commercial_College_New_Food Preparation_Natural Gas_Griddle_Baseline Forecast | F6 | Commercial | College | New | Food Preparation | Natural Gas | Griddle | Baseline Forecast | Avg. Replacement Usage (kWh) | 0.015696 | 0.015696 | 0.015696 | 0.015696 | 0.015696 | 0.015696 | 0.015696 | 0.015696 | 0.015696 | 0.015696 | 0.015696 | 0.015696 | 0.015696 | 0.015696 | 0.015696 | 0.015696 | 0.015696 | 0.015696 | 0.015696 | 0.015696 | 0.015696 | 0.015696 | 0.015696 | 0.015696 | 0.015696 | 0.015696 | 0.015696
F7_Commercial_College_New_Food Preparation_Natural Gas_Griddle_Baseline Forecast | F7 | Commercial | College | New | Food Preparation | Natural Gas | Griddle | Baseline Forecast | Avg. Replacement Summer Demand (kW) | 0 | 0 | 0 | 0 | 0 | 0 | 0 | 0 | 0 | 0 | 0 | 0 | 0 | 0 | 0 | 0 | 0 | 0 | 0 | 0 | 0 | 0 | 0 | 0 | 0 | 0 | 0
F8_Commercial_College_New_Food Preparation_Natural Gas_Griddle_Baseline Forecast | F8 | Commercial | College | New | Food Preparation | Natural Gas | Griddle | Baseline Forecast | Avg. Replacement Winter Demand (kW) | 0 | 0 | 0 | 0 | 0 | 0 | 0 | 0 | 0 | 0 | 0 | 0 | 0 | 0 | 0 | 0 | 0 | 0 | 0 | 0 | 0 | 0 | 0 | 0 | 0 | 0 | 0
F1_Commercial_College_New_Food Preparation_Natural Gas_Range_Baseline Forecast | F1 | Commercial | College | New | Food Preparation | Natural Gas | Range | Baseline Forecast | Units | 0 | 40456.2147 | 71398.3143 | 102228.183 | 132791.3984 | 162960.3147 | 193214.4161 | 223338.755 | 253342.6681 | 283235.4009 | 313026.1111 | 342723.8716 | 372337.6734 | 401876.4291 | 431348.9754 | 460764.0765 | 490130.4266 | 519456.6533 | 548751.3201 | 578022.9291 | 607279.9242 | 636530.6937 | 665783.5728 | 695046.8465 | 724328.7522 | 753637.4824 | 782981.1871
F2_Commercial_College_New_Food Preparation_Natural Gas_Range_Baseline Forecast | F2 | Commercial | College | New | Food Preparation | Natural Gas | Range | Baseline Forecast | Usage (MMtherm) | 0 | 0.00062732 | 0.0011071 | 0.0015852 | 0.0020591 | 0.0025269 | 0.002996 | 0.0034631 | 0.0039284 | 0.0043919 | 0.0048538 | 0.0053143 | 0.0057735 | 0.0062316 | 0.0066886 | 0.0071447 | 0.0076 | 0.0080548 | 0.008509 | 0.0089629 | 0.0094166 | 0.0098701 | 0.010324 | 0.010777 | 0.011232 | 0.011686 | 0.012141
F3_Commercial_College_New_Food Preparation_Natural Gas_Range_Baseline Forecast | F3 | Commercial | College | New | Food Preparation | Natural Gas | Range | Baseline Forecast | Summer Peak Demand (MW) | 0 | 0 | 0 | 0 | 0 | 0 | 0 | 0 | 0 | 0 | 0 | 0 | 0 | 0 | 0 | 0 | 0 | 0 | 0 | 0 | 0 | 0 | 0 | 0 | 0 | 0 | 0
F4_Commercial_College_New_Food Preparation_Natural Gas_Range_Baseline Forecast | F4 | Commercial | College | New | Food Preparation | Natural Gas | Range | Baseline Forecast | Winter Peak Demand (MW) | 0 | 0 | 0 | 0 | 0 | 0 | 0 | 0 | 0 | 0 | 0 | 0 | 0 | 0 | 0 | 0 | 0 | 0 | 0 | 0 | 0 | 0 | 0 | 0 | 0 | 0 | 0
F5_Commercial_College_New_Food Preparation_Natural Gas_Range_Baseline Forecast | F5 | Commercial | College | New | Food Preparation | Natural Gas | Range | Baseline Forecast | Turnover | 0 | 40456.2147 | 30942.0996 | 30829.8688 | 30563.2154 | 30168.9163 | 30254.1014 | 30124.3389 | 30003.9131 | 29892.7328 | 37881.9532 | 42359.1747 | 45908.907 | 48687.4829 | 50825.3113 | 63153.4873 | 59887.8587 | 59714.7955 | 59514.1668 | 60920.2366 | 63070.0629 | 65448.9886 | 67917.3821 | 70330.7931 | 76860.9449 | 80523.21 | 83188.7887
F6_Commercial_College_New_Food Preparation_Natural Gas_Range_Baseline Forecast | F6 | Commercial | College | New | Food Preparation | Natural Gas | Range | Baseline Forecast | Avg. Replacement Usage (kWh) | 0.015506 | 0.015506 | 0.015506 | 0.015506 | 0.015506 | 0.015506 | 0.015506 | 0.015506 | 0.015506 | 0.015506 | 0.015506 | 0.015506 | 0.015506 | 0.015506 | 0.015506 | 0.015506 | 0.015506 | 0.015506 | 0.015506 | 0.015506 | 0.015506 | 0.015506 | 0.015506 | 0.015506 | 0.015506 | 0.015506 | 0.015506
F7_Commercial_College_New_Food Preparation_Natural Gas_Range_Baseline Forecast | F7 | Commercial | College | New | Food Preparation | Natural Gas | Range | Baseline Forecast | Avg. Replacement Summer Demand (kW) | 0 | 0 | 0 | 0 | 0 | 0 | 0 | 0 | 0 | 0 | 0 | 0 | 0 | 0 | 0 | 0 | 0 | 0 | 0 | 0 | 0 | 0 | 0 | 0 | 0 | 0 | 0
F8_Commercial_College_New_Food Preparation_Natural Gas_Range_Baseline Forecast | F8 | Commercial | College | New | Food Preparation | Natural Gas | Range | Baseline Forecast | Avg. Replacement Winter Demand (kW) | 0 | 0 | 0 | 0 | 0 | 0 | 0 | 0 | 0 | 0 | 0 | 0 | 0 | 0 | 0 | 0 | 0 | 0 | 0 | 0 | 0 | 0 | 0 | 0 | 0 | 0 | 0
F1_Commercial_College_New_Food Preparation_Natural Gas_Steamer_Baseline Forecast | F1 | Commercial | College | New | Food Preparation | Natural Gas | Steamer | Baseline Forecast | Units | 0 | 14546.0547 | 25671.304 | 36756.2006 | 47745.2219 | 58592.4727 | 69470.3519 | 80301.5748 | 91089.4986 | 101837.4475 | 112548.7141 | 123226.5606 | 133874.2197 | 144494.8959 | 155091.7665 | 165667.9826 | 176226.6703 | 186770.9315 | 197303.8454 | 207828.4689 | 218347.8379 | 228864.9685 | 239382.8576 | 249904.4841 | 260432.8098 | 270970.7802 | 281521.3257
F2_Commercial_College_New_Food Preparation_Natural Gas_Steamer_Baseline Forecast | F2 | Commercial | College | New | Food Preparation | Natural Gas | Steamer | Baseline Forecast | Usage (MMtherm) | 0 | 7.3642e-05 | 0.00012997 | 0.00018609 | 0.00024172 | 0.00029664 | 0.00035171 | 0.00040654 | 0.00046116 | 0.00051557 | 0.0005698 | 0.00062386 | 0.00067777 | 0.00073154 | 0.00078518 | 0.00083873 | 0.00089218 | 0.00094557 | 0.00099889 | 0.0010522 | 0.0011054 | 0.0011587 | 0.0012119 | 0.0012652 | 0.0013185 | 0.0013718 | 0.0014253
F3_Commercial_College_New_Food Preparation_Natural Gas_Steamer_Baseline Forecast | F3 | Commercial | College | New | Food Preparation | Natural Gas | Steamer | Baseline Forecast | Summer Peak Demand (MW) | 0 | 0 | 0 | 0 | 0 | 0 | 0 | 0 | 0 | 0 | 0 | 0 | 0 | 0 | 0 | 0 | 0 | 0 | 0 | 0 | 0 | 0 | 0 | 0 | 0 | 0 | 0
F4_Commercial_College_New_Food Preparation_Natural Gas_Steamer_Baseline Forecast | F4 | Commercial | College | New | Food Preparation | Natural Gas | Steamer | Baseline Forecast | Winter Peak Demand (MW) | 0 | 0 | 0 | 0 | 0 | 0 | 0 | 0 | 0 | 0 | 0 | 0 | 0 | 0 | 0 | 0 | 0 | 0 | 0 | 0 | 0 | 0 | 0 | 0 | 0 | 0 | 0
F5_Commercial_College_New_Food Preparation_Natural Gas_Steamer_Baseline Forecast | F5 | Commercial | College | New | Food Preparation | Natural Gas | Steamer | Baseline Forecast | Turnover | 0 | 14546.0547 | 11125.2493 | 11084.8966 | 10989.0213 | 10847.2508 | 10877.8792 | 10831.223 | 13697.1347 | 15300.3675 | 16570.1808 | 17562.7821 | 18325.0578 | 22751.3319 | 21570.8961 | 22084.2853 | 22800.0834 | 23614.2497 | 24509.4901 | 25358.6653 | 27688.1505 | 28986.6129 | 30043.2059 | 30962.1011 | 31803.3813 | 33620.2341 | 33778.6454
F6_Commercial_College_New_Food Preparation_Natural Gas_Steamer_Baseline Forecast | F6 | Commercial | College | New | Food Preparation | Natural Gas | Steamer | Baseline Forecast | Avg. Replacement Usage (kWh) | 0.017919 | 0.0050627 | 0.0050627 | 0.0050627 | 0.0050627 | 0.0050627 | 0.0050627 | 0.0050627 | 0.0050627 | 0.0050627 | 0.0050627 | 0.0050627 | 0.0050627 | 0.0050627 | 0.0050627 | 0.0050627 | 0.0050627 | 0.0050627 | 0.0050627 | 0.0050627 | 0.0050627 | 0.0050627 | 0.0050627 | 0.0050627 | 0.0050627 | 0.0050627 | 0.0050627
F7_Commercial_College_New_Food Preparation_Natural Gas_Steamer_Baseline Forecast | F7 | Commercial | College | New | Food Preparation | Natural Gas | Steamer | Baseline Forecast | Avg. Replacement Summer Demand (kW) | 0 | 0 | 0 | 0 | 0 | 0 | 0 | 0 | 0 | 0 | 0 | 0 | 0 | 0 | 0 | 0 | 0 | 0 | 0 | 0 | 0 | 0 | 0 | 0 | 0 | 0 | 0
F8_Commercial_College_New_Food Preparation_Natural Gas_Steamer_Baseline Forecast | F8 | Commercial | College | New | Food Preparation | Natural Gas | Steamer | Baseline Forecast | Avg. Replacement Winter Demand (kW) | 0 | 0 | 0 | 0 | 0 | 0 | 0 | 0 | 0 | 0 | 0 | 0 | 0 | 0 | 0 | 0 | 0 | 0 | 0 | 0 | 0 | 0 | 0 | 0 | 0 | 0 | 0
F1_Commercial_College_New_Food Preparation_Natural Gas_Commercial Food Prep Other_Baseline Forecast | F1 | Commercial | College | New | Food Preparation | Natural Gas | Commercial Food Prep Other | Baseline Forecast | Units | 0 | 1818.2568 | 3208.913 | 4594.5251 | 5968.1527 | 7324.0591 | 8683.794 | 10037.6969 | 11386.1873 | 12729.6809 | 14068.5893 | 15403.3201 | 16734.2775 | 18061.862 | 19386.4708 | 20708.4978 | 22028.3338 | 23346.3664 | 24662.9807 | 25978.5586 | 27293.4797 | 28608.1211 | 29922.8572 | 31238.0605 | 32554.1012 | 33871.3475 | 35190.1657
F2_Commercial_College_New_Food Preparation_Natural Gas_Commercial Food Prep Other_Baseline Forecast | F2 | Commercial | College | New | Food Preparation | Natural Gas | Commercial Food Prep Other | Baseline Forecast | Usage (MMtherm) | 0 | 1.1766e-05 | 2.0766e-05 | 2.9732e-05 | 3.8621e-05 | 4.7396e-05 | 5.6195e-05 | 6.4956e-05 | 7.3683e-05 | 8.2377e-05 | 9.1041e-05 | 9.9679e-05 | 0.00010829 | 0.00011688 | 0.00012545 | 0.00013401 | 0.00014255 | 0.00015108 | 0.0001596 | 0.00016811 | 0.00017662 | 0.00018513 | 0.00019364 | 0.00020215 | 0.00021067 | 0.00021919 | 0.00022772
F3_Commercial_College_New_Food Preparation_Natural Gas_Commercial Food Prep Other_Baseline Forecast | F3 | Commercial | College | New | Food Preparation | Natural Gas | Commercial Food Prep Other | Baseline Forecast | Summer Peak Demand (MW) | 0 | 0 | 0 | 0 | 0 | 0 | 0 | 0 | 0 | 0 | 0 | 0 | 0 | 0 | 0 | 0 | 0 | 0 | 0 | 0 | 0 | 0 | 0 | 0 | 0 | 0 | 0
F4_Commercial_College_New_Food Preparation_Natural Gas_Commercial Food Prep Other_Baseline Forecast | F4 | Commercial | College | New | Food Preparation | Natural Gas | Commercial Food Prep Other | Baseline Forecast | Winter Peak Demand (MW) | 0 | 0 | 0 | 0 | 0 | 0 | 0 | 0 | 0 | 0 | 0 | 0 | 0 | 0 | 0 | 0 | 0 | 0 | 0 | 0 | 0 | 0 | 0 | 0 | 0 | 0 | 0
F5_Commercial_College_New_Food Preparation_Natural Gas_Commercial Food Prep Other_Baseline Forecast | F5 | Commercial | College | New | Food Preparation | Natural Gas | Commercial Food Prep Other | Baseline Forecast | Turnover | 0 | 1818.2568 | 1390.6562 | 1385.6121 | 1373.6277 | 1355.9064 | 1359.7349 | 1353.9029 | 1348.4905 | 1343.4936 | 1702.5597 | 1903.7831 | 2063.3217 | 2188.2015 | 2284.2837 | 2838.359 | 2691.5892 | 2683.811 | 2674.794 | 2737.9882 | 2834.6096 | 2941.5276 | 3052.4666 | 3160.9345 | 3454.4245 | 3619.0207 | 3738.822
F6_Commercial_College_New_Food Preparation_Natural Gas_Commercial Food Prep Other_Baseline Forecast | F6 | Commercial | College | New | Food Preparation | Natural Gas | Commercial Food Prep Other | Baseline Forecast | Avg. Replacement Usage (kWh) | 0.0064712 | 0.0064712 | 0.0064712 | 0.0064712 | 0.0064712 | 0.0064712 | 0.0064712 | 0.0064712 | 0.0064712 | 0.0064712 | 0.0064712 | 0.0064712 | 0.0064712 | 0.0064712 | 0.0064712 | 0.0064712 | 0.0064712 | 0.0064712 | 0.0064712 | 0.0064712 | 0.0064712 | 0.0064712 | 0.0064712 | 0.0064712 | 0.0064712 | 0.0064712 | 0.0064712
F7_Commercial_College_New_Food Preparation_Natural Gas_Commercial Food Prep Other_Baseline Forecast | F7 | Commercial | College | New | Food Preparation | Natural Gas | Commercial Food Prep Other | Baseline Forecast | Avg. Replacement Summer Demand (kW) | 0 | 0 | 0 | 0 | 0 | 0 | 0 | 0 | 0 | 0 | 0 | 0 | 0 | 0 | 0 | 0 | 0 | 0 | 0 | 0 | 0 | 0 | 0 | 0 | 0 | 0 | 0
F8_Commercial_College_New_Food Preparation_Natural Gas_Commercial Food Prep Other_Baseline Forecast | F8 | Commercial | College | New | Food Preparation | Natural Gas | Commercial Food Prep Other | Baseline Forecast | Avg. Replacement Winter Demand (kW) | 0 | 0 | 0 | 0 | 0 | 0 | 0 | 0 | 0 | 0 | 0 | 0 | 0 | 0 | 0 | 0 | 0 | 0 | 0 | 0 | 0 | 0 | 0 | 0 | 0 | 0 | 0
F1_Commercial_College_New_Miscellaneous_Natural Gas_Pool Heater_Baseline Forecast | F1 | Commercial | College | New | Miscellaneous | Natural Gas | Pool Heater | Baseline Forecast | Units | 0 | 1684.343 | 2972.5779 | 4256.1403 | 5528.6008 | 6784.6453 | 8044.2363 | 9298.4248 | 10547.5995 | 11792.1454 | 13032.4437 | 14268.8721 | 15501.8051 | 16731.6135 | 17958.6655 | 19183.3258 | 20405.9564 | 21626.9165 | 22846.5627 | 24065.2488 | 25283.3266 | 26501.1451 | 27719.0515 | 28937.3907 | 30156.5055 | 31376.7372 | 32598.425
F2_Commercial_College_New_Miscellaneous_Natural Gas_Pool Heater_Baseline Forecast | F2 | Commercial | College | New | Miscellaneous | Natural Gas | Pool Heater | Baseline Forecast | Usage (MMtherm) | 0 | 3.8587e-06 | 6.81e-06 | 9.7506e-06 | 1.2666e-05 | 1.5543e-05 | 1.8429e-05 | 2.1302e-05 | 2.4164e-05 | 2.7015e-05 | 2.9857e-05 | 3.2689e-05 | 3.5514e-05 | 3.8331e-05 | 4.1142e-05 | 4.3948e-05 | 4.6749e-05 | 4.9546e-05 | 5.234e-05 | 5.5132e-05 | 5.7923e-05 | 6.0713e-05 | 6.3503e-05 | 6.6294e-05 | 6.9087e-05 | 7.1882e-05 | 7.4681e-05
F3_Commercial_College_New_Miscellaneous_Natural Gas_Pool Heater_Baseline Forecast | F3 | Commercial | College | New | Miscellaneous | Natural Gas | Pool Heater | Baseline Forecast | Summer Peak Demand (MW) | 0 | 0 | 0 | 0 | 0 | 0 | 0 | 0 | 0 | 0 | 0 | 0 | 0 | 0 | 0 | 0 | 0 | 0 | 0 | 0 | 0 | 0 | 0 | 0 | 0 | 0 | 0
F4_Commercial_College_New_Miscellaneous_Natural Gas_Pool Heater_Baseline Forecast | F4 | Commercial | College | New | Miscellaneous | Natural Gas | Pool Heater | Baseline Forecast | Winter Peak Demand (MW) | 0 | 0 | 0 | 0 | 0 | 0 | 0 | 0 | 0 | 0 | 0 | 0 | 0 | 0 | 0 | 0 | 0 | 0 | 0 | 0 | 0 | 0 | 0 | 0 | 0 | 0 | 0
F5_Commercial_College_New_Miscellaneous_Natural Gas_Pool Heater_Baseline Forecast | F5 | Commercial | College | New | Miscellaneous | Natural Gas | Pool Heater | Baseline Forecast | Turnover | 0 | 1684.343 | 1288.2349 | 1283.5623 | 1272.4606 | 1256.0444 | 1596.4596 | 1781.3304 | 1927.6007 | 2041.7788 | 2129.2935 | 2708.4569 | 2662.9844 | 2758.1449 | 2855.1666 | 2948.7073 | 3232.7974 | 3410.1532 | 3560.9735 | 3692.7125 | 3809.9817 | 4089.7254 | 4185.5422 | 4329.5882 | 4472.0903 | 4609.1295 | 4825.2236
F6_Commercial_College_New_Miscellaneous_Natural Gas_Pool Heater_Baseline Forecast | F6 | Commercial | College | New | Miscellaneous | Natural Gas | Pool Heater | Baseline Forecast | Avg. Replacement Usage (kWh) | 0.0022909 | 0.0022909 | 0.0022909 | 0.0022909 | 0.0022909 | 0.0022909 | 0.0022909 | 0.0022909 | 0.0022909 | 0.0022909 | 0.0022909 | 0.0022909 | 0.0022909 | 0.0022909 | 0.0022909 | 0.0022909 | 0.0022909 | 0.0022909 | 0.0022909 | 0.0022909 | 0.0022909 | 0.0022909 | 0.0022909 | 0.0022909 | 0.0022909 | 0.0022909 | 0.0022909
F7_Commercial_College_New_Miscellaneous_Natural Gas_Pool Heater_Baseline Forecast | F7 | Commercial | College | New | Miscellaneous | Natural Gas | Pool Heater | Baseline Forecast | Avg. Replacement Summer Demand (kW) | 0 | 0 | 0 | 0 | 0 | 0 | 0 | 0 | 0 | 0 | 0 | 0 | 0 | 0 | 0 | 0 | 0 | 0 | 0 | 0 | 0 | 0 | 0 | 0 | 0 | 0 | 0
F8_Commercial_College_New_Miscellaneous_Natural Gas_Pool Heater_Baseline Forecast | F8 | Commercial | College | New | Miscellaneous | Natural Gas | Pool Heater | Baseline Forecast | Avg. Replacement Winter Demand (kW) | 0 | 0 | 0 | 0 | 0 | 0 | 0 | 0 | 0 | 0 | 0 | 0 | 0 | 0 | 0 | 0 | 0 | 0 | 0 | 0 | 0 | 0 | 0 | 0 | 0 | 0 | 0
F1_Commercial_College_New_Miscellaneous_Natural Gas_Miscellaneous_Baseline Forecast | F1 | Commercial | College | New | Miscellaneous | Natural Gas | Miscellaneous | Baseline Forecast | Units | 0 | 138642.084 | 244679.6163 | 350332.5373 | 455071.6461 | 558459.5054 | 662139.2912 | 765374.3852 | 868196.7838 | 970638.1716 | 1072729.9313 | 1174503.1554 | 1275988.6562 | 1377216.9762 | 1478218.399 | 1579022.9588 | 1679660.4508 | 1780160.4412 | 1880552.2766 | 1980865.094 | 2081127.8302 | 2181369.2313 | 2281617.8619 | 2381902.1145 | 2482250.2183 | 2582690.2487 | 2683250.1356
F2_Commercial_College_New_Miscellaneous_Natural Gas_Miscellaneous_Baseline Forecast | F2 | Commercial | College | New | Miscellaneous | Natural Gas | Miscellaneous | Baseline Forecast | Usage (MMtherm) | 0 | 0.00072566 | 0.0012807 | 0.0018336 | 0.0023819 | 0.002923 | 0.0034657 | 0.004006 | 0.0045442 | 0.0050803 | 0.0056147 | 0.0061474 | 0.0066785 | 0.0072084 | 0.007737 | 0.0082646 | 0.0087914 | 0.0093174 | 0.0098428 | 0.010368 | 0.010893 | 0.011417 | 0.011942 | 0.012467 | 0.012992 | 0.013518 | 0.014044
F3_Commercial_College_New_Miscellaneous_Natural Gas_Miscellaneous_Baseline Forecast | F3 | Commercial | College | New | Miscellaneous | Natural Gas | Miscellaneous | Baseline Forecast | Summer Peak Demand (MW) | 0 | 0 | 0 | 0 | 0 | 0 | 0 | 0 | 0 | 0 | 0 | 0 | 0 | 0 | 0 | 0 | 0 | 0 | 0 | 0 | 0 | 0 | 0 | 0 | 0 | 0 | 0
F4_Commercial_College_New_Miscellaneous_Natural Gas_Miscellaneous_Baseline Forecast | F4 | Commercial | College | New | Miscellaneous | Natural Gas | Miscellaneous | Baseline Forecast | Winter Peak Demand (MW) | 0 | 0 | 0 | 0 | 0 | 0 | 0 | 0 | 0 | 0 | 0 | 0 | 0 | 0 | 0 | 0 | 0 | 0 | 0 | 0 | 0 | 0 | 0 | 0 | 0 | 0 | 0
F5_Commercial_College_New_Miscellaneous_Natural Gas_Miscellaneous_Baseline Forecast | F5 | Commercial | College | New | Miscellaneous | Natural Gas | Miscellaneous | Baseline Forecast | Turnover | 0 | 138642.084 | 106037.5322 | 105652.9211 | 124545.1208 | 135512.6599 | 146308.6036 | 157566.2408 | 168750.9045 | 179852.7647 | 190953.8315 | 242442.349 | 238252.7191 | 245624.4239 | 264908.5106 | 278527.9231 | 291206.4822 | 304968.9052 | 318699.3403 | 332269.0683 | 345883.7415 | 371303.7163 | 378834.089 | 390631.5504 | 407879.1609 | 422125.348 | 435788.6553
F6_Commercial_College_New_Miscellaneous_Natural Gas_Miscellaneous_Baseline Forecast | F6 | Commercial | College | New | Miscellaneous | Natural Gas | Miscellaneous | Baseline Forecast | Avg. Replacement Usage (kWh) | 0.005234 | 0.005234 | 0.005234 | 0.005234 | 0.005234 | 0.005234 | 0.005234 | 0.005234 | 0.005234 | 0.005234 | 0.005234 | 0.005234 | 0.005234 | 0.005234 | 0.005234 | 0.005234 | 0.005234 | 0.005234 | 0.005234 | 0.005234 | 0.005234 | 0.005234 | 0.005234 | 0.005234 | 0.005234 | 0.005234 | 0.005234
F7_Commercial_College_New_Miscellaneous_Natural Gas_Miscellaneous_Baseline Forecast | F7 | Commercial | College | New | Miscellaneous | Natural Gas | Miscellaneous | Baseline Forecast | Avg. Replacement Summer Demand (kW) | 0 | 0 | 0 | 0 | 0 | 0 | 0 | 0 | 0 | 0 | 0 | 0 | 0 | 0 | 0 | 0 | 0 | 0 | 0 | 0 | 0 | 0 | 0 | 0 | 0 | 0 | 0
F8_Commercial_College_New_Miscellaneous_Natural Gas_Miscellaneous_Baseline Forecast | F8 | Commercial | College | New | Miscellaneous | Natural Gas | Miscellaneous | Baseline Forecast | Avg. Replacement Winter Demand (kW) | 0 | 0 | 0 | 0 | 0 | 0 | 0 | 0 | 0 | 0 | 0 | 0 | 0 | 0 | 0 | 0 | 0 | 0 | 0 | 0 | 0 | 0 | 0 | 0 | 0 | 0 | 0
F1_Commercial_Health_Existing_Space Heating_Natural Gas_Furnace_Baseline Forecast | F1 | Commercial | Health | Existing | Space Heating | Natural Gas | Furnace | Baseline Forecast | Units | 325901.0547 | 319751.9782 | 313718.922 | 307799.6971 | 301992.1556 | 296294.1904 | 290703.734 | 285218.7579 | 279837.2719 | 274557.3233 | 269376.9965 | 264294.4117 | 259307.7246 | 254415.1261 | 249614.8407 | 244905.1267 | 240284.2752 | 235750.6097 | 231302.485 | 226938.2871 | 222656.4327 | 218455.3679 | 214333.5685 | 210289.5389 | 206321.8118 | 202428.9474 | 198609.5333
F2_Commercial_Health_Existing_Space Heating_Natural Gas_Furnace_Baseline Forecast | F2 | Commercial | Health | Existing | Space Heating | Natural Gas | Furnace | Baseline Forecast | Usage (MMtherm) | 0.068615 | 0.072234 | 0.070391 | 0.068818 | 0.067258 | 0.065713 | 0.064185 | 0.062676 | 0.061187 | 0.059719 | 0.058279 | 0.056867 | 0.055487 | 0.054142 | 0.052833 | 0.051561 | 0.050328 | 0.049135 | 0.047981 | 0.046869 | 0.045797 | 0.044762 | 0.043763 | 0.042798 | 0.041863 | 0.040959 | 0.040082
F3_Commercial_Health_Existing_Space Heating_Natural Gas_Furnace_Baseline Forecast | F3 | Commercial | Health | Existing | Space Heating | Natural Gas | Furnace | Baseline Forecast | Summer Peak Demand (MW) | 0 | 0 | 0 | 0 | 0 | 0 | 0 | 0 | 0 | 0 | 0 | 0 | 0 | 0 | 0 | 0 | 0 | 0 | 0 | 0 | 0 | 0 | 0 | 0 | 0 | 0 | 0
F4_Commercial_Health_Existing_Space Heating_Natural Gas_Furnace_Baseline Forecast | F4 | Commercial | Health | Existing | Space Heating | Natural Gas | Furnace | Baseline Forecast | Winter Peak Demand (MW) | 0 | 0 | 0 | 0 | 0 | 0 | 0 | 0 | 0 | 0 | 0 | 0 | 0 | 0 | 0 | 0 | 0 | 0 | 0 | 0 | 0 | 0 | 0 | 0 | 0 | 0 | 0
F5_Commercial_Health_Existing_Space Heating_Natural Gas_Furnace_Baseline Forecast | F5 | Commercial | Health | Existing | Space Heating | Natural Gas | Furnace | Baseline Forecast | Turnover | 0 | 3617.1038 | 4064.5024 | 4532.1892 | 5015.6111 | 5510.7219 | 6013.9325 | 6522.0659 | 7032.3162 | 7542.2121 | 7981.8664 | 8358.3234 | 8677.955 | 8946.5241 | 9169.2425 | 9350.8227 | 9495.5255 | 9607.2025 | 9689.3348 | 8972.7216 | 8348.1391 | 7808.0127 | 7345.2339 | 6953.144 | 6625.5164 | 6356.5385 | 6140.7929
F6_Commercial_Health_Existing_Space Heating_Natural Gas_Furnace_Baseline Forecast | F6 | Commercial | Health | Existing | Space Heating | Natural Gas | Furnace | Baseline Forecast | Avg. Replacement Usage (kWh) | 0.1878 | 0.20204 | 0.20125 | 0.19554 | 0.19554 | 0.19554 | 0.19554 | 0.19554 | 0.19554 | 0.19554 | 0.19554 | 0.19554 | 0.19554 | 0.19554 | 0.19554 | 0.19554 | 0.19554 | 0.19554 | 0.19554 | 0.19554 | 0.19554 | 0.19554 | 0.19554 | 0.19554 | 0.19554 | 0.19554 | 0.19554
F7_Commercial_Health_Existing_Space Heating_Natural Gas_Furnace_Baseline Forecast | F7 | Commercial | Health | Existing | Space Heating | Natural Gas | Furnace | Baseline Forecast | Avg. Replacement Summer Demand (kW) | 0 | 0 | 0 | 0 | 0 | 0 | 0 | 0 | 0 | 0 | 0 | 0 | 0 | 0 | 0 | 0 | 0 | 0 | 0 | 0 | 0 | 0 | 0 | 0 | 0 | 0 | 0
F8_Commercial_Health_Existing_Space Heating_Natural Gas_Furnace_Baseline Forecast | F8 | Commercial | Health | Existing | Space Heating | Natural Gas | Furnace | Baseline Forecast | Avg. Replacement Winter Demand (kW) | 0 | 0 | 0 | 0 | 0 | 0 | 0 | 0 | 0 | 0 | 0 | 0 | 0 | 0 | 0 | 0 | 0 | 0 | 0 | 0 | 0 | 0 | 0 | 0 | 0 | 0 | 0
F1_Commercial_Health_Existing_Space Heating_Natural Gas_Boiler_Baseline Forecast | F1 | Commercial | Health | Existing | Space Heating | Natural Gas | Boiler | Baseline Forecast | Units | 1836767.5457 | 1802111.5543 | 1768109.4495 | 1734748.8938 | 1702017.7826 | 1669904.2396 | 1638396.6124 | 1607483.4688 | 1577153.592 | 1547395.977 | 1518199.8265 | 1489554.5468 | 1461449.744 | 1433875.2205 | 1406820.9711 | 1380277.1792 | 1354234.2136 | 1328682.6246 | 1303613.1411 | 1279016.6668 | 1254884.2768 | 1231207.215 | 1207976.8902 | 1185184.8734 | 1162822.8947 | 1140882.84 | 1119356.7487
F2_Commercial_Health_Existing_Space Heating_Natural Gas_Boiler_Baseline Forecast | F2 | Commercial | Health | Existing | Space Heating | Natural Gas | Boiler | Baseline Forecast | Usage (MMtherm) | 0.97011 | 1.0208 | 0.99458 | 0.97287 | 0.95168 | 0.93101 | 0.91085 | 0.89119 | 0.87203 | 0.85335 | 0.83515 | 0.81741 | 0.80013 | 0.7833 | 0.7669 | 0.75093 | 0.73537 | 0.72023 | 0.70547 | 0.6911 | 0.67711 | 0.66349 | 0.65021 | 0.63727 | 0.62465 | 0.61232 | 0.60029
F3_Commercial_Health_Existing_Space Heating_Natural Gas_Boiler_Baseline Forecast | F3 | Commercial | Health | Existing | Space Heating | Natural Gas | Boiler | Baseline Forecast | Summer Peak Demand (MW) | 0 | 0 | 0 | 0 | 0 | 0 | 0 | 0 | 0 | 0 | 0 | 0 | 0 | 0 | 0 | 0 | 0 | 0 | 0 | 0 | 0 | 0 | 0 | 0 | 0 | 0 | 0
F4_Commercial_Health_Existing_Space Heating_Natural Gas_Boiler_Baseline Forecast | F4 | Commercial | Health | Existing | Space Heating | Natural Gas | Boiler | Baseline Forecast | Winter Peak Demand (MW) | 0 | 0 | 0 | 0 | 0 | 0 | 0 | 0 | 0 | 0 | 0 | 0 | 0 | 0 | 0 | 0 | 0 | 0 | 0 | 0 | 0 | 0 | 0 | 0 | 0 | 0 | 0
F5_Commercial_Health_Existing_Space Heating_Natural Gas_Boiler_Baseline Forecast | F5 | Commercial | Health | Existing | Space Heating | Natural Gas | Boiler | Baseline Forecast | Turnover | 0 | 54609.441 | 54066.1567 | 53480.4881 | 52858.9226 | 52207.2108 | 51530.4465 | 50833.1383 | 50119.2738 | 49392.3761 | 48655.555 | 47911.5523 | 47162.7817 | 46411.3654 | 45659.1659 | 44907.8147 | 44158.7377 | 43413.1782 | 42672.2171 | 41936.7907 | 41207.7074 | 40485.6614 | 39438.47 | 38471.3336 | 37573.0185 | 36733.9003 | 35945.745
F6_Commercial_Health_Existing_Space Heating_Natural Gas_Boiler_Baseline Forecast | F6 | Commercial | Health | Existing | Space Heating | Natural Gas | Boiler | Baseline Forecast | Avg. Replacement Usage (kWh) | 0.49644 | 0.53407 | 0.532 | 0.532 | 0.532 | 0.532 | 0.532 | 0.532 | 0.532 | 0.532 | 0.532 | 0.532 | 0.532 | 0.532 | 0.532 | 0.532 | 0.532 | 0.532 | 0.532 | 0.532 | 0.532 | 0.532 | 0.532 | 0.532 | 0.532 | 0.532 | 0.532
F7_Commercial_Health_Existing_Space Heating_Natural Gas_Boiler_Baseline Forecast | F7 | Commercial | Health | Existing | Space Heating | Natural Gas | Boiler | Baseline Forecast | Avg. Replacement Summer Demand (kW) | 0 | 0 | 0 | 0 | 0 | 0 | 0 | 0 | 0 | 0 | 0 | 0 | 0 | 0 | 0 | 0 | 0 | 0 | 0 | 0 | 0 | 0 | 0 | 0 | 0 | 0 | 0
F8_Commercial_Health_Existing_Space Heating_Natural Gas_Boiler_Baseline Forecast | F8 | Commercial | Health | Existing | Space Heating | Natural Gas | Boiler | Baseline Forecast | Avg. Replacement Winter Demand (kW) | 0 | 0 | 0 | 0 | 0 | 0 | 0 | 0 | 0 | 0 | 0 | 0 | 0 | 0 | 0 | 0 | 0 | 0 | 0 | 0 | 0 | 0 | 0 | 0 | 0 | 0 | 0
F1_Commercial_Health_Existing_Space Heating_Natural Gas_Unit Heater_Baseline Forecast | F1 | Commercial | Health | Existing | Space Heating | Natural Gas | Unit Heater | Baseline Forecast | Units | 0 | 0 | 0 | 0 | 0 | 0 | 0 | 0 | 0 | 0 | 0 | 0 | 0 | 0 | 0 | 0 | 0 | 0 | 0 | 0 | 0 | 0 | 0 | 0 | 0 | 0 | 0
F2_Commercial_Health_Existing_Space Heating_Natural Gas_Unit Heater_Baseline Forecast | F2 | Commercial | Health | Existing | Space Heating | Natural Gas | Unit Heater | Baseline Forecast | Usage (MMtherm) | 0 | 0 | 0 | 0 | 0 | 0 | 0 | 0 | 0 | 0 | 0 | 0 | 0 | 0 | 0 | 0 | 0 | 0 | 0 | 0 | 0 | 0 | 0 | 0 | 0 | 0 | 0
F3_Commercial_Health_Existing_Space Heating_Natural Gas_Unit Heater_Baseline Forecast | F3 | Commercial | Health | Existing | Space Heating | Natural Gas | Unit Heater | Baseline Forecast | Summer Peak Demand (MW) | 0 | 0 | 0 | 0 | 0 | 0 | 0 | 0 | 0 | 0 | 0 | 0 | 0 | 0 | 0 | 0 | 0 | 0 | 0 | 0 | 0 | 0 | 0 | 0 | 0 | 0 | 0
F4_Commercial_Health_Existing_Space Heating_Natural Gas_Unit Heater_Baseline Forecast | F4 | Commercial | Health | Existing | Space Heating | Natural Gas | Unit Heater | Baseline Forecast | Winter Peak Demand (MW) | 0 | 0 | 0 | 0 | 0 | 0 | 0 | 0 | 0 | 0 | 0 | 0 | 0 | 0 | 0 | 0 | 0 | 0 | 0 | 0 | 0 | 0 | 0 | 0 | 0 | 0 | 0
F5_Commercial_Health_Existing_Space Heating_Natural Gas_Unit Heater_Baseline Forecast | F5 | Commercial | Health | Existing | Space Heating | Natural Gas | Unit Heater | Baseline Forecast | Turnover | 0 | 0 | 0 | 0 | 0 | 0 | 0 | 0 | 0 | 0 | 0 | 0 | 0 | 0 | 0 | 0 | 0 | 0 | 0 | 0 | 0 | 0 | 0 | 0 | 0 | 0 | 0
F6_Commercial_Health_Existing_Space Heating_Natural Gas_Unit Heater_Baseline Forecast | F6 | Commercial | Health | Existing | Space Heating | Natural Gas | Unit Heater | Baseline Forecast | Avg. Replacement Usage (kWh) | 0.10527 | 0.11325 | 0.11281 | 0.11281 | 0.11281 | 0.11281 | 0.11281 | 0.11281 | 0.11281 | 0.11281 | 0.11281 | 0.11281 | 0.11281 | 0.11281 | 0.11281 | 0.11281 | 0.11281 | 0.11281 | 0.11281 | 0.11281 | 0.11281 | 0.11281 | 0.11281 | 0.11281 | 0.11281 | 0.11281 | 0.11281
F7_Commercial_Health_Existing_Space Heating_Natural Gas_Unit Heater_Baseline Forecast | F7 | Commercial | Health | Existing | Space Heating | Natural Gas | Unit Heater | Baseline Forecast | Avg. Replacement Summer Demand (kW) | 0 | 0 | 0 | 0 | 0 | 0 | 0 | 0 | 0 | 0 | 0 | 0 | 0 | 0 | 0 | 0 | 0 | 0 | 0 | 0 | 0 | 0 | 0 | 0 | 0 | 0 | 0
F8_Commercial_Health_Existing_Space Heating_Natural Gas_Unit Heater_Baseline Forecast | F8 | Commercial | Health | Existing | Space Heating | Natural Gas | Unit Heater | Baseline Forecast | Avg. Replacement Winter Demand (kW) | 0 | 0 | 0 | 0 | 0 | 0 | 0 | 0 | 0 | 0 | 0 | 0 | 0 | 0 | 0 | 0 | 0 | 0 | 0 | 0 | 0 | 0 | 0 | 0 | 0 | 0 | 0
F1_Commercial_Health_Existing_Water Heating_Natural Gas_Water Heater_Baseline Forecast | F1 | Commercial | Health | Existing | Water Heating | Natural Gas | Water Heater | Baseline Forecast | Units | 2003352.5001 | 1965553.3963 | 1928467.4832 | 1892081.3042 | 1856381.657 | 1821355.588 | 1786990.3882 | 1753273.5884 | 1720192.9547 | 1687736.4839 | 1655892.3993 | 1624649.1464 | 1593995.389 | 1563920.0043 | 1534412.0796 | 1505460.9083 | 1477055.9855 | 1449187.0047 | 1421843.8536 | 1395016.6111 | 1368695.543 | 1342871.0988 | 1317533.9082 | 1292674.7779 | 1268284.6877 | 1244354.788 | 1220876.3958
F2_Commercial_Health_Existing_Water Heating_Natural Gas_Water Heater_Baseline Forecast | F2 | Commercial | Health | Existing | Water Heating | Natural Gas | Water Heater | Baseline Forecast | Usage (MMtherm) | 0.98253 | 0.94537 | 0.91136 | 0.88016 | 0.85149 | 0.82511 | 0.80083 | 0.77848 | 0.7579 | 0.73898 | 0.72142 | 0.70496 | 0.68942 | 0.67466 | 0.66056 | 0.64701 | 0.63396 | 0.62133 | 0.60909 | 0.59718 | 0.58559 | 0.57429 | 0.56326 | 0.55248 | 0.54193 | 0.53161 | 0.5215
F3_Commercial_Health_Existing_Water Heating_Natural Gas_Water Heater_Baseline Forecast | F3 | Commercial | Health | Existing | Water Heating | Natural Gas | Water Heater | Baseline Forecast | Summer Peak Demand (MW) | 0 | 0 | 0 | 0 | 0 | 0 | 0 | 0 | 0 | 0 | 0 | 0 | 0 | 0 | 0 | 0 | 0 | 0 | 0 | 0 | 0 | 0 | 0 | 0 | 0 | 0 | 0
F4_Commercial_Health_Existing_Water Heating_Natural Gas_Water Heater_Baseline Forecast | F4 | Commercial | Health | Existing | Water Heating | Natural Gas | Water Heater | Baseline Forecast | Winter Peak Demand (MW) | 0 | 0 | 0 | 0 | 0 | 0 | 0 | 0 | 0 | 0 | 0 | 0 | 0 | 0 | 0 | 0 | 0 | 0 | 0 | 0 | 0 | 0 | 0 | 0 | 0 | 0 | 0
F5_Commercial_Health_Existing_Water Heating_Natural Gas_Water Heater_Baseline Forecast | F5 | Commercial | Health | Existing | Water Heating | Natural Gas | Water Heater | Baseline Forecast | Turnover | 0 | 183451.6503 | 169705.1385 | 158430.2745 | 149104.5747 | 141317.7658 | 134747.6528 | 129141.1766 | 124299.5466 | 120066.5708 | 125150.9225 | 126825.4924 | 126240.1563 | 124209.4242 | 121303.4822 | 154749.3564 | 141157.7256 | 130117.9912 | 121088.2659 | 115131.1045 | 110952.2366 | 107742.1865 | 105012.7676 | 102484.6705 | 107990.4036 | 109356.453 | 108121.1703
F6_Commercial_Health_Existing_Water Heating_Natural Gas_Water Heater_Baseline Forecast | F6 | Commercial | Health | Existing | Water Heating | Natural Gas | Water Heater | Baseline Forecast | Avg. Replacement Usage (kWh) | 0.42691 | 0.42691 | 0.42691 | 0.42691 | 0.42691 | 0.42691 | 0.42691 | 0.42691 | 0.42691 | 0.42691 | 0.42691 | 0.42691 | 0.42691 | 0.42691 | 0.42691 | 0.42691 | 0.42691 | 0.42691 | 0.42691 | 0.42691 | 0.42691 | 0.42691 | 0.42691 | 0.42691 | 0.42691 | 0.42691 | 0.42691
F7_Commercial_Health_Existing_Water Heating_Natural Gas_Water Heater_Baseline Forecast | F7 | Commercial | Health | Existing | Water Heating | Natural Gas | Water Heater | Baseline Forecast | Avg. Replacement Summer Demand (kW) | 0 | 0 | 0 | 0 | 0 | 0 | 0 | 0 | 0 | 0 | 0 | 0 | 0 | 0 | 0 | 0 | 0 | 0 | 0 | 0 | 0 | 0 | 0 | 0 | 0 | 0 | 0
F8_Commercial_Health_Existing_Water Heating_Natural Gas_Water Heater_Baseline Forecast | F8 | Commercial | Health | Existing | Water Heating | Natural Gas | Water Heater | Baseline Forecast | Avg. Replacement Winter Demand (kW) | 0 | 0 | 0 | 0 | 0 | 0 | 0 | 0 | 0 | 0 | 0 | 0 | 0 | 0 | 0 | 0 | 0 | 0 | 0 | 0 | 0 | 0 | 0 | 0 | 0 | 0 | 0
F1_Commercial_Health_Existing_Food Preparation_Natural Gas_Oven_Baseline Forecast | F1 | Commercial | Health | Existing | Food Preparation | Natural Gas | Oven | Baseline Forecast | Units | 48893.1468 | 47970.6346 | 47065.5283 | 46177.4995 | 45306.2259 | 44451.3914 | 43612.6859 | 42789.8051 | 41982.4503 | 41190.3286 | 40413.1525 | 39650.6402 | 38902.5149 | 38168.5052 | 37448.3448 | 36741.7722 | 36048.5312 | 35368.3703 | 34701.0425 | 34046.3059 | 33403.9227 | 32773.66 | 32155.2891 | 31548.5855 | 30953.3292 | 30369.3041 | 29796.2984
F2_Commercial_Health_Existing_Food Preparation_Natural Gas_Oven_Baseline Forecast | F2 | Commercial | Health | Existing | Food Preparation | Natural Gas | Oven | Baseline Forecast | Usage (MMtherm) | 0.0094687 | 0.00929 | 0.0091148 | 0.0089428 | 0.008774 | 0.0086085 | 0.0084461 | 0.0082867 | 0.0081304 | 0.007977 | 0.0078265 | 0.0076788 | 0.0075339 | 0.0073918 | 0.0072523 | 0.0071154 | 0.0069812 | 0.0068495 | 0.0067202 | 0.0065934 | 0.006469 | 0.006347 | 0.0062272 | 0.0061097 | 0.0059945 | 0.0058814 | 0.0057704
F3_Commercial_Health_Existing_Food Preparation_Natural Gas_Oven_Baseline Forecast | F3 | Commercial | Health | Existing | Food Preparation | Natural Gas | Oven | Baseline Forecast | Summer Peak Demand (MW) | 0 | 0 | 0 | 0 | 0 | 0 | 0 | 0 | 0 | 0 | 0 | 0 | 0 | 0 | 0 | 0 | 0 | 0 | 0 | 0 | 0 | 0 | 0 | 0 | 0 | 0 | 0
F4_Commercial_Health_Existing_Food Preparation_Natural Gas_Oven_Baseline Forecast | F4 | Commercial | Health | Existing | Food Preparation | Natural Gas | Oven | Baseline Forecast | Winter Peak Demand (MW) | 0 | 0 | 0 | 0 | 0 | 0 | 0 | 0 | 0 | 0 | 0 | 0 | 0 | 0 | 0 | 0 | 0 | 0 | 0 | 0 | 0 | 0 | 0 | 0 | 0 | 0 | 0
F5_Commercial_Health_Existing_Food Preparation_Natural Gas_Oven_Baseline Forecast | F5 | Commercial | Health | Existing | Food Preparation | Natural Gas | Oven | Baseline Forecast | Turnover | 0 | 575.6476 | 1016.6154 | 1536.7872 | 2112.3575 | 2547.0292 | 2871.4313 | 3109.5988 | 3280.3907 | 3398.6038 | 3475.8464 | 3521.2243 | 2857.1949 | 2407.5164 | 2138.9295 | 2021.4675 | 1999.7717 | 2146.6176 | 2276.5756 | 2423.198 | 2570.0603 | 2672.7281 | 2740.9452 | 2671.3041 | 2531.5541 | 2368.7611 | 2214.445
F6_Commercial_Health_Existing_Food Preparation_Natural Gas_Oven_Baseline Forecast | F6 | Commercial | Health | Existing | Food Preparation | Natural Gas | Oven | Baseline Forecast | Avg. Replacement Usage (kWh) | 0.19366 | 0.19366 | 0.19366 | 0.19366 | 0.19366 | 0.19366 | 0.19366 | 0.19366 | 0.19366 | 0.19366 | 0.19366 | 0.19366 | 0.19366 | 0.19366 | 0.19366 | 0.19366 | 0.19366 | 0.19366 | 0.19366 | 0.19366 | 0.19366 | 0.19366 | 0.19366 | 0.19366 | 0.19366 | 0.19366 | 0.19366
F7_Commercial_Health_Existing_Food Preparation_Natural Gas_Oven_Baseline Forecast | F7 | Commercial | Health | Existing | Food Preparation | Natural Gas | Oven | Baseline Forecast | Avg. Replacement Summer Demand (kW) | 0 | 0 | 0 | 0 | 0 | 0 | 0 | 0 | 0 | 0 | 0 | 0 | 0 | 0 | 0 | 0 | 0 | 0 | 0 | 0 | 0 | 0 | 0 | 0 | 0 | 0 | 0
F8_Commercial_Health_Existing_Food Preparation_Natural Gas_Oven_Baseline Forecast | F8 | Commercial | Health | Existing | Food Preparation | Natural Gas | Oven | Baseline Forecast | Avg. Replacement Winter Demand (kW) | 0 | 0 | 0 | 0 | 0 | 0 | 0 | 0 | 0 | 0 | 0 | 0 | 0 | 0 | 0 | 0 | 0 | 0 | 0 | 0 | 0 | 0 | 0 | 0 | 0 | 0 | 0
F1_Commercial_Health_Existing_Food Preparation_Natural Gas_Conveyor Oven_Baseline Forecast | F1 | Commercial | Health | Existing | Food Preparation | Natural Gas | Conveyor Oven | Baseline Forecast | Units | 24446.5734 | 23985.3173 | 23532.7641 | 23088.7497 | 22653.1129 | 22225.6957 | 21806.343 | 21394.9025 | 20991.2251 | 20595.1643 | 20206.5763 | 19825.3201 | 19451.2575 | 19084.2526 | 18724.1724 | 18370.8861 | 18024.2656 | 17684.1851 | 17350.5213 | 17023.1529 | 16701.9614 | 16386.83 | 16077.6445 | 15774.2928 | 15476.6646 | 15184.6521 | 14898.1492
F2_Commercial_Health_Existing_Food Preparation_Natural Gas_Conveyor Oven_Baseline Forecast | F2 | Commercial | Health | Existing | Food Preparation | Natural Gas | Conveyor Oven | Baseline Forecast | Usage (MMtherm) | 0.0081008 | 0.0079479 | 0.007798 | 0.0076509 | 0.0075065 | 0.0073649 | 0.0072259 | 0.0070896 | 0.0069558 | 0.0068246 | 0.0066958 | 0.0065695 | 0.0064455 | 0.0063239 | 0.0062046 | 0.0060875 | 0.0059727 | 0.00586 | 0.0057494 | 0.0056409 | 0.0055345 | 0.0054301 | 0.0053276 | 0.0052271 | 0.0051285 | 0.0050317 | 0.0049368
F3_Commercial_Health_Existing_Food Preparation_Natural Gas_Conveyor Oven_Baseline Forecast | F3 | Commercial | Health | Existing | Food Preparation | Natural Gas | Conveyor Oven | Baseline Forecast | Summer Peak Demand (MW) | 0 | 0 | 0 | 0 | 0 | 0 | 0 | 0 | 0 | 0 | 0 | 0 | 0 | 0 | 0 | 0 | 0 | 0 | 0 | 0 | 0 | 0 | 0 | 0 | 0 | 0 | 0
F4_Commercial_Health_Existing_Food Preparation_Natural Gas_Conveyor Oven_Baseline Forecast | F4 | Commercial | Health | Existing | Food Preparation | Natural Gas | Conveyor Oven | Baseline Forecast | Winter Peak Demand (MW) | 0 | 0 | 0 | 0 | 0 | 0 | 0 | 0 | 0 | 0 | 0 | 0 | 0 | 0 | 0 | 0 | 0 | 0 | 0 | 0 | 0 | 0 | 0 | 0 | 0 | 0 | 0
F5_Commercial_Health_Existing_Food Preparation_Natural Gas_Conveyor Oven_Baseline Forecast | F5 | Commercial | Health | Existing | Food Preparation | Natural Gas | Conveyor Oven | Baseline Forecast | Turnover | 0 | 0 | 0 | 0 | 0 | 88.9028 | 244.231 | 448.4372 | 687.8405 | 951.7932 | 1151.1994 | 1300.0893 | 1409.4726 | 1487.9881 | 1542.4137 | 1578.067 | 1599.119 | 1255.1576 | 985.1803 | 773.2736 | 606.9468 | 489.5054 | 420.2295 | 395.9664 | 412.2241 | 463.907 | 549.4991
F6_Commercial_Health_Existing_Food Preparation_Natural Gas_Conveyor Oven_Baseline Forecast | F6 | Commercial | Health | Existing | Food Preparation | Natural Gas | Conveyor Oven | Baseline Forecast | Avg. Replacement Usage (kWh) | 0.33137 | 0.33137 | 0.33137 | 0.33137 | 0.33137 | 0.33137 | 0.33137 | 0.33137 | 0.33137 | 0.33137 | 0.33137 | 0.33137 | 0.33137 | 0.33137 | 0.33137 | 0.33137 | 0.33137 | 0.33137 | 0.33137 | 0.33137 | 0.33137 | 0.33137 | 0.33137 | 0.33137 | 0.33137 | 0.33137 | 0.33137
F7_Commercial_Health_Existing_Food Preparation_Natural Gas_Conveyor Oven_Baseline Forecast | F7 | Commercial | Health | Existing | Food Preparation | Natural Gas | Conveyor Oven | Baseline Forecast | Avg. Replacement Summer Demand (kW) | 0 | 0 | 0 | 0 | 0 | 0 | 0 | 0 | 0 | 0 | 0 | 0 | 0 | 0 | 0 | 0 | 0 | 0 | 0 | 0 | 0 | 0 | 0 | 0 | 0 | 0 | 0
F8_Commercial_Health_Existing_Food Preparation_Natural Gas_Conveyor Oven_Baseline Forecast | F8 | Commercial | Health | Existing | Food Preparation | Natural Gas | Conveyor Oven | Baseline Forecast | Avg. Replacement Winter Demand (kW) | 0 | 0 | 0 | 0 | 0 | 0 | 0 | 0 | 0 | 0 | 0 | 0 | 0 | 0 | 0 | 0 | 0 | 0 | 0 | 0 | 0 | 0 | 0 | 0 | 0 | 0 | 0
F1_Commercial_Health_Existing_Food Preparation_Natural Gas_Double Rack Oven_Baseline Forecast | F1 | Commercial | Health | Existing | Food Preparation | Natural Gas | Double Rack Oven | Baseline Forecast | Units | 24446.5734 | 23985.3173 | 23532.7641 | 23088.7497 | 22653.1129 | 22225.6957 | 21806.343 | 21394.9025 | 20991.2251 | 20595.1643 | 20206.5763 | 19825.3201 | 19451.2575 | 19084.2526 | 18724.1724 | 18370.8861 | 18024.2656 | 17684.1851 | 17350.5213 | 17023.1529 | 16701.9614 | 16386.83 | 16077.6445 | 15774.2928 | 15476.6646 | 15184.6521 | 14898.1492
F2_Commercial_Health_Existing_Food Preparation_Natural Gas_Double Rack Oven_Baseline Forecast | F2 | Commercial | Health | Existing | Food Preparation | Natural Gas | Double Rack Oven | Baseline Forecast | Usage (MMtherm) | 0.012307 | 0.012074 | 0.011847 | 0.011623 | 0.011404 | 0.011189 | 0.010977 | 0.01077 | 0.010567 | 0.010368 | 0.010172 | 0.0099802 | 0.0097919 | 0.0096072 | 0.0094259 | 0.009248 | 0.0090735 | 0.0089023 | 0.0087344 | 0.0085696 | 0.0084079 | 0.0082492 | 0.0080936 | 0.0079409 | 0.0077911 | 0.0076441 | 0.0074998
F3_Commercial_Health_Existing_Food Preparation_Natural Gas_Double Rack Oven_Baseline Forecast | F3 | Commercial | Health | Existing | Food Preparation | Natural Gas | Double Rack Oven | Baseline Forecast | Summer Peak Demand (MW) | 0 | 0 | 0 | 0 | 0 | 0 | 0 | 0 | 0 | 0 | 0 | 0 | 0 | 0 | 0 | 0 | 0 | 0 | 0 | 0 | 0 | 0 | 0 | 0 | 0 | 0 | 0
F4_Commercial_Health_Existing_Food Preparation_Natural Gas_Double Rack Oven_Baseline Forecast | F4 | Commercial | Health | Existing | Food Preparation | Natural Gas | Double Rack Oven | Baseline Forecast | Winter Peak Demand (MW) | 0 | 0 | 0 | 0 | 0 | 0 | 0 | 0 | 0 | 0 | 0 | 0 | 0 | 0 | 0 | 0 | 0 | 0 | 0 | 0 | 0 | 0 | 0 | 0 | 0 | 0 | 0
F5_Commercial_Health_Existing_Food Preparation_Natural Gas_Double Rack Oven_Baseline Forecast | F5 | Commercial | Health | Existing | Food Preparation | Natural Gas | Double Rack Oven | Baseline Forecast | Turnover | 0 | 533.0071 | 726.3199 | 889.9779 | 1027.8664 | 1143.3724 | 1239.4477 | 1318.665 | 1383.2665 | 1435.206 | 1301.5609 | 1203.102 | 1132.5536 | 1083.9344 | 1052.3449 | 1033.7883 | 1025.02 | 1023.4201 | 1026.8867 | 1133.8937 | 1145.9545 | 1144.1851 | 1133.1336 | 1116.2152 | 1095.9528 | 1074.1727 | 1052.1603
F6_Commercial_Health_Existing_Food Preparation_Natural Gas_Double Rack Oven_Baseline Forecast | F6 | Commercial | Health | Existing | Food Preparation | Natural Gas | Double Rack Oven | Baseline Forecast | Avg. Replacement Usage (kWh) | 0.50341 | 0.50341 | 0.50341 | 0.50341 | 0.50341 | 0.50341 | 0.50341 | 0.50341 | 0.50341 | 0.50341 | 0.50341 | 0.50341 | 0.50341 | 0.50341 | 0.50341 | 0.50341 | 0.50341 | 0.50341 | 0.50341 | 0.50341 | 0.50341 | 0.50341 | 0.50341 | 0.50341 | 0.50341 | 0.50341 | 0.50341
F7_Commercial_Health_Existing_Food Preparation_Natural Gas_Double Rack Oven_Baseline Forecast | F7 | Commercial | Health | Existing | Food Preparation | Natural Gas | Double Rack Oven | Baseline Forecast | Avg. Replacement Summer Demand (kW) | 0 | 0 | 0 | 0 | 0 | 0 | 0 | 0 | 0 | 0 | 0 | 0 | 0 | 0 | 0 | 0 | 0 | 0 | 0 | 0 | 0 | 0 | 0 | 0 | 0 | 0 | 0
F8_Commercial_Health_Existing_Food Preparation_Natural Gas_Double Rack Oven_Baseline Forecast | F8 | Commercial | Health | Existing | Food Preparation | Natural Gas | Double Rack Oven | Baseline Forecast | Avg. Replacement Winter Demand (kW) | 0 | 0 | 0 | 0 | 0 | 0 | 0 | 0 | 0 | 0 | 0 | 0 | 0 | 0 | 0 | 0 | 0 | 0 | 0 | 0 | 0 | 0 | 0 | 0 | 0 | 0 | 0
F1_Commercial_Health_Existing_Food Preparation_Natural Gas_Fryer_Baseline Forecast | F1 | Commercial | Health | Existing | Food Preparation | Natural Gas | Fryer | Baseline Forecast | Units | 565975.2146 | 555296.437 | 544819.1457 | 534539.5392 | 524453.8875 | 514558.5311 | 504849.8796 | 495324.4102 | 485978.6666 | 476809.2578 | 467812.8567 | 458986.199 | 450326.0821 | 441829.3635 | 433492.9604 | 425313.848 | 417289.0584 | 409415.6799 | 401690.8558 | 394111.783 | 386675.7117 | 379379.9435 | 372221.8314 | 365198.778 | 358308.235 | 351547.7022 | 344914.7267
F2_Commercial_Health_Existing_Food Preparation_Natural Gas_Fryer_Baseline Forecast | F2 | Commercial | Health | Existing | Food Preparation | Natural Gas | Fryer | Baseline Forecast | Usage (MMtherm) | 0.16981 | 0.16098 | 0.15284 | 0.14527 | 0.13819 | 0.13152 | 0.12521 | 0.11922 | 0.1135 | 0.10864 | 0.10446 | 0.10081 | 0.097591 | 0.094717 | 0.09212 | 0.089746 | 0.087553 | 0.085509 | 0.083588 | 0.08177 | 0.080038 | 0.078379 | 0.076783 | 0.075243 | 0.073751 | 0.072303 | 0.070895
F3_Commercial_Health_Existing_Food Preparation_Natural Gas_Fryer_Baseline Forecast | F3 | Commercial | Health | Existing | Food Preparation | Natural Gas | Fryer | Baseline Forecast | Summer Peak Demand (MW) | 0 | 0 | 0 | 0 | 0 | 0 | 0 | 0 | 0 | 0 | 0 | 0 | 0 | 0 | 0 | 0 | 0 | 0 | 0 | 0 | 0 | 0 | 0 | 0 | 0 | 0 | 0
F4_Commercial_Health_Existing_Food Preparation_Natural Gas_Fryer_Baseline Forecast | F4 | Commercial | Health | Existing | Food Preparation | Natural Gas | Fryer | Baseline Forecast | Winter Peak Demand (MW) | 0 | 0 | 0 | 0 | 0 | 0 | 0 | 0 | 0 | 0 | 0 | 0 | 0 | 0 | 0 | 0 | 0 | 0 | 0 | 0 | 0 | 0 | 0 | 0 | 0 | 0 | 0
F5_Commercial_Health_Existing_Food Preparation_Natural Gas_Fryer_Baseline Forecast | F5 | Commercial | Health | Existing | Food Preparation | Natural Gas | Fryer | Baseline Forecast | Turnover | 0 | 59231.6199 | 53755.489 | 49320.1815 | 45704.4081 | 42734.429 | 40273.827 | 38215.4802 | 36475.2623 | 38801.5707 | 39687.0795 | 39620.4387 | 38947.19 | 37908.7145 | 48792.3882 | 43968.273 | 40074.8005 | 37568.8786 | 35872.2321 | 34621.8532 | 33597.6237 | 32672.5164 | 34640.9306 | 35071.6304 | 34549.6259 | 33585.1605 | 32459.438
F6_Commercial_Health_Existing_Food Preparation_Natural Gas_Fryer_Baseline Forecast | F6 | Commercial | Health | Existing | Food Preparation | Natural Gas | Fryer | Baseline Forecast | Avg. Replacement Usage (kWh) | 0.30004 | 0.20503 | 0.20503 | 0.20503 | 0.20503 | 0.20503 | 0.20503 | 0.20503 | 0.20503 | 0.20503 | 0.20503 | 0.20503 | 0.20503 | 0.20503 | 0.20503 | 0.20503 | 0.20503 | 0.20503 | 0.20503 | 0.20503 | 0.20503 | 0.20503 | 0.20503 | 0.20503 | 0.20503 | 0.20503 | 0.20503
F7_Commercial_Health_Existing_Food Preparation_Natural Gas_Fryer_Baseline Forecast | F7 | Commercial | Health | Existing | Food Preparation | Natural Gas | Fryer | Baseline Forecast | Avg. Replacement Summer Demand (kW) | 0 | 0 | 0 | 0 | 0 | 0 | 0 | 0 | 0 | 0 | 0 | 0 | 0 | 0 | 0 | 0 | 0 | 0 | 0 | 0 | 0 | 0 | 0 | 0 | 0 | 0 | 0
F8_Commercial_Health_Existing_Food Preparation_Natural Gas_Fryer_Baseline Forecast | F8 | Commercial | Health | Existing | Food Preparation | Natural Gas | Fryer | Baseline Forecast | Avg. Replacement Winter Demand (kW) | 0 | 0 | 0 | 0 | 0 | 0 | 0 | 0 | 0 | 0 | 0 | 0 | 0 | 0 | 0 | 0 | 0 | 0 | 0 | 0 | 0 | 0 | 0 | 0 | 0 | 0 | 0
F1_Commercial_Health_Existing_Food Preparation_Natural Gas_Broiler_Baseline Forecast | F1 | Commercial | Health | Existing | Food Preparation | Natural Gas | Broiler | Baseline Forecast | Units | 127418.5038 | 125014.3811 | 122655.6192 | 120341.3622 | 118070.7705 | 115843.0201 | 113657.3027 | 111512.8253 | 109408.8098 | 107344.4926 | 105319.1248 | 103331.9715 | 101382.3117 | 99469.4379 | 97592.656 | 95751.2851 | 93944.6571 | 92172.1164 | 90433.0199 | 88726.7365 | 87052.6471 | 85410.1444 | 83798.6322 | 82217.5259 | 80666.2519 | 79144.2471 | 77650.9594
F2_Commercial_Health_Existing_Food Preparation_Natural Gas_Broiler_Baseline Forecast | F2 | Commercial | Health | Existing | Food Preparation | Natural Gas | Broiler | Baseline Forecast | Usage (MMtherm) | 0.040855 | 0.040084 | 0.039328 | 0.038586 | 0.037858 | 0.037143 | 0.036443 | 0.035755 | 0.03508 | 0.034418 | 0.033769 | 0.033132 | 0.032507 | 0.031893 | 0.031292 | 0.030701 | 0.030122 | 0.029554 | 0.028996 | 0.028449 | 0.027912 | 0.027385 | 0.026869 | 0.026362 | 0.025864 | 0.025376 | 0.024898
F3_Commercial_Health_Existing_Food Preparation_Natural Gas_Broiler_Baseline Forecast | F3 | Commercial | Health | Existing | Food Preparation | Natural Gas | Broiler | Baseline Forecast | Summer Peak Demand (MW) | 0 | 0 | 0 | 0 | 0 | 0 | 0 | 0 | 0 | 0 | 0 | 0 | 0 | 0 | 0 | 0 | 0 | 0 | 0 | 0 | 0 | 0 | 0 | 0 | 0 | 0 | 0
F4_Commercial_Health_Existing_Food Preparation_Natural Gas_Broiler_Baseline Forecast | F4 | Commercial | Health | Existing | Food Preparation | Natural Gas | Broiler | Baseline Forecast | Winter Peak Demand (MW) | 0 | 0 | 0 | 0 | 0 | 0 | 0 | 0 | 0 | 0 | 0 | 0 | 0 | 0 | 0 | 0 | 0 | 0 | 0 | 0 | 0 | 0 | 0 | 0 | 0 | 0 | 0
F5_Commercial_Health_Existing_Food Preparation_Natural Gas_Broiler_Baseline Forecast | F5 | Commercial | Health | Existing | Food Preparation | Natural Gas | Broiler | Baseline Forecast | Turnover | 0 | 4630.1623 | 5173.7453 | 5626.3851 | 6000.1163 | 6305.4263 | 6551.4545 | 6746.1636 | 6896.4912 | 7008.4805 | 6545.6298 | 6192.8524 | 5927.5591 | 5731.1757 | 5588.4852 | 5487.0722 | 5416.8541 | 5369.6872 | 5339.0351 | 6280.9422 | 6195.3074 | 6078.1558 | 5942.2234 | 5796.9049 | 5648.9796 | 5503.1968 | 5362.7449
F6_Commercial_Health_Existing_Food Preparation_Natural Gas_Broiler_Baseline Forecast | F6 | Commercial | Health | Existing | Food Preparation | Natural Gas | Broiler | Baseline Forecast | Avg. Replacement Usage (kWh) | 0.32064 | 0.32064 | 0.32064 | 0.32064 | 0.32064 | 0.32064 | 0.32064 | 0.32064 | 0.32064 | 0.32064 | 0.32064 | 0.32064 | 0.32064 | 0.32064 | 0.32064 | 0.32064 | 0.32064 | 0.32064 | 0.32064 | 0.32064 | 0.32064 | 0.32064 | 0.32064 | 0.32064 | 0.32064 | 0.32064 | 0.32064
F7_Commercial_Health_Existing_Food Preparation_Natural Gas_Broiler_Baseline Forecast | F7 | Commercial | Health | Existing | Food Preparation | Natural Gas | Broiler | Baseline Forecast | Avg. Replacement Summer Demand (kW) | 0 | 0 | 0 | 0 | 0 | 0 | 0 | 0 | 0 | 0 | 0 | 0 | 0 | 0 | 0 | 0 | 0 | 0 | 0 | 0 | 0 | 0 | 0 | 0 | 0 | 0 | 0
F8_Commercial_Health_Existing_Food Preparation_Natural Gas_Broiler_Baseline Forecast | F8 | Commercial | Health | Existing | Food Preparation | Natural Gas | Broiler | Baseline Forecast | Avg. Replacement Winter Demand (kW) | 0 | 0 | 0 | 0 | 0 | 0 | 0 | 0 | 0 | 0 | 0 | 0 | 0 | 0 | 0 | 0 | 0 | 0 | 0 | 0 | 0 | 0 | 0 | 0 | 0 | 0 | 0
F1_Commercial_Health_Existing_Food Preparation_Natural Gas_Griddle_Baseline Forecast | F1 | Commercial | Health | Existing | Food Preparation | Natural Gas | Griddle | Baseline Forecast | Units | 127418.5038 | 125014.3811 | 122655.6192 | 120341.3622 | 118070.7705 | 115843.0201 | 113657.3027 | 111512.8253 | 109408.8098 | 107344.4926 | 105319.1248 | 103331.9715 | 101382.3117 | 99469.4379 | 97592.656 | 95751.2851 | 93944.6571 | 92172.1164 | 90433.0199 | 88726.7365 | 87052.6471 | 85410.1444 | 83798.6322 | 82217.5259 | 80666.2519 | 79144.2471 | 77650.9594
F2_Commercial_Health_Existing_Food Preparation_Natural Gas_Griddle_Baseline Forecast | F2 | Commercial | Health | Existing | Food Preparation | Natural Gas | Griddle | Baseline Forecast | Usage (MMtherm) | 0.028475 | 0.027937 | 0.02741 | 0.026893 | 0.026386 | 0.025888 | 0.025399 | 0.02492 | 0.02445 | 0.023989 | 0.023536 | 0.023092 | 0.022656 | 0.022229 | 0.021809 | 0.021398 | 0.020994 | 0.020598 | 0.020209 | 0.019828 | 0.019454 | 0.019087 | 0.018727 | 0.018373 | 0.018027 | 0.017687 | 0.017353
F3_Commercial_Health_Existing_Food Preparation_Natural Gas_Griddle_Baseline Forecast | F3 | Commercial | Health | Existing | Food Preparation | Natural Gas | Griddle | Baseline Forecast | Summer Peak Demand (MW) | 0 | 0 | 0 | 0 | 0 | 0 | 0 | 0 | 0 | 0 | 0 | 0 | 0 | 0 | 0 | 0 | 0 | 0 | 0 | 0 | 0 | 0 | 0 | 0 | 0 | 0 | 0
F4_Commercial_Health_Existing_Food Preparation_Natural Gas_Griddle_Baseline Forecast | F4 | Commercial | Health | Existing | Food Preparation | Natural Gas | Griddle | Baseline Forecast | Winter Peak Demand (MW) | 0 | 0 | 0 | 0 | 0 | 0 | 0 | 0 | 0 | 0 | 0 | 0 | 0 | 0 | 0 | 0 | 0 | 0 | 0 | 0 | 0 | 0 | 0 | 0 | 0 | 0 | 0
F5_Commercial_Health_Existing_Food Preparation_Natural Gas_Griddle_Baseline Forecast | F5 | Commercial | Health | Existing | Food Preparation | Natural Gas | Griddle | Baseline Forecast | Turnover | 0 | 4630.1623 | 5173.7453 | 5626.3851 | 6000.1163 | 6305.4263 | 6551.4545 | 6746.1636 | 6896.4912 | 7008.4805 | 6545.6298 | 6192.8524 | 5927.5591 | 5731.1757 | 5588.4852 | 5487.0722 | 5416.8541 | 5369.6872 | 5339.0351 | 6280.9422 | 6195.3074 | 6078.1558 | 5942.2234 | 5796.9049 | 5648.9796 | 5503.1968 | 5362.7449
F6_Commercial_Health_Existing_Food Preparation_Natural Gas_Griddle_Baseline Forecast | F6 | Commercial | Health | Existing | Food Preparation | Natural Gas | Griddle | Baseline Forecast | Avg. Replacement Usage (kWh) | 0.22347 | 0.22347 | 0.22347 | 0.22347 | 0.22347 | 0.22347 | 0.22347 | 0.22347 | 0.22347 | 0.22347 | 0.22347 | 0.22347 | 0.22347 | 0.22347 | 0.22347 | 0.22347 | 0.22347 | 0.22347 | 0.22347 | 0.22347 | 0.22347 | 0.22347 | 0.22347 | 0.22347 | 0.22347 | 0.22347 | 0.22347
F7_Commercial_Health_Existing_Food Preparation_Natural Gas_Griddle_Baseline Forecast | F7 | Commercial | Health | Existing | Food Preparation | Natural Gas | Griddle | Baseline Forecast | Avg. Replacement Summer Demand (kW) | 0 | 0 | 0 | 0 | 0 | 0 | 0 | 0 | 0 | 0 | 0 | 0 | 0 | 0 | 0 | 0 | 0 | 0 | 0 | 0 | 0 | 0 | 0 | 0 | 0 | 0 | 0
F8_Commercial_Health_Existing_Food Preparation_Natural Gas_Griddle_Baseline Forecast | F8 | Commercial | Health | Existing | Food Preparation | Natural Gas | Griddle | Baseline Forecast | Avg. Replacement Winter Demand (kW) | 0 | 0 | 0 | 0 | 0 | 0 | 0 | 0 | 0 | 0 | 0 | 0 | 0 | 0 | 0 | 0 | 0 | 0 | 0 | 0 | 0 | 0 | 0 | 0 | 0 | 0 | 0
F1_Commercial_Health_Existing_Food Preparation_Natural Gas_Range_Baseline Forecast | F1 | Commercial | Health | Existing | Food Preparation | Natural Gas | Range | Baseline Forecast | Units | 538661.1223 | 528497.7049 | 518526.0501 | 508742.5397 | 499143.6239 | 489725.8196 | 480485.7098 | 471419.9417 | 462525.2258 | 453798.3348 | 445236.1021 | 436835.4209 | 428593.2431 | 420506.5782 | 412572.4918 | 404788.1052 | 397150.5937 | 389657.1863 | 382305.1639 | 375091.8589 | 368014.6541 | 361070.9813 | 354258.3213 | 347574.202 | 341016.1982 | 334581.9303 | 328269.0637
F2_Commercial_Health_Existing_Food Preparation_Natural Gas_Range_Baseline Forecast | F2 | Commercial | Health | Existing | Food Preparation | Natural Gas | Range | Baseline Forecast | Usage (MMtherm) | 0.11892 | 0.11668 | 0.11448 | 0.11232 | 0.1102 | 0.10812 | 0.10608 | 0.10408 | 0.10211 | 0.10019 | 0.098296 | 0.096442 | 0.094622 | 0.092837 | 0.091085 | 0.089367 | 0.08768 | 0.086026 | 0.084403 | 0.08281 | 0.081248 | 0.079715 | 0.078211 | 0.076735 | 0.075287 | 0.073867 | 0.072473
F3_Commercial_Health_Existing_Food Preparation_Natural Gas_Range_Baseline Forecast | F3 | Commercial | Health | Existing | Food Preparation | Natural Gas | Range | Baseline Forecast | Summer Peak Demand (MW) | 0 | 0 | 0 | 0 | 0 | 0 | 0 | 0 | 0 | 0 | 0 | 0 | 0 | 0 | 0 | 0 | 0 | 0 | 0 | 0 | 0 | 0 | 0 | 0 | 0 | 0 | 0
F4_Commercial_Health_Existing_Food Preparation_Natural Gas_Range_Baseline Forecast | F4 | Commercial | Health | Existing | Food Preparation | Natural Gas | Range | Baseline Forecast | Winter Peak Demand (MW) | 0 | 0 | 0 | 0 | 0 | 0 | 0 | 0 | 0 | 0 | 0 | 0 | 0 | 0 | 0 | 0 | 0 | 0 | 0 | 0 | 0 | 0 | 0 | 0 | 0 | 0 | 0
F5_Commercial_Health_Existing_Food Preparation_Natural Gas_Range_Baseline Forecast | F5 | Commercial | Health | Existing | Food Preparation | Natural Gas | Range | Baseline Forecast | Turnover | 0 | 21139.9082 | 26963.3546 | 31338.5404 | 34580.6703 | 36937.0802 | 38601.8375 | 39727.1996 | 40432.6084 | 40811.7499 | 35595.2623 | 32482.0112 | 30775.5832 | 29982.4686 | 29756.9829 | 34105.0057 | 34712.2239 | 35038.9648 | 35148.385 | 34189.7831 | 32782.8711 | 31289.0656 | 29902.8806 | 28714.0276 | 27391.4291 | 26858.1549 | 26765.3085
F6_Commercial_Health_Existing_Food Preparation_Natural Gas_Range_Baseline Forecast | F6 | Commercial | Health | Existing | Food Preparation | Natural Gas | Range | Baseline Forecast | Avg. Replacement Usage (kWh) | 0.22077 | 0.22077 | 0.22077 | 0.22077 | 0.22077 | 0.22077 | 0.22077 | 0.22077 | 0.22077 | 0.22077 | 0.22077 | 0.22077 | 0.22077 | 0.22077 | 0.22077 | 0.22077 | 0.22077 | 0.22077 | 0.22077 | 0.22077 | 0.22077 | 0.22077 | 0.22077 | 0.22077 | 0.22077 | 0.22077 | 0.22077
F7_Commercial_Health_Existing_Food Preparation_Natural Gas_Range_Baseline Forecast | F7 | Commercial | Health | Existing | Food Preparation | Natural Gas | Range | Baseline Forecast | Avg. Replacement Summer Demand (kW) | 0 | 0 | 0 | 0 | 0 | 0 | 0 | 0 | 0 | 0 | 0 | 0 | 0 | 0 | 0 | 0 | 0 | 0 | 0 | 0 | 0 | 0 | 0 | 0 | 0 | 0 | 0
F8_Commercial_Health_Existing_Food Preparation_Natural Gas_Range_Baseline Forecast | F8 | Commercial | Health | Existing | Food Preparation | Natural Gas | Range | Baseline Forecast | Avg. Replacement Winter Demand (kW) | 0 | 0 | 0 | 0 | 0 | 0 | 0 | 0 | 0 | 0 | 0 | 0 | 0 | 0 | 0 | 0 | 0 | 0 | 0 | 0 | 0 | 0 | 0 | 0 | 0 | 0 | 0
F1_Commercial_Health_Existing_Food Preparation_Natural Gas_Steamer_Baseline Forecast | F1 | Commercial | Health | Existing | Food Preparation | Natural Gas | Steamer | Baseline Forecast | Units | 59193.5299 | 58076.6709 | 56980.8846 | 55905.7736 | 54850.9477 | 53816.0241 | 52800.6275 | 51804.3892 | 50826.9479 | 49867.9489 | 48927.0442 | 48003.8924 | 47098.1586 | 46209.5141 | 45337.6365 | 44482.2094 | 43642.9224 | 42819.471 | 42011.5565 | 41218.8856 | 40441.1708 | 39678.1298 | 38929.4859 | 38194.9673 | 37474.3075 | 36767.2451 | 36073.5235
F2_Commercial_Health_Existing_Food Preparation_Natural Gas_Steamer_Baseline Forecast | F2 | Commercial | Health | Existing | Food Preparation | Natural Gas | Steamer | Baseline Forecast | Usage (MMtherm) | 0.015102 | 0.013754 | 0.012486 | 0.011289 | 0.010153 | 0.0090735 | 0.0080441 | 0.0070607 | 0.0062747 | 0.005644 | 0.0051354 | 0.0047228 | 0.0043859 | 0.0041087 | 0.0038786 | 0.0036856 | 0.003522 | 0.0033817 | 0.00326 | 0.003153 | 0.0030578 | 0.0029721 | 0.0028941 | 0.0028222 | 0.0027554 | 0.0026928 | 0.0026336
F3_Commercial_Health_Existing_Food Preparation_Natural Gas_Steamer_Baseline Forecast | F3 | Commercial | Health | Existing | Food Preparation | Natural Gas | Steamer | Baseline Forecast | Summer Peak Demand (MW) | 0 | 0 | 0 | 0 | 0 | 0 | 0 | 0 | 0 | 0 | 0 | 0 | 0 | 0 | 0 | 0 | 0 | 0 | 0 | 0 | 0 | 0 | 0 | 0 | 0 | 0 | 0
F4_Commercial_Health_Existing_Food Preparation_Natural Gas_Steamer_Baseline Forecast | F4 | Commercial | Health | Existing | Food Preparation | Natural Gas | Steamer | Baseline Forecast | Winter Peak Demand (MW) | 0 | 0 | 0 | 0 | 0 | 0 | 0 | 0 | 0 | 0 | 0 | 0 | 0 | 0 | 0 | 0 | 0 | 0 | 0 | 0 | 0 | 0 | 0 | 0 | 0 | 0 | 0
F5_Commercial_Health_Existing_Food Preparation_Natural Gas_Steamer_Baseline Forecast | F5 | Commercial | Health | Existing | Food Preparation | Natural Gas | Steamer | Baseline Forecast | Turnover | 0 | 5807.6671 | 5508.1522 | 5255.1427 | 5038.9737 | 4852.0527 | 4688.4141 | 4543.3693 | 4582.6552 | 4561.0657 | 4499.8347 | 4413.9373 | 4313.7983 | 5417.9111 | 5008.1764 | 4701.9709 | 4464.5381 | 4272.708 | 4111.2251 | 3970.1828 | 4090.6117 | 4100.8769 | 4046.9844 | 3957.7392 | 3850.8049 | 3989.3935 | 3762.0744
F6_Commercial_Health_Existing_Food Preparation_Natural Gas_Steamer_Baseline Forecast | F6 | Commercial | Health | Existing | Food Preparation | Natural Gas | Steamer | Baseline Forecast | Avg. Replacement Usage (kWh) | 0.25513 | 0.072082 | 0.072082 | 0.072082 | 0.072082 | 0.072082 | 0.072082 | 0.072082 | 0.072082 | 0.072082 | 0.072082 | 0.072082 | 0.072082 | 0.072082 | 0.072082 | 0.072082 | 0.072082 | 0.072082 | 0.072082 | 0.072082 | 0.072082 | 0.072082 | 0.072082 | 0.072082 | 0.072082 | 0.072082 | 0.072082
F7_Commercial_Health_Existing_Food Preparation_Natural Gas_Steamer_Baseline Forecast | F7 | Commercial | Health | Existing | Food Preparation | Natural Gas | Steamer | Baseline Forecast | Avg. Replacement Summer Demand (kW) | 0 | 0 | 0 | 0 | 0 | 0 | 0 | 0 | 0 | 0 | 0 | 0 | 0 | 0 | 0 | 0 | 0 | 0 | 0 | 0 | 0 | 0 | 0 | 0 | 0 | 0 | 0
F8_Commercial_Health_Existing_Food Preparation_Natural Gas_Steamer_Baseline Forecast | F8 | Commercial | Health | Existing | Food Preparation | Natural Gas | Steamer | Baseline Forecast | Avg. Replacement Winter Demand (kW) | 0 | 0 | 0 | 0 | 0 | 0 | 0 | 0 | 0 | 0 | 0 | 0 | 0 | 0 | 0 | 0 | 0 | 0 | 0 | 0 | 0 | 0 | 0 | 0 | 0 | 0 | 0
F1_Commercial_Health_Existing_Food Preparation_Natural Gas_Commercial Food Prep Other_Baseline Forecast | F1 | Commercial | Health | Existing | Food Preparation | Natural Gas | Commercial Food Prep Other | Baseline Forecast | Units | 0 | 0 | 0 | 0 | 0 | 0 | 0 | 0 | 0 | 0 | 0 | 0 | 0 | 0 | 0 | 0 | 0 | 0 | 0 | 0 | 0 | 0 | 0 | 0 | 0 | 0 | 0
F2_Commercial_Health_Existing_Food Preparation_Natural Gas_Commercial Food Prep Other_Baseline Forecast | F2 | Commercial | Health | Existing | Food Preparation | Natural Gas | Commercial Food Prep Other | Baseline Forecast | Usage (MMtherm) | 0 | 0 | 0 | 0 | 0 | 0 | 0 | 0 | 0 | 0 | 0 | 0 | 0 | 0 | 0 | 0 | 0 | 0 | 0 | 0 | 0 | 0 | 0 | 0 | 0 | 0 | 0
F3_Commercial_Health_Existing_Food Preparation_Natural Gas_Commercial Food Prep Other_Baseline Forecast | F3 | Commercial | Health | Existing | Food Preparation | Natural Gas | Commercial Food Prep Other | Baseline Forecast | Summer Peak Demand (MW) | 0 | 0 | 0 | 0 | 0 | 0 | 0 | 0 | 0 | 0 | 0 | 0 | 0 | 0 | 0 | 0 | 0 | 0 | 0 | 0 | 0 | 0 | 0 | 0 | 0 | 0 | 0
F4_Commercial_Health_Existing_Food Preparation_Natural Gas_Commercial Food Prep Other_Baseline Forecast | F4 | Commercial | Health | Existing | Food Preparation | Natural Gas | Commercial Food Prep Other | Baseline Forecast | Winter Peak Demand (MW) | 0 | 0 | 0 | 0 | 0 | 0 | 0 | 0 | 0 | 0 | 0 | 0 | 0 | 0 | 0 | 0 | 0 | 0 | 0 | 0 | 0 | 0 | 0 | 0 | 0 | 0 | 0
F5_Commercial_Health_Existing_Food Preparation_Natural Gas_Commercial Food Prep Other_Baseline Forecast | F5 | Commercial | Health | Existing | Food Preparation | Natural Gas | Commercial Food Prep Other | Baseline Forecast | Turnover | 0 | 0 | 0 | 0 | 0 | 0 | 0 | 0 | 0 | 0 | 0 | 0 | 0 | 0 | 0 | 0 | 0 | 0 | 0 | 0 | 0 | 0 | 0 | 0 | 0 | 0 | 0
F6_Commercial_Health_Existing_Food Preparation_Natural Gas_Commercial Food Prep Other_Baseline Forecast | F6 | Commercial | Health | Existing | Food Preparation | Natural Gas | Commercial Food Prep Other | Baseline Forecast | Avg. Replacement Usage (kWh) | 0.092137 | 0.092137 | 0.092137 | 0.092137 | 0.092137 | 0.092137 | 0.092137 | 0.092137 | 0.092137 | 0.092137 | 0.092137 | 0.092137 | 0.092137 | 0.092137 | 0.092137 | 0.092137 | 0.092137 | 0.092137 | 0.092137 | 0.092137 | 0.092137 | 0.092137 | 0.092137 | 0.092137 | 0.092137 | 0.092137 | 0.092137
F7_Commercial_Health_Existing_Food Preparation_Natural Gas_Commercial Food Prep Other_Baseline Forecast | F7 | Commercial | Health | Existing | Food Preparation | Natural Gas | Commercial Food Prep Other | Baseline Forecast | Avg. Replacement Summer Demand (kW) | 0 | 0 | 0 | 0 | 0 | 0 | 0 | 0 | 0 | 0 | 0 | 0 | 0 | 0 | 0 | 0 | 0 | 0 | 0 | 0 | 0 | 0 | 0 | 0 | 0 | 0 | 0
F8_Commercial_Health_Existing_Food Preparation_Natural Gas_Commercial Food Prep Other_Baseline Forecast | F8 | Commercial | Health | Existing | Food Preparation | Natural Gas | Commercial Food Prep Other | Baseline Forecast | Avg. Replacement Winter Demand (kW) | 0 | 0 | 0 | 0 | 0 | 0 | 0 | 0 | 0 | 0 | 0 | 0 | 0 | 0 | 0 | 0 | 0 | 0 | 0 | 0 | 0 | 0 | 0 | 0 | 0 | 0 | 0
F1_Commercial_Health_Existing_Miscellaneous_Natural Gas_Pool Heater_Baseline Forecast | F1 | Commercial | Health | Existing | Miscellaneous | Natural Gas | Pool Heater | Baseline Forecast | Units | 0 | 0 | 0 | 0 | 0 | 0 | 0 | 0 | 0 | 0 | 0 | 0 | 0 | 0 | 0 | 0 | 0 | 0 | 0 | 0 | 0 | 0 | 0 | 0 | 0 | 0 | 0
F2_Commercial_Health_Existing_Miscellaneous_Natural Gas_Pool Heater_Baseline Forecast | F2 | Commercial | Health | Existing | Miscellaneous | Natural Gas | Pool Heater | Baseline Forecast | Usage (MMtherm) | 0 | 0 | 0 | 0 | 0 | 0 | 0 | 0 | 0 | 0 | 0 | 0 | 0 | 0 | 0 | 0 | 0 | 0 | 0 | 0 | 0 | 0 | 0 | 0 | 0 | 0 | 0
F3_Commercial_Health_Existing_Miscellaneous_Natural Gas_Pool Heater_Baseline Forecast | F3 | Commercial | Health | Existing | Miscellaneous | Natural Gas | Pool Heater | Baseline Forecast | Summer Peak Demand (MW) | 0 | 0 | 0 | 0 | 0 | 0 | 0 | 0 | 0 | 0 | 0 | 0 | 0 | 0 | 0 | 0 | 0 | 0 | 0 | 0 | 0 | 0 | 0 | 0 | 0 | 0 | 0
F4_Commercial_Health_Existing_Miscellaneous_Natural Gas_Pool Heater_Baseline Forecast | F4 | Commercial | Health | Existing | Miscellaneous | Natural Gas | Pool Heater | Baseline Forecast | Winter Peak Demand (MW) | 0 | 0 | 0 | 0 | 0 | 0 | 0 | 0 | 0 | 0 | 0 | 0 | 0 | 0 | 0 | 0 | 0 | 0 | 0 | 0 | 0 | 0 | 0 | 0 | 0 | 0 | 0
F5_Commercial_Health_Existing_Miscellaneous_Natural Gas_Pool Heater_Baseline Forecast | F5 | Commercial | Health | Existing | Miscellaneous | Natural Gas | Pool Heater | Baseline Forecast | Turnover | 0 | 0 | 0 | 0 | 0 | 0 | 0 | 0 | 0 | 0 | 0 | 0 | 0 | 0 | 0 | 0 | 0 | 0 | 0 | 0 | 0 | 0 | 0 | 0 | 0 | 0 | 0
F6_Commercial_Health_Existing_Miscellaneous_Natural Gas_Pool Heater_Baseline Forecast | F6 | Commercial | Health | Existing | Miscellaneous | Natural Gas | Pool Heater | Baseline Forecast | Avg. Replacement Usage (kWh) | 0.01 | 0.01 | 0.01 | 0.01 | 0.01 | 0.01 | 0.01 | 0.01 | 0.01 | 0.01 | 0.01 | 0.01 | 0.01 | 0.01 | 0.01 | 0.01 | 0.01 | 0.01 | 0.01 | 0.01 | 0.01 | 0.01 | 0.01 | 0.01 | 0.01 | 0.01 | 0.01
F7_Commercial_Health_Existing_Miscellaneous_Natural Gas_Pool Heater_Baseline Forecast | F7 | Commercial | Health | Existing | Miscellaneous | Natural Gas | Pool Heater | Baseline Forecast | Avg. Replacement Summer Demand (kW) | 0 | 0 | 0 | 0 | 0 | 0 | 0 | 0 | 0 | 0 | 0 | 0 | 0 | 0 | 0 | 0 | 0 | 0 | 0 | 0 | 0 | 0 | 0 | 0 | 0 | 0 | 0
F8_Commercial_Health_Existing_Miscellaneous_Natural Gas_Pool Heater_Baseline Forecast | F8 | Commercial | Health | Existing | Miscellaneous | Natural Gas | Pool Heater | Baseline Forecast | Avg. Replacement Winter Demand (kW) | 0 | 0 | 0 | 0 | 0 | 0 | 0 | 0 | 0 | 0 | 0 | 0 | 0 | 0 | 0 | 0 | 0 | 0 | 0 | 0 | 0 | 0 | 0 | 0 | 0 | 0 | 0
F1_Commercial_Health_Existing_Miscellaneous_Natural Gas_Miscellaneous_Baseline Forecast | F1 | Commercial | Health | Existing | Miscellaneous | Natural Gas | Miscellaneous | Baseline Forecast | Units | 2474289.5508 | 2427604.8423 | 2381800.9773 | 2336861.3362 | 2292769.6129 | 2249509.8089 | 2207066.2276 | 2165423.4686 | 2124566.422 | 2084480.2631 | 2045150.4468 | 2006562.7025 | 1968703.0289 | 1931557.6887 | 1895113.204 | 1859356.3511 | 1824274.1558 | 1789853.8887 | 1756083.0606 | 1722949.418 | 1690440.9384 | 1658545.8264 | 1627252.5089 | 1596549.6314 | 1566426.0534 | 1536870.8449 | 1507873.2817
F2_Commercial_Health_Existing_Miscellaneous_Natural Gas_Miscellaneous_Baseline Forecast | F2 | Commercial | Health | Existing | Miscellaneous | Natural Gas | Miscellaneous | Baseline Forecast | Usage (MMtherm) | 0.013153 | 0.012905 | 0.012661 | 0.012422 | 0.012188 | 0.011958 | 0.011732 | 0.011511 | 0.011294 | 0.011081 | 0.010872 | 0.010666 | 0.010465 | 0.010268 | 0.010074 | 0.0098839 | 0.0096975 | 0.0095145 | 0.009335 | 0.0091588 | 0.008986 | 0.0088165 | 0.0086501 | 0.0084869 | 0.0083268 | 0.0081697 | 0.0080155
F3_Commercial_Health_Existing_Miscellaneous_Natural Gas_Miscellaneous_Baseline Forecast | F3 | Commercial | Health | Existing | Miscellaneous | Natural Gas | Miscellaneous | Baseline Forecast | Summer Peak Demand (MW) | 0 | 0 | 0 | 0 | 0 | 0 | 0 | 0 | 0 | 0 | 0 | 0 | 0 | 0 | 0 | 0 | 0 | 0 | 0 | 0 | 0 | 0 | 0 | 0 | 0 | 0 | 0
F4_Commercial_Health_Existing_Miscellaneous_Natural Gas_Miscellaneous_Baseline Forecast | F4 | Commercial | Health | Existing | Miscellaneous | Natural Gas | Miscellaneous | Baseline Forecast | Winter Peak Demand (MW) | 0 | 0 | 0 | 0 | 0 | 0 | 0 | 0 | 0 | 0 | 0 | 0 | 0 | 0 | 0 | 0 | 0 | 0 | 0 | 0 | 0 | 0 | 0 | 0 | 0 | 0 | 0
F5_Commercial_Health_Existing_Miscellaneous_Natural Gas_Miscellaneous_Baseline Forecast | F5 | Commercial | Health | Existing | Miscellaneous | Natural Gas | Miscellaneous | Baseline Forecast | Turnover | 0 | 208080.4151 | 243040.9161 | 271157.6711 | 256110.2916 | 248172.8499 | 245291.2796 | 240837.7344 | 236021.4954 | 231582.3925 | 227248.3552 | 273064.573 | 270249.7131 | 265808.4548 | 257987.9103 | 252675.1493 | 248789.5596 | 244075.0632 | 239285.9187 | 234803.076 | 230402.1782 | 238112.7005 | 232488.8186 | 226761.0538 | 222150.5016 | 218082.7755 | 214208.6914
F6_Commercial_Health_Existing_Miscellaneous_Natural Gas_Miscellaneous_Baseline Forecast | F6 | Commercial | Health | Existing | Miscellaneous | Natural Gas | Miscellaneous | Baseline Forecast | Avg. Replacement Usage (kWh) | 0.0053158 | 0.0053158 | 0.0053158 | 0.0053158 | 0.0053158 | 0.0053158 | 0.0053158 | 0.0053158 | 0.0053158 | 0.0053158 | 0.0053158 | 0.0053158 | 0.0053158 | 0.0053158 | 0.0053158 | 0.0053158 | 0.0053158 | 0.0053158 | 0.0053158 | 0.0053158 | 0.0053158 | 0.0053158 | 0.0053158 | 0.0053158 | 0.0053158 | 0.0053158 | 0.0053158
F7_Commercial_Health_Existing_Miscellaneous_Natural Gas_Miscellaneous_Baseline Forecast | F7 | Commercial | Health | Existing | Miscellaneous | Natural Gas | Miscellaneous | Baseline Forecast | Avg. Replacement Summer Demand (kW) | 0 | 0 | 0 | 0 | 0 | 0 | 0 | 0 | 0 | 0 | 0 | 0 | 0 | 0 | 0 | 0 | 0 | 0 | 0 | 0 | 0 | 0 | 0 | 0 | 0 | 0 | 0
F8_Commercial_Health_Existing_Miscellaneous_Natural Gas_Miscellaneous_Baseline Forecast | F8 | Commercial | Health | Existing | Miscellaneous | Natural Gas | Miscellaneous | Baseline Forecast | Avg. Replacement Winter Demand (kW) | 0 | 0 | 0 | 0 | 0 | 0 | 0 | 0 | 0 | 0 | 0 | 0 | 0 | 0 | 0 | 0 | 0 | 0 | 0 | 0 | 0 | 0 | 0 | 0 | 0 | 0 | 0
F1_Commercial_Health_New_Space Heating_Natural Gas_Furnace_Baseline Forecast | F1 | Commercial | Health | New | Space Heating | Natural Gas | Furnace | Baseline Forecast | Units | 0 | 14210.5076 | 25006.6957 | 35776.3605 | 46463.4445 | 57021.5504 | 67623.0866 | 78190.2146 | 88725.9327 | 99233.2158 | 109715.0166 | 120174.2663 | 130613.8753 | 141036.7348 | 151445.7168 | 161843.6756 | 172233.4483 | 182617.8557 | 192999.7034 | 203381.7823 | 213766.8694 | 224157.7291 | 234557.1133 | 244967.7627 | 255392.4074 | 265833.7679 | 276294.5556
F2_Commercial_Health_New_Space Heating_Natural Gas_Furnace_Baseline Forecast | F2 | Commercial | Health | New | Space Heating | Natural Gas | Furnace | Baseline Forecast | Usage (MMtherm) | 0 | 0.0029479 | 0.0051674 | 0.0072733 | 0.009363 | 0.011428 | 0.013501 | 0.015567 | 0.017627 | 0.019682 | 0.021731 | 0.023776 | 0.025818 | 0.027856 | 0.029891 | 0.031924 | 0.033956 | 0.035986 | 0.038017 | 0.040034 | 0.042045 | 0.044058 | 0.046074 | 0.048093 | 0.050117 | 0.052145 | 0.054178
F3_Commercial_Health_New_Space Heating_Natural Gas_Furnace_Baseline Forecast | F3 | Commercial | Health | New | Space Heating | Natural Gas | Furnace | Baseline Forecast | Summer Peak Demand (MW) | 0 | 0 | 0 | 0 | 0 | 0 | 0 | 0 | 0 | 0 | 0 | 0 | 0 | 0 | 0 | 0 | 0 | 0 | 0 | 0 | 0 | 0 | 0 | 0 | 0 | 0 | 0
F4_Commercial_Health_New_Space Heating_Natural Gas_Furnace_Baseline Forecast | F4 | Commercial | Health | New | Space Heating | Natural Gas | Furnace | Baseline Forecast | Winter Peak Demand (MW) | 0 | 0 | 0 | 0 | 0 | 0 | 0 | 0 | 0 | 0 | 0 | 0 | 0 | 0 | 0 | 0 | 0 | 0 | 0 | 0 | 0 | 0 | 0 | 0 | 0 | 0 | 0
F5_Commercial_Health_New_Space Heating_Natural Gas_Furnace_Baseline Forecast | F5 | Commercial | Health | New | Space Heating | Natural Gas | Furnace | Baseline Forecast | Turnover | 0 | 14210.5076 | 10796.1881 | 10769.6648 | 10687.084 | 10558.1059 | 10601.5361 | 10567.128 | 10535.7181 | 10507.2831 | 10481.8008 | 10459.2496 | 10439.6091 | 10422.8595 | 10408.982 | 10397.9588 | 10389.7727 | 10384.4074 | 10381.8477 | 11475.1948 | 12224.5933 | 12917.3011 | 13553.5673 | 14134.3651 | 14677.4236 | 15179.8585 | 15645.2256
F6_Commercial_Health_New_Space Heating_Natural Gas_Furnace_Baseline Forecast | F6 | Commercial | Health | New | Space Heating | Natural Gas | Furnace | Baseline Forecast | Avg. Replacement Usage (kWh) | 0.19283 | 0.20745 | 0.20664 | 0.19554 | 0.19554 | 0.19554 | 0.19554 | 0.19554 | 0.19554 | 0.19554 | 0.19554 | 0.19554 | 0.19554 | 0.19554 | 0.19554 | 0.19554 | 0.19554 | 0.19554 | 0.19554 | 0.19554 | 0.19554 | 0.19554 | 0.19554 | 0.19554 | 0.19554 | 0.19554 | 0.19554
F7_Commercial_Health_New_Space Heating_Natural Gas_Furnace_Baseline Forecast | F7 | Commercial | Health | New | Space Heating | Natural Gas | Furnace | Baseline Forecast | Avg. Replacement Summer Demand (kW) | 0 | 0 | 0 | 0 | 0 | 0 | 0 | 0 | 0 | 0 | 0 | 0 | 0 | 0 | 0 | 0 | 0 | 0 | 0 | 0 | 0 | 0 | 0 | 0 | 0 | 0 | 0
F8_Commercial_Health_New_Space Heating_Natural Gas_Furnace_Baseline Forecast | F8 | Commercial | Health | New | Space Heating | Natural Gas | Furnace | Baseline Forecast | Avg. Replacement Winter Demand (kW) | 0 | 0 | 0 | 0 | 0 | 0 | 0 | 0 | 0 | 0 | 0 | 0 | 0 | 0 | 0 | 0 | 0 | 0 | 0 | 0 | 0 | 0 | 0 | 0 | 0 | 0 | 0
F1_Commercial_Health_New_Space Heating_Natural Gas_Boiler_Baseline Forecast | F1 | Commercial | Health | New | Space Heating | Natural Gas | Boiler | Baseline Forecast | Units | 0 | 80089.9498 | 140936.9084 | 201634.3824 | 261866.4335 | 321371.5688 | 381121.4753 | 440677.4587 | 500056.4168 | 559275.1164 | 618350.1984 | 677298.1827 | 736135.4735 | 794878.3642 | 853543.0419 | 912145.5931 | 970702.0076 | 1029228.1839 | 1087739.9336 | 1146252.986 | 1204782.9931 | 1263345.5338 | 1321956.1184 | 1380630.1935 | 1439383.146 | 1498230.3079 | 1557186.9602
F2_Commercial_Health_New_Space Heating_Natural Gas_Boiler_Baseline Forecast | F2 | Commercial | Health | New | Space Heating | Natural Gas | Boiler | Baseline Forecast | Usage (MMtherm) | 0 | 0.042774 | 0.074979 | 0.10727 | 0.13931 | 0.17097 | 0.20276 | 0.23444 | 0.26603 | 0.29754 | 0.32896 | 0.36032 | 0.39163 | 0.42288 | 0.45409 | 0.48526 | 0.51642 | 0.54755 | 0.57868 | 0.60981 | 0.64095 | 0.6721 | 0.70328 | 0.7345 | 0.76576 | 0.79706 | 0.82843
F3_Commercial_Health_New_Space Heating_Natural Gas_Boiler_Baseline Forecast | F3 | Commercial | Health | New | Space Heating | Natural Gas | Boiler | Baseline Forecast | Summer Peak Demand (MW) | 0 | 0 | 0 | 0 | 0 | 0 | 0 | 0 | 0 | 0 | 0 | 0 | 0 | 0 | 0 | 0 | 0 | 0 | 0 | 0 | 0 | 0 | 0 | 0 | 0 | 0 | 0
F4_Commercial_Health_New_Space Heating_Natural Gas_Boiler_Baseline Forecast | F4 | Commercial | Health | New | Space Heating | Natural Gas | Boiler | Baseline Forecast | Winter Peak Demand (MW) | 0 | 0 | 0 | 0 | 0 | 0 | 0 | 0 | 0 | 0 | 0 | 0 | 0 | 0 | 0 | 0 | 0 | 0 | 0 | 0 | 0 | 0 | 0 | 0 | 0 | 0 | 0
F5_Commercial_Health_New_Space Heating_Natural Gas_Boiler_Baseline Forecast | F5 | Commercial | Health | New | Space Heating | Natural Gas | Boiler | Baseline Forecast | Turnover | 0 | 80089.9498 | 60846.9586 | 60697.474 | 60232.0511 | 59505.1353 | 59749.9065 | 59555.9834 | 59378.9581 | 59218.6996 | 59075.082 | 58947.9843 | 58837.2908 | 58742.8906 | 58664.6778 | 58602.5512 | 58556.4145 | 58526.1763 | 58511.7497 | 58513.0524 | 58530.0071 | 58562.5406 | 65891.4891 | 70824.6209 | 75316.8555 | 79380.8964 | 83033.2415
F6_Commercial_Health_New_Space Heating_Natural Gas_Boiler_Baseline Forecast | F6 | Commercial | Health | New | Space Heating | Natural Gas | Boiler | Baseline Forecast | Avg. Replacement Usage (kWh) | 0.49644 | 0.53407 | 0.532 | 0.532 | 0.532 | 0.532 | 0.532 | 0.532 | 0.532 | 0.532 | 0.532 | 0.532 | 0.532 | 0.532 | 0.532 | 0.532 | 0.532 | 0.532 | 0.532 | 0.532 | 0.532 | 0.532 | 0.532 | 0.532 | 0.532 | 0.532 | 0.532
F7_Commercial_Health_New_Space Heating_Natural Gas_Boiler_Baseline Forecast | F7 | Commercial | Health | New | Space Heating | Natural Gas | Boiler | Baseline Forecast | Avg. Replacement Summer Demand (kW) | 0 | 0 | 0 | 0 | 0 | 0 | 0 | 0 | 0 | 0 | 0 | 0 | 0 | 0 | 0 | 0 | 0 | 0 | 0 | 0 | 0 | 0 | 0 | 0 | 0 | 0 | 0
F8_Commercial_Health_New_Space Heating_Natural Gas_Boiler_Baseline Forecast | F8 | Commercial | Health | New | Space Heating | Natural Gas | Boiler | Baseline Forecast | Avg. Replacement Winter Demand (kW) | 0 | 0 | 0 | 0 | 0 | 0 | 0 | 0 | 0 | 0 | 0 | 0 | 0 | 0 | 0 | 0 | 0 | 0 | 0 | 0 | 0 | 0 | 0 | 0 | 0 | 0 | 0
F1_Commercial_Health_New_Space Heating_Natural Gas_Unit Heater_Baseline Forecast | F1 | Commercial | Health | New | Space Heating | Natural Gas | Unit Heater | Baseline Forecast | Units | 0 | 0 | 0 | 0 | 0 | 0 | 0 | 0 | 0 | 0 | 0 | 0 | 0 | 0 | 0 | 0 | 0 | 0 | 0 | 0 | 0 | 0 | 0 | 0 | 0 | 0 | 0
F2_Commercial_Health_New_Space Heating_Natural Gas_Unit Heater_Baseline Forecast | F2 | Commercial | Health | New | Space Heating | Natural Gas | Unit Heater | Baseline Forecast | Usage (MMtherm) | 0 | 0 | 0 | 0 | 0 | 0 | 0 | 0 | 0 | 0 | 0 | 0 | 0 | 0 | 0 | 0 | 0 | 0 | 0 | 0 | 0 | 0 | 0 | 0 | 0 | 0 | 0
F3_Commercial_Health_New_Space Heating_Natural Gas_Unit Heater_Baseline Forecast | F3 | Commercial | Health | New | Space Heating | Natural Gas | Unit Heater | Baseline Forecast | Summer Peak Demand (MW) | 0 | 0 | 0 | 0 | 0 | 0 | 0 | 0 | 0 | 0 | 0 | 0 | 0 | 0 | 0 | 0 | 0 | 0 | 0 | 0 | 0 | 0 | 0 | 0 | 0 | 0 | 0
F4_Commercial_Health_New_Space Heating_Natural Gas_Unit Heater_Baseline Forecast | F4 | Commercial | Health | New | Space Heating | Natural Gas | Unit Heater | Baseline Forecast | Winter Peak Demand (MW) | 0 | 0 | 0 | 0 | 0 | 0 | 0 | 0 | 0 | 0 | 0 | 0 | 0 | 0 | 0 | 0 | 0 | 0 | 0 | 0 | 0 | 0 | 0 | 0 | 0 | 0 | 0
F5_Commercial_Health_New_Space Heating_Natural Gas_Unit Heater_Baseline Forecast | F5 | Commercial | Health | New | Space Heating | Natural Gas | Unit Heater | Baseline Forecast | Turnover | 0 | 0 | 0 | 0 | 0 | 0 | 0 | 0 | 0 | 0 | 0 | 0 | 0 | 0 | 0 | 0 | 0 | 0 | 0 | 0 | 0 | 0 | 0 | 0 | 0 | 0 | 0
F6_Commercial_Health_New_Space Heating_Natural Gas_Unit Heater_Baseline Forecast | F6 | Commercial | Health | New | Space Heating | Natural Gas | Unit Heater | Baseline Forecast | Avg. Replacement Usage (kWh) | 0.10527 | 0.11325 | 0.11281 | 0.11281 | 0.11281 | 0.11281 | 0.11281 | 0.11281 | 0.11281 | 0.11281 | 0.11281 | 0.11281 | 0.11281 | 0.11281 | 0.11281 | 0.11281 | 0.11281 | 0.11281 | 0.11281 | 0.11281 | 0.11281 | 0.11281 | 0.11281 | 0.11281 | 0.11281 | 0.11281 | 0.11281
F7_Commercial_Health_New_Space Heating_Natural Gas_Unit Heater_Baseline Forecast | F7 | Commercial | Health | New | Space Heating | Natural Gas | Unit Heater | Baseline Forecast | Avg. Replacement Summer Demand (kW) | 0 | 0 | 0 | 0 | 0 | 0 | 0 | 0 | 0 | 0 | 0 | 0 | 0 | 0 | 0 | 0 | 0 | 0 | 0 | 0 | 0 | 0 | 0 | 0 | 0 | 0 | 0
F8_Commercial_Health_New_Space Heating_Natural Gas_Unit Heater_Baseline Forecast | F8 | Commercial | Health | New | Space Heating | Natural Gas | Unit Heater | Baseline Forecast | Avg. Replacement Winter Demand (kW) | 0 | 0 | 0 | 0 | 0 | 0 | 0 | 0 | 0 | 0 | 0 | 0 | 0 | 0 | 0 | 0 | 0 | 0 | 0 | 0 | 0 | 0 | 0 | 0 | 0 | 0 | 0
F1_Commercial_Health_New_Water Heating_Natural Gas_Water Heater_Baseline Forecast | F1 | Commercial | Health | New | Water Heating | Natural Gas | Water Heater | Baseline Forecast | Units | 0 | 87353.6782 | 153719.1293 | 219921.5383 | 285616.313 | 350518.2446 | 415687.1468 | 480644.5381 | 545408.8489 | 609998.3666 | 674431.2413 | 738725.4913 | 802899.0085 | 866969.5639 | 930954.813 | 994872.3009 | 1058739.4678 | 1122573.6541 | 1186392.1052 | 1250211.9774 | 1314050.3419 | 1377924.1905 | 1441850.4405 | 1505845.9391 | 1569927.469 | 1634111.7525 | 1698415.4566
F2_Commercial_Health_New_Water Heating_Natural Gas_Water Heater_Baseline Forecast | F2 | Commercial | Health | New | Water Heating | Natural Gas | Water Heater | Baseline Forecast | Usage (MMtherm) | 0 | 0.037292 | 0.065624 | 0.093886 | 0.12193 | 0.14964 | 0.17746 | 0.20519 | 0.23284 | 0.26041 | 0.28792 | 0.31537 | 0.34276 | 0.37012 | 0.39743 | 0.42472 | 0.45198 | 0.47924 | 0.50648 | 0.53373 | 0.56098 | 0.58825 | 0.61554 | 0.64286 | 0.67021 | 0.69762 | 0.72507
F3_Commercial_Health_New_Water Heating_Natural Gas_Water Heater_Baseline Forecast | F3 | Commercial | Health | New | Water Heating | Natural Gas | Water Heater | Baseline Forecast | Summer Peak Demand (MW) | 0 | 0 | 0 | 0 | 0 | 0 | 0 | 0 | 0 | 0 | 0 | 0 | 0 | 0 | 0 | 0 | 0 | 0 | 0 | 0 | 0 | 0 | 0 | 0 | 0 | 0 | 0
F4_Commercial_Health_New_Water Heating_Natural Gas_Water Heater_Baseline Forecast | F4 | Commercial | Health | New | Water Heating | Natural Gas | Water Heater | Baseline Forecast | Winter Peak Demand (MW) | 0 | 0 | 0 | 0 | 0 | 0 | 0 | 0 | 0 | 0 | 0 | 0 | 0 | 0 | 0 | 0 | 0 | 0 | 0 | 0 | 0 | 0 | 0 | 0 | 0 | 0 | 0
F5_Commercial_Health_New_Water Heating_Natural Gas_Water Heater_Baseline Forecast | F5 | Commercial | Health | New | Water Heating | Natural Gas | Water Heater | Baseline Forecast | Turnover | 0 | 87353.6782 | 66365.4511 | 66202.409 | 65694.7747 | 64901.9316 | 65168.9022 | 64957.3913 | 64764.3108 | 64589.5177 | 81903.6104 | 91543.9287 | 99213.742 | 105241.6902 | 109902.5432 | 136584.3463 | 129490.1941 | 129242.7296 | 128930.1162 | 132082.0871 | 136826.9069 | 142051.9847 | 147466.4819 | 152762.3719 | 166950.6832 | 174904.7966 | 180739.2561
F6_Commercial_Health_New_Water Heating_Natural Gas_Water Heater_Baseline Forecast | F6 | Commercial | Health | New | Water Heating | Natural Gas | Water Heater | Baseline Forecast | Avg. Replacement Usage (kWh) | 0.42691 | 0.42691 | 0.42691 | 0.42691 | 0.42691 | 0.42691 | 0.42691 | 0.42691 | 0.42691 | 0.42691 | 0.42691 | 0.42691 | 0.42691 | 0.42691 | 0.42691 | 0.42691 | 0.42691 | 0.42691 | 0.42691 | 0.42691 | 0.42691 | 0.42691 | 0.42691 | 0.42691 | 0.42691 | 0.42691 | 0.42691
F7_Commercial_Health_New_Water Heating_Natural Gas_Water Heater_Baseline Forecast | F7 | Commercial | Health | New | Water Heating | Natural Gas | Water Heater | Baseline Forecast | Avg. Replacement Summer Demand (kW) | 0 | 0 | 0 | 0 | 0 | 0 | 0 | 0 | 0 | 0 | 0 | 0 | 0 | 0 | 0 | 0 | 0 | 0 | 0 | 0 | 0 | 0 | 0 | 0 | 0 | 0 | 0
F8_Commercial_Health_New_Water Heating_Natural Gas_Water Heater_Baseline Forecast | F8 | Commercial | Health | New | Water Heating | Natural Gas | Water Heater | Baseline Forecast | Avg. Replacement Winter Demand (kW) | 0 | 0 | 0 | 0 | 0 | 0 | 0 | 0 | 0 | 0 | 0 | 0 | 0 | 0 | 0 | 0 | 0 | 0 | 0 | 0 | 0 | 0 | 0 | 0 | 0 | 0 | 0
F1_Commercial_Health_New_Food Preparation_Natural Gas_Oven_Baseline Forecast | F1 | Commercial | Health | New | Food Preparation | Natural Gas | Oven | Baseline Forecast | Units | 0 | 2131.9245 | 3751.6173 | 5367.331 | 6970.6556 | 8554.6303 | 10145.1206 | 11730.4488 | 13311.0648 | 14887.4148 | 16459.9419 | 18029.0857 | 19595.283 | 21158.9674 | 22720.5698 | 24280.5185 | 25839.2391 | 27397.1548 | 28954.6864 | 30512.2527 | 32070.2703 | 33629.154 | 35189.3165 | 36751.1691 | 38315.1214 | 39881.5814 | 41450.956
F2_Commercial_Health_New_Food Preparation_Natural Gas_Oven_Baseline Forecast | F2 | Commercial | Health | New | Food Preparation | Natural Gas | Oven | Baseline Forecast | Usage (MMtherm) | 0 | 0.00041287 | 0.00072654 | 0.0010394 | 0.0013499 | 0.0016567 | 0.0019647 | 0.0022717 | 0.0025778 | 0.0028831 | 0.0031876 | 0.0034915 | 0.0037948 | 0.0040977 | 0.0044001 | 0.0047022 | 0.0050041 | 0.0053058 | 0.0056074 | 0.005909 | 0.0062108 | 0.0065127 | 0.0068148 | 0.0071173 | 0.0074201 | 0.0077235 | 0.0080274
F3_Commercial_Health_New_Food Preparation_Natural Gas_Oven_Baseline Forecast | F3 | Commercial | Health | New | Food Preparation | Natural Gas | Oven | Baseline Forecast | Summer Peak Demand (MW) | 0 | 0 | 0 | 0 | 0 | 0 | 0 | 0 | 0 | 0 | 0 | 0 | 0 | 0 | 0 | 0 | 0 | 0 | 0 | 0 | 0 | 0 | 0 | 0 | 0 | 0 | 0
F4_Commercial_Health_New_Food Preparation_Natural Gas_Oven_Baseline Forecast | F4 | Commercial | Health | New | Food Preparation | Natural Gas | Oven | Baseline Forecast | Winter Peak Demand (MW) | 0 | 0 | 0 | 0 | 0 | 0 | 0 | 0 | 0 | 0 | 0 | 0 | 0 | 0 | 0 | 0 | 0 | 0 | 0 | 0 | 0 | 0 | 0 | 0 | 0 | 0 | 0
F5_Commercial_Health_New_Food Preparation_Natural Gas_Oven_Baseline Forecast | F5 | Commercial | Health | New | Food Preparation | Natural Gas | Oven | Baseline Forecast | Turnover | 0 | 2131.9245 | 1619.6929 | 1615.7137 | 1603.3246 | 1583.9747 | 1590.4903 | 1585.3282 | 1580.616 | 1576.35 | 1572.5271 | 1569.1438 | 1992.5822 | 2228.7309 | 2416.7824 | 2564.7576 | 2679.3626 | 3331.3985 | 3159.1052 | 3153.9052 | 3147.111 | 3139.5913 | 3140.2655 | 3223.0982 | 3337.4596 | 3467.5041 | 3602.1591
F6_Commercial_Health_New_Food Preparation_Natural Gas_Oven_Baseline Forecast | F6 | Commercial | Health | New | Food Preparation | Natural Gas | Oven | Baseline Forecast | Avg. Replacement Usage (kWh) | 0.19366 | 0.19366 | 0.19366 | 0.19366 | 0.19366 | 0.19366 | 0.19366 | 0.19366 | 0.19366 | 0.19366 | 0.19366 | 0.19366 | 0.19366 | 0.19366 | 0.19366 | 0.19366 | 0.19366 | 0.19366 | 0.19366 | 0.19366 | 0.19366 | 0.19366 | 0.19366 | 0.19366 | 0.19366 | 0.19366 | 0.19366
F7_Commercial_Health_New_Food Preparation_Natural Gas_Oven_Baseline Forecast | F7 | Commercial | Health | New | Food Preparation | Natural Gas | Oven | Baseline Forecast | Avg. Replacement Summer Demand (kW) | 0 | 0 | 0 | 0 | 0 | 0 | 0 | 0 | 0 | 0 | 0 | 0 | 0 | 0 | 0 | 0 | 0 | 0 | 0 | 0 | 0 | 0 | 0 | 0 | 0 | 0 | 0
F8_Commercial_Health_New_Food Preparation_Natural Gas_Oven_Baseline Forecast | F8 | Commercial | Health | New | Food Preparation | Natural Gas | Oven | Baseline Forecast | Avg. Replacement Winter Demand (kW) | 0 | 0 | 0 | 0 | 0 | 0 | 0 | 0 | 0 | 0 | 0 | 0 | 0 | 0 | 0 | 0 | 0 | 0 | 0 | 0 | 0 | 0 | 0 | 0 | 0 | 0 | 0
F1_Commercial_Health_New_Food Preparation_Natural Gas_Conveyor Oven_Baseline Forecast | F1 | Commercial | Health | New | Food Preparation | Natural Gas | Conveyor Oven | Baseline Forecast | Units | 0 | 1065.9622 | 1875.8087 | 2683.6655 | 3485.3278 | 4277.3151 | 5072.5603 | 5865.2244 | 6655.5324 | 7443.7074 | 8229.9709 | 9014.5428 | 9797.6415 | 10579.4837 | 11360.2849 | 12140.2593 | 12919.6195 | 13698.5774 | 14477.3432 | 15256.1264 | 16035.1352 | 16814.577 | 17594.6583 | 18375.5846 | 19157.5607 | 19940.7907 | 20725.478
F2_Commercial_Health_New_Food Preparation_Natural Gas_Conveyor Oven_Baseline Forecast | F2 | Commercial | Health | New | Food Preparation | Natural Gas | Conveyor Oven | Baseline Forecast | Usage (MMtherm) | 0 | 0.00035322 | 0.00062158 | 0.00088928 | 0.0011549 | 0.0014174 | 0.0016809 | 0.0019435 | 0.0022054 | 0.0024666 | 0.0027271 | 0.0029871 | 0.0032466 | 0.0035057 | 0.0037644 | 0.0040229 | 0.0042811 | 0.0045393 | 0.0047973 | 0.0050554 | 0.0053135 | 0.0055718 | 0.0058303 | 0.0060891 | 0.0063482 | 0.0066077 | 0.0068677
F3_Commercial_Health_New_Food Preparation_Natural Gas_Conveyor Oven_Baseline Forecast | F3 | Commercial | Health | New | Food Preparation | Natural Gas | Conveyor Oven | Baseline Forecast | Summer Peak Demand (MW) | 0 | 0 | 0 | 0 | 0 | 0 | 0 | 0 | 0 | 0 | 0 | 0 | 0 | 0 | 0 | 0 | 0 | 0 | 0 | 0 | 0 | 0 | 0 | 0 | 0 | 0 | 0
F4_Commercial_Health_New_Food Preparation_Natural Gas_Conveyor Oven_Baseline Forecast | F4 | Commercial | Health | New | Food Preparation | Natural Gas | Conveyor Oven | Baseline Forecast | Winter Peak Demand (MW) | 0 | 0 | 0 | 0 | 0 | 0 | 0 | 0 | 0 | 0 | 0 | 0 | 0 | 0 | 0 | 0 | 0 | 0 | 0 | 0 | 0 | 0 | 0 | 0 | 0 | 0 | 0
F5_Commercial_Health_New_Food Preparation_Natural Gas_Conveyor Oven_Baseline Forecast | F5 | Commercial | Health | New | Food Preparation | Natural Gas | Conveyor Oven | Baseline Forecast | Turnover | 0 | 1065.9622 | 809.8464 | 807.8569 | 801.6623 | 791.9873 | 795.2451 | 792.6641 | 790.308 | 788.175 | 786.2635 | 784.5719 | 783.0986 | 781.8422 | 780.8012 | 779.9743 | 779.3603 | 992.1503 | 1111.2891 | 1206.3731 | 1281.4132 | 1339.7628 | 1666.8227 | 1581.7131 | 1580.1456 | 1577.7767 | 1575.0411
F6_Commercial_Health_New_Food Preparation_Natural Gas_Conveyor Oven_Baseline Forecast | F6 | Commercial | Health | New | Food Preparation | Natural Gas | Conveyor Oven | Baseline Forecast | Avg. Replacement Usage (kWh) | 0.33137 | 0.33137 | 0.33137 | 0.33137 | 0.33137 | 0.33137 | 0.33137 | 0.33137 | 0.33137 | 0.33137 | 0.33137 | 0.33137 | 0.33137 | 0.33137 | 0.33137 | 0.33137 | 0.33137 | 0.33137 | 0.33137 | 0.33137 | 0.33137 | 0.33137 | 0.33137 | 0.33137 | 0.33137 | 0.33137 | 0.33137
F7_Commercial_Health_New_Food Preparation_Natural Gas_Conveyor Oven_Baseline Forecast | F7 | Commercial | Health | New | Food Preparation | Natural Gas | Conveyor Oven | Baseline Forecast | Avg. Replacement Summer Demand (kW) | 0 | 0 | 0 | 0 | 0 | 0 | 0 | 0 | 0 | 0 | 0 | 0 | 0 | 0 | 0 | 0 | 0 | 0 | 0 | 0 | 0 | 0 | 0 | 0 | 0 | 0 | 0
F8_Commercial_Health_New_Food Preparation_Natural Gas_Conveyor Oven_Baseline Forecast | F8 | Commercial | Health | New | Food Preparation | Natural Gas | Conveyor Oven | Baseline Forecast | Avg. Replacement Winter Demand (kW) | 0 | 0 | 0 | 0 | 0 | 0 | 0 | 0 | 0 | 0 | 0 | 0 | 0 | 0 | 0 | 0 | 0 | 0 | 0 | 0 | 0 | 0 | 0 | 0 | 0 | 0 | 0
F1_Commercial_Health_New_Food Preparation_Natural Gas_Double Rack Oven_Baseline Forecast | F1 | Commercial | Health | New | Food Preparation | Natural Gas | Double Rack Oven | Baseline Forecast | Units | 0 | 1065.9622 | 1875.8087 | 2683.6655 | 3485.3278 | 4277.3151 | 5072.5603 | 5865.2244 | 6655.5324 | 7443.7074 | 8229.9709 | 9014.5428 | 9797.6415 | 10579.4837 | 11360.2849 | 12140.2593 | 12919.6195 | 13698.5774 | 14477.3432 | 15256.1264 | 16035.1352 | 16814.577 | 17594.6583 | 18375.5846 | 19157.5607 | 19940.7907 | 20725.478
F2_Commercial_Health_New_Food Preparation_Natural Gas_Double Rack Oven_Baseline Forecast | F2 | Commercial | Health | New | Food Preparation | Natural Gas | Double Rack Oven | Baseline Forecast | Usage (MMtherm) | 0 | 0.00053661 | 0.0009443 | 0.001351 | 0.0017545 | 0.0021532 | 0.0025536 | 0.0029526 | 0.0033504 | 0.0037472 | 0.004143 | 0.004538 | 0.0049322 | 0.0053258 | 0.0057188 | 0.0061115 | 0.0065038 | 0.006896 | 0.007288 | 0.00768 | 0.0080722 | 0.0084646 | 0.0088573 | 0.0092504 | 0.0096441 | 0.010038 | 0.010433
F3_Commercial_Health_New_Food Preparation_Natural Gas_Double Rack Oven_Baseline Forecast | F3 | Commercial | Health | New | Food Preparation | Natural Gas | Double Rack Oven | Baseline Forecast | Summer Peak Demand (MW) | 0 | 0 | 0 | 0 | 0 | 0 | 0 | 0 | 0 | 0 | 0 | 0 | 0 | 0 | 0 | 0 | 0 | 0 | 0 | 0 | 0 | 0 | 0 | 0 | 0 | 0 | 0
F4_Commercial_Health_New_Food Preparation_Natural Gas_Double Rack Oven_Baseline Forecast | F4 | Commercial | Health | New | Food Preparation | Natural Gas | Double Rack Oven | Baseline Forecast | Winter Peak Demand (MW) | 0 | 0 | 0 | 0 | 0 | 0 | 0 | 0 | 0 | 0 | 0 | 0 | 0 | 0 | 0 | 0 | 0 | 0 | 0 | 0 | 0 | 0 | 0 | 0 | 0 | 0 | 0
F5_Commercial_Health_New_Food Preparation_Natural Gas_Double Rack Oven_Baseline Forecast | F5 | Commercial | Health | New | Food Preparation | Natural Gas | Double Rack Oven | Baseline Forecast | Turnover | 0 | 1065.9622 | 809.8464 | 807.8569 | 801.6623 | 791.9873 | 795.2451 | 792.6641 | 790.308 | 788.175 | 904.7038 | 979.8351 | 1046.4278 | 1104.9861 | 1156.0389 | 1201.8795 | 1242.4609 | 1278.4148 | 1310.3026 | 1680.0419 | 1610.1284 | 1633.8718 | 1660.4432 | 1688.9397 | 1723.6445 | 1757.525 | 1792.0478
F6_Commercial_Health_New_Food Preparation_Natural Gas_Double Rack Oven_Baseline Forecast | F6 | Commercial | Health | New | Food Preparation | Natural Gas | Double Rack Oven | Baseline Forecast | Avg. Replacement Usage (kWh) | 0.50341 | 0.50341 | 0.50341 | 0.50341 | 0.50341 | 0.50341 | 0.50341 | 0.50341 | 0.50341 | 0.50341 | 0.50341 | 0.50341 | 0.50341 | 0.50341 | 0.50341 | 0.50341 | 0.50341 | 0.50341 | 0.50341 | 0.50341 | 0.50341 | 0.50341 | 0.50341 | 0.50341 | 0.50341 | 0.50341 | 0.50341
F7_Commercial_Health_New_Food Preparation_Natural Gas_Double Rack Oven_Baseline Forecast | F7 | Commercial | Health | New | Food Preparation | Natural Gas | Double Rack Oven | Baseline Forecast | Avg. Replacement Summer Demand (kW) | 0 | 0 | 0 | 0 | 0 | 0 | 0 | 0 | 0 | 0 | 0 | 0 | 0 | 0 | 0 | 0 | 0 | 0 | 0 | 0 | 0 | 0 | 0 | 0 | 0 | 0 | 0
F8_Commercial_Health_New_Food Preparation_Natural Gas_Double Rack Oven_Baseline Forecast | F8 | Commercial | Health | New | Food Preparation | Natural Gas | Double Rack Oven | Baseline Forecast | Avg. Replacement Winter Demand (kW) | 0 | 0 | 0 | 0 | 0 | 0 | 0 | 0 | 0 | 0 | 0 | 0 | 0 | 0 | 0 | 0 | 0 | 0 | 0 | 0 | 0 | 0 | 0 | 0 | 0 | 0 | 0
F1_Commercial_Health_New_Food Preparation_Natural Gas_Fryer_Baseline Forecast | F1 | Commercial | Health | New | Food Preparation | Natural Gas | Fryer | Baseline Forecast | Units | 0 | 24678.6408 | 43427.8127 | 62130.923 | 80690.6194 | 99026.3265 | 117437.4565 | 135788.8318 | 154085.6591 | 172333.1048 | 190536.2968 | 208700.3253 | 226830.2451 | 244931.0768 | 263007.8082 | 281065.3961 | 299108.7677 | 317142.8217 | 335172.4304 | 353202.4405 | 371237.675 | 389282.9342 | 407342.9975 | 425422.6246 | 443526.5567 | 461659.5181 | 479826.2176
F2_Commercial_Health_New_Food Preparation_Natural Gas_Fryer_Baseline Forecast | F2 | Commercial | Health | New | Food Preparation | Natural Gas | Fryer | Baseline Forecast | Usage (MMtherm) | 0 | 0.0050598 | 0.0089039 | 0.012739 | 0.016544 | 0.020303 | 0.024078 | 0.027841 | 0.031592 | 0.035333 | 0.039065 | 0.04279 | 0.046507 | 0.050218 | 0.053924 | 0.057626 | 0.061326 | 0.065023 | 0.06872 | 0.072417 | 0.076114 | 0.079814 | 0.083517 | 0.087224 | 0.090936 | 0.094653 | 0.098378
F3_Commercial_Health_New_Food Preparation_Natural Gas_Fryer_Baseline Forecast | F3 | Commercial | Health | New | Food Preparation | Natural Gas | Fryer | Baseline Forecast | Summer Peak Demand (MW) | 0 | 0 | 0 | 0 | 0 | 0 | 0 | 0 | 0 | 0 | 0 | 0 | 0 | 0 | 0 | 0 | 0 | 0 | 0 | 0 | 0 | 0 | 0 | 0 | 0 | 0 | 0
F4_Commercial_Health_New_Food Preparation_Natural Gas_Fryer_Baseline Forecast | F4 | Commercial | Health | New | Food Preparation | Natural Gas | Fryer | Baseline Forecast | Winter Peak Demand (MW) | 0 | 0 | 0 | 0 | 0 | 0 | 0 | 0 | 0 | 0 | 0 | 0 | 0 | 0 | 0 | 0 | 0 | 0 | 0 | 0 | 0 | 0 | 0 | 0 | 0 | 0 | 0
F5_Commercial_Health_New_Food Preparation_Natural Gas_Fryer_Baseline Forecast | F5 | Commercial | Health | New | Food Preparation | Natural Gas | Fryer | Baseline Forecast | Turnover | 0 | 24678.6408 | 18749.1719 | 18703.1102 | 18559.6964 | 18335.7071 | 18411.13 | 18351.3752 | 18296.8273 | 23183.174 | 25901.6089 | 28063.3841 | 29761.3435 | 31073.1121 | 38606.1394 | 36597.0147 | 36522.2036 | 37416.1594 | 38656.8973 | 40164.2895 | 41679.2623 | 43160.8045 | 47154.6539 | 49387.3238 | 51021.2266 | 52395.1388 | 53651.6931
F6_Commercial_Health_New_Food Preparation_Natural Gas_Fryer_Baseline Forecast | F6 | Commercial | Health | New | Food Preparation | Natural Gas | Fryer | Baseline Forecast | Avg. Replacement Usage (kWh) | 0.30004 | 0.20503 | 0.20503 | 0.20503 | 0.20503 | 0.20503 | 0.20503 | 0.20503 | 0.20503 | 0.20503 | 0.20503 | 0.20503 | 0.20503 | 0.20503 | 0.20503 | 0.20503 | 0.20503 | 0.20503 | 0.20503 | 0.20503 | 0.20503 | 0.20503 | 0.20503 | 0.20503 | 0.20503 | 0.20503 | 0.20503
F7_Commercial_Health_New_Food Preparation_Natural Gas_Fryer_Baseline Forecast | F7 | Commercial | Health | New | Food Preparation | Natural Gas | Fryer | Baseline Forecast | Avg. Replacement Summer Demand (kW) | 0 | 0 | 0 | 0 | 0 | 0 | 0 | 0 | 0 | 0 | 0 | 0 | 0 | 0 | 0 | 0 | 0 | 0 | 0 | 0 | 0 | 0 | 0 | 0 | 0 | 0 | 0
F8_Commercial_Health_New_Food Preparation_Natural Gas_Fryer_Baseline Forecast | F8 | Commercial | Health | New | Food Preparation | Natural Gas | Fryer | Baseline Forecast | Avg. Replacement Winter Demand (kW) | 0 | 0 | 0 | 0 | 0 | 0 | 0 | 0 | 0 | 0 | 0 | 0 | 0 | 0 | 0 | 0 | 0 | 0 | 0 | 0 | 0 | 0 | 0 | 0 | 0 | 0 | 0
F1_Commercial_Health_New_Food Preparation_Natural Gas_Broiler_Baseline Forecast | F1 | Commercial | Health | New | Food Preparation | Natural Gas | Broiler | Baseline Forecast | Units | 0 | 5555.9244 | 9776.9421 | 13987.59 | 18165.951 | 22293.885 | 26438.7991 | 30570.2606 | 34689.4416 | 38797.5053 | 42895.6061 | 46984.89 | 51066.495 | 55141.5513 | 59211.1819 | 63276.5028 | 67338.6231 | 71398.6457 | 75457.6676 | 79516.7798 | 83577.0682 | 87639.6135 | 91705.4916 | 95775.7741 | 99851.5285 | 103933.8182 | 108023.7034
F2_Commercial_Health_New_Food Preparation_Natural Gas_Broiler_Baseline Forecast | F2 | Commercial | Health | New | Food Preparation | Natural Gas | Broiler | Baseline Forecast | Usage (MMtherm) | 0 | 0.0017814 | 0.0031348 | 0.0044849 | 0.0058246 | 0.0071482 | 0.0084772 | 0.0098019 | 0.011123 | 0.01244 | 0.013754 | 0.015065 | 0.016374 | 0.01768 | 0.018985 | 0.020289 | 0.021591 | 0.022893 | 0.024194 | 0.025496 | 0.026798 | 0.0281 | 0.029404 | 0.030709 | 0.032016 | 0.033325 | 0.034636
F3_Commercial_Health_New_Food Preparation_Natural Gas_Broiler_Baseline Forecast | F3 | Commercial | Health | New | Food Preparation | Natural Gas | Broiler | Baseline Forecast | Summer Peak Demand (MW) | 0 | 0 | 0 | 0 | 0 | 0 | 0 | 0 | 0 | 0 | 0 | 0 | 0 | 0 | 0 | 0 | 0 | 0 | 0 | 0 | 0 | 0 | 0 | 0 | 0 | 0 | 0
F4_Commercial_Health_New_Food Preparation_Natural Gas_Broiler_Baseline Forecast | F4 | Commercial | Health | New | Food Preparation | Natural Gas | Broiler | Baseline Forecast | Winter Peak Demand (MW) | 0 | 0 | 0 | 0 | 0 | 0 | 0 | 0 | 0 | 0 | 0 | 0 | 0 | 0 | 0 | 0 | 0 | 0 | 0 | 0 | 0 | 0 | 0 | 0 | 0 | 0 | 0
F5_Commercial_Health_New_Food Preparation_Natural Gas_Broiler_Baseline Forecast | F5 | Commercial | Health | New | Food Preparation | Natural Gas | Broiler | Baseline Forecast | Turnover | 0 | 5555.9244 | 4221.0178 | 4210.6479 | 4178.361 | 4127.9341 | 4144.9141 | 4131.4614 | 4119.181 | 4108.0637 | 4715.4257 | 5107.0192 | 5454.1083 | 5759.3216 | 6025.4147 | 6264.3415 | 6475.8566 | 6663.2528 | 6829.4558 | 8756.5818 | 8392.1842 | 8515.938 | 8654.4314 | 8802.9583 | 8983.8441 | 9160.4332 | 9340.3702
F6_Commercial_Health_New_Food Preparation_Natural Gas_Broiler_Baseline Forecast | F6 | Commercial | Health | New | Food Preparation | Natural Gas | Broiler | Baseline Forecast | Avg. Replacement Usage (kWh) | 0.32064 | 0.32064 | 0.32064 | 0.32064 | 0.32064 | 0.32064 | 0.32064 | 0.32064 | 0.32064 | 0.32064 | 0.32064 | 0.32064 | 0.32064 | 0.32064 | 0.32064 | 0.32064 | 0.32064 | 0.32064 | 0.32064 | 0.32064 | 0.32064 | 0.32064 | 0.32064 | 0.32064 | 0.32064 | 0.32064 | 0.32064
F7_Commercial_Health_New_Food Preparation_Natural Gas_Broiler_Baseline Forecast | F7 | Commercial | Health | New | Food Preparation | Natural Gas | Broiler | Baseline Forecast | Avg. Replacement Summer Demand (kW) | 0 | 0 | 0 | 0 | 0 | 0 | 0 | 0 | 0 | 0 | 0 | 0 | 0 | 0 | 0 | 0 | 0 | 0 | 0 | 0 | 0 | 0 | 0 | 0 | 0 | 0 | 0
F8_Commercial_Health_New_Food Preparation_Natural Gas_Broiler_Baseline Forecast | F8 | Commercial | Health | New | Food Preparation | Natural Gas | Broiler | Baseline Forecast | Avg. Replacement Winter Demand (kW) | 0 | 0 | 0 | 0 | 0 | 0 | 0 | 0 | 0 | 0 | 0 | 0 | 0 | 0 | 0 | 0 | 0 | 0 | 0 | 0 | 0 | 0 | 0 | 0 | 0 | 0 | 0
F1_Commercial_Health_New_Food Preparation_Natural Gas_Griddle_Baseline Forecast | F1 | Commercial | Health | New | Food Preparation | Natural Gas | Griddle | Baseline Forecast | Units | 0 | 5555.9244 | 9776.9421 | 13987.59 | 18165.951 | 22293.885 | 26438.7991 | 30570.2606 | 34689.4416 | 38797.5053 | 42895.6061 | 46984.89 | 51066.495 | 55141.5513 | 59211.1819 | 63276.5028 | 67338.6231 | 71398.6457 | 75457.6676 | 79516.7798 | 83577.0682 | 87639.6135 | 91705.4916 | 95775.7741 | 99851.5285 | 103933.8182 | 108023.7034
F2_Commercial_Health_New_Food Preparation_Natural Gas_Griddle_Baseline Forecast | F2 | Commercial | Health | New | Food Preparation | Natural Gas | Griddle | Baseline Forecast | Usage (MMtherm) | 0 | 0.0012416 | 0.0021849 | 0.0031259 | 0.0040596 | 0.0049821 | 0.0059084 | 0.0068316 | 0.0077522 | 0.0086702 | 0.009586 | 0.0105 | 0.011412 | 0.012323 | 0.013232 | 0.014141 | 0.015048 | 0.015956 | 0.016863 | 0.01777 | 0.018677 | 0.019585 | 0.020494 | 0.021403 | 0.022314 | 0.023226 | 0.02414
F3_Commercial_Health_New_Food Preparation_Natural Gas_Griddle_Baseline Forecast | F3 | Commercial | Health | New | Food Preparation | Natural Gas | Griddle | Baseline Forecast | Summer Peak Demand (MW) | 0 | 0 | 0 | 0 | 0 | 0 | 0 | 0 | 0 | 0 | 0 | 0 | 0 | 0 | 0 | 0 | 0 | 0 | 0 | 0 | 0 | 0 | 0 | 0 | 0 | 0 | 0
F4_Commercial_Health_New_Food Preparation_Natural Gas_Griddle_Baseline Forecast | F4 | Commercial | Health | New | Food Preparation | Natural Gas | Griddle | Baseline Forecast | Winter Peak Demand (MW) | 0 | 0 | 0 | 0 | 0 | 0 | 0 | 0 | 0 | 0 | 0 | 0 | 0 | 0 | 0 | 0 | 0 | 0 | 0 | 0 | 0 | 0 | 0 | 0 | 0 | 0 | 0
F5_Commercial_Health_New_Food Preparation_Natural Gas_Griddle_Baseline Forecast | F5 | Commercial | Health | New | Food Preparation | Natural Gas | Griddle | Baseline Forecast | Turnover | 0 | 5555.9244 | 4221.0178 | 4210.6479 | 4178.361 | 4127.9341 | 4144.9141 | 4131.4614 | 4119.181 | 4108.0637 | 4715.4257 | 5107.0192 | 5454.1083 | 5759.3216 | 6025.4147 | 6264.3415 | 6475.8566 | 6663.2528 | 6829.4558 | 8756.5818 | 8392.1842 | 8515.938 | 8654.4314 | 8802.9583 | 8983.8441 | 9160.4332 | 9340.3702
F6_Commercial_Health_New_Food Preparation_Natural Gas_Griddle_Baseline Forecast | F6 | Commercial | Health | New | Food Preparation | Natural Gas | Griddle | Baseline Forecast | Avg. Replacement Usage (kWh) | 0.22347 | 0.22347 | 0.22347 | 0.22347 | 0.22347 | 0.22347 | 0.22347 | 0.22347 | 0.22347 | 0.22347 | 0.22347 | 0.22347 | 0.22347 | 0.22347 | 0.22347 | 0.22347 | 0.22347 | 0.22347 | 0.22347 | 0.22347 | 0.22347 | 0.22347 | 0.22347 | 0.22347 | 0.22347 | 0.22347 | 0.22347
F7_Commercial_Health_New_Food Preparation_Natural Gas_Griddle_Baseline Forecast | F7 | Commercial | Health | New | Food Preparation | Natural Gas | Griddle | Baseline Forecast | Avg. Replacement Summer Demand (kW) | 0 | 0 | 0 | 0 | 0 | 0 | 0 | 0 | 0 | 0 | 0 | 0 | 0 | 0 | 0 | 0 | 0 | 0 | 0 | 0 | 0 | 0 | 0 | 0 | 0 | 0 | 0
F8_Commercial_Health_New_Food Preparation_Natural Gas_Griddle_Baseline Forecast | F8 | Commercial | Health | New | Food Preparation | Natural Gas | Griddle | Baseline Forecast | Avg. Replacement Winter Demand (kW) | 0 | 0 | 0 | 0 | 0 | 0 | 0 | 0 | 0 | 0 | 0 | 0 | 0 | 0 | 0 | 0 | 0 | 0 | 0 | 0 | 0 | 0 | 0 | 0 | 0 | 0 | 0
F1_Commercial_Health_New_Food Preparation_Natural Gas_Range_Baseline Forecast | F1 | Commercial | Health | New | Food Preparation | Natural Gas | Range | Baseline Forecast | Units | 0 | 23487.644 | 41331.9766 | 59132.4705 | 76796.4718 | 94247.2935 | 111769.8982 | 129235.6319 | 146649.4502 | 164016.2701 | 181340.9719 | 198628.4002 | 215883.366 | 233110.6474 | 250314.9917 | 267501.1163 | 284673.7107 | 301837.4372 | 318996.9328 | 336156.8106 | 353321.6605 | 370496.0514 | 387684.532 | 404891.6322 | 422121.8644 | 439379.725 | 456669.6954
F2_Commercial_Health_New_Food Preparation_Natural Gas_Range_Baseline Forecast | F2 | Commercial | Health | New | Food Preparation | Natural Gas | Range | Baseline Forecast | Usage (MMtherm) | 0 | 0.0051855 | 0.009125 | 0.013055 | 0.016955 | 0.020807 | 0.024676 | 0.028532 | 0.032376 | 0.036211 | 0.040035 | 0.043852 | 0.047661 | 0.051465 | 0.055263 | 0.059057 | 0.062849 | 0.066638 | 0.070426 | 0.074215 | 0.078004 | 0.081796 | 0.085591 | 0.089389 | 0.093193 | 0.097004 | 0.10082
F3_Commercial_Health_New_Food Preparation_Natural Gas_Range_Baseline Forecast | F3 | Commercial | Health | New | Food Preparation | Natural Gas | Range | Baseline Forecast | Summer Peak Demand (MW) | 0 | 0 | 0 | 0 | 0 | 0 | 0 | 0 | 0 | 0 | 0 | 0 | 0 | 0 | 0 | 0 | 0 | 0 | 0 | 0 | 0 | 0 | 0 | 0 | 0 | 0 | 0
F4_Commercial_Health_New_Food Preparation_Natural Gas_Range_Baseline Forecast | F4 | Commercial | Health | New | Food Preparation | Natural Gas | Range | Baseline Forecast | Winter Peak Demand (MW) | 0 | 0 | 0 | 0 | 0 | 0 | 0 | 0 | 0 | 0 | 0 | 0 | 0 | 0 | 0 | 0 | 0 | 0 | 0 | 0 | 0 | 0 | 0 | 0 | 0 | 0 | 0
F5_Commercial_Health_New_Food Preparation_Natural Gas_Range_Baseline Forecast | F5 | Commercial | Health | New | Food Preparation | Natural Gas | Range | Baseline Forecast | Turnover | 0 | 23487.644 | 17844.3326 | 17800.4939 | 17664.0013 | 17450.8217 | 17522.6047 | 17465.7337 | 17413.8183 | 17366.8199 | 22022.2306 | 24614.3179 | 26676.5762 | 28297.37 | 29550.5795 | 36724.7787 | 34817.3041 | 34750.7659 | 34666.7105 | 35514.2119 | 36789.9984 | 38194.9165 | 39650.7657 | 41074.7238 | 44889.6749 | 47028.3757 | 48597.1443
F6_Commercial_Health_New_Food Preparation_Natural Gas_Range_Baseline Forecast | F6 | Commercial | Health | New | Food Preparation | Natural Gas | Range | Baseline Forecast | Avg. Replacement Usage (kWh) | 0.22077 | 0.22077 | 0.22077 | 0.22077 | 0.22077 | 0.22077 | 0.22077 | 0.22077 | 0.22077 | 0.22077 | 0.22077 | 0.22077 | 0.22077 | 0.22077 | 0.22077 | 0.22077 | 0.22077 | 0.22077 | 0.22077 | 0.22077 | 0.22077 | 0.22077 | 0.22077 | 0.22077 | 0.22077 | 0.22077 | 0.22077
F7_Commercial_Health_New_Food Preparation_Natural Gas_Range_Baseline Forecast | F7 | Commercial | Health | New | Food Preparation | Natural Gas | Range | Baseline Forecast | Avg. Replacement Summer Demand (kW) | 0 | 0 | 0 | 0 | 0 | 0 | 0 | 0 | 0 | 0 | 0 | 0 | 0 | 0 | 0 | 0 | 0 | 0 | 0 | 0 | 0 | 0 | 0 | 0 | 0 | 0 | 0
F8_Commercial_Health_New_Food Preparation_Natural Gas_Range_Baseline Forecast | F8 | Commercial | Health | New | Food Preparation | Natural Gas | Range | Baseline Forecast | Avg. Replacement Winter Demand (kW) | 0 | 0 | 0 | 0 | 0 | 0 | 0 | 0 | 0 | 0 | 0 | 0 | 0 | 0 | 0 | 0 | 0 | 0 | 0 | 0 | 0 | 0 | 0 | 0 | 0 | 0 | 0
F1_Commercial_Health_New_Food Preparation_Natural Gas_Steamer_Baseline Forecast | F1 | Commercial | Health | New | Food Preparation | Natural Gas | Steamer | Baseline Forecast | Units | 0 | 2581.0598 | 4541.9755 | 6498.0737 | 8439.1727 | 10356.8454 | 12282.4064 | 14201.7178 | 16115.3242 | 18023.7659 | 19927.5793 | 21827.2967 | 23723.4468 | 25616.5547 | 27507.1419 | 29395.7271 | 31282.8253 | 33168.9491 | 35054.608 | 36940.3089 | 38826.5561 | 40713.8518 | 42602.6958 | 44493.586 | 46387.0181 | 48283.4863 | 50183.483
F2_Commercial_Health_New_Food Preparation_Natural Gas_Steamer_Baseline Forecast | F2 | Commercial | Health | New | Food Preparation | Natural Gas | Steamer | Baseline Forecast | Usage (MMtherm) | 0 | 0.00018605 | 0.00032739 | 0.00046839 | 0.00060831 | 0.00074654 | 0.00088534 | 0.0010237 | 0.0011616 | 0.0012992 | 0.0014364 | 0.0015734 | 0.00171 | 0.0018465 | 0.0019828 | 0.0021189 | 0.0022549 | 0.0023909 | 0.0025268 | 0.0026627 | 0.0027987 | 0.0029347 | 0.0030709 | 0.0032072 | 0.0033437 | 0.0034804 | 0.0036173
F3_Commercial_Health_New_Food Preparation_Natural Gas_Steamer_Baseline Forecast | F3 | Commercial | Health | New | Food Preparation | Natural Gas | Steamer | Baseline Forecast | Summer Peak Demand (MW) | 0 | 0 | 0 | 0 | 0 | 0 | 0 | 0 | 0 | 0 | 0 | 0 | 0 | 0 | 0 | 0 | 0 | 0 | 0 | 0 | 0 | 0 | 0 | 0 | 0 | 0 | 0
F4_Commercial_Health_New_Food Preparation_Natural Gas_Steamer_Baseline Forecast | F4 | Commercial | Health | New | Food Preparation | Natural Gas | Steamer | Baseline Forecast | Winter Peak Demand (MW) | 0 | 0 | 0 | 0 | 0 | 0 | 0 | 0 | 0 | 0 | 0 | 0 | 0 | 0 | 0 | 0 | 0 | 0 | 0 | 0 | 0 | 0 | 0 | 0 | 0 | 0 | 0
F5_Commercial_Health_New_Food Preparation_Natural Gas_Steamer_Baseline Forecast | F5 | Commercial | Health | New | Food Preparation | Natural Gas | Steamer | Baseline Forecast | Turnover | 0 | 2581.0598 | 1960.9157 | 1956.0982 | 1941.099 | 1917.6727 | 1925.561 | 1919.3114 | 2429.8184 | 2713.5944 | 2939.1552 | 3116.2107 | 3252.8792 | 4040.2127 | 3829.5664 | 3924.4692 | 4054.5925 | 4201.8091 | 4363.5171 | 4516.925 | 4933.0955 | 5165.0777 | 5355.0929 | 5521.2217 | 5673.8861 | 5999.9295 | 6030.9312
F6_Commercial_Health_New_Food Preparation_Natural Gas_Steamer_Baseline Forecast | F6 | Commercial | Health | New | Food Preparation | Natural Gas | Steamer | Baseline Forecast | Avg. Replacement Usage (kWh) | 0.25513 | 0.072082 | 0.072082 | 0.072082 | 0.072082 | 0.072082 | 0.072082 | 0.072082 | 0.072082 | 0.072082 | 0.072082 | 0.072082 | 0.072082 | 0.072082 | 0.072082 | 0.072082 | 0.072082 | 0.072082 | 0.072082 | 0.072082 | 0.072082 | 0.072082 | 0.072082 | 0.072082 | 0.072082 | 0.072082 | 0.072082
F7_Commercial_Health_New_Food Preparation_Natural Gas_Steamer_Baseline Forecast | F7 | Commercial | Health | New | Food Preparation | Natural Gas | Steamer | Baseline Forecast | Avg. Replacement Summer Demand (kW) | 0 | 0 | 0 | 0 | 0 | 0 | 0 | 0 | 0 | 0 | 0 | 0 | 0 | 0 | 0 | 0 | 0 | 0 | 0 | 0 | 0 | 0 | 0 | 0 | 0 | 0 | 0
F8_Commercial_Health_New_Food Preparation_Natural Gas_Steamer_Baseline Forecast | F8 | Commercial | Health | New | Food Preparation | Natural Gas | Steamer | Baseline Forecast | Avg. Replacement Winter Demand (kW) | 0 | 0 | 0 | 0 | 0 | 0 | 0 | 0 | 0 | 0 | 0 | 0 | 0 | 0 | 0 | 0 | 0 | 0 | 0 | 0 | 0 | 0 | 0 | 0 | 0 | 0 | 0
F1_Commercial_Health_New_Food Preparation_Natural Gas_Commercial Food Prep Other_Baseline Forecast | F1 | Commercial | Health | New | Food Preparation | Natural Gas | Commercial Food Prep Other | Baseline Forecast | Units | 0 | 0 | 0 | 0 | 0 | 0 | 0 | 0 | 0 | 0 | 0 | 0 | 0 | 0 | 0 | 0 | 0 | 0 | 0 | 0 | 0 | 0 | 0 | 0 | 0 | 0 | 0
F2_Commercial_Health_New_Food Preparation_Natural Gas_Commercial Food Prep Other_Baseline Forecast | F2 | Commercial | Health | New | Food Preparation | Natural Gas | Commercial Food Prep Other | Baseline Forecast | Usage (MMtherm) | 0 | 0 | 0 | 0 | 0 | 0 | 0 | 0 | 0 | 0 | 0 | 0 | 0 | 0 | 0 | 0 | 0 | 0 | 0 | 0 | 0 | 0 | 0 | 0 | 0 | 0 | 0
F3_Commercial_Health_New_Food Preparation_Natural Gas_Commercial Food Prep Other_Baseline Forecast | F3 | Commercial | Health | New | Food Preparation | Natural Gas | Commercial Food Prep Other | Baseline Forecast | Summer Peak Demand (MW) | 0 | 0 | 0 | 0 | 0 | 0 | 0 | 0 | 0 | 0 | 0 | 0 | 0 | 0 | 0 | 0 | 0 | 0 | 0 | 0 | 0 | 0 | 0 | 0 | 0 | 0 | 0
F4_Commercial_Health_New_Food Preparation_Natural Gas_Commercial Food Prep Other_Baseline Forecast | F4 | Commercial | Health | New | Food Preparation | Natural Gas | Commercial Food Prep Other | Baseline Forecast | Winter Peak Demand (MW) | 0 | 0 | 0 | 0 | 0 | 0 | 0 | 0 | 0 | 0 | 0 | 0 | 0 | 0 | 0 | 0 | 0 | 0 | 0 | 0 | 0 | 0 | 0 | 0 | 0 | 0 | 0
F5_Commercial_Health_New_Food Preparation_Natural Gas_Commercial Food Prep Other_Baseline Forecast | F5 | Commercial | Health | New | Food Preparation | Natural Gas | Commercial Food Prep Other | Baseline Forecast | Turnover | 0 | 0 | 0 | 0 | 0 | 0 | 0 | 0 | 0 | 0 | 0 | 0 | 0 | 0 | 0 | 0 | 0 | 0 | 0 | 0 | 0 | 0 | 0 | 0 | 0 | 0 | 0
F6_Commercial_Health_New_Food Preparation_Natural Gas_Commercial Food Prep Other_Baseline Forecast | F6 | Commercial | Health | New | Food Preparation | Natural Gas | Commercial Food Prep Other | Baseline Forecast | Avg. Replacement Usage (kWh) | 0.092137 | 0.092137 | 0.092137 | 0.092137 | 0.092137 | 0.092137 | 0.092137 | 0.092137 | 0.092137 | 0.092137 | 0.092137 | 0.092137 | 0.092137 | 0.092137 | 0.092137 | 0.092137 | 0.092137 | 0.092137 | 0.092137 | 0.092137 | 0.092137 | 0.092137 | 0.092137 | 0.092137 | 0.092137 | 0.092137 | 0.092137
F7_Commercial_Health_New_Food Preparation_Natural Gas_Commercial Food Prep Other_Baseline Forecast | F7 | Commercial | Health | New | Food Preparation | Natural Gas | Commercial Food Prep Other | Baseline Forecast | Avg. Replacement Summer Demand (kW) | 0 | 0 | 0 | 0 | 0 | 0 | 0 | 0 | 0 | 0 | 0 | 0 | 0 | 0 | 0 | 0 | 0 | 0 | 0 | 0 | 0 | 0 | 0 | 0 | 0 | 0 | 0
F8_Commercial_Health_New_Food Preparation_Natural Gas_Commercial Food Prep Other_Baseline Forecast | F8 | Commercial | Health | New | Food Preparation | Natural Gas | Commercial Food Prep Other | Baseline Forecast | Avg. Replacement Winter Demand (kW) | 0 | 0 | 0 | 0 | 0 | 0 | 0 | 0 | 0 | 0 | 0 | 0 | 0 | 0 | 0 | 0 | 0 | 0 | 0 | 0 | 0 | 0 | 0 | 0 | 0 | 0 | 0
F1_Commercial_Health_New_Miscellaneous_Natural Gas_Pool Heater_Baseline Forecast | F1 | Commercial | Health | New | Miscellaneous | Natural Gas | Pool Heater | Baseline Forecast | Units | 0 | 0 | 0 | 0 | 0 | 0 | 0 | 0 | 0 | 0 | 0 | 0 | 0 | 0 | 0 | 0 | 0 | 0 | 0 | 0 | 0 | 0 | 0 | 0 | 0 | 0 | 0
F2_Commercial_Health_New_Miscellaneous_Natural Gas_Pool Heater_Baseline Forecast | F2 | Commercial | Health | New | Miscellaneous | Natural Gas | Pool Heater | Baseline Forecast | Usage (MMtherm) | 0 | 0 | 0 | 0 | 0 | 0 | 0 | 0 | 0 | 0 | 0 | 0 | 0 | 0 | 0 | 0 | 0 | 0 | 0 | 0 | 0 | 0 | 0 | 0 | 0 | 0 | 0
F3_Commercial_Health_New_Miscellaneous_Natural Gas_Pool Heater_Baseline Forecast | F3 | Commercial | Health | New | Miscellaneous | Natural Gas | Pool Heater | Baseline Forecast | Summer Peak Demand (MW) | 0 | 0 | 0 | 0 | 0 | 0 | 0 | 0 | 0 | 0 | 0 | 0 | 0 | 0 | 0 | 0 | 0 | 0 | 0 | 0 | 0 | 0 | 0 | 0 | 0 | 0 | 0
F4_Commercial_Health_New_Miscellaneous_Natural Gas_Pool Heater_Baseline Forecast | F4 | Commercial | Health | New | Miscellaneous | Natural Gas | Pool Heater | Baseline Forecast | Winter Peak Demand (MW) | 0 | 0 | 0 | 0 | 0 | 0 | 0 | 0 | 0 | 0 | 0 | 0 | 0 | 0 | 0 | 0 | 0 | 0 | 0 | 0 | 0 | 0 | 0 | 0 | 0 | 0 | 0
F5_Commercial_Health_New_Miscellaneous_Natural Gas_Pool Heater_Baseline Forecast | F5 | Commercial | Health | New | Miscellaneous | Natural Gas | Pool Heater | Baseline Forecast | Turnover | 0 | 0 | 0 | 0 | 0 | 0 | 0 | 0 | 0 | 0 | 0 | 0 | 0 | 0 | 0 | 0 | 0 | 0 | 0 | 0 | 0 | 0 | 0 | 0 | 0 | 0 | 0
F6_Commercial_Health_New_Miscellaneous_Natural Gas_Pool Heater_Baseline Forecast | F6 | Commercial | Health | New | Miscellaneous | Natural Gas | Pool Heater | Baseline Forecast | Avg. Replacement Usage (kWh) | 0.01 | 0.01 | 0.01 | 0.01 | 0.01 | 0.01 | 0.01 | 0.01 | 0.01 | 0.01 | 0.01 | 0.01 | 0.01 | 0.01 | 0.01 | 0.01 | 0.01 | 0.01 | 0.01 | 0.01 | 0.01 | 0.01 | 0.01 | 0.01 | 0.01 | 0.01 | 0.01
F7_Commercial_Health_New_Miscellaneous_Natural Gas_Pool Heater_Baseline Forecast | F7 | Commercial | Health | New | Miscellaneous | Natural Gas | Pool Heater | Baseline Forecast | Avg. Replacement Summer Demand (kW) | 0 | 0 | 0 | 0 | 0 | 0 | 0 | 0 | 0 | 0 | 0 | 0 | 0 | 0 | 0 | 0 | 0 | 0 | 0 | 0 | 0 | 0 | 0 | 0 | 0 | 0 | 0
F8_Commercial_Health_New_Miscellaneous_Natural Gas_Pool Heater_Baseline Forecast | F8 | Commercial | Health | New | Miscellaneous | Natural Gas | Pool Heater | Baseline Forecast | Avg. Replacement Winter Demand (kW) | 0 | 0 | 0 | 0 | 0 | 0 | 0 | 0 | 0 | 0 | 0 | 0 | 0 | 0 | 0 | 0 | 0 | 0 | 0 | 0 | 0 | 0 | 0 | 0 | 0 | 0 | 0
F1_Commercial_Health_New_Miscellaneous_Natural Gas_Miscellaneous_Baseline Forecast | F1 | Commercial | Health | New | Miscellaneous | Natural Gas | Miscellaneous | Baseline Forecast | Units | 0 | 107888.2988 | 189854.5739 | 271619.4799 | 352757.4198 | 432916.1393 | 513404.5873 | 593631.8037 | 673620.5513 | 753393.4165 | 832972.8158 | 912381.0033 | 991640.0768 | 1070771.9848 | 1149798.5331 | 1228741.3914 | 1307622.0995 | 1386462.074 | 1465282.6145 | 1544104.91 | 1622950.0449 | 1701839.0054 | 1780792.6855 | 1859831.8928 | 1938977.3551 | 2018249.7258 | 2097669.5898
F2_Commercial_Health_New_Miscellaneous_Natural Gas_Miscellaneous_Baseline Forecast | F2 | Commercial | Health | New | Miscellaneous | Natural Gas | Miscellaneous | Baseline Forecast | Usage (MMtherm) | 0 | 0.00057351 | 0.0010092 | 0.0014439 | 0.0018752 | 0.0023013 | 0.0027292 | 0.0031556 | 0.0035808 | 0.0040049 | 0.0044279 | 0.00485 | 0.0052713 | 0.005692 | 0.0061121 | 0.0065317 | 0.006951 | 0.0073701 | 0.0077891 | 0.0082081 | 0.0086273 | 0.0090466 | 0.0094663 | 0.0098865 | 0.010307 | 0.010729 | 0.011151
F3_Commercial_Health_New_Miscellaneous_Natural Gas_Miscellaneous_Baseline Forecast | F3 | Commercial | Health | New | Miscellaneous | Natural Gas | Miscellaneous | Baseline Forecast | Summer Peak Demand (MW) | 0 | 0 | 0 | 0 | 0 | 0 | 0 | 0 | 0 | 0 | 0 | 0 | 0 | 0 | 0 | 0 | 0 | 0 | 0 | 0 | 0 | 0 | 0 | 0 | 0 | 0 | 0
F4_Commercial_Health_New_Miscellaneous_Natural Gas_Miscellaneous_Baseline Forecast | F4 | Commercial | Health | New | Miscellaneous | Natural Gas | Miscellaneous | Baseline Forecast | Winter Peak Demand (MW) | 0 | 0 | 0 | 0 | 0 | 0 | 0 | 0 | 0 | 0 | 0 | 0 | 0 | 0 | 0 | 0 | 0 | 0 | 0 | 0 | 0 | 0 | 0 | 0 | 0 | 0 | 0
F5_Commercial_Health_New_Miscellaneous_Natural Gas_Miscellaneous_Baseline Forecast | F5 | Commercial | Health | New | Miscellaneous | Natural Gas | Miscellaneous | Baseline Forecast | Turnover | 0 | 107888.2988 | 81966.2751 | 81764.906 | 96550.554 | 105078.9995 | 113529.3889 | 122340.9591 | 131097.527 | 139798.8745 | 148507.5444 | 188651.7002 | 185315.0709 | 191193.7418 | 206337.6959 | 217025.1042 | 227012.392 | 237854.1169 | 248673.2519 | 259375.8753 | 270121.839 | 290061.4584 | 296040.2239 | 305415.0147 | 319031.5191 | 330294.3042 | 341122.1055
F6_Commercial_Health_New_Miscellaneous_Natural Gas_Miscellaneous_Baseline Forecast | F6 | Commercial | Health | New | Miscellaneous | Natural Gas | Miscellaneous | Baseline Forecast | Avg. Replacement Usage (kWh) | 0.0053158 | 0.0053158 | 0.0053158 | 0.0053158 | 0.0053158 | 0.0053158 | 0.0053158 | 0.0053158 | 0.0053158 | 0.0053158 | 0.0053158 | 0.0053158 | 0.0053158 | 0.0053158 | 0.0053158 | 0.0053158 | 0.0053158 | 0.0053158 | 0.0053158 | 0.0053158 | 0.0053158 | 0.0053158 | 0.0053158 | 0.0053158 | 0.0053158 | 0.0053158 | 0.0053158
F7_Commercial_Health_New_Miscellaneous_Natural Gas_Miscellaneous_Baseline Forecast | F7 | Commercial | Health | New | Miscellaneous | Natural Gas | Miscellaneous | Baseline Forecast | Avg. Replacement Summer Demand (kW) | 0 | 0 | 0 | 0 | 0 | 0 | 0 | 0 | 0 | 0 | 0 | 0 | 0 | 0 | 0 | 0 | 0 | 0 | 0 | 0 | 0 | 0 | 0 | 0 | 0 | 0 | 0
F8_Commercial_Health_New_Miscellaneous_Natural Gas_Miscellaneous_Baseline Forecast | F8 | Commercial | Health | New | Miscellaneous | Natural Gas | Miscellaneous | Baseline Forecast | Avg. Replacement Winter Demand (kW) | 0 | 0 | 0 | 0 | 0 | 0 | 0 | 0 | 0 | 0 | 0 | 0 | 0 | 0 | 0 | 0 | 0 | 0 | 0 | 0 | 0 | 0 | 0 | 0 | 0 | 0 | 0
F1_Commercial_Lodging_Existing_Space Heating_Natural Gas_Furnace_Baseline Forecast | F1 | Commercial | Lodging | Existing | Space Heating | Natural Gas | Furnace | Baseline Forecast | Units | 1290225.8328 | 1270376.2046 | 1250831.9553 | 1231588.3868 | 1212640.8731 | 1193984.8597 | 1175615.8618 | 1157529.464 | 1139721.3184 | 1122187.1442 | 1104922.7266 | 1087923.9155 | 1071186.6245 | 1054706.8302 | 1038480.5713 | 1022503.9471 | 1006773.1172 | 991284.3 | 976033.7723 | 961017.8681 | 946232.9778 | 931675.5474 | 917342.0774 | 903229.1224 | 889333.2898 | 875651.2391 | 862179.6816
F2_Commercial_Lodging_Existing_Space Heating_Natural Gas_Furnace_Baseline Forecast | F2 | Commercial | Lodging | Existing | Space Heating | Natural Gas | Furnace | Baseline Forecast | Usage (MMtherm) | 0.6599 | 0.69795 | 0.68341 | 0.67097 | 0.65855 | 0.64618 | 0.63386 | 0.6216 | 0.6094 | 0.59729 | 0.58528 | 0.57342 | 0.56171 | 0.55019 | 0.53887 | 0.52777 | 0.51689 | 0.50625 | 0.49585 | 0.48582 | 0.47612 | 0.46678 | 0.45777 | 0.44906 | 0.44063 | 0.43248 | 0.42457
F3_Commercial_Lodging_Existing_Space Heating_Natural Gas_Furnace_Baseline Forecast | F3 | Commercial | Lodging | Existing | Space Heating | Natural Gas | Furnace | Baseline Forecast | Summer Peak Demand (MW) | 0 | 0 | 0 | 0 | 0 | 0 | 0 | 0 | 0 | 0 | 0 | 0 | 0 | 0 | 0 | 0 | 0 | 0 | 0 | 0 | 0 | 0 | 0 | 0 | 0 | 0 | 0
F4_Commercial_Lodging_Existing_Space Heating_Natural Gas_Furnace_Baseline Forecast | F4 | Commercial | Lodging | Existing | Space Heating | Natural Gas | Furnace | Baseline Forecast | Winter Peak Demand (MW) | 0 | 0 | 0 | 0 | 0 | 0 | 0 | 0 | 0 | 0 | 0 | 0 | 0 | 0 | 0 | 0 | 0 | 0 | 0 | 0 | 0 | 0 | 0 | 0 | 0 | 0 | 0
F5_Commercial_Lodging_Existing_Space Heating_Natural Gas_Furnace_Baseline Forecast | F5 | Commercial | Lodging | Existing | Space Heating | Natural Gas | Furnace | Baseline Forecast | Turnover | 0 | 14370.7715 | 16205.6196 | 18134.4933 | 20140.0429 | 22206.7077 | 24320.5491 | 26469.0987 | 28641.2194 | 30826.9811 | 32739.7872 | 34405.6458 | 35848.1774 | 37088.8329 | 38147.0916 | 39040.6411 | 39785.5407 | 40396.3705 | 40886.3656 | 37996.8752 | 35477.4591 | 33299.8661 | 31437.4095 | 29864.9291 | 28558.7464 | 27496.6149 | 26657.6672
F6_Commercial_Lodging_Existing_Space Heating_Natural Gas_Furnace_Baseline Forecast | F6 | Commercial | Lodging | Existing | Space Heating | Natural Gas | Furnace | Baseline Forecast | Avg. Replacement Usage (kWh) | 0.4798 | 0.51618 | 0.51417 | 0.47502 | 0.47502 | 0.47502 | 0.47502 | 0.47502 | 0.47502 | 0.47502 | 0.47502 | 0.47502 | 0.47502 | 0.47502 | 0.47502 | 0.47502 | 0.47502 | 0.47502 | 0.47502 | 0.47502 | 0.47502 | 0.47502 | 0.47502 | 0.47502 | 0.47502 | 0.47502 | 0.47502
F7_Commercial_Lodging_Existing_Space Heating_Natural Gas_Furnace_Baseline Forecast | F7 | Commercial | Lodging | Existing | Space Heating | Natural Gas | Furnace | Baseline Forecast | Avg. Replacement Summer Demand (kW) | 0 | 0 | 0 | 0 | 0 | 0 | 0 | 0 | 0 | 0 | 0 | 0 | 0 | 0 | 0 | 0 | 0 | 0 | 0 | 0 | 0 | 0 | 0 | 0 | 0 | 0 | 0
F8_Commercial_Lodging_Existing_Space Heating_Natural Gas_Furnace_Baseline Forecast | F8 | Commercial | Lodging | Existing | Space Heating | Natural Gas | Furnace | Baseline Forecast | Avg. Replacement Winter Demand (kW) | 0 | 0 | 0 | 0 | 0 | 0 | 0 | 0 | 0 | 0 | 0 | 0 | 0 | 0 | 0 | 0 | 0 | 0 | 0 | 0 | 0 | 0 | 0 | 0 | 0 | 0 | 0
F1_Commercial_Lodging_Existing_Space Heating_Natural Gas_Boiler_Baseline Forecast | F1 | Commercial | Lodging | Existing | Space Heating | Natural Gas | Boiler | Baseline Forecast | Units | 918428.6373 | 904298.9659 | 890386.6742 | 876688.4176 | 863200.9035 | 849920.8896 | 836845.1836 | 823970.6423 | 811294.1709 | 798812.7221 | 786523.2956 | 774422.9372 | 762508.7382 | 750777.8345 | 739227.4063 | 727854.677 | 716656.9127 | 705631.4218 | 694775.5537 | 684086.6991 | 673562.2883 | 663199.7916 | 652996.7179 | 642950.6145 | 633059.0666 | 623319.6963 | 613730.1625
F2_Commercial_Lodging_Existing_Space Heating_Natural Gas_Boiler_Baseline Forecast | F2 | Commercial | Lodging | Existing | Space Heating | Natural Gas | Boiler | Baseline Forecast | Usage (MMtherm) | 0.64351 | 0.67953 | 0.66443 | 0.65224 | 0.6403 | 0.62861 | 0.61719 | 0.60601 | 0.59509 | 0.58441 | 0.57397 | 0.56378 | 0.55382 | 0.54409 | 0.53459 | 0.52532 | 0.51626 | 0.50742 | 0.49879 | 0.49037 | 0.48215 | 0.47412 | 0.46629 | 0.45863 | 0.45114 | 0.44381 | 0.43663
F3_Commercial_Lodging_Existing_Space Heating_Natural Gas_Boiler_Baseline Forecast | F3 | Commercial | Lodging | Existing | Space Heating | Natural Gas | Boiler | Baseline Forecast | Summer Peak Demand (MW) | 0 | 0 | 0 | 0 | 0 | 0 | 0 | 0 | 0 | 0 | 0 | 0 | 0 | 0 | 0 | 0 | 0 | 0 | 0 | 0 | 0 | 0 | 0 | 0 | 0 | 0 | 0
F4_Commercial_Lodging_Existing_Space Heating_Natural Gas_Boiler_Baseline Forecast | F4 | Commercial | Lodging | Existing | Space Heating | Natural Gas | Boiler | Baseline Forecast | Winter Peak Demand (MW) | 0 | 0 | 0 | 0 | 0 | 0 | 0 | 0 | 0 | 0 | 0 | 0 | 0 | 0 | 0 | 0 | 0 | 0 | 0 | 0 | 0 | 0 | 0 | 0 | 0 | 0 | 0
F5_Commercial_Lodging_Existing_Space Heating_Natural Gas_Boiler_Baseline Forecast | F5 | Commercial | Lodging | Existing | Space Heating | Natural Gas | Boiler | Baseline Forecast | Turnover | 0 | 27402.999 | 27226.7 | 27027.384 | 26808.104 | 26571.583 | 26320.2485 | 26056.264 | 25781.5566 | 25497.8422 | 25206.6473 | 24909.3295 | 24607.0953 | 24301.0158 | 23992.0413 | 23681.0138 | 23368.679 | 23055.696 | 22742.6468 | 22430.0445 | 22118.3405 | 21807.9312 | 21319.275 | 20870.3031 | 20455.342 | 20069.5135 | 19708.6299
F6_Commercial_Lodging_Existing_Space Heating_Natural Gas_Boiler_Baseline Forecast | F6 | Commercial | Lodging | Existing | Space Heating | Natural Gas | Boiler | Baseline Forecast | Avg. Replacement Usage (kWh) | 0.65858 | 0.70851 | 0.70576 | 0.70576 | 0.70576 | 0.70576 | 0.70576 | 0.70576 | 0.70576 | 0.70576 | 0.70576 | 0.70576 | 0.70576 | 0.70576 | 0.70576 | 0.70576 | 0.70576 | 0.70576 | 0.70576 | 0.70576 | 0.70576 | 0.70576 | 0.70576 | 0.70576 | 0.70576 | 0.70576 | 0.70576
F7_Commercial_Lodging_Existing_Space Heating_Natural Gas_Boiler_Baseline Forecast | F7 | Commercial | Lodging | Existing | Space Heating | Natural Gas | Boiler | Baseline Forecast | Avg. Replacement Summer Demand (kW) | 0 | 0 | 0 | 0 | 0 | 0 | 0 | 0 | 0 | 0 | 0 | 0 | 0 | 0 | 0 | 0 | 0 | 0 | 0 | 0 | 0 | 0 | 0 | 0 | 0 | 0 | 0
F8_Commercial_Lodging_Existing_Space Heating_Natural Gas_Boiler_Baseline Forecast | F8 | Commercial | Lodging | Existing | Space Heating | Natural Gas | Boiler | Baseline Forecast | Avg. Replacement Winter Demand (kW) | 0 | 0 | 0 | 0 | 0 | 0 | 0 | 0 | 0 | 0 | 0 | 0 | 0 | 0 | 0 | 0 | 0 | 0 | 0 | 0 | 0 | 0 | 0 | 0 | 0 | 0 | 0
F1_Commercial_Lodging_Existing_Space Heating_Natural Gas_Unit Heater_Baseline Forecast | F1 | Commercial | Lodging | Existing | Space Heating | Natural Gas | Unit Heater | Baseline Forecast | Units | 97306.4674 | 95809.4448 | 94335.4533 | 92884.1387 | 91455.1519 | 90048.1496 | 88662.7934 | 87298.7504 | 85955.6927 | 84633.2975 | 83331.2467 | 82049.2276 | 80786.9318 | 79544.0559 | 78320.3012 | 77115.3735 | 75928.9831 | 74760.8449 | 73610.6781 | 72478.2061 | 71363.1568 | 70265.262 | 69184.258 | 68119.8848 | 67071.8866 | 66040.0114 | 65024.0112
F2_Commercial_Lodging_Existing_Space Heating_Natural Gas_Unit Heater_Baseline Forecast | F2 | Commercial | Lodging | Existing | Space Heating | Natural Gas | Unit Heater | Baseline Forecast | Usage (MMtherm) | 0.024884 | 0.026359 | 0.025853 | 0.025455 | 0.025063 | 0.024678 | 0.024298 | 0.023924 | 0.023556 | 0.023194 | 0.022837 | 0.022486 | 0.02214 | 0.021799 | 0.021464 | 0.021133 | 0.020808 | 0.020488 | 0.020173 | 0.019863 | 0.019557 | 0.019256 | 0.01896 | 0.018668 | 0.018381 | 0.018098 | 0.01782
F3_Commercial_Lodging_Existing_Space Heating_Natural Gas_Unit Heater_Baseline Forecast | F3 | Commercial | Lodging | Existing | Space Heating | Natural Gas | Unit Heater | Baseline Forecast | Summer Peak Demand (MW) | 0 | 0 | 0 | 0 | 0 | 0 | 0 | 0 | 0 | 0 | 0 | 0 | 0 | 0 | 0 | 0 | 0 | 0 | 0 | 0 | 0 | 0 | 0 | 0 | 0 | 0 | 0
F4_Commercial_Lodging_Existing_Space Heating_Natural Gas_Unit Heater_Baseline Forecast | F4 | Commercial | Lodging | Existing | Space Heating | Natural Gas | Unit Heater | Baseline Forecast | Winter Peak Demand (MW) | 0 | 0 | 0 | 0 | 0 | 0 | 0 | 0 | 0 | 0 | 0 | 0 | 0 | 0 | 0 | 0 | 0 | 0 | 0 | 0 | 0 | 0 | 0 | 0 | 0 | 0 | 0
F5_Commercial_Lodging_Existing_Space Heating_Natural Gas_Unit Heater_Baseline Forecast | F5 | Commercial | Lodging | Existing | Space Heating | Natural Gas | Unit Heater | Baseline Forecast | Turnover | 0 | 80.6477 | 231.002 | 441.327 | 702.9637 | 1008.2168 | 1350.2517 | 1723.0035 | 2121.095 | 2539.7639 | 2904.6524 | 3221.5537 | 3495.6507 | 3731.5805 | 3933.4916 | 4105.095 | 4249.7102 | 3809.6573 | 3426.4295 | 3098.3202 | 2823.1878 | 2598.5691 | 2421.7748 | 2289.9673 | 2200.2252 | 2149.5957 | 2130.1612
F6_Commercial_Lodging_Existing_Space Heating_Natural Gas_Unit Heater_Baseline Forecast | F6 | Commercial | Lodging | Existing | Space Heating | Natural Gas | Unit Heater | Baseline Forecast | Avg. Replacement Usage (kWh) | 0.25573 | 0.27512 | 0.27405 | 0.27405 | 0.27405 | 0.27405 | 0.27405 | 0.27405 | 0.27405 | 0.27405 | 0.27405 | 0.27405 | 0.27405 | 0.27405 | 0.27405 | 0.27405 | 0.27405 | 0.27405 | 0.27405 | 0.27405 | 0.27405 | 0.27405 | 0.27405 | 0.27405 | 0.27405 | 0.27405 | 0.27405
F7_Commercial_Lodging_Existing_Space Heating_Natural Gas_Unit Heater_Baseline Forecast | F7 | Commercial | Lodging | Existing | Space Heating | Natural Gas | Unit Heater | Baseline Forecast | Avg. Replacement Summer Demand (kW) | 0 | 0 | 0 | 0 | 0 | 0 | 0 | 0 | 0 | 0 | 0 | 0 | 0 | 0 | 0 | 0 | 0 | 0 | 0 | 0 | 0 | 0 | 0 | 0 | 0 | 0 | 0
F8_Commercial_Lodging_Existing_Space Heating_Natural Gas_Unit Heater_Baseline Forecast | F8 | Commercial | Lodging | Existing | Space Heating | Natural Gas | Unit Heater | Baseline Forecast | Avg. Replacement Winter Demand (kW) | 0 | 0 | 0 | 0 | 0 | 0 | 0 | 0 | 0 | 0 | 0 | 0 | 0 | 0 | 0 | 0 | 0 | 0 | 0 | 0 | 0 | 0 | 0 | 0 | 0 | 0 | 0
F1_Commercial_Lodging_Existing_Water Heating_Natural Gas_Water Heater_Baseline Forecast | F1 | Commercial | Lodging | Existing | Water Heating | Natural Gas | Water Heater | Baseline Forecast | Units | 5168232.3071 | 5088721.0409 | 5010433.0249 | 4933349.4399 | 4857451.7562 | 4782721.7292 | 4709141.3949 | 4636693.0657 | 4565359.3262 | 4495123.0289 | 4425967.29 | 4357875.4855 | 4290831.2473 | 4224818.4589 | 4159821.2518 | 4095824.0018 | 4032811.3248 | 3970768.0737 | 3909679.3341 | 3849530.4213 | 3790306.8763 | 3731994.4628 | 3674579.1634 | 3618047.1763 | 3562384.912 | 3507578.9903 | 3453616.2366
F2_Commercial_Lodging_Existing_Water Heating_Natural Gas_Water Heater_Baseline Forecast | F2 | Commercial | Lodging | Existing | Water Heating | Natural Gas | Water Heater | Baseline Forecast | Usage (MMtherm) | 2.0186 | 1.9491 | 1.8857 | 1.8276 | 1.7743 | 1.7255 | 1.6806 | 1.6395 | 1.6019 | 1.5674 | 1.5356 | 1.5059 | 1.4779 | 1.4514 | 1.4261 | 1.4018 | 1.3784 | 1.3558 | 1.3338 | 1.3123 | 1.2914 | 1.271 | 1.251 | 1.2314 | 1.2122 | 1.1933 | 1.1748
F3_Commercial_Lodging_Existing_Water Heating_Natural Gas_Water Heater_Baseline Forecast | F3 | Commercial | Lodging | Existing | Water Heating | Natural Gas | Water Heater | Baseline Forecast | Summer Peak Demand (MW) | 0 | 0 | 0 | 0 | 0 | 0 | 0 | 0 | 0 | 0 | 0 | 0 | 0 | 0 | 0 | 0 | 0 | 0 | 0 | 0 | 0 | 0 | 0 | 0 | 0 | 0 | 0
F4_Commercial_Lodging_Existing_Water Heating_Natural Gas_Water Heater_Baseline Forecast | F4 | Commercial | Lodging | Existing | Water Heating | Natural Gas | Water Heater | Baseline Forecast | Winter Peak Demand (MW) | 0 | 0 | 0 | 0 | 0 | 0 | 0 | 0 | 0 | 0 | 0 | 0 | 0 | 0 | 0 | 0 | 0 | 0 | 0 | 0 | 0 | 0 | 0 | 0 | 0 | 0 | 0
F5_Commercial_Lodging_Existing_Water Heating_Natural Gas_Water Heater_Baseline Forecast | F5 | Commercial | Lodging | Existing | Water Heating | Natural Gas | Water Heater | Baseline Forecast | Turnover | 0 | 474947.2971 | 440918.1062 | 413085.7931 | 390150.5251 | 371088.1905 | 355091.8651 | 341525.7048 | 329888.6283 | 319785.7086 | 334510.7988 | 340190.1916 | 339822.3177 | 335542.9094 | 328856.1202 | 421017.9916 | 385403.451 | 356522.9081 | 332959.41 | 317702.8041 | 307258.2703 | 299428.0268 | 292878.783 | 286842.7381 | 303325.7344 | 308253.2415 | 305853.2629
F6_Commercial_Lodging_Existing_Water Heating_Natural Gas_Water Heater_Baseline Forecast | F6 | Commercial | Lodging | Existing | Water Heating | Natural Gas | Water Heater | Baseline Forecast | Avg. Replacement Usage (kWh) | 0.33997 | 0.33997 | 0.33997 | 0.33997 | 0.33997 | 0.33997 | 0.33997 | 0.33997 | 0.33997 | 0.33997 | 0.33997 | 0.33997 | 0.33997 | 0.33997 | 0.33997 | 0.33997 | 0.33997 | 0.33997 | 0.33997 | 0.33997 | 0.33997 | 0.33997 | 0.33997 | 0.33997 | 0.33997 | 0.33997 | 0.33997
F7_Commercial_Lodging_Existing_Water Heating_Natural Gas_Water Heater_Baseline Forecast | F7 | Commercial | Lodging | Existing | Water Heating | Natural Gas | Water Heater | Baseline Forecast | Avg. Replacement Summer Demand (kW) | 0 | 0 | 0 | 0 | 0 | 0 | 0 | 0 | 0 | 0 | 0 | 0 | 0 | 0 | 0 | 0 | 0 | 0 | 0 | 0 | 0 | 0 | 0 | 0 | 0 | 0 | 0
F8_Commercial_Lodging_Existing_Water Heating_Natural Gas_Water Heater_Baseline Forecast | F8 | Commercial | Lodging | Existing | Water Heating | Natural Gas | Water Heater | Baseline Forecast | Avg. Replacement Winter Demand (kW) | 0 | 0 | 0 | 0 | 0 | 0 | 0 | 0 | 0 | 0 | 0 | 0 | 0 | 0 | 0 | 0 | 0 | 0 | 0 | 0 | 0 | 0 | 0 | 0 | 0 | 0 | 0
F1_Commercial_Lodging_Existing_Food Preparation_Natural Gas_Oven_Baseline Forecast | F1 | Commercial | Lodging | Existing | Food Preparation | Natural Gas | Oven | Baseline Forecast | Units | 690846.3956 | 680217.9895 | 669753.0974 | 659449.2036 | 649303.8312 | 639314.5415 | 629478.9332 | 619794.6419 | 610259.3397 | 600870.7345 | 591626.5693 | 582524.6221 | 573562.7049 | 564738.6632 | 556050.3761 | 547495.7549 | 539072.7433 | 530779.3165 | 522613.4809 | 514573.2735 | 506656.7616 | 498862.0422 | 491187.2415 | 483630.5147 | 476190.0453 | 468864.0446 | 461650.7516
F2_Commercial_Lodging_Existing_Food Preparation_Natural Gas_Oven_Baseline Forecast | F2 | Commercial | Lodging | Existing | Food Preparation | Natural Gas | Oven | Baseline Forecast | Usage (MMtherm) | 0.040173 | 0.039555 | 0.038947 | 0.038347 | 0.037757 | 0.037177 | 0.036605 | 0.036041 | 0.035487 | 0.034941 | 0.034403 | 0.033874 | 0.033353 | 0.03284 | 0.032335 | 0.031837 | 0.031347 | 0.030865 | 0.03039 | 0.029923 | 0.029462 | 0.029009 | 0.028563 | 0.028123 | 0.027691 | 0.027265 | 0.026845
F3_Commercial_Lodging_Existing_Food Preparation_Natural Gas_Oven_Baseline Forecast | F3 | Commercial | Lodging | Existing | Food Preparation | Natural Gas | Oven | Baseline Forecast | Summer Peak Demand (MW) | 0 | 0 | 0 | 0 | 0 | 0 | 0 | 0 | 0 | 0 | 0 | 0 | 0 | 0 | 0 | 0 | 0 | 0 | 0 | 0 | 0 | 0 | 0 | 0 | 0 | 0 | 0
F4_Commercial_Lodging_Existing_Food Preparation_Natural Gas_Oven_Baseline Forecast | F4 | Commercial | Lodging | Existing | Food Preparation | Natural Gas | Oven | Baseline Forecast | Winter Peak Demand (MW) | 0 | 0 | 0 | 0 | 0 | 0 | 0 | 0 | 0 | 0 | 0 | 0 | 0 | 0 | 0 | 0 | 0 | 0 | 0 | 0 | 0 | 0 | 0 | 0 | 0 | 0 | 0
F5_Commercial_Lodging_Existing_Food Preparation_Natural Gas_Oven_Baseline Forecast | F5 | Commercial | Lodging | Existing | Food Preparation | Natural Gas | Oven | Baseline Forecast | Turnover | 0 | 8162.6159 | 14466.6669 | 21946.4695 | 30273.1418 | 36632.2118 | 41444.4901 | 45041.3989 | 47683.9502 | 49577.6955 | 50884.5007 | 51731.8223 | 42125.309 | 35621.4528 | 31759.8157 | 30122.2509 | 29904.7527 | 32214.6652 | 34286.2637 | 36624.0302 | 38981.6021 | 40682.7489 | 41869.2332 | 40950.3038 | 38945.7571 | 36570.7068 | 34309.6368
F6_Commercial_Lodging_Existing_Food Preparation_Natural Gas_Oven_Baseline Forecast | F6 | Commercial | Lodging | Existing | Food Preparation | Natural Gas | Oven | Baseline Forecast | Avg. Replacement Usage (kWh) | 0.058151 | 0.058151 | 0.058151 | 0.058151 | 0.058151 | 0.058151 | 0.058151 | 0.058151 | 0.058151 | 0.058151 | 0.058151 | 0.058151 | 0.058151 | 0.058151 | 0.058151 | 0.058151 | 0.058151 | 0.058151 | 0.058151 | 0.058151 | 0.058151 | 0.058151 | 0.058151 | 0.058151 | 0.058151 | 0.058151 | 0.058151
F7_Commercial_Lodging_Existing_Food Preparation_Natural Gas_Oven_Baseline Forecast | F7 | Commercial | Lodging | Existing | Food Preparation | Natural Gas | Oven | Baseline Forecast | Avg. Replacement Summer Demand (kW) | 0 | 0 | 0 | 0 | 0 | 0 | 0 | 0 | 0 | 0 | 0 | 0 | 0 | 0 | 0 | 0 | 0 | 0 | 0 | 0 | 0 | 0 | 0 | 0 | 0 | 0 | 0
F8_Commercial_Lodging_Existing_Food Preparation_Natural Gas_Oven_Baseline Forecast | F8 | Commercial | Lodging | Existing | Food Preparation | Natural Gas | Oven | Baseline Forecast | Avg. Replacement Winter Demand (kW) | 0 | 0 | 0 | 0 | 0 | 0 | 0 | 0 | 0 | 0 | 0 | 0 | 0 | 0 | 0 | 0 | 0 | 0 | 0 | 0 | 0 | 0 | 0 | 0 | 0 | 0 | 0
F1_Commercial_Lodging_Existing_Food Preparation_Natural Gas_Conveyor Oven_Baseline Forecast | F1 | Commercial | Lodging | Existing | Food Preparation | Natural Gas | Conveyor Oven | Baseline Forecast | Units | 345423.1978 | 340108.9948 | 334876.5487 | 329724.6018 | 324651.9156 | 319657.2708 | 314739.4666 | 309897.3209 | 305129.6699 | 300435.3672 | 295813.2847 | 291262.3111 | 286781.3524 | 282369.3316 | 278025.1881 | 273747.8775 | 269536.3717 | 265389.6583 | 261306.7404 | 257286.6367 | 253328.3808 | 249431.0211 | 245593.6208 | 241815.2574 | 238095.0226 | 234432.0223 | 230825.3758
F2_Commercial_Lodging_Existing_Food Preparation_Natural Gas_Conveyor Oven_Baseline Forecast | F2 | Commercial | Lodging | Existing | Food Preparation | Natural Gas | Conveyor Oven | Baseline Forecast | Usage (MMtherm) | 0.034369 | 0.033841 | 0.03332 | 0.032807 | 0.032303 | 0.031806 | 0.031316 | 0.030835 | 0.03036 | 0.029893 | 0.029433 | 0.028981 | 0.028535 | 0.028096 | 0.027663 | 0.027238 | 0.026819 | 0.026406 | 0.026 | 0.0256 | 0.025206 | 0.024818 | 0.024436 | 0.024061 | 0.02369 | 0.023326 | 0.022967
F3_Commercial_Lodging_Existing_Food Preparation_Natural Gas_Conveyor Oven_Baseline Forecast | F3 | Commercial | Lodging | Existing | Food Preparation | Natural Gas | Conveyor Oven | Baseline Forecast | Summer Peak Demand (MW) | 0 | 0 | 0 | 0 | 0 | 0 | 0 | 0 | 0 | 0 | 0 | 0 | 0 | 0 | 0 | 0 | 0 | 0 | 0 | 0 | 0 | 0 | 0 | 0 | 0 | 0 | 0
F4_Commercial_Lodging_Existing_Food Preparation_Natural Gas_Conveyor Oven_Baseline Forecast | F4 | Commercial | Lodging | Existing | Food Preparation | Natural Gas | Conveyor Oven | Baseline Forecast | Winter Peak Demand (MW) | 0 | 0 | 0 | 0 | 0 | 0 | 0 | 0 | 0 | 0 | 0 | 0 | 0 | 0 | 0 | 0 | 0 | 0 | 0 | 0 | 0 | 0 | 0 | 0 | 0 | 0 | 0
F5_Commercial_Lodging_Existing_Food Preparation_Natural Gas_Conveyor Oven_Baseline Forecast | F5 | Commercial | Lodging | Existing | Food Preparation | Natural Gas | Conveyor Oven | Baseline Forecast | Turnover | 0 | 0 | 0 | 0 | 0 | 1278.6291 | 3525.082 | 6495.4478 | 9998.489 | 13884.4402 | 16852.9325 | 19100.1715 | 20780.6852 | 22016.1725 | 22902.4735 | 23515.0597 | 23913.3591 | 18836.369 | 14837.263 | 11687.1979 | 9205.9159 | 7450.974 | 6419.2046 | 6070.0476 | 6341.7094 | 7162.1427 | 8513.6972
F6_Commercial_Lodging_Existing_Food Preparation_Natural Gas_Conveyor Oven_Baseline Forecast | F6 | Commercial | Lodging | Existing | Food Preparation | Natural Gas | Conveyor Oven | Baseline Forecast | Avg. Replacement Usage (kWh) | 0.0995 | 0.0995 | 0.0995 | 0.0995 | 0.0995 | 0.0995 | 0.0995 | 0.0995 | 0.0995 | 0.0995 | 0.0995 | 0.0995 | 0.0995 | 0.0995 | 0.0995 | 0.0995 | 0.0995 | 0.0995 | 0.0995 | 0.0995 | 0.0995 | 0.0995 | 0.0995 | 0.0995 | 0.0995 | 0.0995 | 0.0995
F7_Commercial_Lodging_Existing_Food Preparation_Natural Gas_Conveyor Oven_Baseline Forecast | F7 | Commercial | Lodging | Existing | Food Preparation | Natural Gas | Conveyor Oven | Baseline Forecast | Avg. Replacement Summer Demand (kW) | 0 | 0 | 0 | 0 | 0 | 0 | 0 | 0 | 0 | 0 | 0 | 0 | 0 | 0 | 0 | 0 | 0 | 0 | 0 | 0 | 0 | 0 | 0 | 0 | 0 | 0 | 0
F8_Commercial_Lodging_Existing_Food Preparation_Natural Gas_Conveyor Oven_Baseline Forecast | F8 | Commercial | Lodging | Existing | Food Preparation | Natural Gas | Conveyor Oven | Baseline Forecast | Avg. Replacement Winter Demand (kW) | 0 | 0 | 0 | 0 | 0 | 0 | 0 | 0 | 0 | 0 | 0 | 0 | 0 | 0 | 0 | 0 | 0 | 0 | 0 | 0 | 0 | 0 | 0 | 0 | 0 | 0 | 0
F1_Commercial_Lodging_Existing_Food Preparation_Natural Gas_Double Rack Oven_Baseline Forecast | F1 | Commercial | Lodging | Existing | Food Preparation | Natural Gas | Double Rack Oven | Baseline Forecast | Units | 345423.1978 | 340108.9948 | 334876.5487 | 329724.6018 | 324651.9156 | 319657.2708 | 314739.4666 | 309897.3209 | 305129.6699 | 300435.3672 | 295813.2847 | 291262.3111 | 286781.3524 | 282369.3316 | 278025.1881 | 273747.8775 | 269536.3717 | 265389.6583 | 261306.7404 | 257286.6367 | 253328.3808 | 249431.0211 | 245593.6208 | 241815.2574 | 238095.0226 | 234432.0223 | 230825.3758
F2_Commercial_Lodging_Existing_Food Preparation_Natural Gas_Double Rack Oven_Baseline Forecast | F2 | Commercial | Lodging | Existing | Food Preparation | Natural Gas | Double Rack Oven | Baseline Forecast | Usage (MMtherm) | 0.052214 | 0.05141 | 0.050619 | 0.049841 | 0.049074 | 0.048319 | 0.047575 | 0.046844 | 0.046123 | 0.045413 | 0.044715 | 0.044027 | 0.043349 | 0.042682 | 0.042026 | 0.041379 | 0.040743 | 0.040116 | 0.039499 | 0.038891 | 0.038293 | 0.037704 | 0.037123 | 0.036552 | 0.03599 | 0.035436 | 0.034891
F3_Commercial_Lodging_Existing_Food Preparation_Natural Gas_Double Rack Oven_Baseline Forecast | F3 | Commercial | Lodging | Existing | Food Preparation | Natural Gas | Double Rack Oven | Baseline Forecast | Summer Peak Demand (MW) | 0 | 0 | 0 | 0 | 0 | 0 | 0 | 0 | 0 | 0 | 0 | 0 | 0 | 0 | 0 | 0 | 0 | 0 | 0 | 0 | 0 | 0 | 0 | 0 | 0 | 0 | 0
F4_Commercial_Lodging_Existing_Food Preparation_Natural Gas_Double Rack Oven_Baseline Forecast | F4 | Commercial | Lodging | Existing | Food Preparation | Natural Gas | Double Rack Oven | Baseline Forecast | Winter Peak Demand (MW) | 0 | 0 | 0 | 0 | 0 | 0 | 0 | 0 | 0 | 0 | 0 | 0 | 0 | 0 | 0 | 0 | 0 | 0 | 0 | 0 | 0 | 0 | 0 | 0 | 0 | 0 | 0
F5_Commercial_Lodging_Existing_Food Preparation_Natural Gas_Double Rack Oven_Baseline Forecast | F5 | Commercial | Lodging | Existing | Food Preparation | Natural Gas | Double Rack Oven | Baseline Forecast | Turnover | 0 | 7557.9777 | 10335.6959 | 12709.5491 | 14730.8147 | 16444.3579 | 17889.4321 | 19100.3792 | 20107.2427 | 20936.3046 | 19054.1432 | 17675.2887 | 16697.9055 | 16037.8216 | 15625.704 | 15404.6651 | 15328.2347 | 15358.6451 | 15465.3813 | 17137.5823 | 17381.3603 | 17416.1361 | 17309.1522 | 17111.2496 | 16860.2812 | 16583.8817 | 16301.7094
F6_Commercial_Lodging_Existing_Food Preparation_Natural Gas_Double Rack Oven_Baseline Forecast | F6 | Commercial | Lodging | Existing | Food Preparation | Natural Gas | Double Rack Oven | Baseline Forecast | Avg. Replacement Usage (kWh) | 0.15116 | 0.15116 | 0.15116 | 0.15116 | 0.15116 | 0.15116 | 0.15116 | 0.15116 | 0.15116 | 0.15116 | 0.15116 | 0.15116 | 0.15116 | 0.15116 | 0.15116 | 0.15116 | 0.15116 | 0.15116 | 0.15116 | 0.15116 | 0.15116 | 0.15116 | 0.15116 | 0.15116 | 0.15116 | 0.15116 | 0.15116
F7_Commercial_Lodging_Existing_Food Preparation_Natural Gas_Double Rack Oven_Baseline Forecast | F7 | Commercial | Lodging | Existing | Food Preparation | Natural Gas | Double Rack Oven | Baseline Forecast | Avg. Replacement Summer Demand (kW) | 0 | 0 | 0 | 0 | 0 | 0 | 0 | 0 | 0 | 0 | 0 | 0 | 0 | 0 | 0 | 0 | 0 | 0 | 0 | 0 | 0 | 0 | 0 | 0 | 0 | 0 | 0
F8_Commercial_Lodging_Existing_Food Preparation_Natural Gas_Double Rack Oven_Baseline Forecast | F8 | Commercial | Lodging | Existing | Food Preparation | Natural Gas | Double Rack Oven | Baseline Forecast | Avg. Replacement Winter Demand (kW) | 0 | 0 | 0 | 0 | 0 | 0 | 0 | 0 | 0 | 0 | 0 | 0 | 0 | 0 | 0 | 0 | 0 | 0 | 0 | 0 | 0 | 0 | 0 | 0 | 0 | 0 | 0
F1_Commercial_Lodging_Existing_Food Preparation_Natural Gas_Fryer_Baseline Forecast | F1 | Commercial | Lodging | Existing | Food Preparation | Natural Gas | Fryer | Baseline Forecast | Units | 524829.0447 | 516754.7517 | 508804.6786 | 500976.9143 | 493269.5772 | 485680.8145 | 478208.8019 | 470851.7435 | 463607.8705 | 456475.4417 | 449452.7426 | 442538.085 | 435729.8068 | 429026.2713 | 422425.8671 | 415927.0076 | 409528.1306 | 403227.6978 | 397024.1948 | 390916.1302 | 384902.0359 | 378980.4661 | 373149.9974 | 367409.2282 | 361756.7786 | 356191.2897 | 350711.4237
F2_Commercial_Lodging_Existing_Food Preparation_Natural Gas_Fryer_Baseline Forecast | F2 | Commercial | Lodging | Existing | Food Preparation | Natural Gas | Fryer | Baseline Forecast | Usage (MMtherm) | 0.047283 | 0.044983 | 0.042859 | 0.040881 | 0.039026 | 0.037275 | 0.035613 | 0.034029 | 0.032512 | 0.03123 | 0.030134 | 0.029185 | 0.028354 | 0.027617 | 0.026955 | 0.026353 | 0.025801 | 0.025288 | 0.024808 | 0.024354 | 0.023923 | 0.02351 | 0.023113 | 0.02273 | 0.022358 | 0.021997 | 0.021645
F3_Commercial_Lodging_Existing_Food Preparation_Natural Gas_Fryer_Baseline Forecast | F3 | Commercial | Lodging | Existing | Food Preparation | Natural Gas | Fryer | Baseline Forecast | Summer Peak Demand (MW) | 0 | 0 | 0 | 0 | 0 | 0 | 0 | 0 | 0 | 0 | 0 | 0 | 0 | 0 | 0 | 0 | 0 | 0 | 0 | 0 | 0 | 0 | 0 | 0 | 0 | 0 | 0
F4_Commercial_Lodging_Existing_Food Preparation_Natural Gas_Fryer_Baseline Forecast | F4 | Commercial | Lodging | Existing | Food Preparation | Natural Gas | Fryer | Baseline Forecast | Winter Peak Demand (MW) | 0 | 0 | 0 | 0 | 0 | 0 | 0 | 0 | 0 | 0 | 0 | 0 | 0 | 0 | 0 | 0 | 0 | 0 | 0 | 0 | 0 | 0 | 0 | 0 | 0 | 0 | 0
F5_Commercial_Lodging_Existing_Food Preparation_Natural Gas_Fryer_Baseline Forecast | F5 | Commercial | Lodging | Existing | Food Preparation | Natural Gas | Fryer | Baseline Forecast | Turnover | 0 | 55120.5069 | 50202.0616 | 46223.47 | 42986.7994 | 40336.1154 | 38148.5652 | 36327.3546 | 34796.2161 | 37146.8545 | 38129.4923 | 38200.6106 | 37684.8072 | 36810.2163 | 47546.7165 | 42997.8763 | 39329.4715 | 37001.0558 | 35455.4849 | 34341.1221 | 33443.5119 | 32638.1131 | 34727.3106 | 35283.9096 | 34882.1493 | 34028.7863 | 33004.957
F6_Commercial_Lodging_Existing_Food Preparation_Natural Gas_Fryer_Baseline Forecast | F6 | Commercial | Lodging | Existing | Food Preparation | Natural Gas | Fryer | Baseline Forecast | Avg. Replacement Usage (kWh) | 0.090093 | 0.061564 | 0.061564 | 0.061564 | 0.061564 | 0.061564 | 0.061564 | 0.061564 | 0.061564 | 0.061564 | 0.061564 | 0.061564 | 0.061564 | 0.061564 | 0.061564 | 0.061564 | 0.061564 | 0.061564 | 0.061564 | 0.061564 | 0.061564 | 0.061564 | 0.061564 | 0.061564 | 0.061564 | 0.061564 | 0.061564
F7_Commercial_Lodging_Existing_Food Preparation_Natural Gas_Fryer_Baseline Forecast | F7 | Commercial | Lodging | Existing | Food Preparation | Natural Gas | Fryer | Baseline Forecast | Avg. Replacement Summer Demand (kW) | 0 | 0 | 0 | 0 | 0 | 0 | 0 | 0 | 0 | 0 | 0 | 0 | 0 | 0 | 0 | 0 | 0 | 0 | 0 | 0 | 0 | 0 | 0 | 0 | 0 | 0 | 0
F8_Commercial_Lodging_Existing_Food Preparation_Natural Gas_Fryer_Baseline Forecast | F8 | Commercial | Lodging | Existing | Food Preparation | Natural Gas | Fryer | Baseline Forecast | Avg. Replacement Winter Demand (kW) | 0 | 0 | 0 | 0 | 0 | 0 | 0 | 0 | 0 | 0 | 0 | 0 | 0 | 0 | 0 | 0 | 0 | 0 | 0 | 0 | 0 | 0 | 0 | 0 | 0 | 0 | 0
F1_Commercial_Lodging_Existing_Food Preparation_Natural Gas_Broiler_Baseline Forecast | F1 | Commercial | Lodging | Existing | Food Preparation | Natural Gas | Broiler | Baseline Forecast | Units | 524829.0447 | 516754.7517 | 508804.6786 | 500976.9143 | 493269.5772 | 485680.8145 | 478208.8019 | 470851.7435 | 463607.8705 | 456475.4417 | 449452.7426 | 442538.085 | 435729.8068 | 429026.2713 | 422425.8671 | 415927.0076 | 409528.1306 | 403227.6978 | 397024.1948 | 390916.1302 | 384902.0359 | 378980.4661 | 373149.9974 | 367409.2282 | 361756.7786 | 356191.2897 | 350711.4237
F2_Commercial_Lodging_Existing_Food Preparation_Natural Gas_Broiler_Baseline Forecast | F2 | Commercial | Lodging | Existing | Food Preparation | Natural Gas | Broiler | Baseline Forecast | Usage (MMtherm) | 0.050529 | 0.049752 | 0.048986 | 0.048233 | 0.047491 | 0.04676 | 0.046041 | 0.045332 | 0.044635 | 0.043948 | 0.043272 | 0.042606 | 0.041951 | 0.041305 | 0.04067 | 0.040044 | 0.039428 | 0.038822 | 0.038224 | 0.037636 | 0.037057 | 0.036487 | 0.035926 | 0.035373 | 0.034829 | 0.034293 | 0.033765
F3_Commercial_Lodging_Existing_Food Preparation_Natural Gas_Broiler_Baseline Forecast | F3 | Commercial | Lodging | Existing | Food Preparation | Natural Gas | Broiler | Baseline Forecast | Summer Peak Demand (MW) | 0 | 0 | 0 | 0 | 0 | 0 | 0 | 0 | 0 | 0 | 0 | 0 | 0 | 0 | 0 | 0 | 0 | 0 | 0 | 0 | 0 | 0 | 0 | 0 | 0 | 0 | 0
F4_Commercial_Lodging_Existing_Food Preparation_Natural Gas_Broiler_Baseline Forecast | F4 | Commercial | Lodging | Existing | Food Preparation | Natural Gas | Broiler | Baseline Forecast | Winter Peak Demand (MW) | 0 | 0 | 0 | 0 | 0 | 0 | 0 | 0 | 0 | 0 | 0 | 0 | 0 | 0 | 0 | 0 | 0 | 0 | 0 | 0 | 0 | 0 | 0 | 0 | 0 | 0 | 0
F5_Commercial_Lodging_Existing_Food Preparation_Natural Gas_Broiler_Baseline Forecast | F5 | Commercial | Lodging | Existing | Food Preparation | Natural Gas | Broiler | Baseline Forecast | Turnover | 0 | 19139.0649 | 21461.9257 | 23422.446 | 25066.956 | 26435.9873 | 27564.9968 | 28485.0006 | 29223.1275 | 29803.1053 | 27933.6851 | 26522.0243 | 25475.9842 | 24719.4011 | 24189.5324 | 23834.8916 | 23613.4143 | 23490.907 | 23439.736 | 27672.8494 | 27392.463 | 26969.8912 | 26460.3443 | 25904.8947 | 25333.4772 | 24767.3183 | 24220.8972
F6_Commercial_Lodging_Existing_Food Preparation_Natural Gas_Broiler_Baseline Forecast | F6 | Commercial | Lodging | Existing | Food Preparation | Natural Gas | Broiler | Baseline Forecast | Avg. Replacement Usage (kWh) | 0.096277 | 0.096277 | 0.096277 | 0.096277 | 0.096277 | 0.096277 | 0.096277 | 0.096277 | 0.096277 | 0.096277 | 0.096277 | 0.096277 | 0.096277 | 0.096277 | 0.096277 | 0.096277 | 0.096277 | 0.096277 | 0.096277 | 0.096277 | 0.096277 | 0.096277 | 0.096277 | 0.096277 | 0.096277 | 0.096277 | 0.096277
F7_Commercial_Lodging_Existing_Food Preparation_Natural Gas_Broiler_Baseline Forecast | F7 | Commercial | Lodging | Existing | Food Preparation | Natural Gas | Broiler | Baseline Forecast | Avg. Replacement Summer Demand (kW) | 0 | 0 | 0 | 0 | 0 | 0 | 0 | 0 | 0 | 0 | 0 | 0 | 0 | 0 | 0 | 0 | 0 | 0 | 0 | 0 | 0 | 0 | 0 | 0 | 0 | 0 | 0
F8_Commercial_Lodging_Existing_Food Preparation_Natural Gas_Broiler_Baseline Forecast | F8 | Commercial | Lodging | Existing | Food Preparation | Natural Gas | Broiler | Baseline Forecast | Avg. Replacement Winter Demand (kW) | 0 | 0 | 0 | 0 | 0 | 0 | 0 | 0 | 0 | 0 | 0 | 0 | 0 | 0 | 0 | 0 | 0 | 0 | 0 | 0 | 0 | 0 | 0 | 0 | 0 | 0 | 0
F1_Commercial_Lodging_Existing_Food Preparation_Natural Gas_Griddle_Baseline Forecast | F1 | Commercial | Lodging | Existing | Food Preparation | Natural Gas | Griddle | Baseline Forecast | Units | 1403114.3849 | 1381528.0098 | 1360273.7327 | 1339346.4445 | 1318741.1146 | 1298452.7897 | 1278476.593 | 1258807.7223 | 1239441.4497 | 1220373.1197 | 1201598.1486 | 1183112.0232 | 1164910.2998 | 1146988.6029 | 1129342.6244 | 1111968.1224 | 1094860.9206 | 1078016.9064 | 1061432.0309 | 1045102.3074 | 1029023.8103 | 1013192.6748 | 997605.0952 | 982257.3245 | 967145.6733 | 952266.5091 | 937616.2551
F2_Commercial_Lodging_Existing_Food Preparation_Natural Gas_Griddle_Baseline Forecast | F2 | Commercial | Lodging | Existing | Food Preparation | Natural Gas | Griddle | Baseline Forecast | Usage (MMtherm) | 0.094152 | 0.092704 | 0.091278 | 0.089873 | 0.088491 | 0.087129 | 0.085789 | 0.084469 | 0.083169 | 0.08189 | 0.08063 | 0.07939 | 0.078168 | 0.076966 | 0.075782 | 0.074616 | 0.073468 | 0.072337 | 0.071225 | 0.070129 | 0.06905 | 0.067988 | 0.066942 | 0.065912 | 0.064898 | 0.063899 | 0.062916
F3_Commercial_Lodging_Existing_Food Preparation_Natural Gas_Griddle_Baseline Forecast | F3 | Commercial | Lodging | Existing | Food Preparation | Natural Gas | Griddle | Baseline Forecast | Summer Peak Demand (MW) | 0 | 0 | 0 | 0 | 0 | 0 | 0 | 0 | 0 | 0 | 0 | 0 | 0 | 0 | 0 | 0 | 0 | 0 | 0 | 0 | 0 | 0 | 0 | 0 | 0 | 0 | 0
F4_Commercial_Lodging_Existing_Food Preparation_Natural Gas_Griddle_Baseline Forecast | F4 | Commercial | Lodging | Existing | Food Preparation | Natural Gas | Griddle | Baseline Forecast | Winter Peak Demand (MW) | 0 | 0 | 0 | 0 | 0 | 0 | 0 | 0 | 0 | 0 | 0 | 0 | 0 | 0 | 0 | 0 | 0 | 0 | 0 | 0 | 0 | 0 | 0 | 0 | 0 | 0 | 0
F5_Commercial_Lodging_Existing_Food Preparation_Natural Gas_Griddle_Baseline Forecast | F5 | Commercial | Lodging | Existing | Food Preparation | Natural Gas | Griddle | Baseline Forecast | Turnover | 0 | 51167.7041 | 57377.8015 | 62619.1925 | 67015.7395 | 70675.8026 | 73694.1752 | 76153.777 | 78127.1368 | 79677.6896 | 74679.8519 | 70905.82 | 68109.2638 | 66086.562 | 64669.9744 | 63721.8531 | 63129.7404 | 62802.2208 | 62665.4166 | 73982.5158 | 73232.9113 | 72103.1786 | 70740.9204 | 69255.943 | 67728.2758 | 66214.6674 | 64753.8272
F6_Commercial_Lodging_Existing_Food Preparation_Natural Gas_Griddle_Baseline Forecast | F6 | Commercial | Lodging | Existing | Food Preparation | Natural Gas | Griddle | Baseline Forecast | Avg. Replacement Usage (kWh) | 0.067102 | 0.067102 | 0.067102 | 0.067102 | 0.067102 | 0.067102 | 0.067102 | 0.067102 | 0.067102 | 0.067102 | 0.067102 | 0.067102 | 0.067102 | 0.067102 | 0.067102 | 0.067102 | 0.067102 | 0.067102 | 0.067102 | 0.067102 | 0.067102 | 0.067102 | 0.067102 | 0.067102 | 0.067102 | 0.067102 | 0.067102
F7_Commercial_Lodging_Existing_Food Preparation_Natural Gas_Griddle_Baseline Forecast | F7 | Commercial | Lodging | Existing | Food Preparation | Natural Gas | Griddle | Baseline Forecast | Avg. Replacement Summer Demand (kW) | 0 | 0 | 0 | 0 | 0 | 0 | 0 | 0 | 0 | 0 | 0 | 0 | 0 | 0 | 0 | 0 | 0 | 0 | 0 | 0 | 0 | 0 | 0 | 0 | 0 | 0 | 0
F8_Commercial_Lodging_Existing_Food Preparation_Natural Gas_Griddle_Baseline Forecast | F8 | Commercial | Lodging | Existing | Food Preparation | Natural Gas | Griddle | Baseline Forecast | Avg. Replacement Winter Demand (kW) | 0 | 0 | 0 | 0 | 0 | 0 | 0 | 0 | 0 | 0 | 0 | 0 | 0 | 0 | 0 | 0 | 0 | 0 | 0 | 0 | 0 | 0 | 0 | 0 | 0 | 0 | 0
F1_Commercial_Lodging_Existing_Food Preparation_Natural Gas_Range_Baseline Forecast | F1 | Commercial | Lodging | Existing | Food Preparation | Natural Gas | Range | Baseline Forecast | Units | 21421.5937 | 21092.0307 | 20767.5379 | 20448.0373 | 20133.4521 | 19823.7067 | 19518.7266 | 19218.4385 | 18922.7702 | 18631.6507 | 18345.0099 | 18062.779 | 17784.8901 | 17511.2764 | 17241.8721 | 16976.6126 | 16715.4339 | 16458.2734 | 16205.0692 | 15955.7604 | 15710.2872 | 15468.5905 | 15230.6121 | 14996.295 | 14765.5828 | 14538.42 | 14314.752
F2_Commercial_Lodging_Existing_Food Preparation_Natural Gas_Range_Baseline Forecast | F2 | Commercial | Lodging | Existing | Food Preparation | Natural Gas | Range | Baseline Forecast | Usage (MMtherm) | 0.0014201 | 0.0013982 | 0.0013767 | 0.0013555 | 0.0013347 | 0.0013141 | 0.0012939 | 0.001274 | 0.0012544 | 0.0012351 | 0.0012161 | 0.0011974 | 0.001179 | 0.0011609 | 0.001143 | 0.0011254 | 0.0011081 | 0.001091 | 0.0010743 | 0.0010577 | 0.0010415 | 0.0010254 | 0.0010097 | 0.00099413 | 0.00097884 | 0.00096378 | 0.00094895
F3_Commercial_Lodging_Existing_Food Preparation_Natural Gas_Range_Baseline Forecast | F3 | Commercial | Lodging | Existing | Food Preparation | Natural Gas | Range | Baseline Forecast | Summer Peak Demand (MW) | 0 | 0 | 0 | 0 | 0 | 0 | 0 | 0 | 0 | 0 | 0 | 0 | 0 | 0 | 0 | 0 | 0 | 0 | 0 | 0 | 0 | 0 | 0 | 0 | 0 | 0 | 0
F4_Commercial_Lodging_Existing_Food Preparation_Natural Gas_Range_Baseline Forecast | F4 | Commercial | Lodging | Existing | Food Preparation | Natural Gas | Range | Baseline Forecast | Winter Peak Demand (MW) | 0 | 0 | 0 | 0 | 0 | 0 | 0 | 0 | 0 | 0 | 0 | 0 | 0 | 0 | 0 | 0 | 0 | 0 | 0 | 0 | 0 | 0 | 0 | 0 | 0 | 0 | 0
F5_Commercial_Lodging_Existing_Food Preparation_Natural Gas_Range_Baseline Forecast | F5 | Commercial | Lodging | Existing | Food Preparation | Natural Gas | Range | Baseline Forecast | Turnover | 0 | 843.6812 | 1079.912 | 1259.5991 | 1394.8456 | 1495.1833 | 1568.1189 | 1619.564 | 1654.1735 | 1675.6127 | 1466.6273 | 1343.104 | 1277.0625 | 1248.5686 | 1243.578 | 1430.347 | 1460.982 | 1479.9698 | 1489.8622 | 1454.3744 | 1399.4777 | 1340.4504 | 1285.6132 | 1238.8837 | 1186.0153 | 1167.0539 | 1167.1485
F6_Commercial_Lodging_Existing_Food Preparation_Natural Gas_Range_Baseline Forecast | F6 | Commercial | Lodging | Existing | Food Preparation | Natural Gas | Range | Baseline Forecast | Avg. Replacement Usage (kWh) | 0.066292 | 0.066292 | 0.066292 | 0.066292 | 0.066292 | 0.066292 | 0.066292 | 0.066292 | 0.066292 | 0.066292 | 0.066292 | 0.066292 | 0.066292 | 0.066292 | 0.066292 | 0.066292 | 0.066292 | 0.066292 | 0.066292 | 0.066292 | 0.066292 | 0.066292 | 0.066292 | 0.066292 | 0.066292 | 0.066292 | 0.066292
F7_Commercial_Lodging_Existing_Food Preparation_Natural Gas_Range_Baseline Forecast | F7 | Commercial | Lodging | Existing | Food Preparation | Natural Gas | Range | Baseline Forecast | Avg. Replacement Summer Demand (kW) | 0 | 0 | 0 | 0 | 0 | 0 | 0 | 0 | 0 | 0 | 0 | 0 | 0 | 0 | 0 | 0 | 0 | 0 | 0 | 0 | 0 | 0 | 0 | 0 | 0 | 0 | 0
F8_Commercial_Lodging_Existing_Food Preparation_Natural Gas_Range_Baseline Forecast | F8 | Commercial | Lodging | Existing | Food Preparation | Natural Gas | Range | Baseline Forecast | Avg. Replacement Winter Demand (kW) | 0 | 0 | 0 | 0 | 0 | 0 | 0 | 0 | 0 | 0 | 0 | 0 | 0 | 0 | 0 | 0 | 0 | 0 | 0 | 0 | 0 | 0 | 0 | 0 | 0 | 0 | 0
F1_Commercial_Lodging_Existing_Food Preparation_Natural Gas_Steamer_Baseline Forecast | F1 | Commercial | Lodging | Existing | Food Preparation | Natural Gas | Steamer | Baseline Forecast | Units | 21421.5937 | 21092.0307 | 20767.5379 | 20448.0373 | 20133.4521 | 19823.7067 | 19518.7266 | 19218.4385 | 18922.7702 | 18631.6507 | 18345.0099 | 18062.779 | 17784.8901 | 17511.2764 | 17241.8721 | 16976.6126 | 16715.4339 | 16458.2734 | 16205.0692 | 15955.7604 | 15710.2872 | 15468.5905 | 15230.6121 | 14996.295 | 14765.5828 | 14538.42 | 14314.752
F2_Commercial_Lodging_Existing_Food Preparation_Natural Gas_Steamer_Baseline Forecast | F2 | Commercial | Lodging | Existing | Food Preparation | Natural Gas | Steamer | Baseline Forecast | Usage (MMtherm) | 0.001641 | 0.0014999 | 0.0013664 | 0.0012398 | 0.0011191 | 0.0010036 | 0.0008929 | 0.00078652 | 0.00070145 | 0.00063318 | 0.00057816 | 0.00053361 | 0.0004973 | 0.00046753 | 0.0004429 | 0.00042236 | 0.00040505 | 0.0003903 | 0.00037758 | 0.00036649 | 0.00035669 | 0.00034792 | 0.00033999 | 0.00033272 | 0.000326 | 0.00031972 | 0.00031381
F3_Commercial_Lodging_Existing_Food Preparation_Natural Gas_Steamer_Baseline Forecast | F3 | Commercial | Lodging | Existing | Food Preparation | Natural Gas | Steamer | Baseline Forecast | Summer Peak Demand (MW) | 0 | 0 | 0 | 0 | 0 | 0 | 0 | 0 | 0 | 0 | 0 | 0 | 0 | 0 | 0 | 0 | 0 | 0 | 0 | 0 | 0 | 0 | 0 | 0 | 0 | 0 | 0
F4_Commercial_Lodging_Existing_Food Preparation_Natural Gas_Steamer_Baseline Forecast | F4 | Commercial | Lodging | Existing | Food Preparation | Natural Gas | Steamer | Baseline Forecast | Winter Peak Demand (MW) | 0 | 0 | 0 | 0 | 0 | 0 | 0 | 0 | 0 | 0 | 0 | 0 | 0 | 0 | 0 | 0 | 0 | 0 | 0 | 0 | 0 | 0 | 0 | 0 | 0 | 0 | 0
F5_Commercial_Lodging_Existing_Food Preparation_Natural Gas_Steamer_Baseline Forecast | F5 | Commercial | Lodging | Existing | Food Preparation | Natural Gas | Steamer | Baseline Forecast | Turnover | 0 | 2109.2031 | 2007.5287 | 1922.1155 | 1849.5931 | 1787.3054 | 1733.1588 | 1685.5032 | 1706.1133 | 1704.1042 | 1687.196 | 1660.8648 | 1628.9475 | 2053.1386 | 1904.606 | 1794.5048 | 1709.938 | 1642.2762 | 1585.8181 | 1536.851 | 1589.0906 | 1598.7343 | 1583.3256 | 1553.907 | 1517.2896 | 1577.4769 | 1492.8722
F6_Commercial_Lodging_Existing_Food Preparation_Natural Gas_Steamer_Baseline Forecast | F6 | Commercial | Lodging | Existing | Food Preparation | Natural Gas | Steamer | Baseline Forecast | Avg. Replacement Usage (kWh) | 0.076607 | 0.021644 | 0.021644 | 0.021644 | 0.021644 | 0.021644 | 0.021644 | 0.021644 | 0.021644 | 0.021644 | 0.021644 | 0.021644 | 0.021644 | 0.021644 | 0.021644 | 0.021644 | 0.021644 | 0.021644 | 0.021644 | 0.021644 | 0.021644 | 0.021644 | 0.021644 | 0.021644 | 0.021644 | 0.021644 | 0.021644
F7_Commercial_Lodging_Existing_Food Preparation_Natural Gas_Steamer_Baseline Forecast | F7 | Commercial | Lodging | Existing | Food Preparation | Natural Gas | Steamer | Baseline Forecast | Avg. Replacement Summer Demand (kW) | 0 | 0 | 0 | 0 | 0 | 0 | 0 | 0 | 0 | 0 | 0 | 0 | 0 | 0 | 0 | 0 | 0 | 0 | 0 | 0 | 0 | 0 | 0 | 0 | 0 | 0 | 0
F8_Commercial_Lodging_Existing_Food Preparation_Natural Gas_Steamer_Baseline Forecast | F8 | Commercial | Lodging | Existing | Food Preparation | Natural Gas | Steamer | Baseline Forecast | Avg. Replacement Winter Demand (kW) | 0 | 0 | 0 | 0 | 0 | 0 | 0 | 0 | 0 | 0 | 0 | 0 | 0 | 0 | 0 | 0 | 0 | 0 | 0 | 0 | 0 | 0 | 0 | 0 | 0 | 0 | 0
F1_Commercial_Lodging_Existing_Food Preparation_Natural Gas_Commercial Food Prep Other_Baseline Forecast | F1 | Commercial | Lodging | Existing | Food Preparation | Natural Gas | Commercial Food Prep Other | Baseline Forecast | Units | 0 | 0 | 0 | 0 | 0 | 0 | 0 | 0 | 0 | 0 | 0 | 0 | 0 | 0 | 0 | 0 | 0 | 0 | 0 | 0 | 0 | 0 | 0 | 0 | 0 | 0 | 0
F2_Commercial_Lodging_Existing_Food Preparation_Natural Gas_Commercial Food Prep Other_Baseline Forecast | F2 | Commercial | Lodging | Existing | Food Preparation | Natural Gas | Commercial Food Prep Other | Baseline Forecast | Usage (MMtherm) | 0 | 0 | 0 | 0 | 0 | 0 | 0 | 0 | 0 | 0 | 0 | 0 | 0 | 0 | 0 | 0 | 0 | 0 | 0 | 0 | 0 | 0 | 0 | 0 | 0 | 0 | 0
F3_Commercial_Lodging_Existing_Food Preparation_Natural Gas_Commercial Food Prep Other_Baseline Forecast | F3 | Commercial | Lodging | Existing | Food Preparation | Natural Gas | Commercial Food Prep Other | Baseline Forecast | Summer Peak Demand (MW) | 0 | 0 | 0 | 0 | 0 | 0 | 0 | 0 | 0 | 0 | 0 | 0 | 0 | 0 | 0 | 0 | 0 | 0 | 0 | 0 | 0 | 0 | 0 | 0 | 0 | 0 | 0
F4_Commercial_Lodging_Existing_Food Preparation_Natural Gas_Commercial Food Prep Other_Baseline Forecast | F4 | Commercial | Lodging | Existing | Food Preparation | Natural Gas | Commercial Food Prep Other | Baseline Forecast | Winter Peak Demand (MW) | 0 | 0 | 0 | 0 | 0 | 0 | 0 | 0 | 0 | 0 | 0 | 0 | 0 | 0 | 0 | 0 | 0 | 0 | 0 | 0 | 0 | 0 | 0 | 0 | 0 | 0 | 0
F5_Commercial_Lodging_Existing_Food Preparation_Natural Gas_Commercial Food Prep Other_Baseline Forecast | F5 | Commercial | Lodging | Existing | Food Preparation | Natural Gas | Commercial Food Prep Other | Baseline Forecast | Turnover | 0 | 0 | 0 | 0 | 0 | 0 | 0 | 0 | 0 | 0 | 0 | 0 | 0 | 0 | 0 | 0 | 0 | 0 | 0 | 0 | 0 | 0 | 0 | 0 | 0 | 0 | 0
F6_Commercial_Lodging_Existing_Food Preparation_Natural Gas_Commercial Food Prep Other_Baseline Forecast | F6 | Commercial | Lodging | Existing | Food Preparation | Natural Gas | Commercial Food Prep Other | Baseline Forecast | Avg. Replacement Usage (kWh) | 0.027666 | 0.027666 | 0.027666 | 0.027666 | 0.027666 | 0.027666 | 0.027666 | 0.027666 | 0.027666 | 0.027666 | 0.027666 | 0.027666 | 0.027666 | 0.027666 | 0.027666 | 0.027666 | 0.027666 | 0.027666 | 0.027666 | 0.027666 | 0.027666 | 0.027666 | 0.027666 | 0.027666 | 0.027666 | 0.027666 | 0.027666
F7_Commercial_Lodging_Existing_Food Preparation_Natural Gas_Commercial Food Prep Other_Baseline Forecast | F7 | Commercial | Lodging | Existing | Food Preparation | Natural Gas | Commercial Food Prep Other | Baseline Forecast | Avg. Replacement Summer Demand (kW) | 0 | 0 | 0 | 0 | 0 | 0 | 0 | 0 | 0 | 0 | 0 | 0 | 0 | 0 | 0 | 0 | 0 | 0 | 0 | 0 | 0 | 0 | 0 | 0 | 0 | 0 | 0
F8_Commercial_Lodging_Existing_Food Preparation_Natural Gas_Commercial Food Prep Other_Baseline Forecast | F8 | Commercial | Lodging | Existing | Food Preparation | Natural Gas | Commercial Food Prep Other | Baseline Forecast | Avg. Replacement Winter Demand (kW) | 0 | 0 | 0 | 0 | 0 | 0 | 0 | 0 | 0 | 0 | 0 | 0 | 0 | 0 | 0 | 0 | 0 | 0 | 0 | 0 | 0 | 0 | 0 | 0 | 0 | 0 | 0
F1_Commercial_Lodging_Existing_Miscellaneous_Natural Gas_Pool Heater_Baseline Forecast | F1 | Commercial | Lodging | Existing | Miscellaneous | Natural Gas | Pool Heater | Baseline Forecast | Units | 544158.05 | 535786.3877 | 527543.5202 | 519427.466 | 511436.2742 | 503568.0239 | 495820.8235 | 488192.8108 | 480682.1522 | 473287.0422 | 466005.703 | 458836.3845 | 451777.3632 | 444826.9423 | 437983.4508 | 431245.2439 | 424610.7017 | 418078.2294 | 411646.2566 | 405313.2373 | 399077.649 | 392937.9929 | 386892.793 | 380940.5962 | 375079.9716 | 369309.5105 | 363627.8257
F2_Commercial_Lodging_Existing_Miscellaneous_Natural Gas_Pool Heater_Baseline Forecast | F2 | Commercial | Lodging | Existing | Miscellaneous | Natural Gas | Pool Heater | Baseline Forecast | Usage (MMtherm) | 0.0036489 | 0.0035927 | 0.0035375 | 0.003483 | 0.0034295 | 0.0033767 | 0.0033248 | 0.0032736 | 0.0032232 | 0.0031737 | 0.0031248 | 0.0030768 | 0.0030294 | 0.0029828 | 0.0029369 | 0.0028917 | 0.0028472 | 0.0028034 | 0.0027603 | 0.0027178 | 0.002676 | 0.0026349 | 0.0025943 | 0.0025544 | 0.0025151 | 0.0024764 | 0.0024383
F3_Commercial_Lodging_Existing_Miscellaneous_Natural Gas_Pool Heater_Baseline Forecast | F3 | Commercial | Lodging | Existing | Miscellaneous | Natural Gas | Pool Heater | Baseline Forecast | Summer Peak Demand (MW) | 0 | 0 | 0 | 0 | 0 | 0 | 0 | 0 | 0 | 0 | 0 | 0 | 0 | 0 | 0 | 0 | 0 | 0 | 0 | 0 | 0 | 0 | 0 | 0 | 0 | 0 | 0
F4_Commercial_Lodging_Existing_Miscellaneous_Natural Gas_Pool Heater_Baseline Forecast | F4 | Commercial | Lodging | Existing | Miscellaneous | Natural Gas | Pool Heater | Baseline Forecast | Winter Peak Demand (MW) | 0 | 0 | 0 | 0 | 0 | 0 | 0 | 0 | 0 | 0 | 0 | 0 | 0 | 0 | 0 | 0 | 0 | 0 | 0 | 0 | 0 | 0 | 0 | 0 | 0 | 0 | 0
F5_Commercial_Lodging_Existing_Miscellaneous_Natural Gas_Pool Heater_Baseline Forecast | F5 | Commercial | Lodging | Existing | Miscellaneous | Natural Gas | Pool Heater | Baseline Forecast | Turnover | 0 | 64294.3665 | 61195.0483 | 58591.4182 | 56380.7349 | 54482.0316 | 54814.777 | 54503.2514 | 53775.9812 | 52793.9595 | 51669.0136 | 65278.232 | 61032.9835 | 57655.0046 | 54891.6647 | 52569.1992 | 53753.0166 | 53756.2972 | 53039.2714 | 51903.3303 | 50543.2354 | 52994.8583 | 50965.3599 | 49414.0667 | 48108.1997 | 46917.2798 | 47212.0723
F6_Commercial_Lodging_Existing_Miscellaneous_Natural Gas_Pool Heater_Baseline Forecast | F6 | Commercial | Lodging | Existing | Miscellaneous | Natural Gas | Pool Heater | Baseline Forecast | Avg. Replacement Usage (kWh) | 0.0067056 | 0.0067056 | 0.0067056 | 0.0067056 | 0.0067056 | 0.0067056 | 0.0067056 | 0.0067056 | 0.0067056 | 0.0067056 | 0.0067056 | 0.0067056 | 0.0067056 | 0.0067056 | 0.0067056 | 0.0067056 | 0.0067056 | 0.0067056 | 0.0067056 | 0.0067056 | 0.0067056 | 0.0067056 | 0.0067056 | 0.0067056 | 0.0067056 | 0.0067056 | 0.0067056
F7_Commercial_Lodging_Existing_Miscellaneous_Natural Gas_Pool Heater_Baseline Forecast | F7 | Commercial | Lodging | Existing | Miscellaneous | Natural Gas | Pool Heater | Baseline Forecast | Avg. Replacement Summer Demand (kW) | 0 | 0 | 0 | 0 | 0 | 0 | 0 | 0 | 0 | 0 | 0 | 0 | 0 | 0 | 0 | 0 | 0 | 0 | 0 | 0 | 0 | 0 | 0 | 0 | 0 | 0 | 0
F8_Commercial_Lodging_Existing_Miscellaneous_Natural Gas_Pool Heater_Baseline Forecast | F8 | Commercial | Lodging | Existing | Miscellaneous | Natural Gas | Pool Heater | Baseline Forecast | Avg. Replacement Winter Demand (kW) | 0 | 0 | 0 | 0 | 0 | 0 | 0 | 0 | 0 | 0 | 0 | 0 | 0 | 0 | 0 | 0 | 0 | 0 | 0 | 0 | 0 | 0 | 0 | 0 | 0 | 0 | 0
F1_Commercial_Lodging_Existing_Miscellaneous_Natural Gas_Miscellaneous_Baseline Forecast | F1 | Commercial | Lodging | Existing | Miscellaneous | Natural Gas | Miscellaneous | Baseline Forecast | Units | 5516060.3681 | 5431197.9009 | 5347641.0101 | 5265369.61 | 5184363.9237 | 5104604.4787 | 5026072.1021 | 4948747.9159 | 4872613.3326 | 4797650.0506 | 4723840.0498 | 4651165.5875 | 4579609.1938 | 4509153.6678 | 4439782.0729 | 4371477.7333 | 4304224.2297 | 4238005.3954 | 4172805.3124 | 4108608.3076 | 4045398.949 | 3983162.0421 | 3921882.6261 | 3861545.9703 | 3802137.5707 | 3743643.1466 | 3686048.6366
F2_Commercial_Lodging_Existing_Miscellaneous_Natural Gas_Miscellaneous_Baseline Forecast | F2 | Commercial | Lodging | Existing | Miscellaneous | Natural Gas | Miscellaneous | Baseline Forecast | Usage (MMtherm) | 0.028353 | 0.027917 | 0.027488 | 0.027065 | 0.026648 | 0.026238 | 0.025835 | 0.025437 | 0.025046 | 0.024661 | 0.024281 | 0.023908 | 0.02354 | 0.023178 | 0.022821 | 0.02247 | 0.022124 | 0.021784 | 0.021449 | 0.021119 | 0.020794 | 0.020474 | 0.020159 | 0.019849 | 0.019543 | 0.019243 | 0.018947
F3_Commercial_Lodging_Existing_Miscellaneous_Natural Gas_Miscellaneous_Baseline Forecast | F3 | Commercial | Lodging | Existing | Miscellaneous | Natural Gas | Miscellaneous | Baseline Forecast | Summer Peak Demand (MW) | 0 | 0 | 0 | 0 | 0 | 0 | 0 | 0 | 0 | 0 | 0 | 0 | 0 | 0 | 0 | 0 | 0 | 0 | 0 | 0 | 0 | 0 | 0 | 0 | 0 | 0 | 0
F4_Commercial_Lodging_Existing_Miscellaneous_Natural Gas_Miscellaneous_Baseline Forecast | F4 | Commercial | Lodging | Existing | Miscellaneous | Natural Gas | Miscellaneous | Baseline Forecast | Winter Peak Demand (MW) | 0 | 0 | 0 | 0 | 0 | 0 | 0 | 0 | 0 | 0 | 0 | 0 | 0 | 0 | 0 | 0 | 0 | 0 | 0 | 0 | 0 | 0 | 0 | 0 | 0 | 0 | 0
F5_Commercial_Lodging_Existing_Miscellaneous_Natural Gas_Miscellaneous_Baseline Forecast | F5 | Commercial | Lodging | Existing | Miscellaneous | Natural Gas | Miscellaneous | Baseline Forecast | Turnover | 0 | 465531.2487 | 545677.6541 | 610967.0859 | 579111.3721 | 563155.6866 | 558592.9601 | 550398.2262 | 541306.4394 | 533011.1764 | 524892.867 | 632957.3173 | 628656.5584 | 620520.5136 | 604401.941 | 594057.0715 | 586998.422 | 577919.4834 | 568591.3014 | 559920.0177 | 551376.0987 | 571851.2296 | 560327.21 | 548462.8955 | 539219.0499 | 531224.9177 | 523640.5901
F6_Commercial_Lodging_Existing_Miscellaneous_Natural Gas_Miscellaneous_Baseline Forecast | F6 | Commercial | Lodging | Existing | Miscellaneous | Natural Gas | Miscellaneous | Baseline Forecast | Avg. Replacement Usage (kWh) | 0.0051401 | 0.0051401 | 0.0051401 | 0.0051401 | 0.0051401 | 0.0051401 | 0.0051401 | 0.0051401 | 0.0051401 | 0.0051401 | 0.0051401 | 0.0051401 | 0.0051401 | 0.0051401 | 0.0051401 | 0.0051401 | 0.0051401 | 0.0051401 | 0.0051401 | 0.0051401 | 0.0051401 | 0.0051401 | 0.0051401 | 0.0051401 | 0.0051401 | 0.0051401 | 0.0051401
F7_Commercial_Lodging_Existing_Miscellaneous_Natural Gas_Miscellaneous_Baseline Forecast | F7 | Commercial | Lodging | Existing | Miscellaneous | Natural Gas | Miscellaneous | Baseline Forecast | Avg. Replacement Summer Demand (kW) | 0 | 0 | 0 | 0 | 0 | 0 | 0 | 0 | 0 | 0 | 0 | 0 | 0 | 0 | 0 | 0 | 0 | 0 | 0 | 0 | 0 | 0 | 0 | 0 | 0 | 0 | 0
F8_Commercial_Lodging_Existing_Miscellaneous_Natural Gas_Miscellaneous_Baseline Forecast | F8 | Commercial | Lodging | Existing | Miscellaneous | Natural Gas | Miscellaneous | Baseline Forecast | Avg. Replacement Winter Demand (kW) | 0 | 0 | 0 | 0 | 0 | 0 | 0 | 0 | 0 | 0 | 0 | 0 | 0 | 0 | 0 | 0 | 0 | 0 | 0 | 0 | 0 | 0 | 0 | 0 | 0 | 0 | 0
F1_Commercial_Lodging_New_Space Heating_Natural Gas_Furnace_Baseline Forecast | F1 | Commercial | Lodging | New | Space Heating | Natural Gas | Furnace | Baseline Forecast | Units | 0 | 51764.427 | 90165.6754 | 128611.8907 | 166877.2669 | 204774.3324 | 242981.942 | 281188.3229 | 319401.8133 | 357630.7415 | 395883.4269 | 434168.1827 | 472493.317 | 510867.1351 | 549297.941 | 587794.0394 | 626363.7374 | 665015.3465 | 703757.1842 | 742597.5757 | 781544.8562 | 820607.3723 | 859793.4837 | 899111.5653 | 938570.0091 | 978177.2255 | 1017941.6456
F2_Commercial_Lodging_New_Space Heating_Natural Gas_Furnace_Baseline Forecast | F2 | Commercial | Lodging | New | Space Heating | Natural Gas | Furnace | Baseline Forecast | Usage (MMtherm) | 0 | 0.026729 | 0.046377 | 0.064639 | 0.082816 | 0.10082 | 0.11897 | 0.13712 | 0.15527 | 0.17343 | 0.1916 | 0.20978 | 0.22799 | 0.24622 | 0.26447 | 0.28276 | 0.30108 | 0.31944 | 0.33784 | 0.35614 | 0.37438 | 0.39269 | 0.41108 | 0.42956 | 0.44811 | 0.46675 | 0.48548
F3_Commercial_Lodging_New_Space Heating_Natural Gas_Furnace_Baseline Forecast | F3 | Commercial | Lodging | New | Space Heating | Natural Gas | Furnace | Baseline Forecast | Summer Peak Demand (MW) | 0 | 0 | 0 | 0 | 0 | 0 | 0 | 0 | 0 | 0 | 0 | 0 | 0 | 0 | 0 | 0 | 0 | 0 | 0 | 0 | 0 | 0 | 0 | 0 | 0 | 0 | 0
F4_Commercial_Lodging_New_Space Heating_Natural Gas_Furnace_Baseline Forecast | F4 | Commercial | Lodging | New | Space Heating | Natural Gas | Furnace | Baseline Forecast | Winter Peak Demand (MW) | 0 | 0 | 0 | 0 | 0 | 0 | 0 | 0 | 0 | 0 | 0 | 0 | 0 | 0 | 0 | 0 | 0 | 0 | 0 | 0 | 0 | 0 | 0 | 0 | 0 | 0 | 0
F5_Commercial_Lodging_New_Space Heating_Natural Gas_Furnace_Baseline Forecast | F5 | Commercial | Lodging | New | Space Heating | Natural Gas | Furnace | Baseline Forecast | Turnover | 0 | 51764.427 | 38401.2484 | 38446.2153 | 38265.3762 | 37897.0654 | 38207.6097 | 38206.3809 | 38213.4905 | 38228.9281 | 38252.6855 | 38284.7558 | 38325.1343 | 38373.8181 | 38430.8059 | 38496.0984 | 38569.698 | 38651.6091 | 38741.8376 | 42822.2706 | 45576.8033 | 48139.4767 | 50508.3348 | 52684.5237 | 54735.7448 | 56648.2929 | 58434.1438
F6_Commercial_Lodging_New_Space Heating_Natural Gas_Furnace_Baseline Forecast | F6 | Commercial | Lodging | New | Space Heating | Natural Gas | Furnace | Baseline Forecast | Avg. Replacement Usage (kWh) | 0.47997 | 0.51635 | 0.51435 | 0.47502 | 0.47502 | 0.47502 | 0.47502 | 0.47502 | 0.47502 | 0.47502 | 0.47502 | 0.47502 | 0.47502 | 0.47502 | 0.47502 | 0.47502 | 0.47502 | 0.47502 | 0.47502 | 0.47502 | 0.47502 | 0.47502 | 0.47502 | 0.47502 | 0.47502 | 0.47502 | 0.47502
F7_Commercial_Lodging_New_Space Heating_Natural Gas_Furnace_Baseline Forecast | F7 | Commercial | Lodging | New | Space Heating | Natural Gas | Furnace | Baseline Forecast | Avg. Replacement Summer Demand (kW) | 0 | 0 | 0 | 0 | 0 | 0 | 0 | 0 | 0 | 0 | 0 | 0 | 0 | 0 | 0 | 0 | 0 | 0 | 0 | 0 | 0 | 0 | 0 | 0 | 0 | 0 | 0
F8_Commercial_Lodging_New_Space Heating_Natural Gas_Furnace_Baseline Forecast | F8 | Commercial | Lodging | New | Space Heating | Natural Gas | Furnace | Baseline Forecast | Avg. Replacement Winter Demand (kW) | 0 | 0 | 0 | 0 | 0 | 0 | 0 | 0 | 0 | 0 | 0 | 0 | 0 | 0 | 0 | 0 | 0 | 0 | 0 | 0 | 0 | 0 | 0 | 0 | 0 | 0 | 0
F1_Commercial_Lodging_New_Space Heating_Natural Gas_Boiler_Baseline Forecast | F1 | Commercial | Lodging | New | Space Heating | Natural Gas | Boiler | Baseline Forecast | Units | 0 | 36847.7603 | 64183.1347 | 91550.5181 | 118789.1739 | 145765.653 | 172963.1885 | 200159.8493 | 227361.5709 | 254574.2816 | 281803.9037 | 309056.3545 | 336337.5482 | 363653.3968 | 391009.8113 | 418412.7033 | 445867.9862 | 473381.5763 | 500959.3942 | 528607.3664 | 556331.4259 | 584137.5142 | 612031.582 | 640019.5909 | 668107.5146 | 696301.34 | 724607.0685
F2_Commercial_Lodging_New_Space Heating_Natural Gas_Boiler_Baseline Forecast | F2 | Commercial | Lodging | New | Space Heating | Natural Gas | Boiler | Baseline Forecast | Usage (MMtherm) | 0 | 0.026107 | 0.045298 | 0.064613 | 0.083837 | 0.10288 | 0.12207 | 0.14126 | 0.16046 | 0.17967 | 0.19889 | 0.21812 | 0.23737 | 0.25665 | 0.27596 | 0.2953 | 0.31468 | 0.33409 | 0.35356 | 0.37307 | 0.39264 | 0.41226 | 0.43195 | 0.4517 | 0.47152 | 0.49142 | 0.5114
F3_Commercial_Lodging_New_Space Heating_Natural Gas_Boiler_Baseline Forecast | F3 | Commercial | Lodging | New | Space Heating | Natural Gas | Boiler | Baseline Forecast | Summer Peak Demand (MW) | 0 | 0 | 0 | 0 | 0 | 0 | 0 | 0 | 0 | 0 | 0 | 0 | 0 | 0 | 0 | 0 | 0 | 0 | 0 | 0 | 0 | 0 | 0 | 0 | 0 | 0 | 0
F4_Commercial_Lodging_New_Space Heating_Natural Gas_Boiler_Baseline Forecast | F4 | Commercial | Lodging | New | Space Heating | Natural Gas | Boiler | Baseline Forecast | Winter Peak Demand (MW) | 0 | 0 | 0 | 0 | 0 | 0 | 0 | 0 | 0 | 0 | 0 | 0 | 0 | 0 | 0 | 0 | 0 | 0 | 0 | 0 | 0 | 0 | 0 | 0 | 0 | 0 | 0
F5_Commercial_Lodging_New_Space Heating_Natural Gas_Boiler_Baseline Forecast | F5 | Commercial | Lodging | New | Space Heating | Natural Gas | Boiler | Baseline Forecast | Turnover | 0 | 36847.7603 | 27335.3744 | 27367.3834 | 27238.6558 | 26976.4791 | 27197.5355 | 27196.6608 | 27201.7216 | 27212.7107 | 27229.622 | 27252.4508 | 27281.1937 | 27315.8486 | 27356.4145 | 27402.892 | 27455.2829 | 27513.5901 | 27577.818 | 27647.9722 | 27724.0595 | 27806.0883 | 31243.8642 | 33518.3124 | 35603.4163 | 37502.3328 | 39220.4152
F6_Commercial_Lodging_New_Space Heating_Natural Gas_Boiler_Baseline Forecast | F6 | Commercial | Lodging | New | Space Heating | Natural Gas | Boiler | Baseline Forecast | Avg. Replacement Usage (kWh) | 0.65858 | 0.70851 | 0.70576 | 0.70576 | 0.70576 | 0.70576 | 0.70576 | 0.70576 | 0.70576 | 0.70576 | 0.70576 | 0.70576 | 0.70576 | 0.70576 | 0.70576 | 0.70576 | 0.70576 | 0.70576 | 0.70576 | 0.70576 | 0.70576 | 0.70576 | 0.70576 | 0.70576 | 0.70576 | 0.70576 | 0.70576
F7_Commercial_Lodging_New_Space Heating_Natural Gas_Boiler_Baseline Forecast | F7 | Commercial | Lodging | New | Space Heating | Natural Gas | Boiler | Baseline Forecast | Avg. Replacement Summer Demand (kW) | 0 | 0 | 0 | 0 | 0 | 0 | 0 | 0 | 0 | 0 | 0 | 0 | 0 | 0 | 0 | 0 | 0 | 0 | 0 | 0 | 0 | 0 | 0 | 0 | 0 | 0 | 0
F8_Commercial_Lodging_New_Space Heating_Natural Gas_Boiler_Baseline Forecast | F8 | Commercial | Lodging | New | Space Heating | Natural Gas | Boiler | Baseline Forecast | Avg. Replacement Winter Demand (kW) | 0 | 0 | 0 | 0 | 0 | 0 | 0 | 0 | 0 | 0 | 0 | 0 | 0 | 0 | 0 | 0 | 0 | 0 | 0 | 0 | 0 | 0 | 0 | 0 | 0 | 0 | 0
F1_Commercial_Lodging_New_Space Heating_Natural Gas_Unit Heater_Baseline Forecast | F1 | Commercial | Lodging | New | Space Heating | Natural Gas | Unit Heater | Baseline Forecast | Units | 0 | 3903.9782 | 6800.13 | 9699.6731 | 12585.5776 | 15443.7048 | 18325.2527 | 21206.7079 | 24088.6993 | 26971.855 | 29856.8024 | 32744.1685 | 35634.5799 | 38528.6629 | 41427.0439 | 44330.349 | 47239.205 | 50154.2385 | 53076.0769 | 56005.348 | 58942.6805 | 61888.7039 | 64844.0486 | 67809.3462 | 70785.2297 | 73772.3334 | 76771.293
F2_Commercial_Lodging_New_Space Heating_Natural Gas_Unit Heater_Baseline Forecast | F2 | Commercial | Lodging | New | Space Heating | Natural Gas | Unit Heater | Baseline Forecast | Usage (MMtherm) | 0 | 0.001074 | 0.0018636 | 0.0026582 | 0.0034491 | 0.0042323 | 0.005022 | 0.0058117 | 0.0066015 | 0.0073916 | 0.0081822 | 0.0089735 | 0.0097656 | 0.010559 | 0.011353 | 0.012149 | 0.012946 | 0.013745 | 0.014545 | 0.015348 | 0.016153 | 0.016961 | 0.01777 | 0.018583 | 0.019399 | 0.020217 | 0.021039
F3_Commercial_Lodging_New_Space Heating_Natural Gas_Unit Heater_Baseline Forecast | F3 | Commercial | Lodging | New | Space Heating | Natural Gas | Unit Heater | Baseline Forecast | Summer Peak Demand (MW) | 0 | 0 | 0 | 0 | 0 | 0 | 0 | 0 | 0 | 0 | 0 | 0 | 0 | 0 | 0 | 0 | 0 | 0 | 0 | 0 | 0 | 0 | 0 | 0 | 0 | 0 | 0
F4_Commercial_Lodging_New_Space Heating_Natural Gas_Unit Heater_Baseline Forecast | F4 | Commercial | Lodging | New | Space Heating | Natural Gas | Unit Heater | Baseline Forecast | Winter Peak Demand (MW) | 0 | 0 | 0 | 0 | 0 | 0 | 0 | 0 | 0 | 0 | 0 | 0 | 0 | 0 | 0 | 0 | 0 | 0 | 0 | 0 | 0 | 0 | 0 | 0 | 0 | 0 | 0
F5_Commercial_Lodging_New_Space Heating_Natural Gas_Unit Heater_Baseline Forecast | F5 | Commercial | Lodging | New | Space Heating | Natural Gas | Unit Heater | Baseline Forecast | Turnover | 0 | 3903.9782 | 2896.1518 | 2899.5431 | 2885.9045 | 2858.1272 | 2881.5479 | 2881.4552 | 2881.9914 | 2883.1557 | 2884.9474 | 2887.3661 | 2890.4114 | 2894.083 | 2898.3809 | 2903.3052 | 2908.8559 | 3269.9406 | 3507.7677 | 3725.529 | 3923.5583 | 4102.422 | 4268.5751 | 4421.0939 | 4561.3339 | 4690.5272 | 4809.7945
F6_Commercial_Lodging_New_Space Heating_Natural Gas_Unit Heater_Baseline Forecast | F6 | Commercial | Lodging | New | Space Heating | Natural Gas | Unit Heater | Baseline Forecast | Avg. Replacement Usage (kWh) | 0.25573 | 0.27512 | 0.27405 | 0.27405 | 0.27405 | 0.27405 | 0.27405 | 0.27405 | 0.27405 | 0.27405 | 0.27405 | 0.27405 | 0.27405 | 0.27405 | 0.27405 | 0.27405 | 0.27405 | 0.27405 | 0.27405 | 0.27405 | 0.27405 | 0.27405 | 0.27405 | 0.27405 | 0.27405 | 0.27405 | 0.27405
F7_Commercial_Lodging_New_Space Heating_Natural Gas_Unit Heater_Baseline Forecast | F7 | Commercial | Lodging | New | Space Heating | Natural Gas | Unit Heater | Baseline Forecast | Avg. Replacement Summer Demand (kW) | 0 | 0 | 0 | 0 | 0 | 0 | 0 | 0 | 0 | 0 | 0 | 0 | 0 | 0 | 0 | 0 | 0 | 0 | 0 | 0 | 0 | 0 | 0 | 0 | 0 | 0 | 0
F8_Commercial_Lodging_New_Space Heating_Natural Gas_Unit Heater_Baseline Forecast | F8 | Commercial | Lodging | New | Space Heating | Natural Gas | Unit Heater | Baseline Forecast | Avg. Replacement Winter Demand (kW) | 0 | 0 | 0 | 0 | 0 | 0 | 0 | 0 | 0 | 0 | 0 | 0 | 0 | 0 | 0 | 0 | 0 | 0 | 0 | 0 | 0 | 0 | 0 | 0 | 0 | 0 | 0
F1_Commercial_Lodging_New_Water Heating_Natural Gas_Water Heater_Baseline Forecast | F1 | Commercial | Lodging | New | Water Heating | Natural Gas | Water Heater | Baseline Forecast | Units | 0 | 207351.7499 | 361174.8772 | 515178.1274 | 668456.9943 | 820260.5259 | 973307.9983 | 1126350.5486 | 1279421.5777 | 1432554.4451 | 1585782.4769 | 1739138.9721 | 1892657.2108 | 2046370.4611 | 2200311.9863 | 2354515.0523 | 2509012.9351 | 2663838.9274 | 2819026.3464 | 2974608.541 | 3130618.8985 | 3287090.8527 | 3444057.8903 | 3601553.5586 | 3759611.4727 | 3918265.3225 | 4077548.8802
F2_Commercial_Lodging_New_Water Heating_Natural Gas_Water Heater_Baseline Forecast | F2 | Commercial | Lodging | New | Water Heating | Natural Gas | Water Heater | Baseline Forecast | Usage (MMtherm) | 0 | 0.070494 | 0.12279 | 0.17515 | 0.22726 | 0.27887 | 0.3309 | 0.38293 | 0.43497 | 0.48703 | 0.53912 | 0.59126 | 0.64345 | 0.69571 | 0.74805 | 0.80047 | 0.853 | 0.90563 | 0.95839 | 1.0113 | 1.0643 | 1.1175 | 1.1709 | 1.2244 | 1.2782 | 1.3321 | 1.3863
F3_Commercial_Lodging_New_Water Heating_Natural Gas_Water Heater_Baseline Forecast | F3 | Commercial | Lodging | New | Water Heating | Natural Gas | Water Heater | Baseline Forecast | Summer Peak Demand (MW) | 0 | 0 | 0 | 0 | 0 | 0 | 0 | 0 | 0 | 0 | 0 | 0 | 0 | 0 | 0 | 0 | 0 | 0 | 0 | 0 | 0 | 0 | 0 | 0 | 0 | 0 | 0
F4_Commercial_Lodging_New_Water Heating_Natural Gas_Water Heater_Baseline Forecast | F4 | Commercial | Lodging | New | Water Heating | Natural Gas | Water Heater | Baseline Forecast | Winter Peak Demand (MW) | 0 | 0 | 0 | 0 | 0 | 0 | 0 | 0 | 0 | 0 | 0 | 0 | 0 | 0 | 0 | 0 | 0 | 0 | 0 | 0 | 0 | 0 | 0 | 0 | 0 | 0 | 0
F5_Commercial_Lodging_New_Water Heating_Natural Gas_Water Heater_Baseline Forecast | F5 | Commercial | Lodging | New | Water Heating | Natural Gas | Water Heater | Baseline Forecast | Turnover | 0 | 207351.7499 | 153823.1273 | 154003.2502 | 153278.8669 | 151803.5316 | 153047.4724 | 153042.5503 | 153071.029 | 153132.8675 | 194698.3817 | 217297.4006 | 235471.6131 | 249931.7232 | 261277.0098 | 325036.9654 | 307741.305 | 308082.1541 | 308229.0292 | 316568.4087 | 328584.9007 | 341624.621 | 355082.9812 | 368260.0358 | 402572.9513 | 421738.3378 | 436131.8396
F6_Commercial_Lodging_New_Water Heating_Natural Gas_Water Heater_Baseline Forecast | F6 | Commercial | Lodging | New | Water Heating | Natural Gas | Water Heater | Baseline Forecast | Avg. Replacement Usage (kWh) | 0.33997 | 0.33997 | 0.33997 | 0.33997 | 0.33997 | 0.33997 | 0.33997 | 0.33997 | 0.33997 | 0.33997 | 0.33997 | 0.33997 | 0.33997 | 0.33997 | 0.33997 | 0.33997 | 0.33997 | 0.33997 | 0.33997 | 0.33997 | 0.33997 | 0.33997 | 0.33997 | 0.33997 | 0.33997 | 0.33997 | 0.33997
F7_Commercial_Lodging_New_Water Heating_Natural Gas_Water Heater_Baseline Forecast | F7 | Commercial | Lodging | New | Water Heating | Natural Gas | Water Heater | Baseline Forecast | Avg. Replacement Summer Demand (kW) | 0 | 0 | 0 | 0 | 0 | 0 | 0 | 0 | 0 | 0 | 0 | 0 | 0 | 0 | 0 | 0 | 0 | 0 | 0 | 0 | 0 | 0 | 0 | 0 | 0 | 0 | 0
F8_Commercial_Lodging_New_Water Heating_Natural Gas_Water Heater_Baseline Forecast | F8 | Commercial | Lodging | New | Water Heating | Natural Gas | Water Heater | Baseline Forecast | Avg. Replacement Winter Demand (kW) | 0 | 0 | 0 | 0 | 0 | 0 | 0 | 0 | 0 | 0 | 0 | 0 | 0 | 0 | 0 | 0 | 0 | 0 | 0 | 0 | 0 | 0 | 0 | 0 | 0 | 0 | 0
F1_Commercial_Lodging_New_Food Preparation_Natural Gas_Oven_Baseline Forecast | F1 | Commercial | Lodging | New | Food Preparation | Natural Gas | Oven | Baseline Forecast | Units | 0 | 27717.0608 | 48278.8596 | 68864.7358 | 89353.7824 | 109645.6185 | 130103.7342 | 150561.192 | 171022.4566 | 191491.9872 | 211974.2386 | 232473.662 | 252994.7058 | 273541.8172 | 294119.4425 | 314732.0284 | 335384.023 | 356079.8765 | 376824.0425 | 397620.9789 | 418475.1485 | 439391.0205 | 460373.0712 | 481425.7848 | 502553.6548 | 523761.1845 | 545052.8884
F2_Commercial_Lodging_New_Food Preparation_Natural Gas_Oven_Baseline Forecast | F2 | Commercial | Lodging | New | Food Preparation | Natural Gas | Oven | Baseline Forecast | Usage (MMtherm) | 0 | 0.0016118 | 0.0028074 | 0.0040045 | 0.005196 | 0.006376 | 0.0075656 | 0.0087552 | 0.0099451 | 0.011135 | 0.012326 | 0.013518 | 0.014712 | 0.015907 | 0.017103 | 0.018302 | 0.019503 | 0.020706 | 0.021913 | 0.023122 | 0.024335 | 0.025551 | 0.026771 | 0.027995 | 0.029224 | 0.030457 | 0.031695
F3_Commercial_Lodging_New_Food Preparation_Natural Gas_Oven_Baseline Forecast | F3 | Commercial | Lodging | New | Food Preparation | Natural Gas | Oven | Baseline Forecast | Summer Peak Demand (MW) | 0 | 0 | 0 | 0 | 0 | 0 | 0 | 0 | 0 | 0 | 0 | 0 | 0 | 0 | 0 | 0 | 0 | 0 | 0 | 0 | 0 | 0 | 0 | 0 | 0 | 0 | 0
F4_Commercial_Lodging_New_Food Preparation_Natural Gas_Oven_Baseline Forecast | F4 | Commercial | Lodging | New | Food Preparation | Natural Gas | Oven | Baseline Forecast | Winter Peak Demand (MW) | 0 | 0 | 0 | 0 | 0 | 0 | 0 | 0 | 0 | 0 | 0 | 0 | 0 | 0 | 0 | 0 | 0 | 0 | 0 | 0 | 0 | 0 | 0 | 0 | 0 | 0 | 0
F5_Commercial_Lodging_New_Food Preparation_Natural Gas_Oven_Baseline Forecast | F5 | Commercial | Lodging | New | Food Preparation | Natural Gas | Oven | Baseline Forecast | Turnover | 0 | 27717.0608 | 20561.7988 | 20585.8762 | 20489.0466 | 20291.836 | 20458.1157 | 20457.4578 | 20461.2646 | 20469.5306 | 20482.2514 | 20499.4233 | 26064.456 | 29094.2009 | 31532.4721 | 33474.2727 | 34999.7112 | 43531.5112 | 41228.4747 | 41282.9479 | 41311.5017 | 41326.4904 | 41454.0193 | 42643.0073 | 44219.943 | 45989.8494 | 47815.7488
F6_Commercial_Lodging_New_Food Preparation_Natural Gas_Oven_Baseline Forecast | F6 | Commercial | Lodging | New | Food Preparation | Natural Gas | Oven | Baseline Forecast | Avg. Replacement Usage (kWh) | 0.058151 | 0.058151 | 0.058151 | 0.058151 | 0.058151 | 0.058151 | 0.058151 | 0.058151 | 0.058151 | 0.058151 | 0.058151 | 0.058151 | 0.058151 | 0.058151 | 0.058151 | 0.058151 | 0.058151 | 0.058151 | 0.058151 | 0.058151 | 0.058151 | 0.058151 | 0.058151 | 0.058151 | 0.058151 | 0.058151 | 0.058151
F7_Commercial_Lodging_New_Food Preparation_Natural Gas_Oven_Baseline Forecast | F7 | Commercial | Lodging | New | Food Preparation | Natural Gas | Oven | Baseline Forecast | Avg. Replacement Summer Demand (kW) | 0 | 0 | 0 | 0 | 0 | 0 | 0 | 0 | 0 | 0 | 0 | 0 | 0 | 0 | 0 | 0 | 0 | 0 | 0 | 0 | 0 | 0 | 0 | 0 | 0 | 0 | 0
F8_Commercial_Lodging_New_Food Preparation_Natural Gas_Oven_Baseline Forecast | F8 | Commercial | Lodging | New | Food Preparation | Natural Gas | Oven | Baseline Forecast | Avg. Replacement Winter Demand (kW) | 0 | 0 | 0 | 0 | 0 | 0 | 0 | 0 | 0 | 0 | 0 | 0 | 0 | 0 | 0 | 0 | 0 | 0 | 0 | 0 | 0 | 0 | 0 | 0 | 0 | 0 | 0
F1_Commercial_Lodging_New_Food Preparation_Natural Gas_Conveyor Oven_Baseline Forecast | F1 | Commercial | Lodging | New | Food Preparation | Natural Gas | Conveyor Oven | Baseline Forecast | Units | 0 | 13858.5304 | 24139.4298 | 34432.3679 | 44676.8912 | 54822.8092 | 65051.8671 | 75280.596 | 85511.2283 | 95745.9936 | 105987.1193 | 116236.831 | 126497.3529 | 136770.9086 | 147059.7213 | 157366.0142 | 167692.0115 | 178039.9382 | 188412.0213 | 198810.4894 | 209237.5742 | 219695.5103 | 230186.5356 | 240712.8924 | 251276.8274 | 261880.5923 | 272526.4442
F2_Commercial_Lodging_New_Food Preparation_Natural Gas_Conveyor Oven_Baseline Forecast | F2 | Commercial | Lodging | New | Food Preparation | Natural Gas | Conveyor Oven | Baseline Forecast | Usage (MMtherm) | 0 | 0.0013789 | 0.0024019 | 0.003426 | 0.0044453 | 0.0054549 | 0.0064726 | 0.0074904 | 0.0085083 | 0.0095267 | 0.010546 | 0.011566 | 0.012586 | 0.013609 | 0.014632 | 0.015658 | 0.016685 | 0.017715 | 0.018747 | 0.019782 | 0.020819 | 0.02186 | 0.022903 | 0.023951 | 0.025002 | 0.026057 | 0.027116
F3_Commercial_Lodging_New_Food Preparation_Natural Gas_Conveyor Oven_Baseline Forecast | F3 | Commercial | Lodging | New | Food Preparation | Natural Gas | Conveyor Oven | Baseline Forecast | Summer Peak Demand (MW) | 0 | 0 | 0 | 0 | 0 | 0 | 0 | 0 | 0 | 0 | 0 | 0 | 0 | 0 | 0 | 0 | 0 | 0 | 0 | 0 | 0 | 0 | 0 | 0 | 0 | 0 | 0
F4_Commercial_Lodging_New_Food Preparation_Natural Gas_Conveyor Oven_Baseline Forecast | F4 | Commercial | Lodging | New | Food Preparation | Natural Gas | Conveyor Oven | Baseline Forecast | Winter Peak Demand (MW) | 0 | 0 | 0 | 0 | 0 | 0 | 0 | 0 | 0 | 0 | 0 | 0 | 0 | 0 | 0 | 0 | 0 | 0 | 0 | 0 | 0 | 0 | 0 | 0 | 0 | 0 | 0
F5_Commercial_Lodging_New_Food Preparation_Natural Gas_Conveyor Oven_Baseline Forecast | F5 | Commercial | Lodging | New | Food Preparation | Natural Gas | Conveyor Oven | Baseline Forecast | Turnover | 0 | 13858.5304 | 10280.8994 | 10292.9381 | 10244.5233 | 10145.918 | 10229.0579 | 10228.7289 | 10230.6323 | 10234.7653 | 10241.1257 | 10249.7117 | 10260.5219 | 10273.5557 | 10288.8126 | 10306.293 | 10325.9973 | 13119.6328 | 14645.6278 | 15875.8916 | 16857.9282 | 17631.7943 | 21908.8542 | 20768.5112 | 20806.9408 | 20832.4309 | 20851.1611
F6_Commercial_Lodging_New_Food Preparation_Natural Gas_Conveyor Oven_Baseline Forecast | F6 | Commercial | Lodging | New | Food Preparation | Natural Gas | Conveyor Oven | Baseline Forecast | Avg. Replacement Usage (kWh) | 0.0995 | 0.0995 | 0.0995 | 0.0995 | 0.0995 | 0.0995 | 0.0995 | 0.0995 | 0.0995 | 0.0995 | 0.0995 | 0.0995 | 0.0995 | 0.0995 | 0.0995 | 0.0995 | 0.0995 | 0.0995 | 0.0995 | 0.0995 | 0.0995 | 0.0995 | 0.0995 | 0.0995 | 0.0995 | 0.0995 | 0.0995
F7_Commercial_Lodging_New_Food Preparation_Natural Gas_Conveyor Oven_Baseline Forecast | F7 | Commercial | Lodging | New | Food Preparation | Natural Gas | Conveyor Oven | Baseline Forecast | Avg. Replacement Summer Demand (kW) | 0 | 0 | 0 | 0 | 0 | 0 | 0 | 0 | 0 | 0 | 0 | 0 | 0 | 0 | 0 | 0 | 0 | 0 | 0 | 0 | 0 | 0 | 0 | 0 | 0 | 0 | 0
F8_Commercial_Lodging_New_Food Preparation_Natural Gas_Conveyor Oven_Baseline Forecast | F8 | Commercial | Lodging | New | Food Preparation | Natural Gas | Conveyor Oven | Baseline Forecast | Avg. Replacement Winter Demand (kW) | 0 | 0 | 0 | 0 | 0 | 0 | 0 | 0 | 0 | 0 | 0 | 0 | 0 | 0 | 0 | 0 | 0 | 0 | 0 | 0 | 0 | 0 | 0 | 0 | 0 | 0 | 0
F1_Commercial_Lodging_New_Food Preparation_Natural Gas_Double Rack Oven_Baseline Forecast | F1 | Commercial | Lodging | New | Food Preparation | Natural Gas | Double Rack Oven | Baseline Forecast | Units | 0 | 13858.5304 | 24139.4298 | 34432.3679 | 44676.8912 | 54822.8092 | 65051.8671 | 75280.596 | 85511.2283 | 95745.9936 | 105987.1193 | 116236.831 | 126497.3529 | 136770.9086 | 147059.7213 | 157366.0142 | 167692.0115 | 178039.9382 | 188412.0213 | 198810.4894 | 209237.5742 | 219695.5103 | 230186.5356 | 240712.8924 | 251276.8274 | 261880.5923 | 272526.4442
F2_Commercial_Lodging_New_Food Preparation_Natural Gas_Double Rack Oven_Baseline Forecast | F2 | Commercial | Lodging | New | Food Preparation | Natural Gas | Double Rack Oven | Baseline Forecast | Usage (MMtherm) | 0 | 0.0020948 | 0.0036489 | 0.0052047 | 0.0067533 | 0.0082869 | 0.0098331 | 0.011379 | 0.012926 | 0.014473 | 0.016021 | 0.01757 | 0.019121 | 0.020674 | 0.022229 | 0.023787 | 0.025348 | 0.026912 | 0.02848 | 0.030052 | 0.031628 | 0.033209 | 0.034795 | 0.036386 | 0.037983 | 0.039585 | 0.041195
F3_Commercial_Lodging_New_Food Preparation_Natural Gas_Double Rack Oven_Baseline Forecast | F3 | Commercial | Lodging | New | Food Preparation | Natural Gas | Double Rack Oven | Baseline Forecast | Summer Peak Demand (MW) | 0 | 0 | 0 | 0 | 0 | 0 | 0 | 0 | 0 | 0 | 0 | 0 | 0 | 0 | 0 | 0 | 0 | 0 | 0 | 0 | 0 | 0 | 0 | 0 | 0 | 0 | 0
F4_Commercial_Lodging_New_Food Preparation_Natural Gas_Double Rack Oven_Baseline Forecast | F4 | Commercial | Lodging | New | Food Preparation | Natural Gas | Double Rack Oven | Baseline Forecast | Winter Peak Demand (MW) | 0 | 0 | 0 | 0 | 0 | 0 | 0 | 0 | 0 | 0 | 0 | 0 | 0 | 0 | 0 | 0 | 0 | 0 | 0 | 0 | 0 | 0 | 0 | 0 | 0 | 0 | 0
F5_Commercial_Lodging_New_Food Preparation_Natural Gas_Double Rack Oven_Baseline Forecast | F5 | Commercial | Lodging | New | Food Preparation | Natural Gas | Double Rack Oven | Baseline Forecast | Turnover | 0 | 13858.5304 | 10280.8994 | 10292.9381 | 10244.5233 | 10145.918 | 10229.0579 | 10228.7289 | 10230.6323 | 10234.7653 | 11780.9624 | 12760.7776 | 13636.2403 | 14412.4746 | 15095.1759 | 15715.1778 | 16270.4204 | 16768.5953 | 17216.5401 | 22059.1069 | 21108.2435 | 21471.1444 | 21867.0208 | 22285.2294 | 22787.9997 | 23277.3233 | 23775.0006
F6_Commercial_Lodging_New_Food Preparation_Natural Gas_Double Rack Oven_Baseline Forecast | F6 | Commercial | Lodging | New | Food Preparation | Natural Gas | Double Rack Oven | Baseline Forecast | Avg. Replacement Usage (kWh) | 0.15116 | 0.15116 | 0.15116 | 0.15116 | 0.15116 | 0.15116 | 0.15116 | 0.15116 | 0.15116 | 0.15116 | 0.15116 | 0.15116 | 0.15116 | 0.15116 | 0.15116 | 0.15116 | 0.15116 | 0.15116 | 0.15116 | 0.15116 | 0.15116 | 0.15116 | 0.15116 | 0.15116 | 0.15116 | 0.15116 | 0.15116
F7_Commercial_Lodging_New_Food Preparation_Natural Gas_Double Rack Oven_Baseline Forecast | F7 | Commercial | Lodging | New | Food Preparation | Natural Gas | Double Rack Oven | Baseline Forecast | Avg. Replacement Summer Demand (kW) | 0 | 0 | 0 | 0 | 0 | 0 | 0 | 0 | 0 | 0 | 0 | 0 | 0 | 0 | 0 | 0 | 0 | 0 | 0 | 0 | 0 | 0 | 0 | 0 | 0 | 0 | 0
F8_Commercial_Lodging_New_Food Preparation_Natural Gas_Double Rack Oven_Baseline Forecast | F8 | Commercial | Lodging | New | Food Preparation | Natural Gas | Double Rack Oven | Baseline Forecast | Avg. Replacement Winter Demand (kW) | 0 | 0 | 0 | 0 | 0 | 0 | 0 | 0 | 0 | 0 | 0 | 0 | 0 | 0 | 0 | 0 | 0 | 0 | 0 | 0 | 0 | 0 | 0 | 0 | 0 | 0 | 0
F1_Commercial_Lodging_New_Food Preparation_Natural Gas_Fryer_Baseline Forecast | F1 | Commercial | Lodging | New | Food Preparation | Natural Gas | Fryer | Baseline Forecast | Units | 0 | 21056.3718 | 36676.9631 | 52315.8458 | 67881.1681 | 83296.6714 | 98838.4958 | 114379.8203 | 129924.0368 | 145474.5329 | 161034.6929 | 176607.8982 | 192197.5285 | 207806.9619 | 223439.5765 | 239098.7503 | 254787.8624 | 270510.2938 | 286269.4276 | 302068.6506 | 317911.3531 | 333800.9303 | 349740.7828 | 365734.3172 | 381784.9471 | 397896.0937 | 414071.1865
F2_Commercial_Lodging_New_Food Preparation_Natural Gas_Fryer_Baseline Forecast | F2 | Commercial | Lodging | New | Food Preparation | Natural Gas | Fryer | Baseline Forecast | Usage (MMtherm) | 0 | 0.0012963 | 0.002258 | 0.0032208 | 0.004179 | 0.0051281 | 0.0060849 | 0.0070417 | 0.0079986 | 0.008956 | 0.0099139 | 0.010873 | 0.011832 | 0.012793 | 0.013756 | 0.01472 | 0.015686 | 0.016654 | 0.017624 | 0.018597 | 0.019572 | 0.02055 | 0.021531 | 0.022516 | 0.023504 | 0.024496 | 0.025492
F3_Commercial_Lodging_New_Food Preparation_Natural Gas_Fryer_Baseline Forecast | F3 | Commercial | Lodging | New | Food Preparation | Natural Gas | Fryer | Baseline Forecast | Summer Peak Demand (MW) | 0 | 0 | 0 | 0 | 0 | 0 | 0 | 0 | 0 | 0 | 0 | 0 | 0 | 0 | 0 | 0 | 0 | 0 | 0 | 0 | 0 | 0 | 0 | 0 | 0 | 0 | 0
F4_Commercial_Lodging_New_Food Preparation_Natural Gas_Fryer_Baseline Forecast | F4 | Commercial | Lodging | New | Food Preparation | Natural Gas | Fryer | Baseline Forecast | Winter Peak Demand (MW) | 0 | 0 | 0 | 0 | 0 | 0 | 0 | 0 | 0 | 0 | 0 | 0 | 0 | 0 | 0 | 0 | 0 | 0 | 0 | 0 | 0 | 0 | 0 | 0 | 0 | 0 | 0
F5_Commercial_Lodging_New_Food Preparation_Natural Gas_Fryer_Baseline Forecast | F5 | Commercial | Lodging | New | Food Preparation | Natural Gas | Fryer | Baseline Forecast | Turnover | 0 | 21056.3718 | 15620.5914 | 15638.8827 | 15565.3222 | 15415.5034 | 15541.8244 | 15541.3245 | 15544.2165 | 19761.7705 | 22053.2977 | 23895.4921 | 25360.5241 | 26509.2492 | 32980.6335 | 31220.8967 | 31252.1287 | 32105.9153 | 33237.3064 | 34593.9737 | 35950.4769 | 37278.4047 | 40752.6476 | 42688.66 | 44140.0763 | 45387.9361 | 46545.1172
F6_Commercial_Lodging_New_Food Preparation_Natural Gas_Fryer_Baseline Forecast | F6 | Commercial | Lodging | New | Food Preparation | Natural Gas | Fryer | Baseline Forecast | Avg. Replacement Usage (kWh) | 0.090093 | 0.061564 | 0.061564 | 0.061564 | 0.061564 | 0.061564 | 0.061564 | 0.061564 | 0.061564 | 0.061564 | 0.061564 | 0.061564 | 0.061564 | 0.061564 | 0.061564 | 0.061564 | 0.061564 | 0.061564 | 0.061564 | 0.061564 | 0.061564 | 0.061564 | 0.061564 | 0.061564 | 0.061564 | 0.061564 | 0.061564
F7_Commercial_Lodging_New_Food Preparation_Natural Gas_Fryer_Baseline Forecast | F7 | Commercial | Lodging | New | Food Preparation | Natural Gas | Fryer | Baseline Forecast | Avg. Replacement Summer Demand (kW) | 0 | 0 | 0 | 0 | 0 | 0 | 0 | 0 | 0 | 0 | 0 | 0 | 0 | 0 | 0 | 0 | 0 | 0 | 0 | 0 | 0 | 0 | 0 | 0 | 0 | 0 | 0
F8_Commercial_Lodging_New_Food Preparation_Natural Gas_Fryer_Baseline Forecast | F8 | Commercial | Lodging | New | Food Preparation | Natural Gas | Fryer | Baseline Forecast | Avg. Replacement Winter Demand (kW) | 0 | 0 | 0 | 0 | 0 | 0 | 0 | 0 | 0 | 0 | 0 | 0 | 0 | 0 | 0 | 0 | 0 | 0 | 0 | 0 | 0 | 0 | 0 | 0 | 0 | 0 | 0
F1_Commercial_Lodging_New_Food Preparation_Natural Gas_Broiler_Baseline Forecast | F1 | Commercial | Lodging | New | Food Preparation | Natural Gas | Broiler | Baseline Forecast | Units | 0 | 21056.3718 | 36676.9631 | 52315.8458 | 67881.1681 | 83296.6714 | 98838.4958 | 114379.8203 | 129924.0368 | 145474.5329 | 161034.6929 | 176607.8982 | 192197.5285 | 207806.9619 | 223439.5765 | 239098.7503 | 254787.8624 | 270510.2938 | 286269.4276 | 302068.6506 | 317911.3531 | 333800.9303 | 349740.7828 | 365734.3172 | 381784.9471 | 397896.0937 | 414071.1865
F2_Commercial_Lodging_New_Food Preparation_Natural Gas_Broiler_Baseline Forecast | F2 | Commercial | Lodging | New | Food Preparation | Natural Gas | Broiler | Baseline Forecast | Usage (MMtherm) | 0 | 0.0020272 | 0.0035312 | 0.0050368 | 0.0065354 | 0.0080196 | 0.0095159 | 0.011012 | 0.012509 | 0.014006 | 0.015504 | 0.017003 | 0.018504 | 0.020007 | 0.021512 | 0.02302 | 0.02453 | 0.026044 | 0.027561 | 0.029082 | 0.030608 | 0.032137 | 0.033672 | 0.035212 | 0.036757 | 0.038308 | 0.039866
F3_Commercial_Lodging_New_Food Preparation_Natural Gas_Broiler_Baseline Forecast | F3 | Commercial | Lodging | New | Food Preparation | Natural Gas | Broiler | Baseline Forecast | Summer Peak Demand (MW) | 0 | 0 | 0 | 0 | 0 | 0 | 0 | 0 | 0 | 0 | 0 | 0 | 0 | 0 | 0 | 0 | 0 | 0 | 0 | 0 | 0 | 0 | 0 | 0 | 0 | 0 | 0
F4_Commercial_Lodging_New_Food Preparation_Natural Gas_Broiler_Baseline Forecast | F4 | Commercial | Lodging | New | Food Preparation | Natural Gas | Broiler | Baseline Forecast | Winter Peak Demand (MW) | 0 | 0 | 0 | 0 | 0 | 0 | 0 | 0 | 0 | 0 | 0 | 0 | 0 | 0 | 0 | 0 | 0 | 0 | 0 | 0 | 0 | 0 | 0 | 0 | 0 | 0 | 0
F5_Commercial_Lodging_New_Food Preparation_Natural Gas_Broiler_Baseline Forecast | F5 | Commercial | Lodging | New | Food Preparation | Natural Gas | Broiler | Baseline Forecast | Turnover | 0 | 21056.3718 | 15620.5914 | 15638.8827 | 15565.3222 | 15415.5034 | 15541.8244 | 15541.3245 | 15544.2165 | 15550.4961 | 17899.7568 | 19388.4682 | 20718.6287 | 21898.0234 | 22935.306 | 23877.3245 | 24720.9488 | 25477.8658 | 26158.4641 | 33516.1624 | 32071.4398 | 32622.824 | 33224.3107 | 33859.7285 | 34623.6274 | 35367.0959 | 36123.2568
F6_Commercial_Lodging_New_Food Preparation_Natural Gas_Broiler_Baseline Forecast | F6 | Commercial | Lodging | New | Food Preparation | Natural Gas | Broiler | Baseline Forecast | Avg. Replacement Usage (kWh) | 0.096277 | 0.096277 | 0.096277 | 0.096277 | 0.096277 | 0.096277 | 0.096277 | 0.096277 | 0.096277 | 0.096277 | 0.096277 | 0.096277 | 0.096277 | 0.096277 | 0.096277 | 0.096277 | 0.096277 | 0.096277 | 0.096277 | 0.096277 | 0.096277 | 0.096277 | 0.096277 | 0.096277 | 0.096277 | 0.096277 | 0.096277
F7_Commercial_Lodging_New_Food Preparation_Natural Gas_Broiler_Baseline Forecast | F7 | Commercial | Lodging | New | Food Preparation | Natural Gas | Broiler | Baseline Forecast | Avg. Replacement Summer Demand (kW) | 0 | 0 | 0 | 0 | 0 | 0 | 0 | 0 | 0 | 0 | 0 | 0 | 0 | 0 | 0 | 0 | 0 | 0 | 0 | 0 | 0 | 0 | 0 | 0 | 0 | 0 | 0
F8_Commercial_Lodging_New_Food Preparation_Natural Gas_Broiler_Baseline Forecast | F8 | Commercial | Lodging | New | Food Preparation | Natural Gas | Broiler | Baseline Forecast | Avg. Replacement Winter Demand (kW) | 0 | 0 | 0 | 0 | 0 | 0 | 0 | 0 | 0 | 0 | 0 | 0 | 0 | 0 | 0 | 0 | 0 | 0 | 0 | 0 | 0 | 0 | 0 | 0 | 0 | 0 | 0
F1_Commercial_Lodging_New_Food Preparation_Natural Gas_Griddle_Baseline Forecast | F1 | Commercial | Lodging | New | Food Preparation | Natural Gas | Griddle | Baseline Forecast | Units | 0 | 56293.5653 | 98054.7382 | 139864.8123 | 181478.2248 | 222691.1011 | 264241.6928 | 305790.9481 | 347347.9351 | 388921.7105 | 430521.3219 | 472155.8096 | 513834.2087 | 555565.5513 | 597358.8677 | 639223.1895 | 681167.5505 | 723200.9894 | 765332.5514 | 807571.2904 | 849926.2706 | 892406.5688 | 935021.2764 | 977779.501 | 1020690.3687 | 1063763.026 | 1107006.6415
F2_Commercial_Lodging_New_Food Preparation_Natural Gas_Griddle_Baseline Forecast | F2 | Commercial | Lodging | New | Food Preparation | Natural Gas | Griddle | Baseline Forecast | Usage (MMtherm) | 0 | 0.0037774 | 0.0065797 | 0.0093853 | 0.012178 | 0.014943 | 0.017731 | 0.020519 | 0.023308 | 0.026098 | 0.028889 | 0.031683 | 0.034479 | 0.03728 | 0.040084 | 0.042893 | 0.045708 | 0.048528 | 0.051356 | 0.05419 | 0.057032 | 0.059883 | 0.062742 | 0.065611 | 0.068491 | 0.071381 | 0.074283
F3_Commercial_Lodging_New_Food Preparation_Natural Gas_Griddle_Baseline Forecast | F3 | Commercial | Lodging | New | Food Preparation | Natural Gas | Griddle | Baseline Forecast | Summer Peak Demand (MW) | 0 | 0 | 0 | 0 | 0 | 0 | 0 | 0 | 0 | 0 | 0 | 0 | 0 | 0 | 0 | 0 | 0 | 0 | 0 | 0 | 0 | 0 | 0 | 0 | 0 | 0 | 0
F4_Commercial_Lodging_New_Food Preparation_Natural Gas_Griddle_Baseline Forecast | F4 | Commercial | Lodging | New | Food Preparation | Natural Gas | Griddle | Baseline Forecast | Winter Peak Demand (MW) | 0 | 0 | 0 | 0 | 0 | 0 | 0 | 0 | 0 | 0 | 0 | 0 | 0 | 0 | 0 | 0 | 0 | 0 | 0 | 0 | 0 | 0 | 0 | 0 | 0 | 0 | 0
F5_Commercial_Lodging_New_Food Preparation_Natural Gas_Griddle_Baseline Forecast | F5 | Commercial | Lodging | New | Food Preparation | Natural Gas | Griddle | Baseline Forecast | Turnover | 0 | 56293.5653 | 41761.1728 | 41810.0741 | 41613.4125 | 41212.8763 | 41550.5917 | 41549.2553 | 41556.987 | 41573.7754 | 47854.452 | 51834.4763 | 55390.6195 | 58543.6953 | 61316.8386 | 63835.296 | 66090.6998 | 68114.2942 | 69933.8529 | 89604.4343 | 85742.0124 | 87216.1214 | 88824.1776 | 90522.9475 | 92565.208 | 94552.8482 | 96574.4211
F6_Commercial_Lodging_New_Food Preparation_Natural Gas_Griddle_Baseline Forecast | F6 | Commercial | Lodging | New | Food Preparation | Natural Gas | Griddle | Baseline Forecast | Avg. Replacement Usage (kWh) | 0.067102 | 0.067102 | 0.067102 | 0.067102 | 0.067102 | 0.067102 | 0.067102 | 0.067102 | 0.067102 | 0.067102 | 0.067102 | 0.067102 | 0.067102 | 0.067102 | 0.067102 | 0.067102 | 0.067102 | 0.067102 | 0.067102 | 0.067102 | 0.067102 | 0.067102 | 0.067102 | 0.067102 | 0.067102 | 0.067102 | 0.067102
F7_Commercial_Lodging_New_Food Preparation_Natural Gas_Griddle_Baseline Forecast | F7 | Commercial | Lodging | New | Food Preparation | Natural Gas | Griddle | Baseline Forecast | Avg. Replacement Summer Demand (kW) | 0 | 0 | 0 | 0 | 0 | 0 | 0 | 0 | 0 | 0 | 0 | 0 | 0 | 0 | 0 | 0 | 0 | 0 | 0 | 0 | 0 | 0 | 0 | 0 | 0 | 0 | 0
F8_Commercial_Lodging_New_Food Preparation_Natural Gas_Griddle_Baseline Forecast | F8 | Commercial | Lodging | New | Food Preparation | Natural Gas | Griddle | Baseline Forecast | Avg. Replacement Winter Demand (kW) | 0 | 0 | 0 | 0 | 0 | 0 | 0 | 0 | 0 | 0 | 0 | 0 | 0 | 0 | 0 | 0 | 0 | 0 | 0 | 0 | 0 | 0 | 0 | 0 | 0 | 0 | 0
F1_Commercial_Lodging_New_Food Preparation_Natural Gas_Range_Baseline Forecast | F1 | Commercial | Lodging | New | Food Preparation | Natural Gas | Range | Baseline Forecast | Units | 0 | 859.4437 | 1497.0189 | 2135.3406 | 2770.6599 | 3399.8641 | 4034.2243 | 4668.5641 | 5303.0219 | 5937.736 | 6572.8446 | 7208.4856 | 7844.7971 | 8481.9168 | 9119.9827 | 9759.1327 | 10399.5046 | 11041.2365 | 11684.4664 | 12329.3327 | 12975.9736 | 13624.5278 | 14275.134 | 14927.9313 | 15583.0591 | 16240.6569 | 16900.8648
F2_Commercial_Lodging_New_Food Preparation_Natural Gas_Range_Baseline Forecast | F2 | Commercial | Lodging | New | Food Preparation | Natural Gas | Range | Baseline Forecast | Usage (MMtherm) | 0 | 5.6974e-05 | 9.924e-05 | 0.00014156 | 0.00018367 | 0.00022538 | 0.00026744 | 0.00030949 | 0.00035155 | 0.00039362 | 0.00043573 | 0.00047786 | 0.00052005 | 0.00056228 | 0.00060458 | 0.00064695 | 0.0006894 | 0.00073194 | 0.00077458 | 0.00081733 | 0.0008602 | 0.00090319 | 0.00094632 | 0.0009896 | 0.001033 | 0.0010766 | 0.0011204
F3_Commercial_Lodging_New_Food Preparation_Natural Gas_Range_Baseline Forecast | F3 | Commercial | Lodging | New | Food Preparation | Natural Gas | Range | Baseline Forecast | Summer Peak Demand (MW) | 0 | 0 | 0 | 0 | 0 | 0 | 0 | 0 | 0 | 0 | 0 | 0 | 0 | 0 | 0 | 0 | 0 | 0 | 0 | 0 | 0 | 0 | 0 | 0 | 0 | 0 | 0
F4_Commercial_Lodging_New_Food Preparation_Natural Gas_Range_Baseline Forecast | F4 | Commercial | Lodging | New | Food Preparation | Natural Gas | Range | Baseline Forecast | Winter Peak Demand (MW) | 0 | 0 | 0 | 0 | 0 | 0 | 0 | 0 | 0 | 0 | 0 | 0 | 0 | 0 | 0 | 0 | 0 | 0 | 0 | 0 | 0 | 0 | 0 | 0 | 0 | 0 | 0
F5_Commercial_Lodging_New_Food Preparation_Natural Gas_Range_Baseline Forecast | F5 | Commercial | Lodging | New | Food Preparation | Natural Gas | Range | Baseline Forecast | Turnover | 0 | 859.4437 | 637.5752 | 638.3217 | 635.3193 | 629.2042 | 634.3602 | 634.3398 | 634.4578 | 634.7141 | 806.9973 | 900.6671 | 975.9966 | 1035.9317 | 1082.9563 | 1347.2324 | 1275.5443 | 1276.9571 | 1277.5658 | 1312.1314 | 1361.938 | 1415.9858 | 1471.7689 | 1526.3859 | 1668.6081 | 1748.0459 | 1807.7049
F6_Commercial_Lodging_New_Food Preparation_Natural Gas_Range_Baseline Forecast | F6 | Commercial | Lodging | New | Food Preparation | Natural Gas | Range | Baseline Forecast | Avg. Replacement Usage (kWh) | 0.066292 | 0.066292 | 0.066292 | 0.066292 | 0.066292 | 0.066292 | 0.066292 | 0.066292 | 0.066292 | 0.066292 | 0.066292 | 0.066292 | 0.066292 | 0.066292 | 0.066292 | 0.066292 | 0.066292 | 0.066292 | 0.066292 | 0.066292 | 0.066292 | 0.066292 | 0.066292 | 0.066292 | 0.066292 | 0.066292 | 0.066292
F7_Commercial_Lodging_New_Food Preparation_Natural Gas_Range_Baseline Forecast | F7 | Commercial | Lodging | New | Food Preparation | Natural Gas | Range | Baseline Forecast | Avg. Replacement Summer Demand (kW) | 0 | 0 | 0 | 0 | 0 | 0 | 0 | 0 | 0 | 0 | 0 | 0 | 0 | 0 | 0 | 0 | 0 | 0 | 0 | 0 | 0 | 0 | 0 | 0 | 0 | 0 | 0
F8_Commercial_Lodging_New_Food Preparation_Natural Gas_Range_Baseline Forecast | F8 | Commercial | Lodging | New | Food Preparation | Natural Gas | Range | Baseline Forecast | Avg. Replacement Winter Demand (kW) | 0 | 0 | 0 | 0 | 0 | 0 | 0 | 0 | 0 | 0 | 0 | 0 | 0 | 0 | 0 | 0 | 0 | 0 | 0 | 0 | 0 | 0 | 0 | 0 | 0 | 0 | 0
F1_Commercial_Lodging_New_Food Preparation_Natural Gas_Steamer_Baseline Forecast | F1 | Commercial | Lodging | New | Food Preparation | Natural Gas | Steamer | Baseline Forecast | Units | 0 | 859.4437 | 1497.0189 | 2135.3406 | 2770.6599 | 3399.8641 | 4034.2243 | 4668.5641 | 5303.0219 | 5937.736 | 6572.8446 | 7208.4856 | 7844.7971 | 8481.9168 | 9119.9827 | 9759.1327 | 10399.5046 | 11041.2365 | 11684.4664 | 12329.3327 | 12975.9736 | 13624.5278 | 14275.134 | 14927.9313 | 15583.0591 | 16240.6569 | 16900.8648
F2_Commercial_Lodging_New_Food Preparation_Natural Gas_Steamer_Baseline Forecast | F2 | Commercial | Lodging | New | Food Preparation | Natural Gas | Steamer | Baseline Forecast | Usage (MMtherm) | 0 | 1.8602e-05 | 3.2402e-05 | 4.6217e-05 | 5.9968e-05 | 7.3587e-05 | 8.7317e-05 | 0.00010105 | 0.00011478 | 0.00012852 | 0.00014226 | 0.00015602 | 0.00016979 | 0.00018358 | 0.00019739 | 0.00021123 | 0.00022509 | 0.00023898 | 0.0002529 | 0.00026686 | 0.00028085 | 0.00029489 | 0.00030897 | 0.0003231 | 0.00033728 | 0.00035151 | 0.0003658
F3_Commercial_Lodging_New_Food Preparation_Natural Gas_Steamer_Baseline Forecast | F3 | Commercial | Lodging | New | Food Preparation | Natural Gas | Steamer | Baseline Forecast | Summer Peak Demand (MW) | 0 | 0 | 0 | 0 | 0 | 0 | 0 | 0 | 0 | 0 | 0 | 0 | 0 | 0 | 0 | 0 | 0 | 0 | 0 | 0 | 0 | 0 | 0 | 0 | 0 | 0 | 0
F4_Commercial_Lodging_New_Food Preparation_Natural Gas_Steamer_Baseline Forecast | F4 | Commercial | Lodging | New | Food Preparation | Natural Gas | Steamer | Baseline Forecast | Winter Peak Demand (MW) | 0 | 0 | 0 | 0 | 0 | 0 | 0 | 0 | 0 | 0 | 0 | 0 | 0 | 0 | 0 | 0 | 0 | 0 | 0 | 0 | 0 | 0 | 0 | 0 | 0 | 0 | 0
F5_Commercial_Lodging_New_Food Preparation_Natural Gas_Steamer_Baseline Forecast | F5 | Commercial | Lodging | New | Food Preparation | Natural Gas | Steamer | Baseline Forecast | Turnover | 0 | 859.4437 | 637.5752 | 638.3217 | 635.3193 | 629.2042 | 634.3602 | 634.3398 | 806.3466 | 899.7402 | 974.7937 | 1034.453 | 1081.2019 | 1345.2021 | 1273.2383 | 1308.7529 | 1355.2152 | 1406.9622 | 1463.6564 | 1517.4425 | 1658.8329 | 1737.438 | 1803.1387 | 1861.5056 | 1915.7418 | 2028.0264 | 2041.1743
F6_Commercial_Lodging_New_Food Preparation_Natural Gas_Steamer_Baseline Forecast | F6 | Commercial | Lodging | New | Food Preparation | Natural Gas | Steamer | Baseline Forecast | Avg. Replacement Usage (kWh) | 0.076607 | 0.021644 | 0.021644 | 0.021644 | 0.021644 | 0.021644 | 0.021644 | 0.021644 | 0.021644 | 0.021644 | 0.021644 | 0.021644 | 0.021644 | 0.021644 | 0.021644 | 0.021644 | 0.021644 | 0.021644 | 0.021644 | 0.021644 | 0.021644 | 0.021644 | 0.021644 | 0.021644 | 0.021644 | 0.021644 | 0.021644
F7_Commercial_Lodging_New_Food Preparation_Natural Gas_Steamer_Baseline Forecast | F7 | Commercial | Lodging | New | Food Preparation | Natural Gas | Steamer | Baseline Forecast | Avg. Replacement Summer Demand (kW) | 0 | 0 | 0 | 0 | 0 | 0 | 0 | 0 | 0 | 0 | 0 | 0 | 0 | 0 | 0 | 0 | 0 | 0 | 0 | 0 | 0 | 0 | 0 | 0 | 0 | 0 | 0
F8_Commercial_Lodging_New_Food Preparation_Natural Gas_Steamer_Baseline Forecast | F8 | Commercial | Lodging | New | Food Preparation | Natural Gas | Steamer | Baseline Forecast | Avg. Replacement Winter Demand (kW) | 0 | 0 | 0 | 0 | 0 | 0 | 0 | 0 | 0 | 0 | 0 | 0 | 0 | 0 | 0 | 0 | 0 | 0 | 0 | 0 | 0 | 0 | 0 | 0 | 0 | 0 | 0
F1_Commercial_Lodging_New_Food Preparation_Natural Gas_Commercial Food Prep Other_Baseline Forecast | F1 | Commercial | Lodging | New | Food Preparation | Natural Gas | Commercial Food Prep Other | Baseline Forecast | Units | 0 | 0 | 0 | 0 | 0 | 0 | 0 | 0 | 0 | 0 | 0 | 0 | 0 | 0 | 0 | 0 | 0 | 0 | 0 | 0 | 0 | 0 | 0 | 0 | 0 | 0 | 0
F2_Commercial_Lodging_New_Food Preparation_Natural Gas_Commercial Food Prep Other_Baseline Forecast | F2 | Commercial | Lodging | New | Food Preparation | Natural Gas | Commercial Food Prep Other | Baseline Forecast | Usage (MMtherm) | 0 | 0 | 0 | 0 | 0 | 0 | 0 | 0 | 0 | 0 | 0 | 0 | 0 | 0 | 0 | 0 | 0 | 0 | 0 | 0 | 0 | 0 | 0 | 0 | 0 | 0 | 0
F3_Commercial_Lodging_New_Food Preparation_Natural Gas_Commercial Food Prep Other_Baseline Forecast | F3 | Commercial | Lodging | New | Food Preparation | Natural Gas | Commercial Food Prep Other | Baseline Forecast | Summer Peak Demand (MW) | 0 | 0 | 0 | 0 | 0 | 0 | 0 | 0 | 0 | 0 | 0 | 0 | 0 | 0 | 0 | 0 | 0 | 0 | 0 | 0 | 0 | 0 | 0 | 0 | 0 | 0 | 0
F4_Commercial_Lodging_New_Food Preparation_Natural Gas_Commercial Food Prep Other_Baseline Forecast | F4 | Commercial | Lodging | New | Food Preparation | Natural Gas | Commercial Food Prep Other | Baseline Forecast | Winter Peak Demand (MW) | 0 | 0 | 0 | 0 | 0 | 0 | 0 | 0 | 0 | 0 | 0 | 0 | 0 | 0 | 0 | 0 | 0 | 0 | 0 | 0 | 0 | 0 | 0 | 0 | 0 | 0 | 0
F5_Commercial_Lodging_New_Food Preparation_Natural Gas_Commercial Food Prep Other_Baseline Forecast | F5 | Commercial | Lodging | New | Food Preparation | Natural Gas | Commercial Food Prep Other | Baseline Forecast | Turnover | 0 | 0 | 0 | 0 | 0 | 0 | 0 | 0 | 0 | 0 | 0 | 0 | 0 | 0 | 0 | 0 | 0 | 0 | 0 | 0 | 0 | 0 | 0 | 0 | 0 | 0 | 0
F6_Commercial_Lodging_New_Food Preparation_Natural Gas_Commercial Food Prep Other_Baseline Forecast | F6 | Commercial | Lodging | New | Food Preparation | Natural Gas | Commercial Food Prep Other | Baseline Forecast | Avg. Replacement Usage (kWh) | 0.027666 | 0.027666 | 0.027666 | 0.027666 | 0.027666 | 0.027666 | 0.027666 | 0.027666 | 0.027666 | 0.027666 | 0.027666 | 0.027666 | 0.027666 | 0.027666 | 0.027666 | 0.027666 | 0.027666 | 0.027666 | 0.027666 | 0.027666 | 0.027666 | 0.027666 | 0.027666 | 0.027666 | 0.027666 | 0.027666 | 0.027666
F7_Commercial_Lodging_New_Food Preparation_Natural Gas_Commercial Food Prep Other_Baseline Forecast | F7 | Commercial | Lodging | New | Food Preparation | Natural Gas | Commercial Food Prep Other | Baseline Forecast | Avg. Replacement Summer Demand (kW) | 0 | 0 | 0 | 0 | 0 | 0 | 0 | 0 | 0 | 0 | 0 | 0 | 0 | 0 | 0 | 0 | 0 | 0 | 0 | 0 | 0 | 0 | 0 | 0 | 0 | 0 | 0
F8_Commercial_Lodging_New_Food Preparation_Natural Gas_Commercial Food Prep Other_Baseline Forecast | F8 | Commercial | Lodging | New | Food Preparation | Natural Gas | Commercial Food Prep Other | Baseline Forecast | Avg. Replacement Winter Demand (kW) | 0 | 0 | 0 | 0 | 0 | 0 | 0 | 0 | 0 | 0 | 0 | 0 | 0 | 0 | 0 | 0 | 0 | 0 | 0 | 0 | 0 | 0 | 0 | 0 | 0 | 0 | 0
F1_Commercial_Lodging_New_Miscellaneous_Natural Gas_Pool Heater_Baseline Forecast | F1 | Commercial | Lodging | New | Miscellaneous | Natural Gas | Pool Heater | Baseline Forecast | Units | 0 | 21831.8599 | 38027.7443 | 54242.5937 | 70381.1735 | 86364.4166 | 102478.6331 | 118592.3313 | 134709.028 | 150832.2357 | 166965.463 | 183112.2162 | 199275.9992 | 215460.3148 | 231668.6652 | 247904.5529 | 264171.4817 | 280472.9567 | 296812.486 | 313193.5809 | 329619.7566 | 346094.5333 | 362621.4369 | 379203.9995 | 395845.7604 | 412550.2668 | 429321.0745
F2_Commercial_Lodging_New_Miscellaneous_Natural Gas_Pool Heater_Baseline Forecast | F2 | Commercial | Lodging | New | Miscellaneous | Natural Gas | Pool Heater | Baseline Forecast | Usage (MMtherm) | 0 | 0.00014639 | 0.000255 | 0.00036373 | 0.00047194 | 0.00057912 | 0.00068718 | 0.00079523 | 0.0009033 | 0.0010114 | 0.0011196 | 0.0012279 | 0.0013363 | 0.0014448 | 0.0015535 | 0.0016623 | 0.0017714 | 0.0018807 | 0.0019903 | 0.0021001 | 0.0022103 | 0.0023208 | 0.0024316 | 0.0025428 | 0.0026544 | 0.0027664 | 0.0028788
F3_Commercial_Lodging_New_Miscellaneous_Natural Gas_Pool Heater_Baseline Forecast | F3 | Commercial | Lodging | New | Miscellaneous | Natural Gas | Pool Heater | Baseline Forecast | Summer Peak Demand (MW) | 0 | 0 | 0 | 0 | 0 | 0 | 0 | 0 | 0 | 0 | 0 | 0 | 0 | 0 | 0 | 0 | 0 | 0 | 0 | 0 | 0 | 0 | 0 | 0 | 0 | 0 | 0
F4_Commercial_Lodging_New_Miscellaneous_Natural Gas_Pool Heater_Baseline Forecast | F4 | Commercial | Lodging | New | Miscellaneous | Natural Gas | Pool Heater | Baseline Forecast | Winter Peak Demand (MW) | 0 | 0 | 0 | 0 | 0 | 0 | 0 | 0 | 0 | 0 | 0 | 0 | 0 | 0 | 0 | 0 | 0 | 0 | 0 | 0 | 0 | 0 | 0 | 0 | 0 | 0 | 0
F5_Commercial_Lodging_New_Miscellaneous_Natural Gas_Pool Heater_Baseline Forecast | F5 | Commercial | Lodging | New | Miscellaneous | Natural Gas | Pool Heater | Baseline Forecast | Turnover | 0 | 21831.8599 | 16195.8844 | 16214.8494 | 16138.5798 | 15983.2432 | 20480.5885 | 22845.9727 | 24745.4862 | 26253.9551 | 27434.474 | 35006.9593 | 34343.7052 | 35682.3221 | 37037.5531 | 38345.4242 | 42134.9018 | 44484.6658 | 46520.4924 | 48328.812 | 49962.9002 | 53716.2183 | 55043.1219 | 57050.5461 | 59037.1758 | 60956.2689 | 63908.8502
F6_Commercial_Lodging_New_Miscellaneous_Natural Gas_Pool Heater_Baseline Forecast | F6 | Commercial | Lodging | New | Miscellaneous | Natural Gas | Pool Heater | Baseline Forecast | Avg. Replacement Usage (kWh) | 0.0067056 | 0.0067056 | 0.0067056 | 0.0067056 | 0.0067056 | 0.0067056 | 0.0067056 | 0.0067056 | 0.0067056 | 0.0067056 | 0.0067056 | 0.0067056 | 0.0067056 | 0.0067056 | 0.0067056 | 0.0067056 | 0.0067056 | 0.0067056 | 0.0067056 | 0.0067056 | 0.0067056 | 0.0067056 | 0.0067056 | 0.0067056 | 0.0067056 | 0.0067056 | 0.0067056
F7_Commercial_Lodging_New_Miscellaneous_Natural Gas_Pool Heater_Baseline Forecast | F7 | Commercial | Lodging | New | Miscellaneous | Natural Gas | Pool Heater | Baseline Forecast | Avg. Replacement Summer Demand (kW) | 0 | 0 | 0 | 0 | 0 | 0 | 0 | 0 | 0 | 0 | 0 | 0 | 0 | 0 | 0 | 0 | 0 | 0 | 0 | 0 | 0 | 0 | 0 | 0 | 0 | 0 | 0
F8_Commercial_Lodging_New_Miscellaneous_Natural Gas_Pool Heater_Baseline Forecast | F8 | Commercial | Lodging | New | Miscellaneous | Natural Gas | Pool Heater | Baseline Forecast | Avg. Replacement Winter Demand (kW) | 0 | 0 | 0 | 0 | 0 | 0 | 0 | 0 | 0 | 0 | 0 | 0 | 0 | 0 | 0 | 0 | 0 | 0 | 0 | 0 | 0 | 0 | 0 | 0 | 0 | 0 | 0
F1_Commercial_Lodging_New_Miscellaneous_Natural Gas_Miscellaneous_Baseline Forecast | F1 | Commercial | Lodging | New | Miscellaneous | Natural Gas | Miscellaneous | Baseline Forecast | Units | 0 | 221306.7644 | 385482.3676 | 549850.2161 | 713444.9295 | 875465.0158 | 1038812.7616 | 1202155.254 | 1365528.1418 | 1528967.0298 | 1692507.4867 | 1856185.0529 | 2020035.2481 | 2184093.5794 | 2348395.5487 | 2512976.661 | 2677872.4314 | 2843118.3935 | 3008750.1068 | 3174803.1645 | 3341313.201 | 3508315.9002 | 3675847.0025 | 3843942.3129 | 4012637.7089 | 4181969.1478 | 4351972.6747
F2_Commercial_Lodging_New_Miscellaneous_Natural Gas_Miscellaneous_Baseline Forecast | F2 | Commercial | Lodging | New | Miscellaneous | Natural Gas | Miscellaneous | Baseline Forecast | Usage (MMtherm) | 0 | 0.0011375 | 0.0019814 | 0.0028263 | 0.0036672 | 0.0045 | 0.0053396 | 0.0061792 | 0.007019 | 0.0078591 | 0.0086997 | 0.009541 | 0.010383 | 0.011227 | 0.012071 | 0.012917 | 0.013765 | 0.014614 | 0.015465 | 0.016319 | 0.017175 | 0.018033 | 0.018894 | 0.019758 | 0.020625 | 0.021496 | 0.02237
F3_Commercial_Lodging_New_Miscellaneous_Natural Gas_Miscellaneous_Baseline Forecast | F3 | Commercial | Lodging | New | Miscellaneous | Natural Gas | Miscellaneous | Baseline Forecast | Summer Peak Demand (MW) | 0 | 0 | 0 | 0 | 0 | 0 | 0 | 0 | 0 | 0 | 0 | 0 | 0 | 0 | 0 | 0 | 0 | 0 | 0 | 0 | 0 | 0 | 0 | 0 | 0 | 0 | 0
F4_Commercial_Lodging_New_Miscellaneous_Natural Gas_Miscellaneous_Baseline Forecast | F4 | Commercial | Lodging | New | Miscellaneous | Natural Gas | Miscellaneous | Baseline Forecast | Winter Peak Demand (MW) | 0 | 0 | 0 | 0 | 0 | 0 | 0 | 0 | 0 | 0 | 0 | 0 | 0 | 0 | 0 | 0 | 0 | 0 | 0 | 0 | 0 | 0 | 0 | 0 | 0 | 0 | 0
F5_Commercial_Lodging_New_Miscellaneous_Natural Gas_Miscellaneous_Baseline Forecast | F5 | Commercial | Lodging | New | Miscellaneous | Natural Gas | Miscellaneous | Baseline Forecast | Turnover | 0 | 221306.7644 | 164175.6031 | 164367.8486 | 195209.9655 | 212572.5313 | 230159.5342 | 248496.8775 | 266729.8653 | 284910.5165 | 303158.5495 | 385933.792 | 378411.4615 | 391332.3644 | 423227.7537 | 445634.9868 | 466827.814 | 489848.6804 | 512837.067 | 535644.397 | 558597.691 | 600457.4286 | 613392.6708 | 633826.6369 | 662966.2582 | 687148.2099 | 710567.8177
F6_Commercial_Lodging_New_Miscellaneous_Natural Gas_Miscellaneous_Baseline Forecast | F6 | Commercial | Lodging | New | Miscellaneous | Natural Gas | Miscellaneous | Baseline Forecast | Avg. Replacement Usage (kWh) | 0.0051401 | 0.0051401 | 0.0051401 | 0.0051401 | 0.0051401 | 0.0051401 | 0.0051401 | 0.0051401 | 0.0051401 | 0.0051401 | 0.0051401 | 0.0051401 | 0.0051401 | 0.0051401 | 0.0051401 | 0.0051401 | 0.0051401 | 0.0051401 | 0.0051401 | 0.0051401 | 0.0051401 | 0.0051401 | 0.0051401 | 0.0051401 | 0.0051401 | 0.0051401 | 0.0051401
F7_Commercial_Lodging_New_Miscellaneous_Natural Gas_Miscellaneous_Baseline Forecast | F7 | Commercial | Lodging | New | Miscellaneous | Natural Gas | Miscellaneous | Baseline Forecast | Avg. Replacement Summer Demand (kW) | 0 | 0 | 0 | 0 | 0 | 0 | 0 | 0 | 0 | 0 | 0 | 0 | 0 | 0 | 0 | 0 | 0 | 0 | 0 | 0 | 0 | 0 | 0 | 0 | 0 | 0 | 0
F8_Commercial_Lodging_New_Miscellaneous_Natural Gas_Miscellaneous_Baseline Forecast | F8 | Commercial | Lodging | New | Miscellaneous | Natural Gas | Miscellaneous | Baseline Forecast | Avg. Replacement Winter Demand (kW) | 0 | 0 | 0 | 0 | 0 | 0 | 0 | 0 | 0 | 0 | 0 | 0 | 0 | 0 | 0 | 0 | 0 | 0 | 0 | 0 | 0 | 0 | 0 | 0 | 0 | 0 | 0
F1_Commercial_Warehouse_Existing_Space Heating_Natural Gas_Furnace_Baseline Forecast | F1 | Commercial | Warehouse | Existing | Space Heating | Natural Gas | Furnace | Baseline Forecast | Units | 6655535.4812 | 6540784.8695 | 6428012.7165 | 6317184.9111 | 6208267.9299 | 6101228.8276 | 5996035.2271 | 5892655.3094 | 5791057.8041 | 5691211.9799 | 5593087.6354 | 5496655.09 | 5401885.1746 | 5308749.2233 | 5217219.0643 | 5127267.0115 | 5038865.8561 | 4951988.8586 | 4866609.7403 | 4782702.6758 | 4700242.2849 | 4619203.6248 | 4539562.183 | 4461293.8695 | 4384375.0097 | 4308782.3371 | 4234492.9865
F2_Commercial_Warehouse_Existing_Space Heating_Natural Gas_Furnace_Baseline Forecast | F2 | Commercial | Warehouse | Existing | Space Heating | Natural Gas | Furnace | Baseline Forecast | Usage (MMtherm) | 4.9104 | 5.1884 | 5.0758 | 4.9767 | 4.8781 | 4.7802 | 4.683 | 4.5863 | 4.4903 | 4.3949 | 4.3004 | 4.207 | 4.1146 | 4.0235 | 3.9337 | 3.8454 | 3.7585 | 3.6732 | 3.5895 | 3.5087 | 3.4307 | 3.3557 | 3.2835 | 3.2138 | 3.1465 | 3.0815 | 3.0186
F3_Commercial_Warehouse_Existing_Space Heating_Natural Gas_Furnace_Baseline Forecast | F3 | Commercial | Warehouse | Existing | Space Heating | Natural Gas | Furnace | Baseline Forecast | Summer Peak Demand (MW) | 0 | 0 | 0 | 0 | 0 | 0 | 0 | 0 | 0 | 0 | 0 | 0 | 0 | 0 | 0 | 0 | 0 | 0 | 0 | 0 | 0 | 0 | 0 | 0 | 0 | 0 | 0
F4_Commercial_Warehouse_Existing_Space Heating_Natural Gas_Furnace_Baseline Forecast | F4 | Commercial | Warehouse | Existing | Space Heating | Natural Gas | Furnace | Baseline Forecast | Winter Peak Demand (MW) | 0 | 0 | 0 | 0 | 0 | 0 | 0 | 0 | 0 | 0 | 0 | 0 | 0 | 0 | 0 | 0 | 0 | 0 | 0 | 0 | 0 | 0 | 0 | 0 | 0 | 0 | 0
F5_Commercial_Warehouse_Existing_Space Heating_Natural Gas_Furnace_Baseline Forecast | F5 | Commercial | Warehouse | Existing | Space Heating | Natural Gas | Furnace | Baseline Forecast | Turnover | 0 | 73990.7791 | 83280.5144 | 93017.236 | 103109.4903 | 113475.6475 | 124042.9584 | 134746.6994 | 145529.398 | 156340.1299 | 165727.8781 | 173831.9799 | 180778.7118 | 186682.5047 | 191647.0457 | 195766.2771 | 199125.3038 | 201801.2153 | 203863.832 | 189099.2486 | 176227.9032 | 165099.1727 | 155571.2735 | 147510.9936 | 140793.3962 | 135301.5028 | 130925.9625
F6_Commercial_Warehouse_Existing_Space Heating_Natural Gas_Furnace_Baseline Forecast | F6 | Commercial | Warehouse | Existing | Space Heating | Natural Gas | Furnace | Baseline Forecast | Avg. Replacement Usage (kWh) | 0.71935 | 0.77388 | 0.77088 | 0.68523 | 0.68523 | 0.68523 | 0.68523 | 0.68523 | 0.68523 | 0.68523 | 0.68523 | 0.68523 | 0.68523 | 0.68523 | 0.68523 | 0.68523 | 0.68523 | 0.68523 | 0.68523 | 0.68523 | 0.68523 | 0.68523 | 0.68523 | 0.68523 | 0.68523 | 0.68523 | 0.68523
F7_Commercial_Warehouse_Existing_Space Heating_Natural Gas_Furnace_Baseline Forecast | F7 | Commercial | Warehouse | Existing | Space Heating | Natural Gas | Furnace | Baseline Forecast | Avg. Replacement Summer Demand (kW) | 0 | 0 | 0 | 0 | 0 | 0 | 0 | 0 | 0 | 0 | 0 | 0 | 0 | 0 | 0 | 0 | 0 | 0 | 0 | 0 | 0 | 0 | 0 | 0 | 0 | 0 | 0
F8_Commercial_Warehouse_Existing_Space Heating_Natural Gas_Furnace_Baseline Forecast | F8 | Commercial | Warehouse | Existing | Space Heating | Natural Gas | Furnace | Baseline Forecast | Avg. Replacement Winter Demand (kW) | 0 | 0 | 0 | 0 | 0 | 0 | 0 | 0 | 0 | 0 | 0 | 0 | 0 | 0 | 0 | 0 | 0 | 0 | 0 | 0 | 0 | 0 | 0 | 0 | 0 | 0 | 0
F1_Commercial_Warehouse_Existing_Space Heating_Natural Gas_Boiler_Baseline Forecast | F1 | Commercial | Warehouse | Existing | Space Heating | Natural Gas | Boiler | Baseline Forecast | Units | 340855.3849 | 334978.5679 | 329203.0754 | 323527.1603 | 317949.1058 | 312467.2246 | 307079.8587 | 301785.3784 | 296582.1822 | 291468.6963 | 286443.3739 | 281504.6951 | 276651.1659 | 271881.3182 | 267193.7092 | 262586.9212 | 258059.5604 | 253610.2577 | 249237.667 | 244940.4659 | 240717.3544 | 236567.0552 | 232488.3128 | 228479.8937 | 224540.5851 | 220669.1957 | 216864.5544
F2_Commercial_Warehouse_Existing_Space Heating_Natural Gas_Boiler_Baseline Forecast | F2 | Commercial | Warehouse | Existing | Space Heating | Natural Gas | Boiler | Baseline Forecast | Usage (MMtherm) | 0.40133 | 0.423 | 0.41282 | 0.40448 | 0.39633 | 0.38836 | 0.38058 | 0.37299 | 0.36557 | 0.35834 | 0.35127 | 0.34438 | 0.33766 | 0.33111 | 0.32471 | 0.31848 | 0.3124 | 0.30647 | 0.30069 | 0.29505 | 0.28956 | 0.2842 | 0.27898 | 0.27388 | 0.2689 | 0.26403 | 0.25927
F3_Commercial_Warehouse_Existing_Space Heating_Natural Gas_Boiler_Baseline Forecast | F3 | Commercial | Warehouse | Existing | Space Heating | Natural Gas | Boiler | Baseline Forecast | Summer Peak Demand (MW) | 0 | 0 | 0 | 0 | 0 | 0 | 0 | 0 | 0 | 0 | 0 | 0 | 0 | 0 | 0 | 0 | 0 | 0 | 0 | 0 | 0 | 0 | 0 | 0 | 0 | 0 | 0
F4_Commercial_Warehouse_Existing_Space Heating_Natural Gas_Boiler_Baseline Forecast | F4 | Commercial | Warehouse | Existing | Space Heating | Natural Gas | Boiler | Baseline Forecast | Winter Peak Demand (MW) | 0 | 0 | 0 | 0 | 0 | 0 | 0 | 0 | 0 | 0 | 0 | 0 | 0 | 0 | 0 | 0 | 0 | 0 | 0 | 0 | 0 | 0 | 0 | 0 | 0 | 0 | 0
F5_Commercial_Warehouse_Existing_Space Heating_Natural Gas_Boiler_Baseline Forecast | F5 | Commercial | Warehouse | Existing | Space Heating | Natural Gas | Boiler | Baseline Forecast | Turnover | 0 | 10150.8657 | 10066.5403 | 9974.0029 | 9874.4251 | 9768.8489 | 9658.2 | 9543.3006 | 9424.8802 | 9303.5859 | 9179.9914 | 9054.6042 | 8927.8736 | 8800.1962 | 8671.9221 | 8543.36 | 8414.7811 | 8286.4238 | 8158.497 | 8031.1831 | 7904.6415 | 7779.0104 | 7590.3632 | 7416.5022 | 7255.3332 | 7105.0593 | 6964.1408
F6_Commercial_Warehouse_Existing_Space Heating_Natural Gas_Boiler_Baseline Forecast | F6 | Commercial | Warehouse | Existing | Space Heating | Natural Gas | Boiler | Baseline Forecast | Avg. Replacement Usage (kWh) | 1.1067 | 1.1906 | 1.186 | 1.186 | 1.186 | 1.186 | 1.186 | 1.186 | 1.186 | 1.186 | 1.186 | 1.186 | 1.186 | 1.186 | 1.186 | 1.186 | 1.186 | 1.186 | 1.186 | 1.186 | 1.186 | 1.186 | 1.186 | 1.186 | 1.186 | 1.186 | 1.186
F7_Commercial_Warehouse_Existing_Space Heating_Natural Gas_Boiler_Baseline Forecast | F7 | Commercial | Warehouse | Existing | Space Heating | Natural Gas | Boiler | Baseline Forecast | Avg. Replacement Summer Demand (kW) | 0 | 0 | 0 | 0 | 0 | 0 | 0 | 0 | 0 | 0 | 0 | 0 | 0 | 0 | 0 | 0 | 0 | 0 | 0 | 0 | 0 | 0 | 0 | 0 | 0 | 0 | 0
F8_Commercial_Warehouse_Existing_Space Heating_Natural Gas_Boiler_Baseline Forecast | F8 | Commercial | Warehouse | Existing | Space Heating | Natural Gas | Boiler | Baseline Forecast | Avg. Replacement Winter Demand (kW) | 0 | 0 | 0 | 0 | 0 | 0 | 0 | 0 | 0 | 0 | 0 | 0 | 0 | 0 | 0 | 0 | 0 | 0 | 0 | 0 | 0 | 0 | 0 | 0 | 0 | 0 | 0
F1_Commercial_Warehouse_Existing_Space Heating_Natural Gas_Unit Heater_Baseline Forecast | F1 | Commercial | Warehouse | Existing | Space Heating | Natural Gas | Unit Heater | Baseline Forecast | Units | 2907009.0613 | 2856888.2154 | 2807631.522 | 2759224.082 | 2711651.253 | 2664898.6452 | 2618952.1168 | 2573797.77 | 2529421.9464 | 2485811.2231 | 2442952.4089 | 2400832.5398 | 2359438.8753 | 2318758.8947 | 2278780.2931 | 2239490.9777 | 2200879.0643 | 2162932.8735 | 2125640.9274 | 2088991.9459 | 2052974.8434 | 2017578.7254 | 1982792.8853 | 1948606.8011 | 1915010.1321 | 1881992.716 | 1849544.5658
F2_Commercial_Warehouse_Existing_Space Heating_Natural Gas_Unit Heater_Baseline Forecast | F2 | Commercial | Warehouse | Existing | Space Heating | Natural Gas | Unit Heater | Baseline Forecast | Usage (MMtherm) | 1.0724 | 1.1338 | 1.1099 | 1.0908 | 1.072 | 1.0535 | 1.0353 | 1.0175 | 0.99994 | 0.9827 | 0.96576 | 0.9491 | 0.93274 | 0.91666 | 0.90085 | 0.88532 | 0.87006 | 0.85506 | 0.84032 | 0.82583 | 0.81159 | 0.7976 | 0.78384 | 0.77033 | 0.75705 | 0.744 | 0.73117
F3_Commercial_Warehouse_Existing_Space Heating_Natural Gas_Unit Heater_Baseline Forecast | F3 | Commercial | Warehouse | Existing | Space Heating | Natural Gas | Unit Heater | Baseline Forecast | Summer Peak Demand (MW) | 0 | 0 | 0 | 0 | 0 | 0 | 0 | 0 | 0 | 0 | 0 | 0 | 0 | 0 | 0 | 0 | 0 | 0 | 0 | 0 | 0 | 0 | 0 | 0 | 0 | 0 | 0
F4_Commercial_Warehouse_Existing_Space Heating_Natural Gas_Unit Heater_Baseline Forecast | F4 | Commercial | Warehouse | Existing | Space Heating | Natural Gas | Unit Heater | Baseline Forecast | Winter Peak Demand (MW) | 0 | 0 | 0 | 0 | 0 | 0 | 0 | 0 | 0 | 0 | 0 | 0 | 0 | 0 | 0 | 0 | 0 | 0 | 0 | 0 | 0 | 0 | 0 | 0 | 0 | 0 | 0
F5_Commercial_Warehouse_Existing_Space Heating_Natural Gas_Unit Heater_Baseline Forecast | F5 | Commercial | Warehouse | Existing | Space Heating | Natural Gas | Unit Heater | Baseline Forecast | Turnover | 0 | 2404.7881 | 6875.1308 | 13110.0958 | 20842.9204 | 29837.3213 | 39884.1988 | 50798.6935 | 62417.5571 | 74596.8053 | 85153.2638 | 94265.4927 | 102092.9238 | 108777.9016 | 114447.5058 | 119215.1797 | 123182.1859 | 110218.5638 | 98944.3234 | 89300.8584 | 81217.4485 | 74614.6485 | 69407.0888 | 65505.7758 | 62819.9651 | 61258.674 | 60590.3567
F6_Commercial_Warehouse_Existing_Space Heating_Natural Gas_Unit Heater_Baseline Forecast | F6 | Commercial | Warehouse | Existing | Space Heating | Natural Gas | Unit Heater | Baseline Forecast | Avg. Replacement Usage (kWh) | 0.3689 | 0.39686 | 0.39532 | 0.39532 | 0.39532 | 0.39532 | 0.39532 | 0.39532 | 0.39532 | 0.39532 | 0.39532 | 0.39532 | 0.39532 | 0.39532 | 0.39532 | 0.39532 | 0.39532 | 0.39532 | 0.39532 | 0.39532 | 0.39532 | 0.39532 | 0.39532 | 0.39532 | 0.39532 | 0.39532 | 0.39532
F7_Commercial_Warehouse_Existing_Space Heating_Natural Gas_Unit Heater_Baseline Forecast | F7 | Commercial | Warehouse | Existing | Space Heating | Natural Gas | Unit Heater | Baseline Forecast | Avg. Replacement Summer Demand (kW) | 0 | 0 | 0 | 0 | 0 | 0 | 0 | 0 | 0 | 0 | 0 | 0 | 0 | 0 | 0 | 0 | 0 | 0 | 0 | 0 | 0 | 0 | 0 | 0 | 0 | 0 | 0
F8_Commercial_Warehouse_Existing_Space Heating_Natural Gas_Unit Heater_Baseline Forecast | F8 | Commercial | Warehouse | Existing | Space Heating | Natural Gas | Unit Heater | Baseline Forecast | Avg. Replacement Winter Demand (kW) | 0 | 0 | 0 | 0 | 0 | 0 | 0 | 0 | 0 | 0 | 0 | 0 | 0 | 0 | 0 | 0 | 0 | 0 | 0 | 0 | 0 | 0 | 0 | 0 | 0 | 0 | 0
F1_Commercial_Warehouse_Existing_Water Heating_Natural Gas_Water Heater_Baseline Forecast | F1 | Commercial | Warehouse | Existing | Water Heating | Natural Gas | Water Heater | Baseline Forecast | Units | 4654024.636 | 4573782.8319 | 4494924.5072 | 4417425.8088 | 4341263.2949 | 4266413.9277 | 4192855.0669 | 4120564.4623 | 4049520.2474 | 3979700.9328 | 3911085.3995 | 3843652.8926 | 3777383.0151 | 3712255.7218 | 3648251.3128 | 3585350.4281 | 3523534.0414 | 3462783.4545 | 3403080.2915 | 3344406.4933 | 3286744.3124 | 3230076.307 | 3174385.3362 | 3119654.5546 | 3065867.4071 | 3013007.6242 | 2961059.2169
F2_Commercial_Warehouse_Existing_Water Heating_Natural Gas_Water Heater_Baseline Forecast | F2 | Commercial | Warehouse | Existing | Water Heating | Natural Gas | Water Heater | Baseline Forecast | Usage (MMtherm) | 0.42443 | 0.40906 | 0.395 | 0.38211 | 0.37027 | 0.3594 | 0.3494 | 0.34021 | 0.33177 | 0.32402 | 0.31684 | 0.31013 | 0.3038 | 0.29779 | 0.29204 | 0.28653 | 0.28121 | 0.27607 | 0.27108 | 0.26622 | 0.26149 | 0.25687 | 0.25235 | 0.24793 | 0.2436 | 0.23935 | 0.23519
F3_Commercial_Warehouse_Existing_Water Heating_Natural Gas_Water Heater_Baseline Forecast | F3 | Commercial | Warehouse | Existing | Water Heating | Natural Gas | Water Heater | Baseline Forecast | Summer Peak Demand (MW) | 0 | 0 | 0 | 0 | 0 | 0 | 0 | 0 | 0 | 0 | 0 | 0 | 0 | 0 | 0 | 0 | 0 | 0 | 0 | 0 | 0 | 0 | 0 | 0 | 0 | 0 | 0
F4_Commercial_Warehouse_Existing_Water Heating_Natural Gas_Water Heater_Baseline Forecast | F4 | Commercial | Warehouse | Existing | Water Heating | Natural Gas | Water Heater | Baseline Forecast | Winter Peak Demand (MW) | 0 | 0 | 0 | 0 | 0 | 0 | 0 | 0 | 0 | 0 | 0 | 0 | 0 | 0 | 0 | 0 | 0 | 0 | 0 | 0 | 0 | 0 | 0 | 0 | 0 | 0 | 0
F5_Commercial_Warehouse_Existing_Water Heating_Natural Gas_Water Heater_Baseline Forecast | F5 | Commercial | Warehouse | Existing | Water Heating | Natural Gas | Water Heater | Baseline Forecast | Turnover | 0 | 426886.3976 | 395553.3566 | 369885.7877 | 348690.2678 | 331028.2124 | 316161.3977 | 303509.1308 | 292614.5751 | 283118.2761 | 295596.4687 | 300048.2732 | 299158.5959 | 294834.2272 | 288413.7802 | 368545.3857 | 336733.3778 | 310912.55 | 289815.9949 | 276014.7874 | 266437.3639 | 259157.7734 | 253011.3171 | 247329.6258 | 261048.8495 | 264789.2947 | 262232.2693
F6_Commercial_Warehouse_Existing_Water Heating_Natural Gas_Water Heater_Baseline Forecast | F6 | Commercial | Warehouse | Existing | Water Heating | Natural Gas | Water Heater | Baseline Forecast | Avg. Replacement Usage (kWh) | 0.079383 | 0.079383 | 0.079383 | 0.079383 | 0.079383 | 0.079383 | 0.079383 | 0.079383 | 0.079383 | 0.079383 | 0.079383 | 0.079383 | 0.079383 | 0.079383 | 0.079383 | 0.079383 | 0.079383 | 0.079383 | 0.079383 | 0.079383 | 0.079383 | 0.079383 | 0.079383 | 0.079383 | 0.079383 | 0.079383 | 0.079383
F7_Commercial_Warehouse_Existing_Water Heating_Natural Gas_Water Heater_Baseline Forecast | F7 | Commercial | Warehouse | Existing | Water Heating | Natural Gas | Water Heater | Baseline Forecast | Avg. Replacement Summer Demand (kW) | 0 | 0 | 0 | 0 | 0 | 0 | 0 | 0 | 0 | 0 | 0 | 0 | 0 | 0 | 0 | 0 | 0 | 0 | 0 | 0 | 0 | 0 | 0 | 0 | 0 | 0 | 0
F8_Commercial_Warehouse_Existing_Water Heating_Natural Gas_Water Heater_Baseline Forecast | F8 | Commercial | Warehouse | Existing | Water Heating | Natural Gas | Water Heater | Baseline Forecast | Avg. Replacement Winter Demand (kW) | 0 | 0 | 0 | 0 | 0 | 0 | 0 | 0 | 0 | 0 | 0 | 0 | 0 | 0 | 0 | 0 | 0 | 0 | 0 | 0 | 0 | 0 | 0 | 0 | 0 | 0 | 0
F1_Commercial_Warehouse_Existing_Food Preparation_Natural Gas_Oven_Baseline Forecast | F1 | Commercial | Warehouse | Existing | Food Preparation | Natural Gas | Oven | Baseline Forecast | Units | 95322.7792 | 93679.283 | 92064.1229 | 90476.8105 | 88916.8655 | 87383.8161 | 85877.1985 | 84396.5572 | 82941.4441 | 81511.4192 | 80106.0499 | 78724.9111 | 77367.5851 | 76033.6612 | 74722.736 | 73434.413 | 72168.3024 | 70924.0213 | 69701.1934 | 68499.4487 | 67318.4237 | 66157.7612 | 65017.1102 | 63896.1255 | 62794.4682 | 61711.8049 | 60647.8083
F2_Commercial_Warehouse_Existing_Food Preparation_Natural Gas_Oven_Baseline Forecast | F2 | Commercial | Warehouse | Existing | Food Preparation | Natural Gas | Oven | Baseline Forecast | Usage (MMtherm) | 0.0004186 | 0.00041139 | 0.00040429 | 0.00039732 | 0.00039047 | 0.00038374 | 0.00037712 | 0.00037062 | 0.00036423 | 0.00035795 | 0.00035178 | 0.00034572 | 0.00033975 | 0.0003339 | 0.00032814 | 0.00032248 | 0.00031692 | 0.00031146 | 0.00030609 | 0.00030081 | 0.00029562 | 0.00029053 | 0.00028552 | 0.0002806 | 0.00027576 | 0.000271 | 0.00026633
F3_Commercial_Warehouse_Existing_Food Preparation_Natural Gas_Oven_Baseline Forecast | F3 | Commercial | Warehouse | Existing | Food Preparation | Natural Gas | Oven | Baseline Forecast | Summer Peak Demand (MW) | 0 | 0 | 0 | 0 | 0 | 0 | 0 | 0 | 0 | 0 | 0 | 0 | 0 | 0 | 0 | 0 | 0 | 0 | 0 | 0 | 0 | 0 | 0 | 0 | 0 | 0 | 0
F4_Commercial_Warehouse_Existing_Food Preparation_Natural Gas_Oven_Baseline Forecast | F4 | Commercial | Warehouse | Existing | Food Preparation | Natural Gas | Oven | Baseline Forecast | Winter Peak Demand (MW) | 0 | 0 | 0 | 0 | 0 | 0 | 0 | 0 | 0 | 0 | 0 | 0 | 0 | 0 | 0 | 0 | 0 | 0 | 0 | 0 | 0 | 0 | 0 | 0 | 0 | 0 | 0
F5_Commercial_Warehouse_Existing_Food Preparation_Natural Gas_Oven_Baseline Forecast | F5 | Commercial | Warehouse | Existing | Food Preparation | Natural Gas | Oven | Baseline Forecast | Turnover | 0 | 1124.1514 | 1988.5851 | 3011.0683 | 4145.6599 | 5007.0228 | 5654.0998 | 6133.2234 | 6480.8114 | 6725.487 | 6889.7453 | 6991.2635 | 5682.2618 | 4795.8988 | 4267.9232 | 4040.2319 | 4003.4954 | 4304.6018 | 4572.7743 | 4875.3521 | 5179.4039 | 5395.2383 | 5542.1158 | 5410.2578 | 5135.7187 | 4813.4301 | 4507.3127
F6_Commercial_Warehouse_Existing_Food Preparation_Natural Gas_Oven_Baseline Forecast | F6 | Commercial | Warehouse | Existing | Food Preparation | Natural Gas | Oven | Baseline Forecast | Avg. Replacement Usage (kWh) | 0.0043914 | 0.0043914 | 0.0043914 | 0.0043914 | 0.0043914 | 0.0043914 | 0.0043914 | 0.0043914 | 0.0043914 | 0.0043914 | 0.0043914 | 0.0043914 | 0.0043914 | 0.0043914 | 0.0043914 | 0.0043914 | 0.0043914 | 0.0043914 | 0.0043914 | 0.0043914 | 0.0043914 | 0.0043914 | 0.0043914 | 0.0043914 | 0.0043914 | 0.0043914 | 0.0043914
F7_Commercial_Warehouse_Existing_Food Preparation_Natural Gas_Oven_Baseline Forecast | F7 | Commercial | Warehouse | Existing | Food Preparation | Natural Gas | Oven | Baseline Forecast | Avg. Replacement Summer Demand (kW) | 0 | 0 | 0 | 0 | 0 | 0 | 0 | 0 | 0 | 0 | 0 | 0 | 0 | 0 | 0 | 0 | 0 | 0 | 0 | 0 | 0 | 0 | 0 | 0 | 0 | 0 | 0
F8_Commercial_Warehouse_Existing_Food Preparation_Natural Gas_Oven_Baseline Forecast | F8 | Commercial | Warehouse | Existing | Food Preparation | Natural Gas | Oven | Baseline Forecast | Avg. Replacement Winter Demand (kW) | 0 | 0 | 0 | 0 | 0 | 0 | 0 | 0 | 0 | 0 | 0 | 0 | 0 | 0 | 0 | 0 | 0 | 0 | 0 | 0 | 0 | 0 | 0 | 0 | 0 | 0 | 0
F1_Commercial_Warehouse_Existing_Food Preparation_Natural Gas_Conveyor Oven_Baseline Forecast | F1 | Commercial | Warehouse | Existing | Food Preparation | Natural Gas | Conveyor Oven | Baseline Forecast | Units | 47661.3896 | 46839.6415 | 46032.0615 | 45238.4052 | 44458.4327 | 43691.908 | 42938.5993 | 42198.2786 | 41470.7221 | 40755.7096 | 40053.025 | 39362.4556 | 38683.7925 | 38016.8306 | 37361.368 | 36717.2065 | 36084.1512 | 35462.0107 | 34850.5967 | 34249.7243 | 33659.2118 | 33078.8806 | 32508.5551 | 31948.0628 | 31397.2341 | 30855.9025 | 30323.9041
F2_Commercial_Warehouse_Existing_Food Preparation_Natural Gas_Conveyor Oven_Baseline Forecast | F2 | Commercial | Warehouse | Existing | Food Preparation | Natural Gas | Conveyor Oven | Baseline Forecast | Usage (MMtherm) | 0.00035813 | 0.00035196 | 0.00034589 | 0.00033992 | 0.00033406 | 0.0003283 | 0.00032264 | 0.00031708 | 0.00031161 | 0.00030624 | 0.00030096 | 0.00029577 | 0.00029067 | 0.00028566 | 0.00028074 | 0.00027589 | 0.00027114 | 0.00026646 | 0.00026187 | 0.00025735 | 0.00025292 | 0.00024856 | 0.00024427 | 0.00024006 | 0.00023592 | 0.00023185 | 0.00022786
F3_Commercial_Warehouse_Existing_Food Preparation_Natural Gas_Conveyor Oven_Baseline Forecast | F3 | Commercial | Warehouse | Existing | Food Preparation | Natural Gas | Conveyor Oven | Baseline Forecast | Summer Peak Demand (MW) | 0 | 0 | 0 | 0 | 0 | 0 | 0 | 0 | 0 | 0 | 0 | 0 | 0 | 0 | 0 | 0 | 0 | 0 | 0 | 0 | 0 | 0 | 0 | 0 | 0 | 0 | 0
F4_Commercial_Warehouse_Existing_Food Preparation_Natural Gas_Conveyor Oven_Baseline Forecast | F4 | Commercial | Warehouse | Existing | Food Preparation | Natural Gas | Conveyor Oven | Baseline Forecast | Winter Peak Demand (MW) | 0 | 0 | 0 | 0 | 0 | 0 | 0 | 0 | 0 | 0 | 0 | 0 | 0 | 0 | 0 | 0 | 0 | 0 | 0 | 0 | 0 | 0 | 0 | 0 | 0 | 0 | 0
F5_Commercial_Warehouse_Existing_Food Preparation_Natural Gas_Conveyor Oven_Baseline Forecast | F5 | Commercial | Warehouse | Existing | Food Preparation | Natural Gas | Conveyor Oven | Baseline Forecast | Turnover | 0 | 0 | 0 | 0 | 0 | 174.7676 | 480.9123 | 884.4759 | 1358.9126 | 1883.5007 | 2281.8817 | 2581.2803 | 2803.0962 | 2964.1502 | 3077.6627 | 3154.0237 | 3201.3982 | 2516.9614 | 1978.8524 | 1555.7874 | 1223.1708 | 988.1284 | 849.6925 | 801.9604 | 836.2717 | 942.68 | 1118.4582
F6_Commercial_Warehouse_Existing_Food Preparation_Natural Gas_Conveyor Oven_Baseline Forecast | F6 | Commercial | Warehouse | Existing | Food Preparation | Natural Gas | Conveyor Oven | Baseline Forecast | Avg. Replacement Usage (kWh) | 0.007514 | 0.007514 | 0.007514 | 0.007514 | 0.007514 | 0.007514 | 0.007514 | 0.007514 | 0.007514 | 0.007514 | 0.007514 | 0.007514 | 0.007514 | 0.007514 | 0.007514 | 0.007514 | 0.007514 | 0.007514 | 0.007514 | 0.007514 | 0.007514 | 0.007514 | 0.007514 | 0.007514 | 0.007514 | 0.007514 | 0.007514
F7_Commercial_Warehouse_Existing_Food Preparation_Natural Gas_Conveyor Oven_Baseline Forecast | F7 | Commercial | Warehouse | Existing | Food Preparation | Natural Gas | Conveyor Oven | Baseline Forecast | Avg. Replacement Summer Demand (kW) | 0 | 0 | 0 | 0 | 0 | 0 | 0 | 0 | 0 | 0 | 0 | 0 | 0 | 0 | 0 | 0 | 0 | 0 | 0 | 0 | 0 | 0 | 0 | 0 | 0 | 0 | 0
F8_Commercial_Warehouse_Existing_Food Preparation_Natural Gas_Conveyor Oven_Baseline Forecast | F8 | Commercial | Warehouse | Existing | Food Preparation | Natural Gas | Conveyor Oven | Baseline Forecast | Avg. Replacement Winter Demand (kW) | 0 | 0 | 0 | 0 | 0 | 0 | 0 | 0 | 0 | 0 | 0 | 0 | 0 | 0 | 0 | 0 | 0 | 0 | 0 | 0 | 0 | 0 | 0 | 0 | 0 | 0 | 0
F1_Commercial_Warehouse_Existing_Food Preparation_Natural Gas_Double Rack Oven_Baseline Forecast | F1 | Commercial | Warehouse | Existing | Food Preparation | Natural Gas | Double Rack Oven | Baseline Forecast | Units | 47661.3896 | 46839.6415 | 46032.0615 | 45238.4052 | 44458.4327 | 43691.908 | 42938.5993 | 42198.2786 | 41470.7221 | 40755.7096 | 40053.025 | 39362.4556 | 38683.7925 | 38016.8306 | 37361.368 | 36717.2065 | 36084.1512 | 35462.0107 | 34850.5967 | 34249.7243 | 33659.2118 | 33078.8806 | 32508.5551 | 31948.0628 | 31397.2341 | 30855.9025 | 30323.9041
F2_Commercial_Warehouse_Existing_Food Preparation_Natural Gas_Double Rack Oven_Baseline Forecast | F2 | Commercial | Warehouse | Existing | Food Preparation | Natural Gas | Double Rack Oven | Baseline Forecast | Usage (MMtherm) | 0.00054406 | 0.00053468 | 0.00052547 | 0.00051641 | 0.0005075 | 0.00049875 | 0.00049015 | 0.0004817 | 0.0004734 | 0.00046523 | 0.00045721 | 0.00044933 | 0.00044158 | 0.00043397 | 0.00042649 | 0.00041913 | 0.00041191 | 0.00040481 | 0.00039783 | 0.00039097 | 0.00038423 | 0.0003776 | 0.00037109 | 0.00036469 | 0.00035841 | 0.00035223 | 0.00034615
F3_Commercial_Warehouse_Existing_Food Preparation_Natural Gas_Double Rack Oven_Baseline Forecast | F3 | Commercial | Warehouse | Existing | Food Preparation | Natural Gas | Double Rack Oven | Baseline Forecast | Summer Peak Demand (MW) | 0 | 0 | 0 | 0 | 0 | 0 | 0 | 0 | 0 | 0 | 0 | 0 | 0 | 0 | 0 | 0 | 0 | 0 | 0 | 0 | 0 | 0 | 0 | 0 | 0 | 0 | 0
F4_Commercial_Warehouse_Existing_Food Preparation_Natural Gas_Double Rack Oven_Baseline Forecast | F4 | Commercial | Warehouse | Existing | Food Preparation | Natural Gas | Double Rack Oven | Baseline Forecast | Winter Peak Demand (MW) | 0 | 0 | 0 | 0 | 0 | 0 | 0 | 0 | 0 | 0 | 0 | 0 | 0 | 0 | 0 | 0 | 0 | 0 | 0 | 0 | 0 | 0 | 0 | 0 | 0 | 0 | 0
F5_Commercial_Warehouse_Existing_Food Preparation_Natural Gas_Double Rack Oven_Baseline Forecast | F5 | Commercial | Warehouse | Existing | Food Preparation | Natural Gas | Double Rack Oven | Baseline Forecast | Turnover | 0 | 1040.8809 | 1420.7426 | 1743.7575 | 2017.265 | 2247.6741 | 2440.581 | 2600.8715 | 2732.8115 | 2840.1248 | 2579.925 | 2388.7154 | 2252.3721 | 2159.2541 | 2099.8014 | 2066.1942 | 2052.0657 | 2052.2595 | 2062.6248 | 2281.3368 | 2309.425 | 2309.6818 | 2291.1651 | 2260.698 | 2223.34 | 2182.7677 | 2141.582
F6_Commercial_Warehouse_Existing_Food Preparation_Natural Gas_Double Rack Oven_Baseline Forecast | F6 | Commercial | Warehouse | Existing | Food Preparation | Natural Gas | Double Rack Oven | Baseline Forecast | Avg. Replacement Usage (kWh) | 0.011415 | 0.011415 | 0.011415 | 0.011415 | 0.011415 | 0.011415 | 0.011415 | 0.011415 | 0.011415 | 0.011415 | 0.011415 | 0.011415 | 0.011415 | 0.011415 | 0.011415 | 0.011415 | 0.011415 | 0.011415 | 0.011415 | 0.011415 | 0.011415 | 0.011415 | 0.011415 | 0.011415 | 0.011415 | 0.011415 | 0.011415
F7_Commercial_Warehouse_Existing_Food Preparation_Natural Gas_Double Rack Oven_Baseline Forecast | F7 | Commercial | Warehouse | Existing | Food Preparation | Natural Gas | Double Rack Oven | Baseline Forecast | Avg. Replacement Summer Demand (kW) | 0 | 0 | 0 | 0 | 0 | 0 | 0 | 0 | 0 | 0 | 0 | 0 | 0 | 0 | 0 | 0 | 0 | 0 | 0 | 0 | 0 | 0 | 0 | 0 | 0 | 0 | 0
F8_Commercial_Warehouse_Existing_Food Preparation_Natural Gas_Double Rack Oven_Baseline Forecast | F8 | Commercial | Warehouse | Existing | Food Preparation | Natural Gas | Double Rack Oven | Baseline Forecast | Avg. Replacement Winter Demand (kW) | 0 | 0 | 0 | 0 | 0 | 0 | 0 | 0 | 0 | 0 | 0 | 0 | 0 | 0 | 0 | 0 | 0 | 0 | 0 | 0 | 0 | 0 | 0 | 0 | 0 | 0 | 0
F1_Commercial_Warehouse_Existing_Food Preparation_Natural Gas_Fryer_Baseline Forecast | F1 | Commercial | Warehouse | Existing | Food Preparation | Natural Gas | Fryer | Baseline Forecast | Units | 190645.5584 | 187358.566 | 184128.2459 | 180953.6209 | 177833.7309 | 174767.6321 | 171754.3971 | 168793.1144 | 165882.8883 | 163022.8385 | 160212.0999 | 157449.8223 | 154735.1702 | 152067.3224 | 149445.472 | 146868.826 | 144336.6048 | 141848.0427 | 139402.3868 | 136998.8973 | 134636.8474 | 132315.5224 | 130034.2203 | 127792.251 | 125588.9363 | 123423.6098 | 121295.6166
F2_Commercial_Warehouse_Existing_Food Preparation_Natural Gas_Fryer_Baseline Forecast | F2 | Commercial | Warehouse | Existing | Food Preparation | Natural Gas | Fryer | Baseline Forecast | Usage (MMtherm) | 0.0012971 | 0.0012317 | 0.0011713 | 0.0011151 | 0.0010625 | 0.0010129 | 0.00096594 | 0.00092123 | 0.00087852 | 0.00084228 | 0.00081118 | 0.00078416 | 0.00076039 | 0.00073922 | 0.00072014 | 0.00070275 | 0.00068671 | 0.0006718 | 0.00065779 | 0.00064455 | 0.00063194 | 0.00061987 | 0.00060826 | 0.00059704 | 0.00058618 | 0.00057562 | 0.00056534
F3_Commercial_Warehouse_Existing_Food Preparation_Natural Gas_Fryer_Baseline Forecast | F3 | Commercial | Warehouse | Existing | Food Preparation | Natural Gas | Fryer | Baseline Forecast | Summer Peak Demand (MW) | 0 | 0 | 0 | 0 | 0 | 0 | 0 | 0 | 0 | 0 | 0 | 0 | 0 | 0 | 0 | 0 | 0 | 0 | 0 | 0 | 0 | 0 | 0 | 0 | 0 | 0 | 0
F4_Commercial_Warehouse_Existing_Food Preparation_Natural Gas_Fryer_Baseline Forecast | F4 | Commercial | Warehouse | Existing | Food Preparation | Natural Gas | Fryer | Baseline Forecast | Winter Peak Demand (MW) | 0 | 0 | 0 | 0 | 0 | 0 | 0 | 0 | 0 | 0 | 0 | 0 | 0 | 0 | 0 | 0 | 0 | 0 | 0 | 0 | 0 | 0 | 0 | 0 | 0 | 0 | 0
F5_Commercial_Warehouse_Existing_Food Preparation_Natural Gas_Fryer_Baseline Forecast | F5 | Commercial | Warehouse | Existing | Food Preparation | Natural Gas | Fryer | Baseline Forecast | Turnover | 0 | 19984.9137 | 18167.3203 | 16695.9874 | 15497.6169 | 14514.5684 | 13701.5124 | 13022.7984 | 12450.3857 | 13266.3997 | 13591.6537 | 13591.3259 | 13382.525 | 13047.292 | 16821.0378 | 15183.067 | 13861.52 | 13016.2867 | 12449.063 | 12035.0518 | 11698.3767 | 11395.1229 | 12101.6717 | 12272.4469 | 12109.8271 | 11791.2924 | 11414.9592
F6_Commercial_Warehouse_Existing_Food Preparation_Natural Gas_Fryer_Baseline Forecast | F6 | Commercial | Warehouse | Existing | Food Preparation | Natural Gas | Fryer | Baseline Forecast | Avg. Replacement Usage (kWh) | 0.0068037 | 0.0046492 | 0.0046492 | 0.0046492 | 0.0046492 | 0.0046492 | 0.0046492 | 0.0046492 | 0.0046492 | 0.0046492 | 0.0046492 | 0.0046492 | 0.0046492 | 0.0046492 | 0.0046492 | 0.0046492 | 0.0046492 | 0.0046492 | 0.0046492 | 0.0046492 | 0.0046492 | 0.0046492 | 0.0046492 | 0.0046492 | 0.0046492 | 0.0046492 | 0.0046492
F7_Commercial_Warehouse_Existing_Food Preparation_Natural Gas_Fryer_Baseline Forecast | F7 | Commercial | Warehouse | Existing | Food Preparation | Natural Gas | Fryer | Baseline Forecast | Avg. Replacement Summer Demand (kW) | 0 | 0 | 0 | 0 | 0 | 0 | 0 | 0 | 0 | 0 | 0 | 0 | 0 | 0 | 0 | 0 | 0 | 0 | 0 | 0 | 0 | 0 | 0 | 0 | 0 | 0 | 0
F8_Commercial_Warehouse_Existing_Food Preparation_Natural Gas_Fryer_Baseline Forecast | F8 | Commercial | Warehouse | Existing | Food Preparation | Natural Gas | Fryer | Baseline Forecast | Avg. Replacement Winter Demand (kW) | 0 | 0 | 0 | 0 | 0 | 0 | 0 | 0 | 0 | 0 | 0 | 0 | 0 | 0 | 0 | 0 | 0 | 0 | 0 | 0 | 0 | 0 | 0 | 0 | 0 | 0 | 0
F1_Commercial_Warehouse_Existing_Food Preparation_Natural Gas_Broiler_Baseline Forecast | F1 | Commercial | Warehouse | Existing | Food Preparation | Natural Gas | Broiler | Baseline Forecast | Units | 0 | 0 | 0 | 0 | 0 | 0 | 0 | 0 | 0 | 0 | 0 | 0 | 0 | 0 | 0 | 0 | 0 | 0 | 0 | 0 | 0 | 0 | 0 | 0 | 0 | 0 | 0
F2_Commercial_Warehouse_Existing_Food Preparation_Natural Gas_Broiler_Baseline Forecast | F2 | Commercial | Warehouse | Existing | Food Preparation | Natural Gas | Broiler | Baseline Forecast | Usage (MMtherm) | 0 | 0 | 0 | 0 | 0 | 0 | 0 | 0 | 0 | 0 | 0 | 0 | 0 | 0 | 0 | 0 | 0 | 0 | 0 | 0 | 0 | 0 | 0 | 0 | 0 | 0 | 0
F3_Commercial_Warehouse_Existing_Food Preparation_Natural Gas_Broiler_Baseline Forecast | F3 | Commercial | Warehouse | Existing | Food Preparation | Natural Gas | Broiler | Baseline Forecast | Summer Peak Demand (MW) | 0 | 0 | 0 | 0 | 0 | 0 | 0 | 0 | 0 | 0 | 0 | 0 | 0 | 0 | 0 | 0 | 0 | 0 | 0 | 0 | 0 | 0 | 0 | 0 | 0 | 0 | 0
F4_Commercial_Warehouse_Existing_Food Preparation_Natural Gas_Broiler_Baseline Forecast | F4 | Commercial | Warehouse | Existing | Food Preparation | Natural Gas | Broiler | Baseline Forecast | Winter Peak Demand (MW) | 0 | 0 | 0 | 0 | 0 | 0 | 0 | 0 | 0 | 0 | 0 | 0 | 0 | 0 | 0 | 0 | 0 | 0 | 0 | 0 | 0 | 0 | 0 | 0 | 0 | 0 | 0
F5_Commercial_Warehouse_Existing_Food Preparation_Natural Gas_Broiler_Baseline Forecast | F5 | Commercial | Warehouse | Existing | Food Preparation | Natural Gas | Broiler | Baseline Forecast | Turnover | 0 | 0 | 0 | 0 | 0 | 0 | 0 | 0 | 0 | 0 | 0 | 0 | 0 | 0 | 0 | 0 | 0 | 0 | 0 | 0 | 0 | 0 | 0 | 0 | 0 | 0 | 0
F6_Commercial_Warehouse_Existing_Food Preparation_Natural Gas_Broiler_Baseline Forecast | F6 | Commercial | Warehouse | Existing | Food Preparation | Natural Gas | Broiler | Baseline Forecast | Avg. Replacement Usage (kWh) | 0.0072707 | 0.0072707 | 0.0072707 | 0.0072707 | 0.0072707 | 0.0072707 | 0.0072707 | 0.0072707 | 0.0072707 | 0.0072707 | 0.0072707 | 0.0072707 | 0.0072707 | 0.0072707 | 0.0072707 | 0.0072707 | 0.0072707 | 0.0072707 | 0.0072707 | 0.0072707 | 0.0072707 | 0.0072707 | 0.0072707 | 0.0072707 | 0.0072707 | 0.0072707 | 0.0072707
F7_Commercial_Warehouse_Existing_Food Preparation_Natural Gas_Broiler_Baseline Forecast | F7 | Commercial | Warehouse | Existing | Food Preparation | Natural Gas | Broiler | Baseline Forecast | Avg. Replacement Summer Demand (kW) | 0 | 0 | 0 | 0 | 0 | 0 | 0 | 0 | 0 | 0 | 0 | 0 | 0 | 0 | 0 | 0 | 0 | 0 | 0 | 0 | 0 | 0 | 0 | 0 | 0 | 0 | 0
F8_Commercial_Warehouse_Existing_Food Preparation_Natural Gas_Broiler_Baseline Forecast | F8 | Commercial | Warehouse | Existing | Food Preparation | Natural Gas | Broiler | Baseline Forecast | Avg. Replacement Winter Demand (kW) | 0 | 0 | 0 | 0 | 0 | 0 | 0 | 0 | 0 | 0 | 0 | 0 | 0 | 0 | 0 | 0 | 0 | 0 | 0 | 0 | 0 | 0 | 0 | 0 | 0 | 0 | 0
F1_Commercial_Warehouse_Existing_Food Preparation_Natural Gas_Griddle_Baseline Forecast | F1 | Commercial | Warehouse | Existing | Food Preparation | Natural Gas | Griddle | Baseline Forecast | Units | 190645.5584 | 187358.566 | 184128.2459 | 180953.6209 | 177833.7309 | 174767.6321 | 171754.3971 | 168793.1144 | 165882.8883 | 163022.8385 | 160212.0999 | 157449.8223 | 154735.1702 | 152067.3224 | 149445.472 | 146868.826 | 144336.6048 | 141848.0427 | 139402.3868 | 136998.8973 | 134636.8474 | 132315.5224 | 130034.2203 | 127792.251 | 125588.9363 | 123423.6098 | 121295.6166
F2_Commercial_Warehouse_Existing_Food Preparation_Natural Gas_Griddle_Baseline Forecast | F2 | Commercial | Warehouse | Existing | Food Preparation | Natural Gas | Griddle | Baseline Forecast | Usage (MMtherm) | 0.00096609 | 0.00094943 | 0.00093306 | 0.00091697 | 0.00090116 | 0.00088563 | 0.00087036 | 0.00085535 | 0.0008406 | 0.00082611 | 0.00081187 | 0.00079787 | 0.00078411 | 0.00077059 | 0.00075731 | 0.00074425 | 0.00073142 | 0.00071881 | 0.00070642 | 0.00069424 | 0.00068227 | 0.0006705 | 0.00065894 | 0.00064758 | 0.00063642 | 0.00062544 | 0.00061466
F3_Commercial_Warehouse_Existing_Food Preparation_Natural Gas_Griddle_Baseline Forecast | F3 | Commercial | Warehouse | Existing | Food Preparation | Natural Gas | Griddle | Baseline Forecast | Summer Peak Demand (MW) | 0 | 0 | 0 | 0 | 0 | 0 | 0 | 0 | 0 | 0 | 0 | 0 | 0 | 0 | 0 | 0 | 0 | 0 | 0 | 0 | 0 | 0 | 0 | 0 | 0 | 0 | 0
F4_Commercial_Warehouse_Existing_Food Preparation_Natural Gas_Griddle_Baseline Forecast | F4 | Commercial | Warehouse | Existing | Food Preparation | Natural Gas | Griddle | Baseline Forecast | Winter Peak Demand (MW) | 0 | 0 | 0 | 0 | 0 | 0 | 0 | 0 | 0 | 0 | 0 | 0 | 0 | 0 | 0 | 0 | 0 | 0 | 0 | 0 | 0 | 0 | 0 | 0 | 0 | 0 | 0
F5_Commercial_Warehouse_Existing_Food Preparation_Natural Gas_Griddle_Baseline Forecast | F5 | Commercial | Warehouse | Existing | Food Preparation | Natural Gas | Griddle | Baseline Forecast | Turnover | 0 | 6939.2061 | 7766.7264 | 8460.223 | 9037.1483 | 9512.7391 | 9900.2975 | 10211.435 | 10456.2867 | 10643.6982 | 9957.2523 | 9436.2229 | 9046.9614 | 8761.7318 | 8557.7527 | 8416.3867 | 8322.4565 | 8263.6664 | 8230.1159 | 9698.1157 | 9581.7494 | 9416.1456 | 9220.8234 | 9010.2386 | 8794.8717 | 8582.1072 | 8376.9403
F6_Commercial_Warehouse_Existing_Food Preparation_Natural Gas_Griddle_Baseline Forecast | F6 | Commercial | Warehouse | Existing | Food Preparation | Natural Gas | Griddle | Baseline Forecast | Avg. Replacement Usage (kWh) | 0.0050675 | 0.0050675 | 0.0050675 | 0.0050675 | 0.0050675 | 0.0050675 | 0.0050675 | 0.0050675 | 0.0050675 | 0.0050675 | 0.0050675 | 0.0050675 | 0.0050675 | 0.0050675 | 0.0050675 | 0.0050675 | 0.0050675 | 0.0050675 | 0.0050675 | 0.0050675 | 0.0050675 | 0.0050675 | 0.0050675 | 0.0050675 | 0.0050675 | 0.0050675 | 0.0050675
F7_Commercial_Warehouse_Existing_Food Preparation_Natural Gas_Griddle_Baseline Forecast | F7 | Commercial | Warehouse | Existing | Food Preparation | Natural Gas | Griddle | Baseline Forecast | Avg. Replacement Summer Demand (kW) | 0 | 0 | 0 | 0 | 0 | 0 | 0 | 0 | 0 | 0 | 0 | 0 | 0 | 0 | 0 | 0 | 0 | 0 | 0 | 0 | 0 | 0 | 0 | 0 | 0 | 0 | 0
F8_Commercial_Warehouse_Existing_Food Preparation_Natural Gas_Griddle_Baseline Forecast | F8 | Commercial | Warehouse | Existing | Food Preparation | Natural Gas | Griddle | Baseline Forecast | Avg. Replacement Winter Demand (kW) | 0 | 0 | 0 | 0 | 0 | 0 | 0 | 0 | 0 | 0 | 0 | 0 | 0 | 0 | 0 | 0 | 0 | 0 | 0 | 0 | 0 | 0 | 0 | 0 | 0 | 0 | 0
F1_Commercial_Warehouse_Existing_Food Preparation_Natural Gas_Range_Baseline Forecast | F1 | Commercial | Warehouse | Existing | Food Preparation | Natural Gas | Range | Baseline Forecast | Units | 190645.5584 | 187358.566 | 184128.2459 | 180953.6209 | 177833.7309 | 174767.6321 | 171754.3971 | 168793.1144 | 165882.8883 | 163022.8385 | 160212.0999 | 157449.8223 | 154735.1702 | 152067.3224 | 149445.472 | 146868.826 | 144336.6048 | 141848.0427 | 139402.3868 | 136998.8973 | 134636.8474 | 132315.5224 | 130034.2203 | 127792.251 | 125588.9363 | 123423.6098 | 121295.6166
F2_Commercial_Warehouse_Existing_Food Preparation_Natural Gas_Range_Baseline Forecast | F2 | Commercial | Warehouse | Existing | Food Preparation | Natural Gas | Range | Baseline Forecast | Usage (MMtherm) | 0.00095442 | 0.00093796 | 0.00092179 | 0.0009059 | 0.00089028 | 0.00087493 | 0.00085984 | 0.00084502 | 0.00083045 | 0.00081613 | 0.00080206 | 0.00078823 | 0.00077464 | 0.00076129 | 0.00074816 | 0.00073526 | 0.00072258 | 0.00071013 | 0.00069788 | 0.00068585 | 0.00067402 | 0.0006624 | 0.00065098 | 0.00063976 | 0.00062873 | 0.00061789 | 0.00060724
F3_Commercial_Warehouse_Existing_Food Preparation_Natural Gas_Range_Baseline Forecast | F3 | Commercial | Warehouse | Existing | Food Preparation | Natural Gas | Range | Baseline Forecast | Summer Peak Demand (MW) | 0 | 0 | 0 | 0 | 0 | 0 | 0 | 0 | 0 | 0 | 0 | 0 | 0 | 0 | 0 | 0 | 0 | 0 | 0 | 0 | 0 | 0 | 0 | 0 | 0 | 0 | 0
F4_Commercial_Warehouse_Existing_Food Preparation_Natural Gas_Range_Baseline Forecast | F4 | Commercial | Warehouse | Existing | Food Preparation | Natural Gas | Range | Baseline Forecast | Winter Peak Demand (MW) | 0 | 0 | 0 | 0 | 0 | 0 | 0 | 0 | 0 | 0 | 0 | 0 | 0 | 0 | 0 | 0 | 0 | 0 | 0 | 0 | 0 | 0 | 0 | 0 | 0 | 0 | 0
F5_Commercial_Warehouse_Existing_Food Preparation_Natural Gas_Range_Baseline Forecast | F5 | Commercial | Warehouse | Existing | Food Preparation | Natural Gas | Range | Baseline Forecast | Turnover | 0 | 7494.3426 | 9574.6688 | 11146.7431 | 12320.3209 | 13181.6739 | 13798.6109 | 14224.4253 | 14500.999 | 14661.2422 | 12808.4665 | 11707.5829 | 11110.9197 | 10842.5265 | 10778.8242 | 12374.282 | 12615.4779 | 12755.3366 | 12816.3813 | 12487.508 | 11993.4964 | 11465.9701 | 10976.165 | 10557.2571 | 10087.6746 | 9907.6792 | 9889.7976
F6_Commercial_Warehouse_Existing_Food Preparation_Natural Gas_Range_Baseline Forecast | F6 | Commercial | Warehouse | Existing | Food Preparation | Natural Gas | Range | Baseline Forecast | Avg. Replacement Usage (kWh) | 0.0050062 | 0.0050062 | 0.0050062 | 0.0050062 | 0.0050062 | 0.0050062 | 0.0050062 | 0.0050062 | 0.0050062 | 0.0050062 | 0.0050062 | 0.0050062 | 0.0050062 | 0.0050062 | 0.0050062 | 0.0050062 | 0.0050062 | 0.0050062 | 0.0050062 | 0.0050062 | 0.0050062 | 0.0050062 | 0.0050062 | 0.0050062 | 0.0050062 | 0.0050062 | 0.0050062
F7_Commercial_Warehouse_Existing_Food Preparation_Natural Gas_Range_Baseline Forecast | F7 | Commercial | Warehouse | Existing | Food Preparation | Natural Gas | Range | Baseline Forecast | Avg. Replacement Summer Demand (kW) | 0 | 0 | 0 | 0 | 0 | 0 | 0 | 0 | 0 | 0 | 0 | 0 | 0 | 0 | 0 | 0 | 0 | 0 | 0 | 0 | 0 | 0 | 0 | 0 | 0 | 0 | 0
F8_Commercial_Warehouse_Existing_Food Preparation_Natural Gas_Range_Baseline Forecast | F8 | Commercial | Warehouse | Existing | Food Preparation | Natural Gas | Range | Baseline Forecast | Avg. Replacement Winter Demand (kW) | 0 | 0 | 0 | 0 | 0 | 0 | 0 | 0 | 0 | 0 | 0 | 0 | 0 | 0 | 0 | 0 | 0 | 0 | 0 | 0 | 0 | 0 | 0 | 0 | 0 | 0 | 0
F1_Commercial_Warehouse_Existing_Food Preparation_Natural Gas_Steamer_Baseline Forecast | F1 | Commercial | Warehouse | Existing | Food Preparation | Natural Gas | Steamer | Baseline Forecast | Units | 0 | 0 | 0 | 0 | 0 | 0 | 0 | 0 | 0 | 0 | 0 | 0 | 0 | 0 | 0 | 0 | 0 | 0 | 0 | 0 | 0 | 0 | 0 | 0 | 0 | 0 | 0
F2_Commercial_Warehouse_Existing_Food Preparation_Natural Gas_Steamer_Baseline Forecast | F2 | Commercial | Warehouse | Existing | Food Preparation | Natural Gas | Steamer | Baseline Forecast | Usage (MMtherm) | 0 | 0 | 0 | 0 | 0 | 0 | 0 | 0 | 0 | 0 | 0 | 0 | 0 | 0 | 0 | 0 | 0 | 0 | 0 | 0 | 0 | 0 | 0 | 0 | 0 | 0 | 0
F3_Commercial_Warehouse_Existing_Food Preparation_Natural Gas_Steamer_Baseline Forecast | F3 | Commercial | Warehouse | Existing | Food Preparation | Natural Gas | Steamer | Baseline Forecast | Summer Peak Demand (MW) | 0 | 0 | 0 | 0 | 0 | 0 | 0 | 0 | 0 | 0 | 0 | 0 | 0 | 0 | 0 | 0 | 0 | 0 | 0 | 0 | 0 | 0 | 0 | 0 | 0 | 0 | 0
F4_Commercial_Warehouse_Existing_Food Preparation_Natural Gas_Steamer_Baseline Forecast | F4 | Commercial | Warehouse | Existing | Food Preparation | Natural Gas | Steamer | Baseline Forecast | Winter Peak Demand (MW) | 0 | 0 | 0 | 0 | 0 | 0 | 0 | 0 | 0 | 0 | 0 | 0 | 0 | 0 | 0 | 0 | 0 | 0 | 0 | 0 | 0 | 0 | 0 | 0 | 0 | 0 | 0
F5_Commercial_Warehouse_Existing_Food Preparation_Natural Gas_Steamer_Baseline Forecast | F5 | Commercial | Warehouse | Existing | Food Preparation | Natural Gas | Steamer | Baseline Forecast | Turnover | 0 | 0 | 0 | 0 | 0 | 0 | 0 | 0 | 0 | 0 | 0 | 0 | 0 | 0 | 0 | 0 | 0 | 0 | 0 | 0 | 0 | 0 | 0 | 0 | 0 | 0 | 0
F6_Commercial_Warehouse_Existing_Food Preparation_Natural Gas_Steamer_Baseline Forecast | F6 | Commercial | Warehouse | Existing | Food Preparation | Natural Gas | Steamer | Baseline Forecast | Avg. Replacement Usage (kWh) | 0.0057852 | 0.0016345 | 0.0016345 | 0.0016345 | 0.0016345 | 0.0016345 | 0.0016345 | 0.0016345 | 0.0016345 | 0.0016345 | 0.0016345 | 0.0016345 | 0.0016345 | 0.0016345 | 0.0016345 | 0.0016345 | 0.0016345 | 0.0016345 | 0.0016345 | 0.0016345 | 0.0016345 | 0.0016345 | 0.0016345 | 0.0016345 | 0.0016345 | 0.0016345 | 0.0016345
F7_Commercial_Warehouse_Existing_Food Preparation_Natural Gas_Steamer_Baseline Forecast | F7 | Commercial | Warehouse | Existing | Food Preparation | Natural Gas | Steamer | Baseline Forecast | Avg. Replacement Summer Demand (kW) | 0 | 0 | 0 | 0 | 0 | 0 | 0 | 0 | 0 | 0 | 0 | 0 | 0 | 0 | 0 | 0 | 0 | 0 | 0 | 0 | 0 | 0 | 0 | 0 | 0 | 0 | 0
F8_Commercial_Warehouse_Existing_Food Preparation_Natural Gas_Steamer_Baseline Forecast | F8 | Commercial | Warehouse | Existing | Food Preparation | Natural Gas | Steamer | Baseline Forecast | Avg. Replacement Winter Demand (kW) | 0 | 0 | 0 | 0 | 0 | 0 | 0 | 0 | 0 | 0 | 0 | 0 | 0 | 0 | 0 | 0 | 0 | 0 | 0 | 0 | 0 | 0 | 0 | 0 | 0 | 0 | 0
F1_Commercial_Warehouse_Existing_Food Preparation_Natural Gas_Commercial Food Prep Other_Baseline Forecast | F1 | Commercial | Warehouse | Existing | Food Preparation | Natural Gas | Commercial Food Prep Other | Baseline Forecast | Units | 0 | 0 | 0 | 0 | 0 | 0 | 0 | 0 | 0 | 0 | 0 | 0 | 0 | 0 | 0 | 0 | 0 | 0 | 0 | 0 | 0 | 0 | 0 | 0 | 0 | 0 | 0
F2_Commercial_Warehouse_Existing_Food Preparation_Natural Gas_Commercial Food Prep Other_Baseline Forecast | F2 | Commercial | Warehouse | Existing | Food Preparation | Natural Gas | Commercial Food Prep Other | Baseline Forecast | Usage (MMtherm) | 0 | 0 | 0 | 0 | 0 | 0 | 0 | 0 | 0 | 0 | 0 | 0 | 0 | 0 | 0 | 0 | 0 | 0 | 0 | 0 | 0 | 0 | 0 | 0 | 0 | 0 | 0
F3_Commercial_Warehouse_Existing_Food Preparation_Natural Gas_Commercial Food Prep Other_Baseline Forecast | F3 | Commercial | Warehouse | Existing | Food Preparation | Natural Gas | Commercial Food Prep Other | Baseline Forecast | Summer Peak Demand (MW) | 0 | 0 | 0 | 0 | 0 | 0 | 0 | 0 | 0 | 0 | 0 | 0 | 0 | 0 | 0 | 0 | 0 | 0 | 0 | 0 | 0 | 0 | 0 | 0 | 0 | 0 | 0
F4_Commercial_Warehouse_Existing_Food Preparation_Natural Gas_Commercial Food Prep Other_Baseline Forecast | F4 | Commercial | Warehouse | Existing | Food Preparation | Natural Gas | Commercial Food Prep Other | Baseline Forecast | Winter Peak Demand (MW) | 0 | 0 | 0 | 0 | 0 | 0 | 0 | 0 | 0 | 0 | 0 | 0 | 0 | 0 | 0 | 0 | 0 | 0 | 0 | 0 | 0 | 0 | 0 | 0 | 0 | 0 | 0
F5_Commercial_Warehouse_Existing_Food Preparation_Natural Gas_Commercial Food Prep Other_Baseline Forecast | F5 | Commercial | Warehouse | Existing | Food Preparation | Natural Gas | Commercial Food Prep Other | Baseline Forecast | Turnover | 0 | 0 | 0 | 0 | 0 | 0 | 0 | 0 | 0 | 0 | 0 | 0 | 0 | 0 | 0 | 0 | 0 | 0 | 0 | 0 | 0 | 0 | 0 | 0 | 0 | 0 | 0
F6_Commercial_Warehouse_Existing_Food Preparation_Natural Gas_Commercial Food Prep Other_Baseline Forecast | F6 | Commercial | Warehouse | Existing | Food Preparation | Natural Gas | Commercial Food Prep Other | Baseline Forecast | Avg. Replacement Usage (kWh) | 0.0020893 | 0.0020893 | 0.0020893 | 0.0020893 | 0.0020893 | 0.0020893 | 0.0020893 | 0.0020893 | 0.0020893 | 0.0020893 | 0.0020893 | 0.0020893 | 0.0020893 | 0.0020893 | 0.0020893 | 0.0020893 | 0.0020893 | 0.0020893 | 0.0020893 | 0.0020893 | 0.0020893 | 0.0020893 | 0.0020893 | 0.0020893 | 0.0020893 | 0.0020893 | 0.0020893
F7_Commercial_Warehouse_Existing_Food Preparation_Natural Gas_Commercial Food Prep Other_Baseline Forecast | F7 | Commercial | Warehouse | Existing | Food Preparation | Natural Gas | Commercial Food Prep Other | Baseline Forecast | Avg. Replacement Summer Demand (kW) | 0 | 0 | 0 | 0 | 0 | 0 | 0 | 0 | 0 | 0 | 0 | 0 | 0 | 0 | 0 | 0 | 0 | 0 | 0 | 0 | 0 | 0 | 0 | 0 | 0 | 0 | 0
F8_Commercial_Warehouse_Existing_Food Preparation_Natural Gas_Commercial Food Prep Other_Baseline Forecast | F8 | Commercial | Warehouse | Existing | Food Preparation | Natural Gas | Commercial Food Prep Other | Baseline Forecast | Avg. Replacement Winter Demand (kW) | 0 | 0 | 0 | 0 | 0 | 0 | 0 | 0 | 0 | 0 | 0 | 0 | 0 | 0 | 0 | 0 | 0 | 0 | 0 | 0 | 0 | 0 | 0 | 0 | 0 | 0 | 0
F1_Commercial_Warehouse_Existing_Miscellaneous_Natural Gas_Pool Heater_Baseline Forecast | F1 | Commercial | Warehouse | Existing | Miscellaneous | Natural Gas | Pool Heater | Baseline Forecast | Units | 0 | 0 | 0 | 0 | 0 | 0 | 0 | 0 | 0 | 0 | 0 | 0 | 0 | 0 | 0 | 0 | 0 | 0 | 0 | 0 | 0 | 0 | 0 | 0 | 0 | 0 | 0
F2_Commercial_Warehouse_Existing_Miscellaneous_Natural Gas_Pool Heater_Baseline Forecast | F2 | Commercial | Warehouse | Existing | Miscellaneous | Natural Gas | Pool Heater | Baseline Forecast | Usage (MMtherm) | 0 | 0 | 0 | 0 | 0 | 0 | 0 | 0 | 0 | 0 | 0 | 0 | 0 | 0 | 0 | 0 | 0 | 0 | 0 | 0 | 0 | 0 | 0 | 0 | 0 | 0 | 0
F3_Commercial_Warehouse_Existing_Miscellaneous_Natural Gas_Pool Heater_Baseline Forecast | F3 | Commercial | Warehouse | Existing | Miscellaneous | Natural Gas | Pool Heater | Baseline Forecast | Summer Peak Demand (MW) | 0 | 0 | 0 | 0 | 0 | 0 | 0 | 0 | 0 | 0 | 0 | 0 | 0 | 0 | 0 | 0 | 0 | 0 | 0 | 0 | 0 | 0 | 0 | 0 | 0 | 0 | 0
F4_Commercial_Warehouse_Existing_Miscellaneous_Natural Gas_Pool Heater_Baseline Forecast | F4 | Commercial | Warehouse | Existing | Miscellaneous | Natural Gas | Pool Heater | Baseline Forecast | Winter Peak Demand (MW) | 0 | 0 | 0 | 0 | 0 | 0 | 0 | 0 | 0 | 0 | 0 | 0 | 0 | 0 | 0 | 0 | 0 | 0 | 0 | 0 | 0 | 0 | 0 | 0 | 0 | 0 | 0
F5_Commercial_Warehouse_Existing_Miscellaneous_Natural Gas_Pool Heater_Baseline Forecast | F5 | Commercial | Warehouse | Existing | Miscellaneous | Natural Gas | Pool Heater | Baseline Forecast | Turnover | 0 | 0 | 0 | 0 | 0 | 0 | 0 | 0 | 0 | 0 | 0 | 0 | 0 | 0 | 0 | 0 | 0 | 0 | 0 | 0 | 0 | 0 | 0 | 0 | 0 | 0 | 0
F6_Commercial_Warehouse_Existing_Miscellaneous_Natural Gas_Pool Heater_Baseline Forecast | F6 | Commercial | Warehouse | Existing | Miscellaneous | Natural Gas | Pool Heater | Baseline Forecast | Avg. Replacement Usage (kWh) | 0.01 | 0.01 | 0.01 | 0.01 | 0.01 | 0.01 | 0.01 | 0.01 | 0.01 | 0.01 | 0.01 | 0.01 | 0.01 | 0.01 | 0.01 | 0.01 | 0.01 | 0.01 | 0.01 | 0.01 | 0.01 | 0.01 | 0.01 | 0.01 | 0.01 | 0.01 | 0.01
F7_Commercial_Warehouse_Existing_Miscellaneous_Natural Gas_Pool Heater_Baseline Forecast | F7 | Commercial | Warehouse | Existing | Miscellaneous | Natural Gas | Pool Heater | Baseline Forecast | Avg. Replacement Summer Demand (kW) | 0 | 0 | 0 | 0 | 0 | 0 | 0 | 0 | 0 | 0 | 0 | 0 | 0 | 0 | 0 | 0 | 0 | 0 | 0 | 0 | 0 | 0 | 0 | 0 | 0 | 0 | 0
F8_Commercial_Warehouse_Existing_Miscellaneous_Natural Gas_Pool Heater_Baseline Forecast | F8 | Commercial | Warehouse | Existing | Miscellaneous | Natural Gas | Pool Heater | Baseline Forecast | Avg. Replacement Winter Demand (kW) | 0 | 0 | 0 | 0 | 0 | 0 | 0 | 0 | 0 | 0 | 0 | 0 | 0 | 0 | 0 | 0 | 0 | 0 | 0 | 0 | 0 | 0 | 0 | 0 | 0 | 0 | 0
F1_Commercial_Warehouse_Existing_Miscellaneous_Natural Gas_Miscellaneous_Baseline Forecast | F1 | Commercial | Warehouse | Existing | Miscellaneous | Natural Gas | Miscellaneous | Baseline Forecast | Units | 12032912.1589 | 11825448.1562 | 11621561.119 | 11421189.3756 | 11224272.3174 | 11030750.3809 | 10840565.0295 | 10653658.7359 | 10469974.9646 | 10289458.1548 | 10112053.7039 | 9937707.9504 | 9766368.1581 | 9597982.5002 | 9432500.0433 | 9269870.7322 | 9110045.3748 | 8952975.6269 | 8798613.9782 | 8646913.7372 | 8497829.0176 | 8351314.7242 | 8207326.5393 | 8065820.9093 | 7926755.0316 | 7790086.8414 | 7655774.9993
F2_Commercial_Warehouse_Existing_Miscellaneous_Natural Gas_Miscellaneous_Baseline Forecast | F2 | Commercial | Warehouse | Existing | Miscellaneous | Natural Gas | Miscellaneous | Baseline Forecast | Usage (MMtherm) | 0.072556 | 0.071305 | 0.070075 | 0.068867 | 0.06768 | 0.066513 | 0.065366 | 0.064239 | 0.063132 | 0.062043 | 0.060973 | 0.059922 | 0.058889 | 0.057874 | 0.056876 | 0.055895 | 0.054932 | 0.053984 | 0.053054 | 0.052139 | 0.05124 | 0.050357 | 0.049488 | 0.048635 | 0.047797 | 0.046973 | 0.046163
F3_Commercial_Warehouse_Existing_Miscellaneous_Natural Gas_Miscellaneous_Baseline Forecast | F3 | Commercial | Warehouse | Existing | Miscellaneous | Natural Gas | Miscellaneous | Baseline Forecast | Summer Peak Demand (MW) | 0 | 0 | 0 | 0 | 0 | 0 | 0 | 0 | 0 | 0 | 0 | 0 | 0 | 0 | 0 | 0 | 0 | 0 | 0 | 0 | 0 | 0 | 0 | 0 | 0 | 0 | 0
F4_Commercial_Warehouse_Existing_Miscellaneous_Natural Gas_Miscellaneous_Baseline Forecast | F4 | Commercial | Warehouse | Existing | Miscellaneous | Natural Gas | Miscellaneous | Baseline Forecast | Winter Peak Demand (MW) | 0 | 0 | 0 | 0 | 0 | 0 | 0 | 0 | 0 | 0 | 0 | 0 | 0 | 0 | 0 | 0 | 0 | 0 | 0 | 0 | 0 | 0 | 0 | 0 | 0 | 0 | 0
F5_Commercial_Warehouse_Existing_Miscellaneous_Natural Gas_Miscellaneous_Baseline Forecast | F5 | Commercial | Warehouse | Existing | Miscellaneous | Natural Gas | Miscellaneous | Baseline Forecast | Turnover | 0 | 1013609.842 | 1185873.5836 | 1325257.5427 | 1253790.019 | 1216946.3531 | 1204810.2745 | 1184896.6587 | 1163126.3311 | 1143142.192 | 1123608.0824 | 1352380.3542 | 1340658.3693 | 1320812.1677 | 1284076.8401 | 1259718.7031 | 1242403.2703 | 1220880.713 | 1198909.3662 | 1178399.0419 | 1158229.3539 | 1198974.4689 | 1172597.1477 | 1145604.254 | 1124172.1894 | 1105417.3913 | 1087580.478
F6_Commercial_Warehouse_Existing_Miscellaneous_Natural Gas_Miscellaneous_Baseline Forecast | F6 | Commercial | Warehouse | Existing | Miscellaneous | Natural Gas | Miscellaneous | Baseline Forecast | Avg. Replacement Usage (kWh) | 0.0060298 | 0.0060298 | 0.0060298 | 0.0060298 | 0.0060298 | 0.0060298 | 0.0060298 | 0.0060298 | 0.0060298 | 0.0060298 | 0.0060298 | 0.0060298 | 0.0060298 | 0.0060298 | 0.0060298 | 0.0060298 | 0.0060298 | 0.0060298 | 0.0060298 | 0.0060298 | 0.0060298 | 0.0060298 | 0.0060298 | 0.0060298 | 0.0060298 | 0.0060298 | 0.0060298
F7_Commercial_Warehouse_Existing_Miscellaneous_Natural Gas_Miscellaneous_Baseline Forecast | F7 | Commercial | Warehouse | Existing | Miscellaneous | Natural Gas | Miscellaneous | Baseline Forecast | Avg. Replacement Summer Demand (kW) | 0 | 0 | 0 | 0 | 0 | 0 | 0 | 0 | 0 | 0 | 0 | 0 | 0 | 0 | 0 | 0 | 0 | 0 | 0 | 0 | 0 | 0 | 0 | 0 | 0 | 0 | 0
F8_Commercial_Warehouse_Existing_Miscellaneous_Natural Gas_Miscellaneous_Baseline Forecast | F8 | Commercial | Warehouse | Existing | Miscellaneous | Natural Gas | Miscellaneous | Baseline Forecast | Avg. Replacement Winter Demand (kW) | 0 | 0 | 0 | 0 | 0 | 0 | 0 | 0 | 0 | 0 | 0 | 0 | 0 | 0 | 0 | 0 | 0 | 0 | 0 | 0 | 0 | 0 | 0 | 0 | 0 | 0 | 0
F1_Commercial_Warehouse_New_Space Heating_Natural Gas_Furnace_Baseline Forecast | F1 | Commercial | Warehouse | New | Space Heating | Natural Gas | Furnace | Baseline Forecast | Units | 0 | 279380.7646 | 489425.3664 | 699308.6188 | 907875.3797 | 1114168.0398 | 1321697.6666 | 1528865.0433 | 1735722.0259 | 1942320.2232 | 2148711.0106 | 2354945.5426 | 2561074.7669 | 2767149.4371 | 2973220.1257 | 3179337.2372 | 3385551.0211 | 3591911.5846 | 3798468.9051 | 4005272.8432 | 4212373.1549 | 4419819.5047 | 4627661.4775 | 4835948.5909 | 5044730.3083 | 5254056.0503 | 5463975.2075
F2_Commercial_Warehouse_New_Space Heating_Natural Gas_Furnace_Baseline Forecast | F2 | Commercial | Warehouse | New | Space Heating | Natural Gas | Furnace | Baseline Forecast | Usage (MMtherm) | 0 | 0.21621 | 0.37729 | 0.52111 | 0.66402 | 0.80538 | 0.94758 | 1.0895 | 1.2313 | 1.3729 | 1.5143 | 1.6556 | 1.7968 | 1.938 | 2.0793 | 2.2205 | 2.3618 | 2.5032 | 2.6447 | 2.7846 | 2.9234 | 3.0627 | 3.2025 | 3.3428 | 3.4836 | 3.625 | 3.7669
F3_Commercial_Warehouse_New_Space Heating_Natural Gas_Furnace_Baseline Forecast | F3 | Commercial | Warehouse | New | Space Heating | Natural Gas | Furnace | Baseline Forecast | Summer Peak Demand (MW) | 0 | 0 | 0 | 0 | 0 | 0 | 0 | 0 | 0 | 0 | 0 | 0 | 0 | 0 | 0 | 0 | 0 | 0 | 0 | 0 | 0 | 0 | 0 | 0 | 0 | 0 | 0
F4_Commercial_Warehouse_New_Space Heating_Natural Gas_Furnace_Baseline Forecast | F4 | Commercial | Warehouse | New | Space Heating | Natural Gas | Furnace | Baseline Forecast | Winter Peak Demand (MW) | 0 | 0 | 0 | 0 | 0 | 0 | 0 | 0 | 0 | 0 | 0 | 0 | 0 | 0 | 0 | 0 | 0 | 0 | 0 | 0 | 0 | 0 | 0 | 0 | 0 | 0 | 0
F5_Commercial_Warehouse_New_Space Heating_Natural Gas_Furnace_Baseline Forecast | F5 | Commercial | Warehouse | New | Space Heating | Natural Gas | Furnace | Baseline Forecast | Turnover | 0 | 279380.7646 | 210044.6018 | 209883.2524 | 208566.7609 | 206292.6601 | 207529.6268 | 207167.3767 | 206856.9826 | 206598.1974 | 206390.7873 | 206234.532 | 206129.2243 | 206074.6702 | 206070.6886 | 206117.1115 | 206213.784 | 206360.5635 | 206557.3205 | 228294.7661 | 243095.2763 | 256817.3364 | 269458.7881 | 281032.84 | 291895.4363 | 301982.0499 | 311360.1324
F6_Commercial_Warehouse_New_Space Heating_Natural Gas_Furnace_Baseline Forecast | F6 | Commercial | Warehouse | New | Space Heating | Natural Gas | Furnace | Baseline Forecast | Avg. Replacement Usage (kWh) | 0.71935 | 0.77388 | 0.77088 | 0.68523 | 0.68523 | 0.68523 | 0.68523 | 0.68523 | 0.68523 | 0.68523 | 0.68523 | 0.68523 | 0.68523 | 0.68523 | 0.68523 | 0.68523 | 0.68523 | 0.68523 | 0.68523 | 0.68523 | 0.68523 | 0.68523 | 0.68523 | 0.68523 | 0.68523 | 0.68523 | 0.68523
F7_Commercial_Warehouse_New_Space Heating_Natural Gas_Furnace_Baseline Forecast | F7 | Commercial | Warehouse | New | Space Heating | Natural Gas | Furnace | Baseline Forecast | Avg. Replacement Summer Demand (kW) | 0 | 0 | 0 | 0 | 0 | 0 | 0 | 0 | 0 | 0 | 0 | 0 | 0 | 0 | 0 | 0 | 0 | 0 | 0 | 0 | 0 | 0 | 0 | 0 | 0 | 0 | 0
F8_Commercial_Warehouse_New_Space Heating_Natural Gas_Furnace_Baseline Forecast | F8 | Commercial | Warehouse | New | Space Heating | Natural Gas | Furnace | Baseline Forecast | Avg. Replacement Winter Demand (kW) | 0 | 0 | 0 | 0 | 0 | 0 | 0 | 0 | 0 | 0 | 0 | 0 | 0 | 0 | 0 | 0 | 0 | 0 | 0 | 0 | 0 | 0 | 0 | 0 | 0 | 0 | 0
F1_Commercial_Warehouse_New_Space Heating_Natural Gas_Boiler_Baseline Forecast | F1 | Commercial | Warehouse | New | Space Heating | Natural Gas | Boiler | Baseline Forecast | Units | 0 | 14308.1557 | 25065.3418 | 35814.2645 | 46495.7647 | 57060.7996 | 67689.1842 | 78299.0165 | 88892.9525 | 99473.635 | 110043.6953 | 120605.7531 | 131162.4178 | 141716.2885 | 152269.9553 | 162825.9996 | 173386.9949 | 183955.5073 | 194534.0964 | 205125.3157 | 215731.7134 | 226355.8331 | 237000.2141 | 247667.3925 | 258359.9014 | 269080.2719 | 279831.0335
F2_Commercial_Warehouse_New_Space Heating_Natural Gas_Boiler_Baseline Forecast | F2 | Commercial | Warehouse | New | Space Heating | Natural Gas | Boiler | Baseline Forecast | Usage (MMtherm) | 0 | 0.017036 | 0.029727 | 0.042476 | 0.055144 | 0.067674 | 0.080279 | 0.092862 | 0.10543 | 0.11798 | 0.13051 | 0.14304 | 0.15556 | 0.16808 | 0.18059 | 0.19311 | 0.20564 | 0.21817 | 0.23072 | 0.24328 | 0.25586 | 0.26846 | 0.28108 | 0.29373 | 0.30641 | 0.31913 | 0.33188
F3_Commercial_Warehouse_New_Space Heating_Natural Gas_Boiler_Baseline Forecast | F3 | Commercial | Warehouse | New | Space Heating | Natural Gas | Boiler | Baseline Forecast | Summer Peak Demand (MW) | 0 | 0 | 0 | 0 | 0 | 0 | 0 | 0 | 0 | 0 | 0 | 0 | 0 | 0 | 0 | 0 | 0 | 0 | 0 | 0 | 0 | 0 | 0 | 0 | 0 | 0 | 0
F4_Commercial_Warehouse_New_Space Heating_Natural Gas_Boiler_Baseline Forecast | F4 | Commercial | Warehouse | New | Space Heating | Natural Gas | Boiler | Baseline Forecast | Winter Peak Demand (MW) | 0 | 0 | 0 | 0 | 0 | 0 | 0 | 0 | 0 | 0 | 0 | 0 | 0 | 0 | 0 | 0 | 0 | 0 | 0 | 0 | 0 | 0 | 0 | 0 | 0 | 0 | 0
F5_Commercial_Warehouse_New_Space Heating_Natural Gas_Boiler_Baseline Forecast | F5 | Commercial | Warehouse | New | Space Heating | Natural Gas | Boiler | Baseline Forecast | Turnover | 0 | 14308.1557 | 10757.1861 | 10748.9228 | 10681.5002 | 10565.0348 | 10628.3846 | 10609.8324 | 10593.9359 | 10580.6825 | 10570.0603 | 10562.0579 | 10556.6646 | 10553.8707 | 10553.6668 | 10556.0443 | 10560.9953 | 10568.5124 | 10578.5891 | 10591.2193 | 10606.3977 | 10624.1197 | 11945.1225 | 12827.5966 | 13633.7003 | 14365.2263 | 15024.7246
F6_Commercial_Warehouse_New_Space Heating_Natural Gas_Boiler_Baseline Forecast | F6 | Commercial | Warehouse | New | Space Heating | Natural Gas | Boiler | Baseline Forecast | Avg. Replacement Usage (kWh) | 1.1067 | 1.1906 | 1.186 | 1.186 | 1.186 | 1.186 | 1.186 | 1.186 | 1.186 | 1.186 | 1.186 | 1.186 | 1.186 | 1.186 | 1.186 | 1.186 | 1.186 | 1.186 | 1.186 | 1.186 | 1.186 | 1.186 | 1.186 | 1.186 | 1.186 | 1.186 | 1.186
F7_Commercial_Warehouse_New_Space Heating_Natural Gas_Boiler_Baseline Forecast | F7 | Commercial | Warehouse | New | Space Heating | Natural Gas | Boiler | Baseline Forecast | Avg. Replacement Summer Demand (kW) | 0 | 0 | 0 | 0 | 0 | 0 | 0 | 0 | 0 | 0 | 0 | 0 | 0 | 0 | 0 | 0 | 0 | 0 | 0 | 0 | 0 | 0 | 0 | 0 | 0 | 0 | 0
F8_Commercial_Warehouse_New_Space Heating_Natural Gas_Boiler_Baseline Forecast | F8 | Commercial | Warehouse | New | Space Heating | Natural Gas | Boiler | Baseline Forecast | Avg. Replacement Winter Demand (kW) | 0 | 0 | 0 | 0 | 0 | 0 | 0 | 0 | 0 | 0 | 0 | 0 | 0 | 0 | 0 | 0 | 0 | 0 | 0 | 0 | 0 | 0 | 0 | 0 | 0 | 0 | 0
F1_Commercial_Warehouse_New_Space Heating_Natural Gas_Unit Heater_Baseline Forecast | F1 | Commercial | Warehouse | New | Space Heating | Natural Gas | Unit Heater | Baseline Forecast | Units | 0 | 122028.1098 | 213771.5258 | 305444.4676 | 396542.3913 | 486647.0319 | 577291.9555 | 667778.6554 | 758129.781 | 848367.8743 | 938515.375 | 1028594.6263 | 1118627.8813 | 1208637.308 | 1298644.9957 | 1388672.96 | 1478743.149 | 1568877.4484 | 1659097.6875 | 1749425.6444 | 1839883.0516 | 1930491.6014 | 2021272.9517 | 2112248.7309 | 2203440.5435 | 2294869.9755 | 2386558.5998
F2_Commercial_Warehouse_New_Space Heating_Natural Gas_Unit Heater_Baseline Forecast | F2 | Commercial | Warehouse | New | Space Heating | Natural Gas | Unit Heater | Baseline Forecast | Usage (MMtherm) | 0 | 0.048428 | 0.084509 | 0.12075 | 0.15676 | 0.19238 | 0.22822 | 0.26399 | 0.29971 | 0.33538 | 0.37102 | 0.40663 | 0.44222 | 0.4778 | 0.51338 | 0.54897 | 0.58458 | 0.62021 | 0.65588 | 0.69159 | 0.72735 | 0.76317 | 0.79906 | 0.83502 | 0.87107 | 0.90722 | 0.94346
F3_Commercial_Warehouse_New_Space Heating_Natural Gas_Unit Heater_Baseline Forecast | F3 | Commercial | Warehouse | New | Space Heating | Natural Gas | Unit Heater | Baseline Forecast | Summer Peak Demand (MW) | 0 | 0 | 0 | 0 | 0 | 0 | 0 | 0 | 0 | 0 | 0 | 0 | 0 | 0 | 0 | 0 | 0 | 0 | 0 | 0 | 0 | 0 | 0 | 0 | 0 | 0 | 0
F4_Commercial_Warehouse_New_Space Heating_Natural Gas_Unit Heater_Baseline Forecast | F4 | Commercial | Warehouse | New | Space Heating | Natural Gas | Unit Heater | Baseline Forecast | Winter Peak Demand (MW) | 0 | 0 | 0 | 0 | 0 | 0 | 0 | 0 | 0 | 0 | 0 | 0 | 0 | 0 | 0 | 0 | 0 | 0 | 0 | 0 | 0 | 0 | 0 | 0 | 0 | 0 | 0
F5_Commercial_Warehouse_New_Space Heating_Natural Gas_Unit Heater_Baseline Forecast | F5 | Commercial | Warehouse | New | Space Heating | Natural Gas | Unit Heater | Baseline Forecast | Turnover | 0 | 122028.1098 | 91743.4161 | 91672.9418 | 91097.9237 | 90104.6405 | 90644.9237 | 90486.6998 | 90351.1257 | 90238.0933 | 90147.5006 | 90079.2513 | 90033.255 | 90009.4268 | 90007.6877 | 90027.9643 | 90070.189 | 101227.7639 | 108645.5174 | 115412.1137 | 121542.8155 | 127059.343 | 132158.8825 | 136817.7812 | 141080.0986 | 144985.8823 | 148571.5337
F6_Commercial_Warehouse_New_Space Heating_Natural Gas_Unit Heater_Baseline Forecast | F6 | Commercial | Warehouse | New | Space Heating | Natural Gas | Unit Heater | Baseline Forecast | Avg. Replacement Usage (kWh) | 0.3689 | 0.39686 | 0.39532 | 0.39532 | 0.39532 | 0.39532 | 0.39532 | 0.39532 | 0.39532 | 0.39532 | 0.39532 | 0.39532 | 0.39532 | 0.39532 | 0.39532 | 0.39532 | 0.39532 | 0.39532 | 0.39532 | 0.39532 | 0.39532 | 0.39532 | 0.39532 | 0.39532 | 0.39532 | 0.39532 | 0.39532
F7_Commercial_Warehouse_New_Space Heating_Natural Gas_Unit Heater_Baseline Forecast | F7 | Commercial | Warehouse | New | Space Heating | Natural Gas | Unit Heater | Baseline Forecast | Avg. Replacement Summer Demand (kW) | 0 | 0 | 0 | 0 | 0 | 0 | 0 | 0 | 0 | 0 | 0 | 0 | 0 | 0 | 0 | 0 | 0 | 0 | 0 | 0 | 0 | 0 | 0 | 0 | 0 | 0 | 0
F8_Commercial_Warehouse_New_Space Heating_Natural Gas_Unit Heater_Baseline Forecast | F8 | Commercial | Warehouse | New | Space Heating | Natural Gas | Unit Heater | Baseline Forecast | Avg. Replacement Winter Demand (kW) | 0 | 0 | 0 | 0 | 0 | 0 | 0 | 0 | 0 | 0 | 0 | 0 | 0 | 0 | 0 | 0 | 0 | 0 | 0 | 0 | 0 | 0 | 0 | 0 | 0 | 0 | 0
F1_Commercial_Warehouse_New_Water Heating_Natural Gas_Water Heater_Baseline Forecast | F1 | Commercial | Warehouse | New | Water Heating | Natural Gas | Water Heater | Baseline Forecast | Units | 0 | 195362.9373 | 342241.0893 | 489006.4142 | 634851.1544 | 779105.6814 | 924225.1836 | 1069091.3746 | 1213740.516 | 1358208.6964 | 1502531.8409 | 1646745.7206 | 1790885.9615 | 1934988.0544 | 2079087.363 | 2223219.1339 | 2367418.505 | 2511720.5148 | 2656160.1111 | 2800772.16 | 2945591.4546 | 3090652.7235 | 3235990.6403 | 3381639.8311 | 3527634.8842 | 3674010.3581 | 3820800.7902
F2_Commercial_Warehouse_New_Water Heating_Natural Gas_Water Heater_Baseline Forecast | F2 | Commercial | Warehouse | New | Water Heating | Natural Gas | Water Heater | Baseline Forecast | Usage (MMtherm) | 0 | 0.015509 | 0.027168 | 0.038819 | 0.050396 | 0.061848 | 0.073368 | 0.084868 | 0.096351 | 0.10782 | 0.11928 | 0.13072 | 0.14217 | 0.15361 | 0.16504 | 0.17649 | 0.18793 | 0.19939 | 0.21085 | 0.22233 | 0.23383 | 0.24535 | 0.25688 | 0.26845 | 0.28003 | 0.29165 | 0.30331
F3_Commercial_Warehouse_New_Water Heating_Natural Gas_Water Heater_Baseline Forecast | F3 | Commercial | Warehouse | New | Water Heating | Natural Gas | Water Heater | Baseline Forecast | Summer Peak Demand (MW) | 0 | 0 | 0 | 0 | 0 | 0 | 0 | 0 | 0 | 0 | 0 | 0 | 0 | 0 | 0 | 0 | 0 | 0 | 0 | 0 | 0 | 0 | 0 | 0 | 0 | 0 | 0
F4_Commercial_Warehouse_New_Water Heating_Natural Gas_Water Heater_Baseline Forecast | F4 | Commercial | Warehouse | New | Water Heating | Natural Gas | Water Heater | Baseline Forecast | Winter Peak Demand (MW) | 0 | 0 | 0 | 0 | 0 | 0 | 0 | 0 | 0 | 0 | 0 | 0 | 0 | 0 | 0 | 0 | 0 | 0 | 0 | 0 | 0 | 0 | 0 | 0 | 0 | 0 | 0
F5_Commercial_Warehouse_New_Water Heating_Natural Gas_Water Heater_Baseline Forecast | F5 | Commercial | Warehouse | New | Water Heating | Natural Gas | Water Heater | Baseline Forecast | Turnover | 0 | 195362.9373 | 146878.1519 | 146765.3249 | 145844.7402 | 144254.5269 | 145119.5022 | 144866.1911 | 144649.1414 | 144468.1804 | 183395.732 | 204847.58 | 222000.2663 | 235559.0611 | 246115.7886 | 305982.0772 | 289942.8588 | 289797.0513 | 289487.9398 | 296913.0052 | 307856.3237 | 319824.5416 | 332203.4487 | 344317.3363 | 376330.609 | 394255.9636 | 407550.7079
F6_Commercial_Warehouse_New_Water Heating_Natural Gas_Water Heater_Baseline Forecast | F6 | Commercial | Warehouse | New | Water Heating | Natural Gas | Water Heater | Baseline Forecast | Avg. Replacement Usage (kWh) | 0.079383 | 0.079383 | 0.079383 | 0.079383 | 0.079383 | 0.079383 | 0.079383 | 0.079383 | 0.079383 | 0.079383 | 0.079383 | 0.079383 | 0.079383 | 0.079383 | 0.079383 | 0.079383 | 0.079383 | 0.079383 | 0.079383 | 0.079383 | 0.079383 | 0.079383 | 0.079383 | 0.079383 | 0.079383 | 0.079383 | 0.079383
F7_Commercial_Warehouse_New_Water Heating_Natural Gas_Water Heater_Baseline Forecast | F7 | Commercial | Warehouse | New | Water Heating | Natural Gas | Water Heater | Baseline Forecast | Avg. Replacement Summer Demand (kW) | 0 | 0 | 0 | 0 | 0 | 0 | 0 | 0 | 0 | 0 | 0 | 0 | 0 | 0 | 0 | 0 | 0 | 0 | 0 | 0 | 0 | 0 | 0 | 0 | 0 | 0 | 0
F8_Commercial_Warehouse_New_Water Heating_Natural Gas_Water Heater_Baseline Forecast | F8 | Commercial | Warehouse | New | Water Heating | Natural Gas | Water Heater | Baseline Forecast | Avg. Replacement Winter Demand (kW) | 0 | 0 | 0 | 0 | 0 | 0 | 0 | 0 | 0 | 0 | 0 | 0 | 0 | 0 | 0 | 0 | 0 | 0 | 0 | 0 | 0 | 0 | 0 | 0 | 0 | 0 | 0
F1_Commercial_Warehouse_New_Food Preparation_Natural Gas_Oven_Baseline Forecast | F1 | Commercial | Warehouse | New | Food Preparation | Natural Gas | Oven | Baseline Forecast | Units | 0 | 4001.3837 | 7009.7119 | 10015.7292 | 13002.8913 | 15957.483 | 18929.7909 | 21896.9105 | 24859.5846 | 27818.5523 | 30774.5494 | 33728.3085 | 36680.5594 | 39632.0289 | 42583.4415 | 45535.5189 | 48488.9808 | 51444.545 | 54402.9273 | 57364.8416 | 60331.0007 | 63302.1159 | 66278.8974 | 69262.0543 | 72252.295 | 75250.3275 | 78256.8591
F2_Commercial_Warehouse_New_Food Preparation_Natural Gas_Oven_Baseline Forecast | F2 | Commercial | Warehouse | New | Food Preparation | Natural Gas | Oven | Baseline Forecast | Usage (MMtherm) | 0 | 1.7572e-05 | 3.0783e-05 | 4.3983e-05 | 5.7101e-05 | 7.0076e-05 | 8.3129e-05 | 9.6159e-05 | 0.00010917 | 0.00012216 | 0.00013514 | 0.00014812 | 0.00016108 | 0.00017404 | 0.000187 | 0.00019997 | 0.00021294 | 0.00022592 | 0.00023891 | 0.00025191 | 0.00026494 | 0.00027799 | 0.00029106 | 0.00030416 | 0.00031729 | 0.00033046 | 0.00034366
F3_Commercial_Warehouse_New_Food Preparation_Natural Gas_Oven_Baseline Forecast | F3 | Commercial | Warehouse | New | Food Preparation | Natural Gas | Oven | Baseline Forecast | Summer Peak Demand (MW) | 0 | 0 | 0 | 0 | 0 | 0 | 0 | 0 | 0 | 0 | 0 | 0 | 0 | 0 | 0 | 0 | 0 | 0 | 0 | 0 | 0 | 0 | 0 | 0 | 0 | 0 | 0
F4_Commercial_Warehouse_New_Food Preparation_Natural Gas_Oven_Baseline Forecast | F4 | Commercial | Warehouse | New | Food Preparation | Natural Gas | Oven | Baseline Forecast | Winter Peak Demand (MW) | 0 | 0 | 0 | 0 | 0 | 0 | 0 | 0 | 0 | 0 | 0 | 0 | 0 | 0 | 0 | 0 | 0 | 0 | 0 | 0 | 0 | 0 | 0 | 0 | 0 | 0 | 0
F5_Commercial_Warehouse_New_Food Preparation_Natural Gas_Oven_Baseline Forecast | F5 | Commercial | Warehouse | New | Food Preparation | Natural Gas | Oven | Baseline Forecast | Turnover | 0 | 4001.3837 | 3008.3282 | 3006.0173 | 2987.1621 | 2954.5917 | 2972.3079 | 2967.1196 | 2962.6741 | 2958.9677 | 2955.9971 | 2953.7591 | 3752.5276 | 4193.3566 | 4546.1256 | 4825.2803 | 5042.9426 | 6270.549 | 5943.4705 | 5941.914 | 5937.0096 | 5930.4568 | 5939.6508 | 6102.5978 | 6323.2995 | 6572.7329 | 6830.5693
F6_Commercial_Warehouse_New_Food Preparation_Natural Gas_Oven_Baseline Forecast | F6 | Commercial | Warehouse | New | Food Preparation | Natural Gas | Oven | Baseline Forecast | Avg. Replacement Usage (kWh) | 0.0043914 | 0.0043914 | 0.0043914 | 0.0043914 | 0.0043914 | 0.0043914 | 0.0043914 | 0.0043914 | 0.0043914 | 0.0043914 | 0.0043914 | 0.0043914 | 0.0043914 | 0.0043914 | 0.0043914 | 0.0043914 | 0.0043914 | 0.0043914 | 0.0043914 | 0.0043914 | 0.0043914 | 0.0043914 | 0.0043914 | 0.0043914 | 0.0043914 | 0.0043914 | 0.0043914
F7_Commercial_Warehouse_New_Food Preparation_Natural Gas_Oven_Baseline Forecast | F7 | Commercial | Warehouse | New | Food Preparation | Natural Gas | Oven | Baseline Forecast | Avg. Replacement Summer Demand (kW) | 0 | 0 | 0 | 0 | 0 | 0 | 0 | 0 | 0 | 0 | 0 | 0 | 0 | 0 | 0 | 0 | 0 | 0 | 0 | 0 | 0 | 0 | 0 | 0 | 0 | 0 | 0
F8_Commercial_Warehouse_New_Food Preparation_Natural Gas_Oven_Baseline Forecast | F8 | Commercial | Warehouse | New | Food Preparation | Natural Gas | Oven | Baseline Forecast | Avg. Replacement Winter Demand (kW) | 0 | 0 | 0 | 0 | 0 | 0 | 0 | 0 | 0 | 0 | 0 | 0 | 0 | 0 | 0 | 0 | 0 | 0 | 0 | 0 | 0 | 0 | 0 | 0 | 0 | 0 | 0
F1_Commercial_Warehouse_New_Food Preparation_Natural Gas_Conveyor Oven_Baseline Forecast | F1 | Commercial | Warehouse | New | Food Preparation | Natural Gas | Conveyor Oven | Baseline Forecast | Units | 0 | 2000.6918 | 3504.8559 | 5007.8646 | 6501.4456 | 7978.7415 | 9464.8954 | 10948.4553 | 12429.7923 | 13909.2761 | 15387.2747 | 16864.1543 | 18340.2797 | 19816.0145 | 21291.7207 | 22767.7594 | 24244.4904 | 25722.2725 | 27201.4636 | 28682.4208 | 30165.5004 | 31651.058 | 33139.4487 | 34631.0271 | 36126.1475 | 37625.1638 | 39128.4295
F2_Commercial_Warehouse_New_Food Preparation_Natural Gas_Conveyor Oven_Baseline Forecast | F2 | Commercial | Warehouse | New | Food Preparation | Natural Gas | Conveyor Oven | Baseline Forecast | Usage (MMtherm) | 0 | 1.5033e-05 | 2.6336e-05 | 3.7629e-05 | 4.8852e-05 | 5.9953e-05 | 7.112e-05 | 8.2267e-05 | 9.3398e-05 | 0.00010451 | 0.00011562 | 0.00012672 | 0.00013781 | 0.0001489 | 0.00015999 | 0.00017108 | 0.00018217 | 0.00019328 | 0.00020439 | 0.00021552 | 0.00022667 | 0.00023783 | 0.00024901 | 0.00026022 | 0.00027145 | 0.00028272 | 0.00029401
F3_Commercial_Warehouse_New_Food Preparation_Natural Gas_Conveyor Oven_Baseline Forecast | F3 | Commercial | Warehouse | New | Food Preparation | Natural Gas | Conveyor Oven | Baseline Forecast | Summer Peak Demand (MW) | 0 | 0 | 0 | 0 | 0 | 0 | 0 | 0 | 0 | 0 | 0 | 0 | 0 | 0 | 0 | 0 | 0 | 0 | 0 | 0 | 0 | 0 | 0 | 0 | 0 | 0 | 0
F4_Commercial_Warehouse_New_Food Preparation_Natural Gas_Conveyor Oven_Baseline Forecast | F4 | Commercial | Warehouse | New | Food Preparation | Natural Gas | Conveyor Oven | Baseline Forecast | Winter Peak Demand (MW) | 0 | 0 | 0 | 0 | 0 | 0 | 0 | 0 | 0 | 0 | 0 | 0 | 0 | 0 | 0 | 0 | 0 | 0 | 0 | 0 | 0 | 0 | 0 | 0 | 0 | 0 | 0
F5_Commercial_Warehouse_New_Food Preparation_Natural Gas_Conveyor Oven_Baseline Forecast | F5 | Commercial | Warehouse | New | Food Preparation | Natural Gas | Conveyor Oven | Baseline Forecast | Turnover | 0 | 2000.6918 | 1504.1641 | 1503.0087 | 1493.581 | 1477.2958 | 1486.154 | 1483.5598 | 1481.337 | 1479.4838 | 1477.9985 | 1476.8796 | 1476.1254 | 1475.7348 | 1475.7063 | 1476.0387 | 1476.731 | 1877.9205 | 2100.1346 | 2278.3137 | 2419.681 | 2530.2979 | 3145.8831 | 2984.1226 | 2985.1202 | 2984.4415 | 2982.9366
F6_Commercial_Warehouse_New_Food Preparation_Natural Gas_Conveyor Oven_Baseline Forecast | F6 | Commercial | Warehouse | New | Food Preparation | Natural Gas | Conveyor Oven | Baseline Forecast | Avg. Replacement Usage (kWh) | 0.007514 | 0.007514 | 0.007514 | 0.007514 | 0.007514 | 0.007514 | 0.007514 | 0.007514 | 0.007514 | 0.007514 | 0.007514 | 0.007514 | 0.007514 | 0.007514 | 0.007514 | 0.007514 | 0.007514 | 0.007514 | 0.007514 | 0.007514 | 0.007514 | 0.007514 | 0.007514 | 0.007514 | 0.007514 | 0.007514 | 0.007514
F7_Commercial_Warehouse_New_Food Preparation_Natural Gas_Conveyor Oven_Baseline Forecast | F7 | Commercial | Warehouse | New | Food Preparation | Natural Gas | Conveyor Oven | Baseline Forecast | Avg. Replacement Summer Demand (kW) | 0 | 0 | 0 | 0 | 0 | 0 | 0 | 0 | 0 | 0 | 0 | 0 | 0 | 0 | 0 | 0 | 0 | 0 | 0 | 0 | 0 | 0 | 0 | 0 | 0 | 0 | 0
F8_Commercial_Warehouse_New_Food Preparation_Natural Gas_Conveyor Oven_Baseline Forecast | F8 | Commercial | Warehouse | New | Food Preparation | Natural Gas | Conveyor Oven | Baseline Forecast | Avg. Replacement Winter Demand (kW) | 0 | 0 | 0 | 0 | 0 | 0 | 0 | 0 | 0 | 0 | 0 | 0 | 0 | 0 | 0 | 0 | 0 | 0 | 0 | 0 | 0 | 0 | 0 | 0 | 0 | 0 | 0
F1_Commercial_Warehouse_New_Food Preparation_Natural Gas_Double Rack Oven_Baseline Forecast | F1 | Commercial | Warehouse | New | Food Preparation | Natural Gas | Double Rack Oven | Baseline Forecast | Units | 0 | 2000.6918 | 3504.8559 | 5007.8646 | 6501.4456 | 7978.7415 | 9464.8954 | 10948.4553 | 12429.7923 | 13909.2761 | 15387.2747 | 16864.1543 | 18340.2797 | 19816.0145 | 21291.7207 | 22767.7594 | 24244.4904 | 25722.2725 | 27201.4636 | 28682.4208 | 30165.5004 | 31651.058 | 33139.4487 | 34631.0271 | 36126.1475 | 37625.1638 | 39128.4295
F2_Commercial_Warehouse_New_Food Preparation_Natural Gas_Double Rack Oven_Baseline Forecast | F2 | Commercial | Warehouse | New | Food Preparation | Natural Gas | Double Rack Oven | Baseline Forecast | Usage (MMtherm) | 0 | 2.2838e-05 | 4.0009e-05 | 5.7166e-05 | 7.4215e-05 | 9.1079e-05 | 0.00010804 | 0.00012498 | 0.00014189 | 0.00015878 | 0.00017565 | 0.00019251 | 0.00020936 | 0.0002262 | 0.00024305 | 0.0002599 | 0.00027676 | 0.00029363 | 0.00031051 | 0.00032742 | 0.00034435 | 0.0003613 | 0.00037829 | 0.00039532 | 0.00041239 | 0.0004295 | 0.00044666
F3_Commercial_Warehouse_New_Food Preparation_Natural Gas_Double Rack Oven_Baseline Forecast | F3 | Commercial | Warehouse | New | Food Preparation | Natural Gas | Double Rack Oven | Baseline Forecast | Summer Peak Demand (MW) | 0 | 0 | 0 | 0 | 0 | 0 | 0 | 0 | 0 | 0 | 0 | 0 | 0 | 0 | 0 | 0 | 0 | 0 | 0 | 0 | 0 | 0 | 0 | 0 | 0 | 0 | 0
F4_Commercial_Warehouse_New_Food Preparation_Natural Gas_Double Rack Oven_Baseline Forecast | F4 | Commercial | Warehouse | New | Food Preparation | Natural Gas | Double Rack Oven | Baseline Forecast | Winter Peak Demand (MW) | 0 | 0 | 0 | 0 | 0 | 0 | 0 | 0 | 0 | 0 | 0 | 0 | 0 | 0 | 0 | 0 | 0 | 0 | 0 | 0 | 0 | 0 | 0 | 0 | 0 | 0 | 0
F5_Commercial_Warehouse_New_Food Preparation_Natural Gas_Double Rack Oven_Baseline Forecast | F5 | Commercial | Warehouse | New | Food Preparation | Natural Gas | Double Rack Oven | Baseline Forecast | Turnover | 0 | 2000.6918 | 1504.1641 | 1503.0087 | 1493.581 | 1477.2958 | 1486.154 | 1483.5598 | 1481.337 | 1479.4838 | 1700.2976 | 1841.6081 | 1967.3296 | 2078.3141 | 2175.4763 | 2263.1847 | 2341.2563 | 2410.8421 | 2472.9649 | 3169.3389 | 3035.5827 | 3083.7967 | 3137.0683 | 3193.7742 | 3262.3761 | 3329.251 | 3397.3279
F6_Commercial_Warehouse_New_Food Preparation_Natural Gas_Double Rack Oven_Baseline Forecast | F6 | Commercial | Warehouse | New | Food Preparation | Natural Gas | Double Rack Oven | Baseline Forecast | Avg. Replacement Usage (kWh) | 0.011415 | 0.011415 | 0.011415 | 0.011415 | 0.011415 | 0.011415 | 0.011415 | 0.011415 | 0.011415 | 0.011415 | 0.011415 | 0.011415 | 0.011415 | 0.011415 | 0.011415 | 0.011415 | 0.011415 | 0.011415 | 0.011415 | 0.011415 | 0.011415 | 0.011415 | 0.011415 | 0.011415 | 0.011415 | 0.011415 | 0.011415
F7_Commercial_Warehouse_New_Food Preparation_Natural Gas_Double Rack Oven_Baseline Forecast | F7 | Commercial | Warehouse | New | Food Preparation | Natural Gas | Double Rack Oven | Baseline Forecast | Avg. Replacement Summer Demand (kW) | 0 | 0 | 0 | 0 | 0 | 0 | 0 | 0 | 0 | 0 | 0 | 0 | 0 | 0 | 0 | 0 | 0 | 0 | 0 | 0 | 0 | 0 | 0 | 0 | 0 | 0 | 0
F8_Commercial_Warehouse_New_Food Preparation_Natural Gas_Double Rack Oven_Baseline Forecast | F8 | Commercial | Warehouse | New | Food Preparation | Natural Gas | Double Rack Oven | Baseline Forecast | Avg. Replacement Winter Demand (kW) | 0 | 0 | 0 | 0 | 0 | 0 | 0 | 0 | 0 | 0 | 0 | 0 | 0 | 0 | 0 | 0 | 0 | 0 | 0 | 0 | 0 | 0 | 0 | 0 | 0 | 0 | 0
F1_Commercial_Warehouse_New_Food Preparation_Natural Gas_Fryer_Baseline Forecast | F1 | Commercial | Warehouse | New | Food Preparation | Natural Gas | Fryer | Baseline Forecast | Units | 0 | 8002.7673 | 14019.4238 | 20031.4584 | 26005.7826 | 31914.9659 | 37859.5818 | 43793.821 | 49719.1692 | 55637.1046 | 61549.0987 | 67456.617 | 73361.1188 | 79264.0579 | 85166.8829 | 91071.0377 | 96977.9617 | 102889.0901 | 108805.8545 | 114729.6832 | 120662.0015 | 126604.2319 | 132557.7948 | 138524.1085 | 144504.5901 | 150500.655 | 156513.7181
F2_Commercial_Warehouse_New_Food Preparation_Natural Gas_Fryer_Baseline Forecast | F2 | Commercial | Warehouse | New | Food Preparation | Natural Gas | Fryer | Baseline Forecast | Usage (MMtherm) | 0 | 3.7207e-05 | 6.5179e-05 | 9.313e-05 | 0.00012091 | 0.00014838 | 0.00017602 | 0.00020361 | 0.00023115 | 0.00025867 | 0.00028615 | 0.00031362 | 0.00034107 | 0.00036852 | 0.00039596 | 0.00042341 | 0.00045087 | 0.00047835 | 0.00050586 | 0.0005334 | 0.00056098 | 0.00058861 | 0.00061629 | 0.00064403 | 0.00067183 | 0.00069971 | 0.00072766
F3_Commercial_Warehouse_New_Food Preparation_Natural Gas_Fryer_Baseline Forecast | F3 | Commercial | Warehouse | New | Food Preparation | Natural Gas | Fryer | Baseline Forecast | Summer Peak Demand (MW) | 0 | 0 | 0 | 0 | 0 | 0 | 0 | 0 | 0 | 0 | 0 | 0 | 0 | 0 | 0 | 0 | 0 | 0 | 0 | 0 | 0 | 0 | 0 | 0 | 0 | 0 | 0
F4_Commercial_Warehouse_New_Food Preparation_Natural Gas_Fryer_Baseline Forecast | F4 | Commercial | Warehouse | New | Food Preparation | Natural Gas | Fryer | Baseline Forecast | Winter Peak Demand (MW) | 0 | 0 | 0 | 0 | 0 | 0 | 0 | 0 | 0 | 0 | 0 | 0 | 0 | 0 | 0 | 0 | 0 | 0 | 0 | 0 | 0 | 0 | 0 | 0 | 0 | 0 | 0
F5_Commercial_Warehouse_New_Food Preparation_Natural Gas_Fryer_Baseline Forecast | F5 | Commercial | Warehouse | New | Food Preparation | Natural Gas | Fryer | Baseline Forecast | Turnover | 0 | 8002.7673 | 6016.6564 | 6012.0346 | 5974.3242 | 5909.1833 | 5944.6158 | 5934.2393 | 5925.3482 | 7518.4888 | 8395.7682 | 9096.9445 | 9650.9076 | 10081.9004 | 12532.7947 | 11874.3313 | 11866.9232 | 12172.94 | 12588.2911 | 13089.7273 | 13592.4985 | 14084.4239 | 15391.5089 | 16121.5104 | 16661.8326 | 17120.9519 | 17543.6131
F6_Commercial_Warehouse_New_Food Preparation_Natural Gas_Fryer_Baseline Forecast | F6 | Commercial | Warehouse | New | Food Preparation | Natural Gas | Fryer | Baseline Forecast | Avg. Replacement Usage (kWh) | 0.0068037 | 0.0046492 | 0.0046492 | 0.0046492 | 0.0046492 | 0.0046492 | 0.0046492 | 0.0046492 | 0.0046492 | 0.0046492 | 0.0046492 | 0.0046492 | 0.0046492 | 0.0046492 | 0.0046492 | 0.0046492 | 0.0046492 | 0.0046492 | 0.0046492 | 0.0046492 | 0.0046492 | 0.0046492 | 0.0046492 | 0.0046492 | 0.0046492 | 0.0046492 | 0.0046492
F7_Commercial_Warehouse_New_Food Preparation_Natural Gas_Fryer_Baseline Forecast | F7 | Commercial | Warehouse | New | Food Preparation | Natural Gas | Fryer | Baseline Forecast | Avg. Replacement Summer Demand (kW) | 0 | 0 | 0 | 0 | 0 | 0 | 0 | 0 | 0 | 0 | 0 | 0 | 0 | 0 | 0 | 0 | 0 | 0 | 0 | 0 | 0 | 0 | 0 | 0 | 0 | 0 | 0
F8_Commercial_Warehouse_New_Food Preparation_Natural Gas_Fryer_Baseline Forecast | F8 | Commercial | Warehouse | New | Food Preparation | Natural Gas | Fryer | Baseline Forecast | Avg. Replacement Winter Demand (kW) | 0 | 0 | 0 | 0 | 0 | 0 | 0 | 0 | 0 | 0 | 0 | 0 | 0 | 0 | 0 | 0 | 0 | 0 | 0 | 0 | 0 | 0 | 0 | 0 | 0 | 0 | 0
F1_Commercial_Warehouse_New_Food Preparation_Natural Gas_Broiler_Baseline Forecast | F1 | Commercial | Warehouse | New | Food Preparation | Natural Gas | Broiler | Baseline Forecast | Units | 0 | 0 | 0 | 0 | 0 | 0 | 0 | 0 | 0 | 0 | 0 | 0 | 0 | 0 | 0 | 0 | 0 | 0 | 0 | 0 | 0 | 0 | 0 | 0 | 0 | 0 | 0
F2_Commercial_Warehouse_New_Food Preparation_Natural Gas_Broiler_Baseline Forecast | F2 | Commercial | Warehouse | New | Food Preparation | Natural Gas | Broiler | Baseline Forecast | Usage (MMtherm) | 0 | 0 | 0 | 0 | 0 | 0 | 0 | 0 | 0 | 0 | 0 | 0 | 0 | 0 | 0 | 0 | 0 | 0 | 0 | 0 | 0 | 0 | 0 | 0 | 0 | 0 | 0
F3_Commercial_Warehouse_New_Food Preparation_Natural Gas_Broiler_Baseline Forecast | F3 | Commercial | Warehouse | New | Food Preparation | Natural Gas | Broiler | Baseline Forecast | Summer Peak Demand (MW) | 0 | 0 | 0 | 0 | 0 | 0 | 0 | 0 | 0 | 0 | 0 | 0 | 0 | 0 | 0 | 0 | 0 | 0 | 0 | 0 | 0 | 0 | 0 | 0 | 0 | 0 | 0
F4_Commercial_Warehouse_New_Food Preparation_Natural Gas_Broiler_Baseline Forecast | F4 | Commercial | Warehouse | New | Food Preparation | Natural Gas | Broiler | Baseline Forecast | Winter Peak Demand (MW) | 0 | 0 | 0 | 0 | 0 | 0 | 0 | 0 | 0 | 0 | 0 | 0 | 0 | 0 | 0 | 0 | 0 | 0 | 0 | 0 | 0 | 0 | 0 | 0 | 0 | 0 | 0
F5_Commercial_Warehouse_New_Food Preparation_Natural Gas_Broiler_Baseline Forecast | F5 | Commercial | Warehouse | New | Food Preparation | Natural Gas | Broiler | Baseline Forecast | Turnover | 0 | 0 | 0 | 0 | 0 | 0 | 0 | 0 | 0 | 0 | 0 | 0 | 0 | 0 | 0 | 0 | 0 | 0 | 0 | 0 | 0 | 0 | 0 | 0 | 0 | 0 | 0
F6_Commercial_Warehouse_New_Food Preparation_Natural Gas_Broiler_Baseline Forecast | F6 | Commercial | Warehouse | New | Food Preparation | Natural Gas | Broiler | Baseline Forecast | Avg. Replacement Usage (kWh) | 0.0072707 | 0.0072707 | 0.0072707 | 0.0072707 | 0.0072707 | 0.0072707 | 0.0072707 | 0.0072707 | 0.0072707 | 0.0072707 | 0.0072707 | 0.0072707 | 0.0072707 | 0.0072707 | 0.0072707 | 0.0072707 | 0.0072707 | 0.0072707 | 0.0072707 | 0.0072707 | 0.0072707 | 0.0072707 | 0.0072707 | 0.0072707 | 0.0072707 | 0.0072707 | 0.0072707
F7_Commercial_Warehouse_New_Food Preparation_Natural Gas_Broiler_Baseline Forecast | F7 | Commercial | Warehouse | New | Food Preparation | Natural Gas | Broiler | Baseline Forecast | Avg. Replacement Summer Demand (kW) | 0 | 0 | 0 | 0 | 0 | 0 | 0 | 0 | 0 | 0 | 0 | 0 | 0 | 0 | 0 | 0 | 0 | 0 | 0 | 0 | 0 | 0 | 0 | 0 | 0 | 0 | 0
F8_Commercial_Warehouse_New_Food Preparation_Natural Gas_Broiler_Baseline Forecast | F8 | Commercial | Warehouse | New | Food Preparation | Natural Gas | Broiler | Baseline Forecast | Avg. Replacement Winter Demand (kW) | 0 | 0 | 0 | 0 | 0 | 0 | 0 | 0 | 0 | 0 | 0 | 0 | 0 | 0 | 0 | 0 | 0 | 0 | 0 | 0 | 0 | 0 | 0 | 0 | 0 | 0 | 0
F1_Commercial_Warehouse_New_Food Preparation_Natural Gas_Griddle_Baseline Forecast | F1 | Commercial | Warehouse | New | Food Preparation | Natural Gas | Griddle | Baseline Forecast | Units | 0 | 8002.7673 | 14019.4238 | 20031.4584 | 26005.7826 | 31914.9659 | 37859.5818 | 43793.821 | 49719.1692 | 55637.1046 | 61549.0987 | 67456.617 | 73361.1188 | 79264.0579 | 85166.8829 | 91071.0377 | 96977.9617 | 102889.0901 | 108805.8545 | 114729.6832 | 120662.0015 | 126604.2319 | 132557.7948 | 138524.1085 | 144504.5901 | 150500.655 | 156513.7181
F2_Commercial_Warehouse_New_Food Preparation_Natural Gas_Griddle_Baseline Forecast | F2 | Commercial | Warehouse | New | Food Preparation | Natural Gas | Griddle | Baseline Forecast | Usage (MMtherm) | 0 | 4.0554e-05 | 7.1043e-05 | 0.00010151 | 0.00013178 | 0.00016173 | 0.00019185 | 0.00022192 | 0.00025195 | 0.00028194 | 0.0003119 | 0.00034183 | 0.00037175 | 0.00040167 | 0.00043158 | 0.0004615 | 0.00049143 | 0.00052139 | 0.00055137 | 0.00058139 | 0.00061145 | 0.00064156 | 0.00067173 | 0.00070197 | 0.00073227 | 0.00076266 | 0.00079313
F3_Commercial_Warehouse_New_Food Preparation_Natural Gas_Griddle_Baseline Forecast | F3 | Commercial | Warehouse | New | Food Preparation | Natural Gas | Griddle | Baseline Forecast | Summer Peak Demand (MW) | 0 | 0 | 0 | 0 | 0 | 0 | 0 | 0 | 0 | 0 | 0 | 0 | 0 | 0 | 0 | 0 | 0 | 0 | 0 | 0 | 0 | 0 | 0 | 0 | 0 | 0 | 0
F4_Commercial_Warehouse_New_Food Preparation_Natural Gas_Griddle_Baseline Forecast | F4 | Commercial | Warehouse | New | Food Preparation | Natural Gas | Griddle | Baseline Forecast | Winter Peak Demand (MW) | 0 | 0 | 0 | 0 | 0 | 0 | 0 | 0 | 0 | 0 | 0 | 0 | 0 | 0 | 0 | 0 | 0 | 0 | 0 | 0 | 0 | 0 | 0 | 0 | 0 | 0 | 0
F5_Commercial_Warehouse_New_Food Preparation_Natural Gas_Griddle_Baseline Forecast | F5 | Commercial | Warehouse | New | Food Preparation | Natural Gas | Griddle | Baseline Forecast | Turnover | 0 | 8002.7673 | 6016.6564 | 6012.0346 | 5974.3242 | 5909.1833 | 5944.6158 | 5934.2393 | 5925.3482 | 5917.9353 | 6801.1905 | 7366.4324 | 7869.3182 | 8313.2564 | 8701.9052 | 9052.739 | 9365.0253 | 9643.3683 | 9891.8594 | 12677.3557 | 12142.3306 | 12335.1868 | 12548.2732 | 12775.097 | 13049.5044 | 13317.0038 | 13589.3117
F6_Commercial_Warehouse_New_Food Preparation_Natural Gas_Griddle_Baseline Forecast | F6 | Commercial | Warehouse | New | Food Preparation | Natural Gas | Griddle | Baseline Forecast | Avg. Replacement Usage (kWh) | 0.0050675 | 0.0050675 | 0.0050675 | 0.0050675 | 0.0050675 | 0.0050675 | 0.0050675 | 0.0050675 | 0.0050675 | 0.0050675 | 0.0050675 | 0.0050675 | 0.0050675 | 0.0050675 | 0.0050675 | 0.0050675 | 0.0050675 | 0.0050675 | 0.0050675 | 0.0050675 | 0.0050675 | 0.0050675 | 0.0050675 | 0.0050675 | 0.0050675 | 0.0050675 | 0.0050675
F7_Commercial_Warehouse_New_Food Preparation_Natural Gas_Griddle_Baseline Forecast | F7 | Commercial | Warehouse | New | Food Preparation | Natural Gas | Griddle | Baseline Forecast | Avg. Replacement Summer Demand (kW) | 0 | 0 | 0 | 0 | 0 | 0 | 0 | 0 | 0 | 0 | 0 | 0 | 0 | 0 | 0 | 0 | 0 | 0 | 0 | 0 | 0 | 0 | 0 | 0 | 0 | 0 | 0
F8_Commercial_Warehouse_New_Food Preparation_Natural Gas_Griddle_Baseline Forecast | F8 | Commercial | Warehouse | New | Food Preparation | Natural Gas | Griddle | Baseline Forecast | Avg. Replacement Winter Demand (kW) | 0 | 0 | 0 | 0 | 0 | 0 | 0 | 0 | 0 | 0 | 0 | 0 | 0 | 0 | 0 | 0 | 0 | 0 | 0 | 0 | 0 | 0 | 0 | 0 | 0 | 0 | 0
F1_Commercial_Warehouse_New_Food Preparation_Natural Gas_Range_Baseline Forecast | F1 | Commercial | Warehouse | New | Food Preparation | Natural Gas | Range | Baseline Forecast | Units | 0 | 8002.7673 | 14019.4238 | 20031.4584 | 26005.7826 | 31914.9659 | 37859.5818 | 43793.821 | 49719.1692 | 55637.1046 | 61549.0987 | 67456.617 | 73361.1188 | 79264.0579 | 85166.8829 | 91071.0377 | 96977.9617 | 102889.0901 | 108805.8545 | 114729.6832 | 120662.0015 | 126604.2319 | 132557.7948 | 138524.1085 | 144504.5901 | 150500.655 | 156513.7181
F2_Commercial_Warehouse_New_Food Preparation_Natural Gas_Range_Baseline Forecast | F2 | Commercial | Warehouse | New | Food Preparation | Natural Gas | Range | Baseline Forecast | Usage (MMtherm) | 0 | 4.0064e-05 | 7.0185e-05 | 0.00010028 | 0.00013019 | 0.00015977 | 0.00018953 | 0.00021924 | 0.00024891 | 0.00027853 | 0.00030813 | 0.0003377 | 0.00036726 | 0.00039682 | 0.00042637 | 0.00045592 | 0.0004855 | 0.00051509 | 0.00054471 | 0.00057436 | 0.00060406 | 0.00063381 | 0.00066362 | 0.00069349 | 0.00072343 | 0.00075344 | 0.00078355
F3_Commercial_Warehouse_New_Food Preparation_Natural Gas_Range_Baseline Forecast | F3 | Commercial | Warehouse | New | Food Preparation | Natural Gas | Range | Baseline Forecast | Summer Peak Demand (MW) | 0 | 0 | 0 | 0 | 0 | 0 | 0 | 0 | 0 | 0 | 0 | 0 | 0 | 0 | 0 | 0 | 0 | 0 | 0 | 0 | 0 | 0 | 0 | 0 | 0 | 0 | 0
F4_Commercial_Warehouse_New_Food Preparation_Natural Gas_Range_Baseline Forecast | F4 | Commercial | Warehouse | New | Food Preparation | Natural Gas | Range | Baseline Forecast | Winter Peak Demand (MW) | 0 | 0 | 0 | 0 | 0 | 0 | 0 | 0 | 0 | 0 | 0 | 0 | 0 | 0 | 0 | 0 | 0 | 0 | 0 | 0 | 0 | 0 | 0 | 0 | 0 | 0 | 0
F5_Commercial_Warehouse_New_Food Preparation_Natural Gas_Range_Baseline Forecast | F5 | Commercial | Warehouse | New | Food Preparation | Natural Gas | Range | Baseline Forecast | Turnover | 0 | 8002.7673 | 6016.6564 | 6012.0346 | 5974.3242 | 5909.1833 | 5944.6158 | 5934.2393 | 5925.3482 | 5917.9353 | 7512.5476 | 8391.2923 | 9093.928 | 9649.3449 | 10081.7863 | 12534.1244 | 11877.1005 | 11871.1277 | 11858.4654 | 12162.6227 | 12610.9003 | 13101.1615 | 13608.246 | 14104.4743 | 15415.8529 | 16150.1398 | 16694.7402
F6_Commercial_Warehouse_New_Food Preparation_Natural Gas_Range_Baseline Forecast | F6 | Commercial | Warehouse | New | Food Preparation | Natural Gas | Range | Baseline Forecast | Avg. Replacement Usage (kWh) | 0.0050062 | 0.0050062 | 0.0050062 | 0.0050062 | 0.0050062 | 0.0050062 | 0.0050062 | 0.0050062 | 0.0050062 | 0.0050062 | 0.0050062 | 0.0050062 | 0.0050062 | 0.0050062 | 0.0050062 | 0.0050062 | 0.0050062 | 0.0050062 | 0.0050062 | 0.0050062 | 0.0050062 | 0.0050062 | 0.0050062 | 0.0050062 | 0.0050062 | 0.0050062 | 0.0050062
F7_Commercial_Warehouse_New_Food Preparation_Natural Gas_Range_Baseline Forecast | F7 | Commercial | Warehouse | New | Food Preparation | Natural Gas | Range | Baseline Forecast | Avg. Replacement Summer Demand (kW) | 0 | 0 | 0 | 0 | 0 | 0 | 0 | 0 | 0 | 0 | 0 | 0 | 0 | 0 | 0 | 0 | 0 | 0 | 0 | 0 | 0 | 0 | 0 | 0 | 0 | 0 | 0
F8_Commercial_Warehouse_New_Food Preparation_Natural Gas_Range_Baseline Forecast | F8 | Commercial | Warehouse | New | Food Preparation | Natural Gas | Range | Baseline Forecast | Avg. Replacement Winter Demand (kW) | 0 | 0 | 0 | 0 | 0 | 0 | 0 | 0 | 0 | 0 | 0 | 0 | 0 | 0 | 0 | 0 | 0 | 0 | 0 | 0 | 0 | 0 | 0 | 0 | 0 | 0 | 0
F1_Commercial_Warehouse_New_Food Preparation_Natural Gas_Steamer_Baseline Forecast | F1 | Commercial | Warehouse | New | Food Preparation | Natural Gas | Steamer | Baseline Forecast | Units | 0 | 0 | 0 | 0 | 0 | 0 | 0 | 0 | 0 | 0 | 0 | 0 | 0 | 0 | 0 | 0 | 0 | 0 | 0 | 0 | 0 | 0 | 0 | 0 | 0 | 0 | 0
F2_Commercial_Warehouse_New_Food Preparation_Natural Gas_Steamer_Baseline Forecast | F2 | Commercial | Warehouse | New | Food Preparation | Natural Gas | Steamer | Baseline Forecast | Usage (MMtherm) | 0 | 0 | 0 | 0 | 0 | 0 | 0 | 0 | 0 | 0 | 0 | 0 | 0 | 0 | 0 | 0 | 0 | 0 | 0 | 0 | 0 | 0 | 0 | 0 | 0 | 0 | 0
F3_Commercial_Warehouse_New_Food Preparation_Natural Gas_Steamer_Baseline Forecast | F3 | Commercial | Warehouse | New | Food Preparation | Natural Gas | Steamer | Baseline Forecast | Summer Peak Demand (MW) | 0 | 0 | 0 | 0 | 0 | 0 | 0 | 0 | 0 | 0 | 0 | 0 | 0 | 0 | 0 | 0 | 0 | 0 | 0 | 0 | 0 | 0 | 0 | 0 | 0 | 0 | 0
F4_Commercial_Warehouse_New_Food Preparation_Natural Gas_Steamer_Baseline Forecast | F4 | Commercial | Warehouse | New | Food Preparation | Natural Gas | Steamer | Baseline Forecast | Winter Peak Demand (MW) | 0 | 0 | 0 | 0 | 0 | 0 | 0 | 0 | 0 | 0 | 0 | 0 | 0 | 0 | 0 | 0 | 0 | 0 | 0 | 0 | 0 | 0 | 0 | 0 | 0 | 0 | 0
F5_Commercial_Warehouse_New_Food Preparation_Natural Gas_Steamer_Baseline Forecast | F5 | Commercial | Warehouse | New | Food Preparation | Natural Gas | Steamer | Baseline Forecast | Turnover | 0 | 0 | 0 | 0 | 0 | 0 | 0 | 0 | 0 | 0 | 0 | 0 | 0 | 0 | 0 | 0 | 0 | 0 | 0 | 0 | 0 | 0 | 0 | 0 | 0 | 0 | 0
F6_Commercial_Warehouse_New_Food Preparation_Natural Gas_Steamer_Baseline Forecast | F6 | Commercial | Warehouse | New | Food Preparation | Natural Gas | Steamer | Baseline Forecast | Avg. Replacement Usage (kWh) | 0.0057852 | 0.0016345 | 0.0016345 | 0.0016345 | 0.0016345 | 0.0016345 | 0.0016345 | 0.0016345 | 0.0016345 | 0.0016345 | 0.0016345 | 0.0016345 | 0.0016345 | 0.0016345 | 0.0016345 | 0.0016345 | 0.0016345 | 0.0016345 | 0.0016345 | 0.0016345 | 0.0016345 | 0.0016345 | 0.0016345 | 0.0016345 | 0.0016345 | 0.0016345 | 0.0016345
F7_Commercial_Warehouse_New_Food Preparation_Natural Gas_Steamer_Baseline Forecast | F7 | Commercial | Warehouse | New | Food Preparation | Natural Gas | Steamer | Baseline Forecast | Avg. Replacement Summer Demand (kW) | 0 | 0 | 0 | 0 | 0 | 0 | 0 | 0 | 0 | 0 | 0 | 0 | 0 | 0 | 0 | 0 | 0 | 0 | 0 | 0 | 0 | 0 | 0 | 0 | 0 | 0 | 0
F8_Commercial_Warehouse_New_Food Preparation_Natural Gas_Steamer_Baseline Forecast | F8 | Commercial | Warehouse | New | Food Preparation | Natural Gas | Steamer | Baseline Forecast | Avg. Replacement Winter Demand (kW) | 0 | 0 | 0 | 0 | 0 | 0 | 0 | 0 | 0 | 0 | 0 | 0 | 0 | 0 | 0 | 0 | 0 | 0 | 0 | 0 | 0 | 0 | 0 | 0 | 0 | 0 | 0
F1_Commercial_Warehouse_New_Food Preparation_Natural Gas_Commercial Food Prep Other_Baseline Forecast | F1 | Commercial | Warehouse | New | Food Preparation | Natural Gas | Commercial Food Prep Other | Baseline Forecast | Units | 0 | 0 | 0 | 0 | 0 | 0 | 0 | 0 | 0 | 0 | 0 | 0 | 0 | 0 | 0 | 0 | 0 | 0 | 0 | 0 | 0 | 0 | 0 | 0 | 0 | 0 | 0
F2_Commercial_Warehouse_New_Food Preparation_Natural Gas_Commercial Food Prep Other_Baseline Forecast | F2 | Commercial | Warehouse | New | Food Preparation | Natural Gas | Commercial Food Prep Other | Baseline Forecast | Usage (MMtherm) | 0 | 0 | 0 | 0 | 0 | 0 | 0 | 0 | 0 | 0 | 0 | 0 | 0 | 0 | 0 | 0 | 0 | 0 | 0 | 0 | 0 | 0 | 0 | 0 | 0 | 0 | 0
F3_Commercial_Warehouse_New_Food Preparation_Natural Gas_Commercial Food Prep Other_Baseline Forecast | F3 | Commercial | Warehouse | New | Food Preparation | Natural Gas | Commercial Food Prep Other | Baseline Forecast | Summer Peak Demand (MW) | 0 | 0 | 0 | 0 | 0 | 0 | 0 | 0 | 0 | 0 | 0 | 0 | 0 | 0 | 0 | 0 | 0 | 0 | 0 | 0 | 0 | 0 | 0 | 0 | 0 | 0 | 0
F4_Commercial_Warehouse_New_Food Preparation_Natural Gas_Commercial Food Prep Other_Baseline Forecast | F4 | Commercial | Warehouse | New | Food Preparation | Natural Gas | Commercial Food Prep Other | Baseline Forecast | Winter Peak Demand (MW) | 0 | 0 | 0 | 0 | 0 | 0 | 0 | 0 | 0 | 0 | 0 | 0 | 0 | 0 | 0 | 0 | 0 | 0 | 0 | 0 | 0 | 0 | 0 | 0 | 0 | 0 | 0
F5_Commercial_Warehouse_New_Food Preparation_Natural Gas_Commercial Food Prep Other_Baseline Forecast | F5 | Commercial | Warehouse | New | Food Preparation | Natural Gas | Commercial Food Prep Other | Baseline Forecast | Turnover | 0 | 0 | 0 | 0 | 0 | 0 | 0 | 0 | 0 | 0 | 0 | 0 | 0 | 0 | 0 | 0 | 0 | 0 | 0 | 0 | 0 | 0 | 0 | 0 | 0 | 0 | 0
F6_Commercial_Warehouse_New_Food Preparation_Natural Gas_Commercial Food Prep Other_Baseline Forecast | F6 | Commercial | Warehouse | New | Food Preparation | Natural Gas | Commercial Food Prep Other | Baseline Forecast | Avg. Replacement Usage (kWh) | 0.0020893 | 0.0020893 | 0.0020893 | 0.0020893 | 0.0020893 | 0.0020893 | 0.0020893 | 0.0020893 | 0.0020893 | 0.0020893 | 0.0020893 | 0.0020893 | 0.0020893 | 0.0020893 | 0.0020893 | 0.0020893 | 0.0020893 | 0.0020893 | 0.0020893 | 0.0020893 | 0.0020893 | 0.0020893 | 0.0020893 | 0.0020893 | 0.0020893 | 0.0020893 | 0.0020893
F7_Commercial_Warehouse_New_Food Preparation_Natural Gas_Commercial Food Prep Other_Baseline Forecast | F7 | Commercial | Warehouse | New | Food Preparation | Natural Gas | Commercial Food Prep Other | Baseline Forecast | Avg. Replacement Summer Demand (kW) | 0 | 0 | 0 | 0 | 0 | 0 | 0 | 0 | 0 | 0 | 0 | 0 | 0 | 0 | 0 | 0 | 0 | 0 | 0 | 0 | 0 | 0 | 0 | 0 | 0 | 0 | 0
F8_Commercial_Warehouse_New_Food Preparation_Natural Gas_Commercial Food Prep Other_Baseline Forecast | F8 | Commercial | Warehouse | New | Food Preparation | Natural Gas | Commercial Food Prep Other | Baseline Forecast | Avg. Replacement Winter Demand (kW) | 0 | 0 | 0 | 0 | 0 | 0 | 0 | 0 | 0 | 0 | 0 | 0 | 0 | 0 | 0 | 0 | 0 | 0 | 0 | 0 | 0 | 0 | 0 | 0 | 0 | 0 | 0
F1_Commercial_Warehouse_New_Miscellaneous_Natural Gas_Pool Heater_Baseline Forecast | F1 | Commercial | Warehouse | New | Miscellaneous | Natural Gas | Pool Heater | Baseline Forecast | Units | 0 | 0 | 0 | 0 | 0 | 0 | 0 | 0 | 0 | 0 | 0 | 0 | 0 | 0 | 0 | 0 | 0 | 0 | 0 | 0 | 0 | 0 | 0 | 0 | 0 | 0 | 0
F2_Commercial_Warehouse_New_Miscellaneous_Natural Gas_Pool Heater_Baseline Forecast | F2 | Commercial | Warehouse | New | Miscellaneous | Natural Gas | Pool Heater | Baseline Forecast | Usage (MMtherm) | 0 | 0 | 0 | 0 | 0 | 0 | 0 | 0 | 0 | 0 | 0 | 0 | 0 | 0 | 0 | 0 | 0 | 0 | 0 | 0 | 0 | 0 | 0 | 0 | 0 | 0 | 0
F3_Commercial_Warehouse_New_Miscellaneous_Natural Gas_Pool Heater_Baseline Forecast | F3 | Commercial | Warehouse | New | Miscellaneous | Natural Gas | Pool Heater | Baseline Forecast | Summer Peak Demand (MW) | 0 | 0 | 0 | 0 | 0 | 0 | 0 | 0 | 0 | 0 | 0 | 0 | 0 | 0 | 0 | 0 | 0 | 0 | 0 | 0 | 0 | 0 | 0 | 0 | 0 | 0 | 0
F4_Commercial_Warehouse_New_Miscellaneous_Natural Gas_Pool Heater_Baseline Forecast | F4 | Commercial | Warehouse | New | Miscellaneous | Natural Gas | Pool Heater | Baseline Forecast | Winter Peak Demand (MW) | 0 | 0 | 0 | 0 | 0 | 0 | 0 | 0 | 0 | 0 | 0 | 0 | 0 | 0 | 0 | 0 | 0 | 0 | 0 | 0 | 0 | 0 | 0 | 0 | 0 | 0 | 0
F5_Commercial_Warehouse_New_Miscellaneous_Natural Gas_Pool Heater_Baseline Forecast | F5 | Commercial | Warehouse | New | Miscellaneous | Natural Gas | Pool Heater | Baseline Forecast | Turnover | 0 | 0 | 0 | 0 | 0 | 0 | 0 | 0 | 0 | 0 | 0 | 0 | 0 | 0 | 0 | 0 | 0 | 0 | 0 | 0 | 0 | 0 | 0 | 0 | 0 | 0 | 0
F6_Commercial_Warehouse_New_Miscellaneous_Natural Gas_Pool Heater_Baseline Forecast | F6 | Commercial | Warehouse | New | Miscellaneous | Natural Gas | Pool Heater | Baseline Forecast | Avg. Replacement Usage (kWh) | 0.01 | 0.01 | 0.01 | 0.01 | 0.01 | 0.01 | 0.01 | 0.01 | 0.01 | 0.01 | 0.01 | 0.01 | 0.01 | 0.01 | 0.01 | 0.01 | 0.01 | 0.01 | 0.01 | 0.01 | 0.01 | 0.01 | 0.01 | 0.01 | 0.01 | 0.01 | 0.01
F7_Commercial_Warehouse_New_Miscellaneous_Natural Gas_Pool Heater_Baseline Forecast | F7 | Commercial | Warehouse | New | Miscellaneous | Natural Gas | Pool Heater | Baseline Forecast | Avg. Replacement Summer Demand (kW) | 0 | 0 | 0 | 0 | 0 | 0 | 0 | 0 | 0 | 0 | 0 | 0 | 0 | 0 | 0 | 0 | 0 | 0 | 0 | 0 | 0 | 0 | 0 | 0 | 0 | 0 | 0
F8_Commercial_Warehouse_New_Miscellaneous_Natural Gas_Pool Heater_Baseline Forecast | F8 | Commercial | Warehouse | New | Miscellaneous | Natural Gas | Pool Heater | Baseline Forecast | Avg. Replacement Winter Demand (kW) | 0 | 0 | 0 | 0 | 0 | 0 | 0 | 0 | 0 | 0 | 0 | 0 | 0 | 0 | 0 | 0 | 0 | 0 | 0 | 0 | 0 | 0 | 0 | 0 | 0 | 0 | 0
F1_Commercial_Warehouse_New_Miscellaneous_Natural Gas_Miscellaneous_Baseline Forecast | F1 | Commercial | Warehouse | New | Miscellaneous | Natural Gas | Miscellaneous | Baseline Forecast | Units | 0 | 505107.9975 | 884859.2963 | 1264318.8826 | 1641398.3107 | 2014366.2657 | 2389570.6015 | 2764120.0052 | 3138108.2301 | 3511628.583 | 3884773.9477 | 4257636.8097 | 4630309.2802 | 5002883.1191 | 5375449.7594 | 5748100.3305 | 6120925.6809 | 6494016.4022 | 6867462.8515 | 7241355.1743 | 7615783.3276 | 7990837.1023 | 8366606.1457 | 8743179.9837 | 9120648.0436 | 9499099.6758 | 9878624.1762
F2_Commercial_Warehouse_New_Miscellaneous_Natural Gas_Miscellaneous_Baseline Forecast | F2 | Commercial | Warehouse | New | Miscellaneous | Natural Gas | Miscellaneous | Baseline Forecast | Usage (MMtherm) | 0 | 0.0030457 | 0.0053355 | 0.0076236 | 0.0098973 | 0.012146 | 0.014409 | 0.016667 | 0.018922 | 0.021174 | 0.023424 | 0.025673 | 0.02792 | 0.030166 | 0.032413 | 0.03466 | 0.036908 | 0.039157 | 0.041409 | 0.043664 | 0.045922 | 0.048183 | 0.050449 | 0.052719 | 0.054996 | 0.057277 | 0.059566
F3_Commercial_Warehouse_New_Miscellaneous_Natural Gas_Miscellaneous_Baseline Forecast | F3 | Commercial | Warehouse | New | Miscellaneous | Natural Gas | Miscellaneous | Baseline Forecast | Summer Peak Demand (MW) | 0 | 0 | 0 | 0 | 0 | 0 | 0 | 0 | 0 | 0 | 0 | 0 | 0 | 0 | 0 | 0 | 0 | 0 | 0 | 0 | 0 | 0 | 0 | 0 | 0 | 0 | 0
F4_Commercial_Warehouse_New_Miscellaneous_Natural Gas_Miscellaneous_Baseline Forecast | F4 | Commercial | Warehouse | New | Miscellaneous | Natural Gas | Miscellaneous | Baseline Forecast | Winter Peak Demand (MW) | 0 | 0 | 0 | 0 | 0 | 0 | 0 | 0 | 0 | 0 | 0 | 0 | 0 | 0 | 0 | 0 | 0 | 0 | 0 | 0 | 0 | 0 | 0 | 0 | 0 | 0 | 0
F5_Commercial_Warehouse_New_Miscellaneous_Natural Gas_Miscellaneous_Baseline Forecast | F5 | Commercial | Warehouse | New | Miscellaneous | Natural Gas | Miscellaneous | Baseline Forecast | Turnover | 0 | 505107.9975 | 379751.2988 | 379459.5862 | 449237.7134 | 489068.0994 | 528927.2577 | 570488.7243 | 611803.0854 | 652922.6986 | 694131.4788 | 882561.0853 | 866307.7623 | 894766.4507 | 966570.819 | 1017160.1295 | 1064699.1443 | 1116316.1779 | 1167842.6651 | 1218883.7361 | 1270186.7201 | 1364581.8119 | 1393326.6584 | 1438512.9677 | 1503562.5747 | 1557461.7249 | 1609457.2644
F6_Commercial_Warehouse_New_Miscellaneous_Natural Gas_Miscellaneous_Baseline Forecast | F6 | Commercial | Warehouse | New | Miscellaneous | Natural Gas | Miscellaneous | Baseline Forecast | Avg. Replacement Usage (kWh) | 0.0060298 | 0.0060298 | 0.0060298 | 0.0060298 | 0.0060298 | 0.0060298 | 0.0060298 | 0.0060298 | 0.0060298 | 0.0060298 | 0.0060298 | 0.0060298 | 0.0060298 | 0.0060298 | 0.0060298 | 0.0060298 | 0.0060298 | 0.0060298 | 0.0060298 | 0.0060298 | 0.0060298 | 0.0060298 | 0.0060298 | 0.0060298 | 0.0060298 | 0.0060298 | 0.0060298
F7_Commercial_Warehouse_New_Miscellaneous_Natural Gas_Miscellaneous_Baseline Forecast | F7 | Commercial | Warehouse | New | Miscellaneous | Natural Gas | Miscellaneous | Baseline Forecast | Avg. Replacement Summer Demand (kW) | 0 | 0 | 0 | 0 | 0 | 0 | 0 | 0 | 0 | 0 | 0 | 0 | 0 | 0 | 0 | 0 | 0 | 0 | 0 | 0 | 0 | 0 | 0 | 0 | 0 | 0 | 0
F8_Commercial_Warehouse_New_Miscellaneous_Natural Gas_Miscellaneous_Baseline Forecast | F8 | Commercial | Warehouse | New | Miscellaneous | Natural Gas | Miscellaneous | Baseline Forecast | Avg. Replacement Winter Demand (kW) | 0 | 0 | 0 | 0 | 0 | 0 | 0 | 0 | 0 | 0 | 0 | 0 | 0 | 0 | 0 | 0 | 0 | 0 | 0 | 0 | 0 | 0 | 0 | 0 | 0 | 0 | 0
F1_Commercial_Miscellaneous_Existing_Space Heating_Natural Gas_Furnace_Baseline Forecast | F1 | Commercial | Miscellaneous | Existing | Space Heating | Natural Gas | Furnace | Baseline Forecast | Units | 11567558.9436 | 11336207.7647 | 11109483.6094 | 10887293.9372 | 10669548.0585 | 10456157.0973 | 10247033.9554 | 10042093.2763 | 9841251.4108 | 9644426.3825 | 9451537.8549 | 9262507.0978 | 9077256.9558 | 8895711.8167 | 8717797.5804 | 8543441.6288 | 8372572.7962 | 8205121.3403 | 8041018.9135 | 7880198.5352 | 7722594.5645 | 7568142.6732 | 7416779.8197 | 7268444.2233 | 7123075.3389 | 6980613.8321 | 6841001.5555
F2_Commercial_Miscellaneous_Existing_Space Heating_Natural Gas_Furnace_Baseline Forecast | F2 | Commercial | Miscellaneous | Existing | Space Heating | Natural Gas | Furnace | Baseline Forecast | Usage (MMtherm) | 6.846 | 7.2133 | 7.0369 | 6.8801 | 6.725 | 6.5715 | 6.4197 | 6.2696 | 6.1211 | 5.9743 | 5.8294 | 5.6867 | 5.5462 | 5.4082 | 5.2727 | 5.1398 | 5.0096 | 4.8821 | 4.7575 | 4.6374 | 4.5216 | 4.4103 | 4.3032 | 4.2001 | 4.1006 | 4.0047 | 3.9119
F3_Commercial_Miscellaneous_Existing_Space Heating_Natural Gas_Furnace_Baseline Forecast | F3 | Commercial | Miscellaneous | Existing | Space Heating | Natural Gas | Furnace | Baseline Forecast | Summer Peak Demand (MW) | 0 | 0 | 0 | 0 | 0 | 0 | 0 | 0 | 0 | 0 | 0 | 0 | 0 | 0 | 0 | 0 | 0 | 0 | 0 | 0 | 0 | 0 | 0 | 0 | 0 | 0 | 0
F4_Commercial_Miscellaneous_Existing_Space Heating_Natural Gas_Furnace_Baseline Forecast | F4 | Commercial | Miscellaneous | Existing | Space Heating | Natural Gas | Furnace | Baseline Forecast | Winter Peak Demand (MW) | 0 | 0 | 0 | 0 | 0 | 0 | 0 | 0 | 0 | 0 | 0 | 0 | 0 | 0 | 0 | 0 | 0 | 0 | 0 | 0 | 0 | 0 | 0 | 0 | 0 | 0 | 0
F5_Commercial_Miscellaneous_Existing_Space Heating_Natural Gas_Furnace_Baseline Forecast | F5 | Commercial | Miscellaneous | Existing | Space Heating | Natural Gas | Furnace | Baseline Forecast | Turnover | 0 | 128237.6444 | 143933.0552 | 160309.6955 | 177204.2822 | 194472.1679 | 211985.4801 | 229631.44 | 247310.844 | 264936.6916 | 280056.9946 | 292927.2295 | 303778.1748 | 312818.2729 | 320235.7675 | 326200.6363 | 330866.3397 | 334371.4022 | 336840.8433 | 311568.5258 | 289546.0627 | 270499.8946 | 254173.8245 | 240328.3577 | 228740.0065 | 219200.5695 | 211516.4002
F6_Commercial_Miscellaneous_Existing_Space Heating_Natural Gas_Furnace_Baseline Forecast | F6 | Commercial | Miscellaneous | Existing | Space Heating | Natural Gas | Furnace | Baseline Forecast | Avg. Replacement Usage (kWh) | 0.57704 | 0.62078 | 0.61837 | 0.54966 | 0.54966 | 0.54966 | 0.54966 | 0.54966 | 0.54966 | 0.54966 | 0.54966 | 0.54966 | 0.54966 | 0.54966 | 0.54966 | 0.54966 | 0.54966 | 0.54966 | 0.54966 | 0.54966 | 0.54966 | 0.54966 | 0.54966 | 0.54966 | 0.54966 | 0.54966 | 0.54966
F7_Commercial_Miscellaneous_Existing_Space Heating_Natural Gas_Furnace_Baseline Forecast | F7 | Commercial | Miscellaneous | Existing | Space Heating | Natural Gas | Furnace | Baseline Forecast | Avg. Replacement Summer Demand (kW) | 0 | 0 | 0 | 0 | 0 | 0 | 0 | 0 | 0 | 0 | 0 | 0 | 0 | 0 | 0 | 0 | 0 | 0 | 0 | 0 | 0 | 0 | 0 | 0 | 0 | 0 | 0
F8_Commercial_Miscellaneous_Existing_Space Heating_Natural Gas_Furnace_Baseline Forecast | F8 | Commercial | Miscellaneous | Existing | Space Heating | Natural Gas | Furnace | Baseline Forecast | Avg. Replacement Winter Demand (kW) | 0 | 0 | 0 | 0 | 0 | 0 | 0 | 0 | 0 | 0 | 0 | 0 | 0 | 0 | 0 | 0 | 0 | 0 | 0 | 0 | 0 | 0 | 0 | 0 | 0 | 0 | 0
F1_Commercial_Miscellaneous_Existing_Space Heating_Natural Gas_Boiler_Baseline Forecast | F1 | Commercial | Miscellaneous | Existing | Space Heating | Natural Gas | Boiler | Baseline Forecast | Units | 5461553.4322 | 5352322.3635 | 5245275.9162 | 5140370.3979 | 5037562.99 | 4936811.7302 | 4838075.4956 | 4741313.9856 | 4646487.7059 | 4553557.9518 | 4462486.7928 | 4373237.0569 | 4285772.3158 | 4200056.8695 | 4116055.7321 | 4033734.6174 | 3953059.9251 | 3873998.7266 | 3796518.7521 | 3720588.377 | 3646176.6095 | 3573253.0773 | 3501788.0157 | 3431752.2554 | 3363117.2103 | 3295854.8661 | 3229937.7688
F2_Commercial_Miscellaneous_Existing_Space Heating_Natural Gas_Boiler_Baseline Forecast | F2 | Commercial | Miscellaneous | Existing | Space Heating | Natural Gas | Boiler | Baseline Forecast | Usage (MMtherm) | 5.1584 | 5.4216 | 5.2763 | 5.1552 | 5.0371 | 4.922 | 4.8099 | 4.7006 | 4.5943 | 4.4907 | 4.3898 | 4.2916 | 4.196 | 4.103 | 4.0125 | 3.9244 | 3.8387 | 3.7552 | 3.6741 | 3.5951 | 3.5183 | 3.4435 | 3.3707 | 3.2998 | 3.2307 | 3.1633 | 3.0976
F3_Commercial_Miscellaneous_Existing_Space Heating_Natural Gas_Boiler_Baseline Forecast | F3 | Commercial | Miscellaneous | Existing | Space Heating | Natural Gas | Boiler | Baseline Forecast | Summer Peak Demand (MW) | 0 | 0 | 0 | 0 | 0 | 0 | 0 | 0 | 0 | 0 | 0 | 0 | 0 | 0 | 0 | 0 | 0 | 0 | 0 | 0 | 0 | 0 | 0 | 0 | 0 | 0 | 0
F4_Commercial_Miscellaneous_Existing_Space Heating_Natural Gas_Boiler_Baseline Forecast | F4 | Commercial | Miscellaneous | Existing | Space Heating | Natural Gas | Boiler | Baseline Forecast | Winter Peak Demand (MW) | 0 | 0 | 0 | 0 | 0 | 0 | 0 | 0 | 0 | 0 | 0 | 0 | 0 | 0 | 0 | 0 | 0 | 0 | 0 | 0 | 0 | 0 | 0 | 0 | 0 | 0 | 0
F5_Commercial_Miscellaneous_Existing_Space Heating_Natural Gas_Boiler_Baseline Forecast | F5 | Commercial | Miscellaneous | Existing | Space Heating | Natural Gas | Boiler | Baseline Forecast | Turnover | 0 | 162191.5868 | 160392.7346 | 158472.2254 | 156449.6887 | 154342.4854 | 152165.9582 | 149933.6536 | 147657.5208 | 145348.0881 | 143014.6203 | 140665.2589 | 138307.1467 | 135946.5394 | 133588.904 | 131239.0073 | 128900.9941 | 126578.4576 | 124274.5008 | 121991.7928 | 119732.6173 | 117498.9168 | 114327.6521 | 111395.3518 | 108668.7111 | 106119.2261 | 103722.5349
F6_Commercial_Miscellaneous_Existing_Space Heating_Natural Gas_Boiler_Baseline Forecast | F6 | Commercial | Miscellaneous | Existing | Space Heating | Natural Gas | Boiler | Baseline Forecast | Avg. Replacement Usage (kWh) | 0.88777 | 0.95507 | 0.95136 | 0.95136 | 0.95136 | 0.95136 | 0.95136 | 0.95136 | 0.95136 | 0.95136 | 0.95136 | 0.95136 | 0.95136 | 0.95136 | 0.95136 | 0.95136 | 0.95136 | 0.95136 | 0.95136 | 0.95136 | 0.95136 | 0.95136 | 0.95136 | 0.95136 | 0.95136 | 0.95136 | 0.95136
F7_Commercial_Miscellaneous_Existing_Space Heating_Natural Gas_Boiler_Baseline Forecast | F7 | Commercial | Miscellaneous | Existing | Space Heating | Natural Gas | Boiler | Baseline Forecast | Avg. Replacement Summer Demand (kW) | 0 | 0 | 0 | 0 | 0 | 0 | 0 | 0 | 0 | 0 | 0 | 0 | 0 | 0 | 0 | 0 | 0 | 0 | 0 | 0 | 0 | 0 | 0 | 0 | 0 | 0 | 0
F8_Commercial_Miscellaneous_Existing_Space Heating_Natural Gas_Boiler_Baseline Forecast | F8 | Commercial | Miscellaneous | Existing | Space Heating | Natural Gas | Boiler | Baseline Forecast | Avg. Replacement Winter Demand (kW) | 0 | 0 | 0 | 0 | 0 | 0 | 0 | 0 | 0 | 0 | 0 | 0 | 0 | 0 | 0 | 0 | 0 | 0 | 0 | 0 | 0 | 0 | 0 | 0 | 0 | 0 | 0
F1_Commercial_Miscellaneous_Existing_Space Heating_Natural Gas_Unit Heater_Baseline Forecast | F1 | Commercial | Miscellaneous | Existing | Space Heating | Natural Gas | Unit Heater | Baseline Forecast | Units | 102480.0848 | 100430.4831 | 98421.8734 | 96453.4359 | 94524.3672 | 92633.8799 | 90781.2023 | 88965.5782 | 87186.2667 | 85442.5413 | 83733.6905 | 82059.0167 | 80417.8364 | 78809.4796 | 77233.2901 | 75688.6243 | 74174.8518 | 72691.3547 | 71237.5276 | 69812.7771 | 68416.5215 | 67048.1911 | 65707.2273 | 64393.0827 | 63105.2211 | 61843.1167 | 60606.2543
F2_Commercial_Miscellaneous_Existing_Space Heating_Natural Gas_Unit Heater_Baseline Forecast | F2 | Commercial | Miscellaneous | Existing | Space Heating | Natural Gas | Unit Heater | Baseline Forecast | Usage (MMtherm) | 0.030325 | 0.031972 | 0.031211 | 0.030587 | 0.029975 | 0.029375 | 0.028788 | 0.028212 | 0.027648 | 0.027095 | 0.026553 | 0.026022 | 0.025502 | 0.024992 | 0.024492 | 0.024002 | 0.023522 | 0.023051 | 0.02259 | 0.022139 | 0.021696 | 0.021262 | 0.020837 | 0.02042 | 0.020011 | 0.019611 | 0.019219
F3_Commercial_Miscellaneous_Existing_Space Heating_Natural Gas_Unit Heater_Baseline Forecast | F3 | Commercial | Miscellaneous | Existing | Space Heating | Natural Gas | Unit Heater | Baseline Forecast | Summer Peak Demand (MW) | 0 | 0 | 0 | 0 | 0 | 0 | 0 | 0 | 0 | 0 | 0 | 0 | 0 | 0 | 0 | 0 | 0 | 0 | 0 | 0 | 0 | 0 | 0 | 0 | 0 | 0 | 0
F4_Commercial_Miscellaneous_Existing_Space Heating_Natural Gas_Unit Heater_Baseline Forecast | F4 | Commercial | Miscellaneous | Existing | Space Heating | Natural Gas | Unit Heater | Baseline Forecast | Winter Peak Demand (MW) | 0 | 0 | 0 | 0 | 0 | 0 | 0 | 0 | 0 | 0 | 0 | 0 | 0 | 0 | 0 | 0 | 0 | 0 | 0 | 0 | 0 | 0 | 0 | 0 | 0 | 0 | 0
F5_Commercial_Miscellaneous_Existing_Space Heating_Natural Gas_Unit Heater_Baseline Forecast | F5 | Commercial | Miscellaneous | Existing | Space Heating | Natural Gas | Unit Heater | Baseline Forecast | Turnover | 0 | 84.5374 | 241.0086 | 458.286 | 726.555 | 1037.1677 | 1382.5131 | 1755.9014 | 2151.4614 | 2564.0485 | 2918.6803 | 3221.938 | 3479.6799 | 3697.12 | 3878.8985 | 4029.1446 | 4151.5322 | 3704.2004 | 3315.9641 | 2984.3777 | 2706.6164 | 2479.5945 | 2300.0624 | 2164.6845 | 2070.1028 | 2012.9872 | 1985.4372
F6_Commercial_Miscellaneous_Existing_Space Heating_Natural Gas_Unit Heater_Baseline Forecast | F6 | Commercial | Miscellaneous | Existing | Space Heating | Natural Gas | Unit Heater | Baseline Forecast | Avg. Replacement Usage (kWh) | 0.29592 | 0.31835 | 0.31711 | 0.31711 | 0.31711 | 0.31711 | 0.31711 | 0.31711 | 0.31711 | 0.31711 | 0.31711 | 0.31711 | 0.31711 | 0.31711 | 0.31711 | 0.31711 | 0.31711 | 0.31711 | 0.31711 | 0.31711 | 0.31711 | 0.31711 | 0.31711 | 0.31711 | 0.31711 | 0.31711 | 0.31711
F7_Commercial_Miscellaneous_Existing_Space Heating_Natural Gas_Unit Heater_Baseline Forecast | F7 | Commercial | Miscellaneous | Existing | Space Heating | Natural Gas | Unit Heater | Baseline Forecast | Avg. Replacement Summer Demand (kW) | 0 | 0 | 0 | 0 | 0 | 0 | 0 | 0 | 0 | 0 | 0 | 0 | 0 | 0 | 0 | 0 | 0 | 0 | 0 | 0 | 0 | 0 | 0 | 0 | 0 | 0 | 0
F8_Commercial_Miscellaneous_Existing_Space Heating_Natural Gas_Unit Heater_Baseline Forecast | F8 | Commercial | Miscellaneous | Existing | Space Heating | Natural Gas | Unit Heater | Baseline Forecast | Avg. Replacement Winter Demand (kW) | 0 | 0 | 0 | 0 | 0 | 0 | 0 | 0 | 0 | 0 | 0 | 0 | 0 | 0 | 0 | 0 | 0 | 0 | 0 | 0 | 0 | 0 | 0 | 0 | 0 | 0 | 0
F1_Commercial_Miscellaneous_Existing_Water Heating_Natural Gas_Water Heater_Baseline Forecast | F1 | Commercial | Miscellaneous | Existing | Water Heating | Natural Gas | Water Heater | Baseline Forecast | Units | 12684927.6423 | 12431229.0895 | 12182604.5077 | 11938952.4175 | 11700173.3692 | 11466169.9018 | 11236846.5038 | 11012109.5737 | 10791867.3822 | 10576030.0346 | 10364509.4339 | 10157219.2452 | 9954074.8603 | 9754993.3631 | 9559893.4958 | 9368695.6259 | 9181321.7134 | 8997695.2791 | 8817741.3735 | 8641386.5461 | 8468558.8151 | 8299187.6388 | 8133203.8861 | 7970539.8083 | 7811129.0122 | 7654906.4319 | 7501808.3033
F2_Commercial_Miscellaneous_Existing_Water Heating_Natural Gas_Water Heater_Baseline Forecast | F2 | Commercial | Miscellaneous | Existing | Water Heating | Natural Gas | Water Heater | Baseline Forecast | Usage (MMtherm) | 4.6434 | 4.4626 | 4.2971 | 4.1452 | 4.0056 | 3.877 | 3.7586 | 3.6494 | 3.5489 | 3.4563 | 3.3703 | 3.2896 | 3.2134 | 3.1409 | 3.0717 | 3.0053 | 2.9412 | 2.8793 | 2.8193 | 2.761 | 2.7043 | 2.6491 | 2.5952 | 2.5426 | 2.4912 | 2.4409 | 2.3917
F3_Commercial_Miscellaneous_Existing_Water Heating_Natural Gas_Water Heater_Baseline Forecast | F3 | Commercial | Miscellaneous | Existing | Water Heating | Natural Gas | Water Heater | Baseline Forecast | Summer Peak Demand (MW) | 0 | 0 | 0 | 0 | 0 | 0 | 0 | 0 | 0 | 0 | 0 | 0 | 0 | 0 | 0 | 0 | 0 | 0 | 0 | 0 | 0 | 0 | 0 | 0 | 0 | 0 | 0
F4_Commercial_Miscellaneous_Existing_Water Heating_Natural Gas_Water Heater_Baseline Forecast | F4 | Commercial | Miscellaneous | Existing | Water Heating | Natural Gas | Water Heater | Baseline Forecast | Winter Peak Demand (MW) | 0 | 0 | 0 | 0 | 0 | 0 | 0 | 0 | 0 | 0 | 0 | 0 | 0 | 0 | 0 | 0 | 0 | 0 | 0 | 0 | 0 | 0 | 0 | 0 | 0 | 0 | 0
F5_Commercial_Miscellaneous_Existing_Water Heating_Natural Gas_Water Heater_Baseline Forecast | F5 | Commercial | Miscellaneous | Existing | Water Heating | Natural Gas | Water Heater | Baseline Forecast | Turnover | 0 | 1160248.0483 | 1072069.1967 | 999688.2824 | 939757.925 | 889652.4786 | 847312.1632 | 811120.8636 | 779810.3222 | 752385.0264 | 783340.7035 | 792906.1702 | 788336.0111 | 774759.6461 | 755760.7152 | 963027.077 | 877430.8512 | 807875.0577 | 750943.9302 | 713176.0076 | 686497.1145 | 665866.3092 | 648249.1599 | 631913.1154 | 665092.7686 | 672728.8902 | 664362.335
F6_Commercial_Miscellaneous_Existing_Water Heating_Natural Gas_Water Heater_Baseline Forecast | F6 | Commercial | Miscellaneous | Existing | Water Heating | Natural Gas | Water Heater | Baseline Forecast | Avg. Replacement Usage (kWh) | 0.31864 | 0.31864 | 0.31864 | 0.31864 | 0.31864 | 0.31864 | 0.31864 | 0.31864 | 0.31864 | 0.31864 | 0.31864 | 0.31864 | 0.31864 | 0.31864 | 0.31864 | 0.31864 | 0.31864 | 0.31864 | 0.31864 | 0.31864 | 0.31864 | 0.31864 | 0.31864 | 0.31864 | 0.31864 | 0.31864 | 0.31864
F7_Commercial_Miscellaneous_Existing_Water Heating_Natural Gas_Water Heater_Baseline Forecast | F7 | Commercial | Miscellaneous | Existing | Water Heating | Natural Gas | Water Heater | Baseline Forecast | Avg. Replacement Summer Demand (kW) | 0 | 0 | 0 | 0 | 0 | 0 | 0 | 0 | 0 | 0 | 0 | 0 | 0 | 0 | 0 | 0 | 0 | 0 | 0 | 0 | 0 | 0 | 0 | 0 | 0 | 0 | 0
F8_Commercial_Miscellaneous_Existing_Water Heating_Natural Gas_Water Heater_Baseline Forecast | F8 | Commercial | Miscellaneous | Existing | Water Heating | Natural Gas | Water Heater | Baseline Forecast | Avg. Replacement Winter Demand (kW) | 0 | 0 | 0 | 0 | 0 | 0 | 0 | 0 | 0 | 0 | 0 | 0 | 0 | 0 | 0 | 0 | 0 | 0 | 0 | 0 | 0 | 0 | 0 | 0 | 0 | 0 | 0
F1_Commercial_Miscellaneous_Existing_Food Preparation_Natural Gas_Oven_Baseline Forecast | F1 | Commercial | Miscellaneous | Existing | Food Preparation | Natural Gas | Oven | Baseline Forecast | Units | 7101330.6864 | 6959304.0726 | 6820117.9912 | 6683715.6314 | 6550041.3187 | 6419040.4924 | 6290659.6825 | 6164846.4889 | 6041549.5591 | 5920718.5679 | 5802304.1965 | 5686258.1126 | 5572532.9504 | 5461082.2914 | 5351860.6455 | 5244823.4326 | 5139926.964 | 5037128.4247 | 4936385.8562 | 4837658.1391 | 4740904.9763 | 4646086.8768 | 4553165.1392 | 4462101.8364 | 4372859.7997 | 4285402.6037 | 4199694.5516
F2_Commercial_Miscellaneous_Existing_Food Preparation_Natural Gas_Oven_Baseline Forecast | F2 | Commercial | Miscellaneous | Existing | Food Preparation | Natural Gas | Oven | Baseline Forecast | Usage (MMtherm) | 0.083553 | 0.081882 | 0.080244 | 0.07864 | 0.077067 | 0.075525 | 0.074015 | 0.072535 | 0.071084 | 0.069662 | 0.068269 | 0.066904 | 0.065566 | 0.064254 | 0.062969 | 0.06171 | 0.060476 | 0.059266 | 0.058081 | 0.056919 | 0.055781 | 0.054665 | 0.053572 | 0.0525 | 0.05145 | 0.050421 | 0.049413
F3_Commercial_Miscellaneous_Existing_Food Preparation_Natural Gas_Oven_Baseline Forecast | F3 | Commercial | Miscellaneous | Existing | Food Preparation | Natural Gas | Oven | Baseline Forecast | Summer Peak Demand (MW) | 0 | 0 | 0 | 0 | 0 | 0 | 0 | 0 | 0 | 0 | 0 | 0 | 0 | 0 | 0 | 0 | 0 | 0 | 0 | 0 | 0 | 0 | 0 | 0 | 0 | 0 | 0
F4_Commercial_Miscellaneous_Existing_Food Preparation_Natural Gas_Oven_Baseline Forecast | F4 | Commercial | Miscellaneous | Existing | Food Preparation | Natural Gas | Oven | Baseline Forecast | Winter Peak Demand (MW) | 0 | 0 | 0 | 0 | 0 | 0 | 0 | 0 | 0 | 0 | 0 | 0 | 0 | 0 | 0 | 0 | 0 | 0 | 0 | 0 | 0 | 0 | 0 | 0 | 0 | 0 | 0
F5_Commercial_Miscellaneous_Existing_Food Preparation_Natural Gas_Oven_Baseline Forecast | F5 | Commercial | Miscellaneous | Existing | Food Preparation | Natural Gas | Oven | Baseline Forecast | Turnover | 0 | 83511.6489 | 147314.5486 | 222434.0562 | 305389.1264 | 367805.885 | 414173.0075 | 448008.5676 | 472069.7082 | 488517.0226 | 499043.4296 | 504975.2111 | 409274.6446 | 344463.1968 | 305681.1308 | 288560.9361 | 285134.5145 | 305719.1576 | 323853.5425 | 344313.5248 | 364759.903 | 378893.5015 | 388115.8079 | 377818.2317 | 357639.4281 | 334255.1082 | 312119.0517
F6_Commercial_Miscellaneous_Existing_Food Preparation_Natural Gas_Oven_Baseline Forecast | F6 | Commercial | Miscellaneous | Existing | Food Preparation | Natural Gas | Oven | Baseline Forecast | Avg. Replacement Usage (kWh) | 0.011766 | 0.011766 | 0.011766 | 0.011766 | 0.011766 | 0.011766 | 0.011766 | 0.011766 | 0.011766 | 0.011766 | 0.011766 | 0.011766 | 0.011766 | 0.011766 | 0.011766 | 0.011766 | 0.011766 | 0.011766 | 0.011766 | 0.011766 | 0.011766 | 0.011766 | 0.011766 | 0.011766 | 0.011766 | 0.011766 | 0.011766
F7_Commercial_Miscellaneous_Existing_Food Preparation_Natural Gas_Oven_Baseline Forecast | F7 | Commercial | Miscellaneous | Existing | Food Preparation | Natural Gas | Oven | Baseline Forecast | Avg. Replacement Summer Demand (kW) | 0 | 0 | 0 | 0 | 0 | 0 | 0 | 0 | 0 | 0 | 0 | 0 | 0 | 0 | 0 | 0 | 0 | 0 | 0 | 0 | 0 | 0 | 0 | 0 | 0 | 0 | 0
F8_Commercial_Miscellaneous_Existing_Food Preparation_Natural Gas_Oven_Baseline Forecast | F8 | Commercial | Miscellaneous | Existing | Food Preparation | Natural Gas | Oven | Baseline Forecast | Avg. Replacement Winter Demand (kW) | 0 | 0 | 0 | 0 | 0 | 0 | 0 | 0 | 0 | 0 | 0 | 0 | 0 | 0 | 0 | 0 | 0 | 0 | 0 | 0 | 0 | 0 | 0 | 0 | 0 | 0 | 0
F1_Commercial_Miscellaneous_Existing_Food Preparation_Natural Gas_Conveyor Oven_Baseline Forecast | F1 | Commercial | Miscellaneous | Existing | Food Preparation | Natural Gas | Conveyor Oven | Baseline Forecast | Units | 3550665.3432 | 3479652.0363 | 3410058.9956 | 3341857.8157 | 3275020.6594 | 3209520.2462 | 3145329.8413 | 3082423.2444 | 3020774.7795 | 2960359.2839 | 2901152.0983 | 2843129.0563 | 2786266.4752 | 2730541.1457 | 2675930.3228 | 2622411.7163 | 2569963.482 | 2518564.2123 | 2468192.9281 | 2418829.0695 | 2370452.4881 | 2323043.4384 | 2276582.5696 | 2231050.9182 | 2186429.8999 | 2142701.3019 | 2099847.2758
F2_Commercial_Miscellaneous_Existing_Food Preparation_Natural Gas_Conveyor Oven_Baseline Forecast | F2 | Commercial | Miscellaneous | Existing | Food Preparation | Natural Gas | Conveyor Oven | Baseline Forecast | Usage (MMtherm) | 0.071483 | 0.070053 | 0.068652 | 0.067279 | 0.065933 | 0.064615 | 0.063322 | 0.062056 | 0.060815 | 0.059598 | 0.058406 | 0.057238 | 0.056094 | 0.054972 | 0.053872 | 0.052795 | 0.051739 | 0.050704 | 0.04969 | 0.048696 | 0.047722 | 0.046768 | 0.045833 | 0.044916 | 0.044018 | 0.043137 | 0.042274
F3_Commercial_Miscellaneous_Existing_Food Preparation_Natural Gas_Conveyor Oven_Baseline Forecast | F3 | Commercial | Miscellaneous | Existing | Food Preparation | Natural Gas | Conveyor Oven | Baseline Forecast | Summer Peak Demand (MW) | 0 | 0 | 0 | 0 | 0 | 0 | 0 | 0 | 0 | 0 | 0 | 0 | 0 | 0 | 0 | 0 | 0 | 0 | 0 | 0 | 0 | 0 | 0 | 0 | 0 | 0 | 0
F4_Commercial_Miscellaneous_Existing_Food Preparation_Natural Gas_Conveyor Oven_Baseline Forecast | F4 | Commercial | Miscellaneous | Existing | Food Preparation | Natural Gas | Conveyor Oven | Baseline Forecast | Winter Peak Demand (MW) | 0 | 0 | 0 | 0 | 0 | 0 | 0 | 0 | 0 | 0 | 0 | 0 | 0 | 0 | 0 | 0 | 0 | 0 | 0 | 0 | 0 | 0 | 0 | 0 | 0 | 0 | 0
F5_Commercial_Miscellaneous_Existing_Food Preparation_Natural Gas_Conveyor Oven_Baseline Forecast | F5 | Commercial | Miscellaneous | Existing | Food Preparation | Natural Gas | Conveyor Oven | Baseline Forecast | Turnover | 0 | 0 | 0 | 0 | 0 | 12838.081 | 35227.6942 | 64607.5912 | 98984.748 | 136811.2281 | 165283.0448 | 186444.4882 | 201897.8083 | 212898.7046 | 220431.1909 | 225266.288 | 228008.0394 | 178758.3029 | 140146.5095 | 109874.8634 | 86141.8929 | 69393.6788 | 59504.1891 | 56003.8497 | 58236.0052 | 65461.7591 | 77450.1668
F6_Commercial_Miscellaneous_Existing_Food Preparation_Natural Gas_Conveyor Oven_Baseline Forecast | F6 | Commercial | Miscellaneous | Existing | Food Preparation | Natural Gas | Conveyor Oven | Baseline Forecast | Avg. Replacement Usage (kWh) | 0.020132 | 0.020132 | 0.020132 | 0.020132 | 0.020132 | 0.020132 | 0.020132 | 0.020132 | 0.020132 | 0.020132 | 0.020132 | 0.020132 | 0.020132 | 0.020132 | 0.020132 | 0.020132 | 0.020132 | 0.020132 | 0.020132 | 0.020132 | 0.020132 | 0.020132 | 0.020132 | 0.020132 | 0.020132 | 0.020132 | 0.020132
F7_Commercial_Miscellaneous_Existing_Food Preparation_Natural Gas_Conveyor Oven_Baseline Forecast | F7 | Commercial | Miscellaneous | Existing | Food Preparation | Natural Gas | Conveyor Oven | Baseline Forecast | Avg. Replacement Summer Demand (kW) | 0 | 0 | 0 | 0 | 0 | 0 | 0 | 0 | 0 | 0 | 0 | 0 | 0 | 0 | 0 | 0 | 0 | 0 | 0 | 0 | 0 | 0 | 0 | 0 | 0 | 0 | 0
F8_Commercial_Miscellaneous_Existing_Food Preparation_Natural Gas_Conveyor Oven_Baseline Forecast | F8 | Commercial | Miscellaneous | Existing | Food Preparation | Natural Gas | Conveyor Oven | Baseline Forecast | Avg. Replacement Winter Demand (kW) | 0 | 0 | 0 | 0 | 0 | 0 | 0 | 0 | 0 | 0 | 0 | 0 | 0 | 0 | 0 | 0 | 0 | 0 | 0 | 0 | 0 | 0 | 0 | 0 | 0 | 0 | 0
F1_Commercial_Miscellaneous_Existing_Food Preparation_Natural Gas_Double Rack Oven_Baseline Forecast | F1 | Commercial | Miscellaneous | Existing | Food Preparation | Natural Gas | Double Rack Oven | Baseline Forecast | Units | 3550665.3432 | 3479652.0363 | 3410058.9956 | 3341857.8157 | 3275020.6594 | 3209520.2462 | 3145329.8413 | 3082423.2444 | 3020774.7795 | 2960359.2839 | 2901152.0983 | 2843129.0563 | 2786266.4752 | 2730541.1457 | 2675930.3228 | 2622411.7163 | 2569963.482 | 2518564.2123 | 2468192.9281 | 2418829.0695 | 2370452.4881 | 2323043.4384 | 2276582.5696 | 2231050.9182 | 2186429.8999 | 2142701.3019 | 2099847.2758
F2_Commercial_Miscellaneous_Existing_Food Preparation_Natural Gas_Double Rack Oven_Baseline Forecast | F2 | Commercial | Miscellaneous | Existing | Food Preparation | Natural Gas | Double Rack Oven | Baseline Forecast | Usage (MMtherm) | 0.1086 | 0.10642 | 0.10429 | 0.10221 | 0.10016 | 0.098161 | 0.096198 | 0.094274 | 0.092389 | 0.090541 | 0.08873 | 0.086955 | 0.085216 | 0.083512 | 0.081842 | 0.080205 | 0.078601 | 0.077029 | 0.075488 | 0.073979 | 0.072499 | 0.071049 | 0.069628 | 0.068235 | 0.066871 | 0.065533 | 0.064223
F3_Commercial_Miscellaneous_Existing_Food Preparation_Natural Gas_Double Rack Oven_Baseline Forecast | F3 | Commercial | Miscellaneous | Existing | Food Preparation | Natural Gas | Double Rack Oven | Baseline Forecast | Summer Peak Demand (MW) | 0 | 0 | 0 | 0 | 0 | 0 | 0 | 0 | 0 | 0 | 0 | 0 | 0 | 0 | 0 | 0 | 0 | 0 | 0 | 0 | 0 | 0 | 0 | 0 | 0 | 0 | 0
F4_Commercial_Miscellaneous_Existing_Food Preparation_Natural Gas_Double Rack Oven_Baseline Forecast | F4 | Commercial | Miscellaneous | Existing | Food Preparation | Natural Gas | Double Rack Oven | Baseline Forecast | Winter Peak Demand (MW) | 0 | 0 | 0 | 0 | 0 | 0 | 0 | 0 | 0 | 0 | 0 | 0 | 0 | 0 | 0 | 0 | 0 | 0 | 0 | 0 | 0 | 0 | 0 | 0 | 0 | 0 | 0
F5_Commercial_Miscellaneous_Existing_Food Preparation_Natural Gas_Double Rack Oven_Baseline Forecast | F5 | Commercial | Miscellaneous | Existing | Food Preparation | Natural Gas | Double Rack Oven | Baseline Forecast | Turnover | 0 | 77325.6008 | 105248.7344 | 128815.0955 | 148601.3794 | 165109.6488 | 178776.959 | 189983.7425 | 199061.1133 | 206297.2285 | 186871.1464 | 172535.6317 | 162230.9611 | 155087.4225 | 150393.9103 | 147571.4607 | 146150.9747 | 145754.4888 | 146079.4494 | 161115.5669 | 162641.4243 | 162202.9227 | 160450.8862 | 157872.8722 | 154828.1965 | 151576.1566 | 148298.687
F6_Commercial_Miscellaneous_Existing_Food Preparation_Natural Gas_Double Rack Oven_Baseline Forecast | F6 | Commercial | Miscellaneous | Existing | Food Preparation | Natural Gas | Double Rack Oven | Baseline Forecast | Avg. Replacement Usage (kWh) | 0.030584 | 0.030584 | 0.030584 | 0.030584 | 0.030584 | 0.030584 | 0.030584 | 0.030584 | 0.030584 | 0.030584 | 0.030584 | 0.030584 | 0.030584 | 0.030584 | 0.030584 | 0.030584 | 0.030584 | 0.030584 | 0.030584 | 0.030584 | 0.030584 | 0.030584 | 0.030584 | 0.030584 | 0.030584 | 0.030584 | 0.030584
F7_Commercial_Miscellaneous_Existing_Food Preparation_Natural Gas_Double Rack Oven_Baseline Forecast | F7 | Commercial | Miscellaneous | Existing | Food Preparation | Natural Gas | Double Rack Oven | Baseline Forecast | Avg. Replacement Summer Demand (kW) | 0 | 0 | 0 | 0 | 0 | 0 | 0 | 0 | 0 | 0 | 0 | 0 | 0 | 0 | 0 | 0 | 0 | 0 | 0 | 0 | 0 | 0 | 0 | 0 | 0 | 0 | 0
F8_Commercial_Miscellaneous_Existing_Food Preparation_Natural Gas_Double Rack Oven_Baseline Forecast | F8 | Commercial | Miscellaneous | Existing | Food Preparation | Natural Gas | Double Rack Oven | Baseline Forecast | Avg. Replacement Winter Demand (kW) | 0 | 0 | 0 | 0 | 0 | 0 | 0 | 0 | 0 | 0 | 0 | 0 | 0 | 0 | 0 | 0 | 0 | 0 | 0 | 0 | 0 | 0 | 0 | 0 | 0 | 0 | 0
F1_Commercial_Miscellaneous_Existing_Food Preparation_Natural Gas_Fryer_Baseline Forecast | F1 | Commercial | Miscellaneous | Existing | Food Preparation | Natural Gas | Fryer | Baseline Forecast | Units | 609788.915 | 597593.1367 | 585641.2739 | 573928.4485 | 562449.8795 | 551200.8819 | 540176.8643 | 529373.327 | 518785.8604 | 508410.1432 | 498241.9404 | 488277.1016 | 478511.5595 | 468941.3283 | 459562.5018 | 450371.2517 | 441363.8267 | 432536.5502 | 423885.8192 | 415408.1028 | 407099.9407 | 398957.9419 | 390978.7831 | 383159.2074 | 375496.0233 | 367986.1028 | 360626.3807
F2_Commercial_Miscellaneous_Existing_Food Preparation_Natural Gas_Fryer_Baseline Forecast | F2 | Commercial | Miscellaneous | Existing | Food Preparation | Natural Gas | Fryer | Baseline Forecast | Usage (MMtherm) | 0.011116 | 0.010525 | 0.0099814 | 0.0094761 | 0.0090037 | 0.0085593 | 0.0081394 | 0.0077409 | 0.0073613 | 0.0070379 | 0.0067589 | 0.0065155 | 0.0063002 | 0.0061077 | 0.0059333 | 0.0057737 | 0.0056262 | 0.0054885 | 0.005359 | 0.0052364 | 0.0051195 | 0.0050076 | 0.0049 | 0.0047962 | 0.0046957 | 0.0045982 | 0.0045034
F3_Commercial_Miscellaneous_Existing_Food Preparation_Natural Gas_Fryer_Baseline Forecast | F3 | Commercial | Miscellaneous | Existing | Food Preparation | Natural Gas | Fryer | Baseline Forecast | Summer Peak Demand (MW) | 0 | 0 | 0 | 0 | 0 | 0 | 0 | 0 | 0 | 0 | 0 | 0 | 0 | 0 | 0 | 0 | 0 | 0 | 0 | 0 | 0 | 0 | 0 | 0 | 0 | 0 | 0
F4_Commercial_Miscellaneous_Existing_Food Preparation_Natural Gas_Fryer_Baseline Forecast | F4 | Commercial | Miscellaneous | Existing | Food Preparation | Natural Gas | Fryer | Baseline Forecast | Winter Peak Demand (MW) | 0 | 0 | 0 | 0 | 0 | 0 | 0 | 0 | 0 | 0 | 0 | 0 | 0 | 0 | 0 | 0 | 0 | 0 | 0 | 0 | 0 | 0 | 0 | 0 | 0 | 0 | 0
F5_Commercial_Miscellaneous_Existing_Food Preparation_Natural Gas_Fryer_Baseline Forecast | F5 | Commercial | Miscellaneous | Existing | Food Preparation | Natural Gas | Fryer | Baseline Forecast | Turnover | 0 | 63743.2679 | 57783.2724 | 52954.4648 | 49015.6322 | 45777.6007 | 43091.9971 | 40842.4368 | 38937.6152 | 41373.1734 | 42268.5422 | 42148.8772 | 41384.8572 | 40234.9061 | 51726.6808 | 46558.6678 | 42386.8466 | 39690.5002 | 37854.3108 | 36492.688 | 35372.2517 | 34358.59 | 36386.5516 | 36796.4488 | 36206.9466 | 35155.6055 | 33938.0396
F6_Commercial_Miscellaneous_Existing_Food Preparation_Natural Gas_Fryer_Baseline Forecast | F6 | Commercial | Miscellaneous | Existing | Food Preparation | Natural Gas | Fryer | Baseline Forecast | Avg. Replacement Usage (kWh) | 0.018229 | 0.012456 | 0.012456 | 0.012456 | 0.012456 | 0.012456 | 0.012456 | 0.012456 | 0.012456 | 0.012456 | 0.012456 | 0.012456 | 0.012456 | 0.012456 | 0.012456 | 0.012456 | 0.012456 | 0.012456 | 0.012456 | 0.012456 | 0.012456 | 0.012456 | 0.012456 | 0.012456 | 0.012456 | 0.012456 | 0.012456
F7_Commercial_Miscellaneous_Existing_Food Preparation_Natural Gas_Fryer_Baseline Forecast | F7 | Commercial | Miscellaneous | Existing | Food Preparation | Natural Gas | Fryer | Baseline Forecast | Avg. Replacement Summer Demand (kW) | 0 | 0 | 0 | 0 | 0 | 0 | 0 | 0 | 0 | 0 | 0 | 0 | 0 | 0 | 0 | 0 | 0 | 0 | 0 | 0 | 0 | 0 | 0 | 0 | 0 | 0 | 0
F8_Commercial_Miscellaneous_Existing_Food Preparation_Natural Gas_Fryer_Baseline Forecast | F8 | Commercial | Miscellaneous | Existing | Food Preparation | Natural Gas | Fryer | Baseline Forecast | Avg. Replacement Winter Demand (kW) | 0 | 0 | 0 | 0 | 0 | 0 | 0 | 0 | 0 | 0 | 0 | 0 | 0 | 0 | 0 | 0 | 0 | 0 | 0 | 0 | 0 | 0 | 0 | 0 | 0 | 0 | 0
F1_Commercial_Miscellaneous_Existing_Food Preparation_Natural Gas_Broiler_Baseline Forecast | F1 | Commercial | Miscellaneous | Existing | Food Preparation | Natural Gas | Broiler | Baseline Forecast | Units | 6950238.5441 | 6811233.7732 | 6675009.0978 | 6541508.9158 | 6410678.7375 | 6282465.1627 | 6156815.8595 | 6033679.5423 | 5913005.9514 | 5794745.8324 | 5678850.9158 | 5565273.8974 | 5453968.4195 | 5344889.0511 | 5237991.2701 | 5133231.4447 | 5030566.8158 | 4929955.4795 | 4831356.3699 | 4734729.2425 | 4640034.6576 | 4547233.9645 | 4456289.2852 | 4367163.4995 | 4279820.2295 | 4194223.8249 | 4110339.3484
F2_Commercial_Miscellaneous_Existing_Food Preparation_Natural Gas_Broiler_Baseline Forecast | F2 | Commercial | Miscellaneous | Existing | Food Preparation | Natural Gas | Broiler | Baseline Forecast | Usage (MMtherm) | 0.13539 | 0.13268 | 0.13003 | 0.12743 | 0.12488 | 0.12238 | 0.11994 | 0.11754 | 0.11519 | 0.11288 | 0.11062 | 0.10841 | 0.10624 | 0.10412 | 0.10204 | 0.099996 | 0.097996 | 0.096036 | 0.094115 | 0.092233 | 0.090389 | 0.088581 | 0.086809 | 0.085073 | 0.083371 | 0.081704 | 0.08007
F3_Commercial_Miscellaneous_Existing_Food Preparation_Natural Gas_Broiler_Baseline Forecast | F3 | Commercial | Miscellaneous | Existing | Food Preparation | Natural Gas | Broiler | Baseline Forecast | Summer Peak Demand (MW) | 0 | 0 | 0 | 0 | 0 | 0 | 0 | 0 | 0 | 0 | 0 | 0 | 0 | 0 | 0 | 0 | 0 | 0 | 0 | 0 | 0 | 0 | 0 | 0 | 0 | 0 | 0
F4_Commercial_Miscellaneous_Existing_Food Preparation_Natural Gas_Broiler_Baseline Forecast | F4 | Commercial | Miscellaneous | Existing | Food Preparation | Natural Gas | Broiler | Baseline Forecast | Winter Peak Demand (MW) | 0 | 0 | 0 | 0 | 0 | 0 | 0 | 0 | 0 | 0 | 0 | 0 | 0 | 0 | 0 | 0 | 0 | 0 | 0 | 0 | 0 | 0 | 0 | 0 | 0 | 0 | 0
F5_Commercial_Miscellaneous_Existing_Food Preparation_Natural Gas_Broiler_Baseline Forecast | F5 | Commercial | Miscellaneous | Existing | Food Preparation | Natural Gas | Broiler | Baseline Forecast | Turnover | 0 | 252267.9175 | 281559.0257 | 305838.7227 | 325777.646 | 341959.501 | 354892.2751 | 365018.0072 | 372721.297 | 378336.7171 | 352943.0749 | 333535.8794 | 318879.2939 | 307958.8942 | 299945.0777 | 294162.2277 | 290062.7569 | 287205.2846 | 285236.3136 | 335170.2305 | 330219.0321 | 323600.8616 | 315998.7926 | 307915.267 | 299711.6698 | 291640.1373 | 283869.0161
F6_Commercial_Miscellaneous_Existing_Food Preparation_Natural Gas_Broiler_Baseline Forecast | F6 | Commercial | Miscellaneous | Existing | Food Preparation | Natural Gas | Broiler | Baseline Forecast | Avg. Replacement Usage (kWh) | 0.01948 | 0.01948 | 0.01948 | 0.01948 | 0.01948 | 0.01948 | 0.01948 | 0.01948 | 0.01948 | 0.01948 | 0.01948 | 0.01948 | 0.01948 | 0.01948 | 0.01948 | 0.01948 | 0.01948 | 0.01948 | 0.01948 | 0.01948 | 0.01948 | 0.01948 | 0.01948 | 0.01948 | 0.01948 | 0.01948 | 0.01948
F7_Commercial_Miscellaneous_Existing_Food Preparation_Natural Gas_Broiler_Baseline Forecast | F7 | Commercial | Miscellaneous | Existing | Food Preparation | Natural Gas | Broiler | Baseline Forecast | Avg. Replacement Summer Demand (kW) | 0 | 0 | 0 | 0 | 0 | 0 | 0 | 0 | 0 | 0 | 0 | 0 | 0 | 0 | 0 | 0 | 0 | 0 | 0 | 0 | 0 | 0 | 0 | 0 | 0 | 0 | 0
F8_Commercial_Miscellaneous_Existing_Food Preparation_Natural Gas_Broiler_Baseline Forecast | F8 | Commercial | Miscellaneous | Existing | Food Preparation | Natural Gas | Broiler | Baseline Forecast | Avg. Replacement Winter Demand (kW) | 0 | 0 | 0 | 0 | 0 | 0 | 0 | 0 | 0 | 0 | 0 | 0 | 0 | 0 | 0 | 0 | 0 | 0 | 0 | 0 | 0 | 0 | 0 | 0 | 0 | 0 | 0
F1_Commercial_Miscellaneous_Existing_Food Preparation_Natural Gas_Griddle_Baseline Forecast | F1 | Commercial | Miscellaneous | Existing | Food Preparation | Natural Gas | Griddle | Baseline Forecast | Units | 7709086.9716 | 7554905.2322 | 7403807.1275 | 7255730.985 | 7110616.3653 | 6968404.038 | 6829035.9572 | 6692455.2381 | 6558606.1333 | 6427434.0106 | 6298885.3304 | 6172907.6238 | 6049449.4713 | 5928460.4819 | 5809891.2723 | 5693693.4468 | 5579819.5779 | 5468223.1863 | 5358858.7226 | 5251681.5482 | 5146647.9172 | 5043714.9589 | 4942840.6597 | 4843983.8465 | 4747104.1696 | 4652162.0862 | 4559118.8444
F2_Commercial_Miscellaneous_Existing_Food Preparation_Natural Gas_Griddle_Baseline Forecast | F2 | Commercial | Miscellaneous | Existing | Food Preparation | Natural Gas | Griddle | Baseline Forecast | Usage (MMtherm) | 0.10467 | 0.10257 | 0.10052 | 0.098512 | 0.096541 | 0.094611 | 0.092718 | 0.090864 | 0.089047 | 0.087266 | 0.085521 | 0.08381 | 0.082134 | 0.080491 | 0.078881 | 0.077304 | 0.075758 | 0.074243 | 0.072758 | 0.071303 | 0.069876 | 0.068479 | 0.067109 | 0.065767 | 0.064452 | 0.063163 | 0.0619
F3_Commercial_Miscellaneous_Existing_Food Preparation_Natural Gas_Griddle_Baseline Forecast | F3 | Commercial | Miscellaneous | Existing | Food Preparation | Natural Gas | Griddle | Baseline Forecast | Summer Peak Demand (MW) | 0 | 0 | 0 | 0 | 0 | 0 | 0 | 0 | 0 | 0 | 0 | 0 | 0 | 0 | 0 | 0 | 0 | 0 | 0 | 0 | 0 | 0 | 0 | 0 | 0 | 0 | 0
F4_Commercial_Miscellaneous_Existing_Food Preparation_Natural Gas_Griddle_Baseline Forecast | F4 | Commercial | Miscellaneous | Existing | Food Preparation | Natural Gas | Griddle | Baseline Forecast | Winter Peak Demand (MW) | 0 | 0 | 0 | 0 | 0 | 0 | 0 | 0 | 0 | 0 | 0 | 0 | 0 | 0 | 0 | 0 | 0 | 0 | 0 | 0 | 0 | 0 | 0 | 0 | 0 | 0 | 0
F5_Commercial_Miscellaneous_Existing_Food Preparation_Natural Gas_Griddle_Baseline Forecast | F5 | Commercial | Miscellaneous | Existing | Food Preparation | Natural Gas | Griddle | Baseline Forecast | Turnover | 0 | 279811.3049 | 312300.5064 | 339231.1354 | 361347.0517 | 379295.6913 | 393640.5055 | 404871.7963 | 413416.1549 | 419644.6839 | 391478.4857 | 369952.3529 | 353695.5163 | 341582.7937 | 332694.0041 | 326279.7647 | 321732.7011 | 318563.2411 | 316379.2919 | 371765.1474 | 366273.3619 | 358932.5993 | 350500.513 | 341534.4032 | 332435.112 | 323482.3047 | 314862.7086
F6_Commercial_Miscellaneous_Existing_Food Preparation_Natural Gas_Griddle_Baseline Forecast | F6 | Commercial | Miscellaneous | Existing | Food Preparation | Natural Gas | Griddle | Baseline Forecast | Avg. Replacement Usage (kWh) | 0.013577 | 0.013577 | 0.013577 | 0.013577 | 0.013577 | 0.013577 | 0.013577 | 0.013577 | 0.013577 | 0.013577 | 0.013577 | 0.013577 | 0.013577 | 0.013577 | 0.013577 | 0.013577 | 0.013577 | 0.013577 | 0.013577 | 0.013577 | 0.013577 | 0.013577 | 0.013577 | 0.013577 | 0.013577 | 0.013577 | 0.013577
F7_Commercial_Miscellaneous_Existing_Food Preparation_Natural Gas_Griddle_Baseline Forecast | F7 | Commercial | Miscellaneous | Existing | Food Preparation | Natural Gas | Griddle | Baseline Forecast | Avg. Replacement Summer Demand (kW) | 0 | 0 | 0 | 0 | 0 | 0 | 0 | 0 | 0 | 0 | 0 | 0 | 0 | 0 | 0 | 0 | 0 | 0 | 0 | 0 | 0 | 0 | 0 | 0 | 0 | 0 | 0
F8_Commercial_Miscellaneous_Existing_Food Preparation_Natural Gas_Griddle_Baseline Forecast | F8 | Commercial | Miscellaneous | Existing | Food Preparation | Natural Gas | Griddle | Baseline Forecast | Avg. Replacement Winter Demand (kW) | 0 | 0 | 0 | 0 | 0 | 0 | 0 | 0 | 0 | 0 | 0 | 0 | 0 | 0 | 0 | 0 | 0 | 0 | 0 | 0 | 0 | 0 | 0 | 0 | 0 | 0 | 0
F1_Commercial_Miscellaneous_Existing_Food Preparation_Natural Gas_Range_Baseline Forecast | F1 | Commercial | Miscellaneous | Existing | Food Preparation | Natural Gas | Range | Baseline Forecast | Units | 8570108.1321 | 8398705.9695 | 8230731.8501 | 8066117.2131 | 7904794.8688 | 7746698.9715 | 7591764.992 | 7439929.6922 | 7291131.0984 | 7145308.4764 | 7002402.3069 | 6862354.2607 | 6725107.1755 | 6590605.032 | 6458792.9314 | 6329617.0727 | 6203024.7313 | 6078964.2366 | 5957384.9519 | 5838237.2529 | 5721472.5078 | 5607043.0577 | 5494902.1965 | 5385004.1526 | 5277304.0695 | 5171757.9881 | 5068322.8284
F2_Commercial_Miscellaneous_Existing_Food Preparation_Natural Gas_Range_Baseline Forecast | F2 | Commercial | Miscellaneous | Existing | Food Preparation | Natural Gas | Range | Baseline Forecast | Usage (MMtherm) | 0.11495 | 0.11265 | 0.1104 | 0.10819 | 0.10603 | 0.10391 | 0.10183 | 0.099792 | 0.097797 | 0.095841 | 0.093924 | 0.092045 | 0.090204 | 0.0884 | 0.086632 | 0.0849 | 0.083202 | 0.081538 | 0.079907 | 0.078309 | 0.076743 | 0.075208 | 0.073704 | 0.072229 | 0.070785 | 0.069369 | 0.067982
F3_Commercial_Miscellaneous_Existing_Food Preparation_Natural Gas_Range_Baseline Forecast | F3 | Commercial | Miscellaneous | Existing | Food Preparation | Natural Gas | Range | Baseline Forecast | Summer Peak Demand (MW) | 0 | 0 | 0 | 0 | 0 | 0 | 0 | 0 | 0 | 0 | 0 | 0 | 0 | 0 | 0 | 0 | 0 | 0 | 0 | 0 | 0 | 0 | 0 | 0 | 0 | 0 | 0
F4_Commercial_Miscellaneous_Existing_Food Preparation_Natural Gas_Range_Baseline Forecast | F4 | Commercial | Miscellaneous | Existing | Food Preparation | Natural Gas | Range | Baseline Forecast | Winter Peak Demand (MW) | 0 | 0 | 0 | 0 | 0 | 0 | 0 | 0 | 0 | 0 | 0 | 0 | 0 | 0 | 0 | 0 | 0 | 0 | 0 | 0 | 0 | 0 | 0 | 0 | 0 | 0 | 0
F5_Commercial_Miscellaneous_Existing_Food Preparation_Natural Gas_Range_Baseline Forecast | F5 | Commercial | Miscellaneous | Existing | Food Preparation | Natural Gas | Range | Baseline Forecast | Turnover | 0 | 335948.2388 | 427998.0562 | 496872.8203 | 547644.1885 | 584287.0232 | 609916.326 | 626972.9935 | 637369.4488 | 642603.8174 | 559820.6113 | 510267.8436 | 482903.3098 | 469915.6182 | 465843.4443 | 533295.3802 | 542164.0727 | 546635.9177 | 547710.2585 | 532157.8183 | 509670.7253 | 485885.4554 | 463823.6977 | 444869.4896 | 423888.6621 | 415156.5419 | 413244.0099
F6_Commercial_Miscellaneous_Existing_Food Preparation_Natural Gas_Range_Baseline Forecast | F6 | Commercial | Miscellaneous | Existing | Food Preparation | Natural Gas | Range | Baseline Forecast | Avg. Replacement Usage (kWh) | 0.013413 | 0.013413 | 0.013413 | 0.013413 | 0.013413 | 0.013413 | 0.013413 | 0.013413 | 0.013413 | 0.013413 | 0.013413 | 0.013413 | 0.013413 | 0.013413 | 0.013413 | 0.013413 | 0.013413 | 0.013413 | 0.013413 | 0.013413 | 0.013413 | 0.013413 | 0.013413 | 0.013413 | 0.013413 | 0.013413 | 0.013413
F7_Commercial_Miscellaneous_Existing_Food Preparation_Natural Gas_Range_Baseline Forecast | F7 | Commercial | Miscellaneous | Existing | Food Preparation | Natural Gas | Range | Baseline Forecast | Avg. Replacement Summer Demand (kW) | 0 | 0 | 0 | 0 | 0 | 0 | 0 | 0 | 0 | 0 | 0 | 0 | 0 | 0 | 0 | 0 | 0 | 0 | 0 | 0 | 0 | 0 | 0 | 0 | 0 | 0 | 0
F8_Commercial_Miscellaneous_Existing_Food Preparation_Natural Gas_Range_Baseline Forecast | F8 | Commercial | Miscellaneous | Existing | Food Preparation | Natural Gas | Range | Baseline Forecast | Avg. Replacement Winter Demand (kW) | 0 | 0 | 0 | 0 | 0 | 0 | 0 | 0 | 0 | 0 | 0 | 0 | 0 | 0 | 0 | 0 | 0 | 0 | 0 | 0 | 0 | 0 | 0 | 0 | 0 | 0 | 0
F1_Commercial_Miscellaneous_Existing_Food Preparation_Natural Gas_Steamer_Baseline Forecast | F1 | Commercial | Miscellaneous | Existing | Food Preparation | Natural Gas | Steamer | Baseline Forecast | Units | 302000.8211 | 295960.8047 | 290041.5886 | 284240.7568 | 278555.9417 | 272984.8228 | 267525.1264 | 262174.6238 | 256931.1314 | 251792.5087 | 246756.6586 | 241821.5254 | 236985.0949 | 232245.393 | 227600.4851 | 223048.4754 | 218587.5059 | 214215.7558 | 209931.4407 | 205732.8119 | 201618.1556 | 197585.7925 | 193634.0767 | 189761.3951 | 185966.1672 | 182246.8439 | 178601.907
F2_Commercial_Miscellaneous_Existing_Food Preparation_Natural Gas_Steamer_Baseline Forecast | F2 | Commercial | Miscellaneous | Existing | Food Preparation | Natural Gas | Steamer | Baseline Forecast | Usage (MMtherm) | 0.0046811 | 0.0042583 | 0.0038613 | 0.003487 | 0.0031327 | 0.0027963 | 0.0024762 | 0.002171 | 0.0019271 | 0.0017314 | 0.0015735 | 0.0014454 | 0.0013408 | 0.0012546 | 0.001183 | 0.0011228 | 0.0010717 | 0.0010279 | 0.00098971 | 0.00095613 | 0.0009262 | 0.0008992 | 0.00087457 | 0.00085187 | 0.00083074 | 0.00081093 | 0.0007922
F3_Commercial_Miscellaneous_Existing_Food Preparation_Natural Gas_Steamer_Baseline Forecast | F3 | Commercial | Miscellaneous | Existing | Food Preparation | Natural Gas | Steamer | Baseline Forecast | Summer Peak Demand (MW) | 0 | 0 | 0 | 0 | 0 | 0 | 0 | 0 | 0 | 0 | 0 | 0 | 0 | 0 | 0 | 0 | 0 | 0 | 0 | 0 | 0 | 0 | 0 | 0 | 0 | 0 | 0
F4_Commercial_Miscellaneous_Existing_Food Preparation_Natural Gas_Steamer_Baseline Forecast | F4 | Commercial | Miscellaneous | Existing | Food Preparation | Natural Gas | Steamer | Baseline Forecast | Winter Peak Demand (MW) | 0 | 0 | 0 | 0 | 0 | 0 | 0 | 0 | 0 | 0 | 0 | 0 | 0 | 0 | 0 | 0 | 0 | 0 | 0 | 0 | 0 | 0 | 0 | 0 | 0 | 0 | 0
F5_Commercial_Miscellaneous_Existing_Food Preparation_Natural Gas_Steamer_Baseline Forecast | F5 | Commercial | Miscellaneous | Existing | Food Preparation | Natural Gas | Steamer | Baseline Forecast | Turnover | 0 | 29596.0805 | 28037.3536 | 26718.6311 | 25590.0058 | 24612.3116 | 23754.8044 | 22993.3437 | 23165.4041 | 23029.6653 | 22694.2828 | 22235.3852 | 21705.8572 | 27229.9962 | 25141.6584 | 23577.2338 | 22360.8364 | 21375.3545 | 20543.7617 | 19816.0832 | 20393.6132 | 20421.1997 | 20129.5773 | 19662.9602 | 19109.6107 | 19774.5132 | 18626.2275
F6_Commercial_Miscellaneous_Existing_Food Preparation_Natural Gas_Steamer_Baseline Forecast | F6 | Commercial | Miscellaneous | Existing | Food Preparation | Natural Gas | Steamer | Baseline Forecast | Avg. Replacement Usage (kWh) | 0.0155 | 0.0043793 | 0.0043793 | 0.0043793 | 0.0043793 | 0.0043793 | 0.0043793 | 0.0043793 | 0.0043793 | 0.0043793 | 0.0043793 | 0.0043793 | 0.0043793 | 0.0043793 | 0.0043793 | 0.0043793 | 0.0043793 | 0.0043793 | 0.0043793 | 0.0043793 | 0.0043793 | 0.0043793 | 0.0043793 | 0.0043793 | 0.0043793 | 0.0043793 | 0.0043793
F7_Commercial_Miscellaneous_Existing_Food Preparation_Natural Gas_Steamer_Baseline Forecast | F7 | Commercial | Miscellaneous | Existing | Food Preparation | Natural Gas | Steamer | Baseline Forecast | Avg. Replacement Summer Demand (kW) | 0 | 0 | 0 | 0 | 0 | 0 | 0 | 0 | 0 | 0 | 0 | 0 | 0 | 0 | 0 | 0 | 0 | 0 | 0 | 0 | 0 | 0 | 0 | 0 | 0 | 0 | 0
F8_Commercial_Miscellaneous_Existing_Food Preparation_Natural Gas_Steamer_Baseline Forecast | F8 | Commercial | Miscellaneous | Existing | Food Preparation | Natural Gas | Steamer | Baseline Forecast | Avg. Replacement Winter Demand (kW) | 0 | 0 | 0 | 0 | 0 | 0 | 0 | 0 | 0 | 0 | 0 | 0 | 0 | 0 | 0 | 0 | 0 | 0 | 0 | 0 | 0 | 0 | 0 | 0 | 0 | 0 | 0
F1_Commercial_Miscellaneous_Existing_Food Preparation_Natural Gas_Commercial Food Prep Other_Baseline Forecast | F1 | Commercial | Miscellaneous | Existing | Food Preparation | Natural Gas | Commercial Food Prep Other | Baseline Forecast | Units | 0 | 0 | 0 | 0 | 0 | 0 | 0 | 0 | 0 | 0 | 0 | 0 | 0 | 0 | 0 | 0 | 0 | 0 | 0 | 0 | 0 | 0 | 0 | 0 | 0 | 0 | 0
F2_Commercial_Miscellaneous_Existing_Food Preparation_Natural Gas_Commercial Food Prep Other_Baseline Forecast | F2 | Commercial | Miscellaneous | Existing | Food Preparation | Natural Gas | Commercial Food Prep Other | Baseline Forecast | Usage (MMtherm) | 0 | 0 | 0 | 0 | 0 | 0 | 0 | 0 | 0 | 0 | 0 | 0 | 0 | 0 | 0 | 0 | 0 | 0 | 0 | 0 | 0 | 0 | 0 | 0 | 0 | 0 | 0
F3_Commercial_Miscellaneous_Existing_Food Preparation_Natural Gas_Commercial Food Prep Other_Baseline Forecast | F3 | Commercial | Miscellaneous | Existing | Food Preparation | Natural Gas | Commercial Food Prep Other | Baseline Forecast | Summer Peak Demand (MW) | 0 | 0 | 0 | 0 | 0 | 0 | 0 | 0 | 0 | 0 | 0 | 0 | 0 | 0 | 0 | 0 | 0 | 0 | 0 | 0 | 0 | 0 | 0 | 0 | 0 | 0 | 0
F4_Commercial_Miscellaneous_Existing_Food Preparation_Natural Gas_Commercial Food Prep Other_Baseline Forecast | F4 | Commercial | Miscellaneous | Existing | Food Preparation | Natural Gas | Commercial Food Prep Other | Baseline Forecast | Winter Peak Demand (MW) | 0 | 0 | 0 | 0 | 0 | 0 | 0 | 0 | 0 | 0 | 0 | 0 | 0 | 0 | 0 | 0 | 0 | 0 | 0 | 0 | 0 | 0 | 0 | 0 | 0 | 0 | 0
F5_Commercial_Miscellaneous_Existing_Food Preparation_Natural Gas_Commercial Food Prep Other_Baseline Forecast | F5 | Commercial | Miscellaneous | Existing | Food Preparation | Natural Gas | Commercial Food Prep Other | Baseline Forecast | Turnover | 0 | 0 | 0 | 0 | 0 | 0 | 0 | 0 | 0 | 0 | 0 | 0 | 0 | 0 | 0 | 0 | 0 | 0 | 0 | 0 | 0 | 0 | 0 | 0 | 0 | 0 | 0
F6_Commercial_Miscellaneous_Existing_Food Preparation_Natural Gas_Commercial Food Prep Other_Baseline Forecast | F6 | Commercial | Miscellaneous | Existing | Food Preparation | Natural Gas | Commercial Food Prep Other | Baseline Forecast | Avg. Replacement Usage (kWh) | 0.0055977 | 0.0055977 | 0.0055977 | 0.0055977 | 0.0055977 | 0.0055977 | 0.0055977 | 0.0055977 | 0.0055977 | 0.0055977 | 0.0055977 | 0.0055977 | 0.0055977 | 0.0055977 | 0.0055977 | 0.0055977 | 0.0055977 | 0.0055977 | 0.0055977 | 0.0055977 | 0.0055977 | 0.0055977 | 0.0055977 | 0.0055977 | 0.0055977 | 0.0055977 | 0.0055977
F7_Commercial_Miscellaneous_Existing_Food Preparation_Natural Gas_Commercial Food Prep Other_Baseline Forecast | F7 | Commercial | Miscellaneous | Existing | Food Preparation | Natural Gas | Commercial Food Prep Other | Baseline Forecast | Avg. Replacement Summer Demand (kW) | 0 | 0 | 0 | 0 | 0 | 0 | 0 | 0 | 0 | 0 | 0 | 0 | 0 | 0 | 0 | 0 | 0 | 0 | 0 | 0 | 0 | 0 | 0 | 0 | 0 | 0 | 0
F8_Commercial_Miscellaneous_Existing_Food Preparation_Natural Gas_Commercial Food Prep Other_Baseline Forecast | F8 | Commercial | Miscellaneous | Existing | Food Preparation | Natural Gas | Commercial Food Prep Other | Baseline Forecast | Avg. Replacement Winter Demand (kW) | 0 | 0 | 0 | 0 | 0 | 0 | 0 | 0 | 0 | 0 | 0 | 0 | 0 | 0 | 0 | 0 | 0 | 0 | 0 | 0 | 0 | 0 | 0 | 0 | 0 | 0 | 0
F1_Commercial_Miscellaneous_Existing_Miscellaneous_Natural Gas_Pool Heater_Baseline Forecast | F1 | Commercial | Miscellaneous | Existing | Miscellaneous | Natural Gas | Pool Heater | Baseline Forecast | Units | 260671.2351 | 255457.8104 | 250348.6542 | 245341.6811 | 240434.8475 | 235626.1505 | 230913.6275 | 226295.355 | 221769.4479 | 217334.0589 | 212987.3777 | 208727.6302 | 204553.0776 | 200462.016 | 196452.7757 | 192523.7202 | 188673.2458 | 184899.7809 | 181201.7852 | 177577.7495 | 174026.1946 | 170545.6707 | 167134.7572 | 163792.0621 | 160516.2209 | 157305.8964 | 154159.7785
F2_Commercial_Miscellaneous_Existing_Miscellaneous_Natural Gas_Pool Heater_Baseline Forecast | F2 | Commercial | Miscellaneous | Existing | Miscellaneous | Natural Gas | Pool Heater | Baseline Forecast | Usage (MMtherm) | 0.050439 | 0.049431 | 0.048442 | 0.047473 | 0.046524 | 0.045593 | 0.044681 | 0.043788 | 0.042912 | 0.042054 | 0.041213 | 0.040388 | 0.039581 | 0.038789 | 0.038013 | 0.037253 | 0.036508 | 0.035778 | 0.035062 | 0.034361 | 0.033674 | 0.033 | 0.03234 | 0.031693 | 0.03106 | 0.030438 | 0.02983
F3_Commercial_Miscellaneous_Existing_Miscellaneous_Natural Gas_Pool Heater_Baseline Forecast | F3 | Commercial | Miscellaneous | Existing | Miscellaneous | Natural Gas | Pool Heater | Baseline Forecast | Summer Peak Demand (MW) | 0 | 0 | 0 | 0 | 0 | 0 | 0 | 0 | 0 | 0 | 0 | 0 | 0 | 0 | 0 | 0 | 0 | 0 | 0 | 0 | 0 | 0 | 0 | 0 | 0 | 0 | 0
F4_Commercial_Miscellaneous_Existing_Miscellaneous_Natural Gas_Pool Heater_Baseline Forecast | F4 | Commercial | Miscellaneous | Existing | Miscellaneous | Natural Gas | Pool Heater | Baseline Forecast | Winter Peak Demand (MW) | 0 | 0 | 0 | 0 | 0 | 0 | 0 | 0 | 0 | 0 | 0 | 0 | 0 | 0 | 0 | 0 | 0 | 0 | 0 | 0 | 0 | 0 | 0 | 0 | 0 | 0 | 0
F5_Commercial_Miscellaneous_Existing_Miscellaneous_Natural Gas_Pool Heater_Baseline Forecast | F5 | Commercial | Miscellaneous | Existing | Miscellaneous | Natural Gas | Pool Heater | Baseline Forecast | Turnover | 0 | 30654.9372 | 29040.4439 | 27674.5416 | 26505.5376 | 25492.8645 | 25528.3328 | 25264.2652 | 24810.3026 | 24243.0586 | 23615.264 | 29695.4887 | 27634.1526 | 25982.3256 | 24621.067 | 23468.8218 | 23884.834 | 23774.3247 | 23347.2563 | 22740.1322 | 22040.4398 | 23001.1957 | 22016.6496 | 21246.4409 | 20587.9999 | 19984.2261 | 20015.5271
F6_Commercial_Miscellaneous_Existing_Miscellaneous_Natural Gas_Pool Heater_Baseline Forecast | F6 | Commercial | Miscellaneous | Existing | Miscellaneous | Natural Gas | Pool Heater | Baseline Forecast | Avg. Replacement Usage (kWh) | 0.1935 | 0.1935 | 0.1935 | 0.1935 | 0.1935 | 0.1935 | 0.1935 | 0.1935 | 0.1935 | 0.1935 | 0.1935 | 0.1935 | 0.1935 | 0.1935 | 0.1935 | 0.1935 | 0.1935 | 0.1935 | 0.1935 | 0.1935 | 0.1935 | 0.1935 | 0.1935 | 0.1935 | 0.1935 | 0.1935 | 0.1935
F7_Commercial_Miscellaneous_Existing_Miscellaneous_Natural Gas_Pool Heater_Baseline Forecast | F7 | Commercial | Miscellaneous | Existing | Miscellaneous | Natural Gas | Pool Heater | Baseline Forecast | Avg. Replacement Summer Demand (kW) | 0 | 0 | 0 | 0 | 0 | 0 | 0 | 0 | 0 | 0 | 0 | 0 | 0 | 0 | 0 | 0 | 0 | 0 | 0 | 0 | 0 | 0 | 0 | 0 | 0 | 0 | 0
F8_Commercial_Miscellaneous_Existing_Miscellaneous_Natural Gas_Pool Heater_Baseline Forecast | F8 | Commercial | Miscellaneous | Existing | Miscellaneous | Natural Gas | Pool Heater | Baseline Forecast | Avg. Replacement Winter Demand (kW) | 0 | 0 | 0 | 0 | 0 | 0 | 0 | 0 | 0 | 0 | 0 | 0 | 0 | 0 | 0 | 0 | 0 | 0 | 0 | 0 | 0 | 0 | 0 | 0 | 0 | 0 | 0
F1_Commercial_Miscellaneous_Existing_Miscellaneous_Natural Gas_Miscellaneous_Baseline Forecast | F1 | Commercial | Miscellaneous | Existing | Miscellaneous | Natural Gas | Miscellaneous | Baseline Forecast | Units | 21456439.2878 | 21027310.5021 | 20606764.292 | 20194629.0062 | 19790736.4261 | 19394921.6975 | 19007023.2636 | 18626882.7983 | 18254345.1423 | 17889258.2395 | 17531473.0747 | 17180843.6132 | 16837226.741 | 16500482.2061 | 16170472.562 | 15847063.1108 | 15530121.8486 | 15219519.4116 | 14915129.0234 | 14616826.4429 | 14324489.914 | 14038000.1157 | 13757240.1134 | 13482095.3112 | 13212453.4049 | 12948204.3368 | 12689240.2501
F2_Commercial_Miscellaneous_Existing_Miscellaneous_Natural Gas_Miscellaneous_Baseline Forecast | F2 | Commercial | Miscellaneous | Existing | Miscellaneous | Natural Gas | Miscellaneous | Baseline Forecast | Usage (MMtherm) | 2.988 | 2.9282 | 2.8696 | 2.8122 | 2.756 | 2.7009 | 2.6469 | 2.5939 | 2.542 | 2.4912 | 2.4414 | 2.3926 | 2.3447 | 2.2978 | 2.2519 | 2.2068 | 2.1627 | 2.1194 | 2.077 | 2.0355 | 1.9948 | 1.9549 | 1.9158 | 1.8775 | 1.8399 | 1.8031 | 1.7671
F3_Commercial_Miscellaneous_Existing_Miscellaneous_Natural Gas_Miscellaneous_Baseline Forecast | F3 | Commercial | Miscellaneous | Existing | Miscellaneous | Natural Gas | Miscellaneous | Baseline Forecast | Summer Peak Demand (MW) | 0 | 0 | 0 | 0 | 0 | 0 | 0 | 0 | 0 | 0 | 0 | 0 | 0 | 0 | 0 | 0 | 0 | 0 | 0 | 0 | 0 | 0 | 0 | 0 | 0 | 0 | 0
F4_Commercial_Miscellaneous_Existing_Miscellaneous_Natural Gas_Miscellaneous_Baseline Forecast | F4 | Commercial | Miscellaneous | Existing | Miscellaneous | Natural Gas | Miscellaneous | Baseline Forecast | Winter Peak Demand (MW) | 0 | 0 | 0 | 0 | 0 | 0 | 0 | 0 | 0 | 0 | 0 | 0 | 0 | 0 | 0 | 0 | 0 | 0 | 0 | 0 | 0 | 0 | 0 | 0 | 0 | 0 | 0
F5_Commercial_Miscellaneous_Existing_Miscellaneous_Natural Gas_Miscellaneous_Baseline Forecast | F5 | Commercial | Miscellaneous | Existing | Miscellaneous | Natural Gas | Miscellaneous | Baseline Forecast | Turnover | 0 | 1802340.9002 | 2102731.0502 | 2343283.4824 | 2210693.6732 | 2139707.4916 | 2112422.8169 | 2071676.1947 | 2027904.514 | 1987467.7141 | 1948022.1742 | 2338067.8409 | 2311296.1319 | 2270689.4569 | 2201338.9043 | 2153518.8965 | 2117955.8804 | 2075423.6899 | 2032352.8147 | 1991977.1145 | 1952386.2699 | 2015395.6939 | 1965524.3934 | 1914888.2569 | 1873789.7932 | 1837356.9578 | 1802635.2627
F6_Commercial_Miscellaneous_Existing_Miscellaneous_Natural Gas_Miscellaneous_Baseline Forecast | F6 | Commercial | Miscellaneous | Existing | Miscellaneous | Natural Gas | Miscellaneous | Baseline Forecast | Avg. Replacement Usage (kWh) | 0.13926 | 0.13926 | 0.13926 | 0.13926 | 0.13926 | 0.13926 | 0.13926 | 0.13926 | 0.13926 | 0.13926 | 0.13926 | 0.13926 | 0.13926 | 0.13926 | 0.13926 | 0.13926 | 0.13926 | 0.13926 | 0.13926 | 0.13926 | 0.13926 | 0.13926 | 0.13926 | 0.13926 | 0.13926 | 0.13926 | 0.13926
F7_Commercial_Miscellaneous_Existing_Miscellaneous_Natural Gas_Miscellaneous_Baseline Forecast | F7 | Commercial | Miscellaneous | Existing | Miscellaneous | Natural Gas | Miscellaneous | Baseline Forecast | Avg. Replacement Summer Demand (kW) | 0 | 0 | 0 | 0 | 0 | 0 | 0 | 0 | 0 | 0 | 0 | 0 | 0 | 0 | 0 | 0 | 0 | 0 | 0 | 0 | 0 | 0 | 0 | 0 | 0 | 0 | 0
F8_Commercial_Miscellaneous_Existing_Miscellaneous_Natural Gas_Miscellaneous_Baseline Forecast | F8 | Commercial | Miscellaneous | Existing | Miscellaneous | Natural Gas | Miscellaneous | Baseline Forecast | Avg. Replacement Winter Demand (kW) | 0 | 0 | 0 | 0 | 0 | 0 | 0 | 0 | 0 | 0 | 0 | 0 | 0 | 0 | 0 | 0 | 0 | 0 | 0 | 0 | 0 | 0 | 0 | 0 | 0 | 0 | 0
F1_Commercial_Miscellaneous_New_Space Heating_Natural Gas_Furnace_Baseline Forecast | F1 | Commercial | Miscellaneous | New | Space Heating | Natural Gas | Furnace | Baseline Forecast | Units | 0 | 497744.0121 | 882598.5595 | 1265613.1915 | 1645017.054 | 2019258.8342 | 2394109.1389 | 2766978.5499 | 3137979.963 | 3507224.9892 | 3874823.9937 | 4240886.1339 | 4605519.397 | 4968830.6363 | 5330925.6082 | 5691909.0074 | 6051884.5026 | 6410954.7706 | 6769221.5312 | 7126785.5805 | 7483746.824 | 7840204.3099 | 8196256.2608 | 8552000.1059 | 8907532.5124 | 9262949.4164 | 9618346.0536
F2_Commercial_Miscellaneous_New_Space Heating_Natural Gas_Furnace_Baseline Forecast | F2 | Commercial | Miscellaneous | New | Space Heating | Natural Gas | Furnace | Baseline Forecast | Usage (MMtherm) | 0 | 0.30899 | 0.54577 | 0.7563 | 0.96485 | 1.1706 | 1.3766 | 1.5815 | 1.7855 | 1.9884 | 2.1905 | 2.3917 | 2.5921 | 2.7918 | 2.9909 | 3.1893 | 3.3871 | 3.5845 | 3.7814 | 3.9753 | 4.1671 | 4.3589 | 4.5508 | 4.7428 | 4.935 | 5.1274 | 5.32
F3_Commercial_Miscellaneous_New_Space Heating_Natural Gas_Furnace_Baseline Forecast | F3 | Commercial | Miscellaneous | New | Space Heating | Natural Gas | Furnace | Baseline Forecast | Summer Peak Demand (MW) | 0 | 0 | 0 | 0 | 0 | 0 | 0 | 0 | 0 | 0 | 0 | 0 | 0 | 0 | 0 | 0 | 0 | 0 | 0 | 0 | 0 | 0 | 0 | 0 | 0 | 0 | 0
F4_Commercial_Miscellaneous_New_Space Heating_Natural Gas_Furnace_Baseline Forecast | F4 | Commercial | Miscellaneous | New | Space Heating | Natural Gas | Furnace | Baseline Forecast | Winter Peak Demand (MW) | 0 | 0 | 0 | 0 | 0 | 0 | 0 | 0 | 0 | 0 | 0 | 0 | 0 | 0 | 0 | 0 | 0 | 0 | 0 | 0 | 0 | 0 | 0 | 0 | 0 | 0 | 0
F5_Commercial_Miscellaneous_New_Space Heating_Natural Gas_Furnace_Baseline Forecast | F5 | Commercial | Miscellaneous | New | Space Heating | Natural Gas | Furnace | Baseline Forecast | Turnover | 0 | 497744.0121 | 384854.5474 | 383014.632 | 379403.8625 | 374241.7803 | 374850.3046 | 372869.4111 | 371001.4131 | 369245.0262 | 367599.0045 | 366062.1403 | 364633.2631 | 363311.2393 | 362094.9719 | 360983.3992 | 359975.4951 | 359070.268 | 358266.7606 | 395852.0502 | 421908.2096 | 445871.1955 | 467772.5953 | 487658.4231 | 506134.348 | 523116.3432 | 538734.6897
F6_Commercial_Miscellaneous_New_Space Heating_Natural Gas_Furnace_Baseline Forecast | F6 | Commercial | Miscellaneous | New | Space Heating | Natural Gas | Furnace | Baseline Forecast | Avg. Replacement Usage (kWh) | 0.57704 | 0.62078 | 0.61837 | 0.54966 | 0.54966 | 0.54966 | 0.54966 | 0.54966 | 0.54966 | 0.54966 | 0.54966 | 0.54966 | 0.54966 | 0.54966 | 0.54966 | 0.54966 | 0.54966 | 0.54966 | 0.54966 | 0.54966 | 0.54966 | 0.54966 | 0.54966 | 0.54966 | 0.54966 | 0.54966 | 0.54966
F7_Commercial_Miscellaneous_New_Space Heating_Natural Gas_Furnace_Baseline Forecast | F7 | Commercial | Miscellaneous | New | Space Heating | Natural Gas | Furnace | Baseline Forecast | Avg. Replacement Summer Demand (kW) | 0 | 0 | 0 | 0 | 0 | 0 | 0 | 0 | 0 | 0 | 0 | 0 | 0 | 0 | 0 | 0 | 0 | 0 | 0 | 0 | 0 | 0 | 0 | 0 | 0 | 0 | 0
F8_Commercial_Miscellaneous_New_Space Heating_Natural Gas_Furnace_Baseline Forecast | F8 | Commercial | Miscellaneous | New | Space Heating | Natural Gas | Furnace | Baseline Forecast | Avg. Replacement Winter Demand (kW) | 0 | 0 | 0 | 0 | 0 | 0 | 0 | 0 | 0 | 0 | 0 | 0 | 0 | 0 | 0 | 0 | 0 | 0 | 0 | 0 | 0 | 0 | 0 | 0 | 0 | 0 | 0
F1_Commercial_Miscellaneous_New_Space Heating_Natural Gas_Boiler_Baseline Forecast | F1 | Commercial | Miscellaneous | New | Space Heating | Natural Gas | Boiler | Baseline Forecast | Units | 0 | 235006.8438 | 416713.6053 | 597551.6618 | 776684.9152 | 953380.9225 | 1130364.2409 | 1306412.2923 | 1481578.3797 | 1655915.1996 | 1829474.8602 | 2002308.8997 | 2174468.3033 | 2346003.5214 | 2516964.4861 | 2687400.6285 | 2857360.895 | 3026893.764 | 3196047.2617 | 3364868.9786 | 3533406.0843 | 3701705.3439 | 3869813.1326 | 4037775.451 | 4205637.9399 | 4373445.895 | 4541244.2812
F2_Commercial_Miscellaneous_New_Space Heating_Natural Gas_Boiler_Baseline Forecast | F2 | Commercial | Miscellaneous | New | Space Heating | Natural Gas | Boiler | Baseline Forecast | Usage (MMtherm) | 0 | 0.22445 | 0.39645 | 0.56849 | 0.73891 | 0.90701 | 1.0754 | 1.2429 | 1.4095 | 1.5754 | 1.7405 | 1.9049 | 2.0687 | 2.2319 | 2.3945 | 2.5567 | 2.7184 | 2.8797 | 3.0406 | 3.2012 | 3.3615 | 3.5217 | 3.6816 | 3.8414 | 4.0011 | 4.1607 | 4.3204
F3_Commercial_Miscellaneous_New_Space Heating_Natural Gas_Boiler_Baseline Forecast | F3 | Commercial | Miscellaneous | New | Space Heating | Natural Gas | Boiler | Baseline Forecast | Summer Peak Demand (MW) | 0 | 0 | 0 | 0 | 0 | 0 | 0 | 0 | 0 | 0 | 0 | 0 | 0 | 0 | 0 | 0 | 0 | 0 | 0 | 0 | 0 | 0 | 0 | 0 | 0 | 0 | 0
F4_Commercial_Miscellaneous_New_Space Heating_Natural Gas_Boiler_Baseline Forecast | F4 | Commercial | Miscellaneous | New | Space Heating | Natural Gas | Boiler | Baseline Forecast | Winter Peak Demand (MW) | 0 | 0 | 0 | 0 | 0 | 0 | 0 | 0 | 0 | 0 | 0 | 0 | 0 | 0 | 0 | 0 | 0 | 0 | 0 | 0 | 0 | 0 | 0 | 0 | 0 | 0 | 0
F5_Commercial_Miscellaneous_New_Space Heating_Natural Gas_Boiler_Baseline Forecast | F5 | Commercial | Miscellaneous | New | Space Heating | Natural Gas | Boiler | Baseline Forecast | Turnover | 0 | 235006.8438 | 181706.7615 | 180838.0565 | 179133.2534 | 176696.0073 | 176983.3184 | 176048.0514 | 175166.0874 | 174336.8199 | 173559.6606 | 172834.0394 | 172159.4036 | 171535.2181 | 170960.9647 | 170436.1424 | 169960.2665 | 169532.869 | 169153.4978 | 168821.7168 | 168537.1057 | 168299.2596 | 189472.0472 | 203903.1681 | 216975.812 | 228741.2718 | 239255.5839
F6_Commercial_Miscellaneous_New_Space Heating_Natural Gas_Boiler_Baseline Forecast | F6 | Commercial | Miscellaneous | New | Space Heating | Natural Gas | Boiler | Baseline Forecast | Avg. Replacement Usage (kWh) | 0.88777 | 0.95507 | 0.95136 | 0.95136 | 0.95136 | 0.95136 | 0.95136 | 0.95136 | 0.95136 | 0.95136 | 0.95136 | 0.95136 | 0.95136 | 0.95136 | 0.95136 | 0.95136 | 0.95136 | 0.95136 | 0.95136 | 0.95136 | 0.95136 | 0.95136 | 0.95136 | 0.95136 | 0.95136 | 0.95136 | 0.95136
F7_Commercial_Miscellaneous_New_Space Heating_Natural Gas_Boiler_Baseline Forecast | F7 | Commercial | Miscellaneous | New | Space Heating | Natural Gas | Boiler | Baseline Forecast | Avg. Replacement Summer Demand (kW) | 0 | 0 | 0 | 0 | 0 | 0 | 0 | 0 | 0 | 0 | 0 | 0 | 0 | 0 | 0 | 0 | 0 | 0 | 0 | 0 | 0 | 0 | 0 | 0 | 0 | 0 | 0
F8_Commercial_Miscellaneous_New_Space Heating_Natural Gas_Boiler_Baseline Forecast | F8 | Commercial | Miscellaneous | New | Space Heating | Natural Gas | Boiler | Baseline Forecast | Avg. Replacement Winter Demand (kW) | 0 | 0 | 0 | 0 | 0 | 0 | 0 | 0 | 0 | 0 | 0 | 0 | 0 | 0 | 0 | 0 | 0 | 0 | 0 | 0 | 0 | 0 | 0 | 0 | 0 | 0 | 0
F1_Commercial_Miscellaneous_New_Space Heating_Natural Gas_Unit Heater_Baseline Forecast | F1 | Commercial | Miscellaneous | New | Space Heating | Natural Gas | Unit Heater | Baseline Forecast | Units | 0 | 4409.6467 | 7819.1756 | 11212.4043 | 14573.6441 | 17889.1517 | 21210.0503 | 24513.3997 | 27800.2 | 31071.44 | 34328.0975 | 37571.1395 | 40801.5226 | 44020.1937 | 47228.0894 | 50426.1375 | 53615.2562 | 56796.3554 | 59970.336 | 63138.0911 | 66300.5058 | 69458.4576 | 72612.8166 | 75764.4461 | 78914.2023 | 82062.9353 | 85211.4888
F2_Commercial_Miscellaneous_New_Space Heating_Natural Gas_Unit Heater_Baseline Forecast | F2 | Commercial | Miscellaneous | New | Space Heating | Natural Gas | Unit Heater | Baseline Forecast | Usage (MMtherm) | 0 | 0.0014038 | 0.0024796 | 0.0035556 | 0.0046215 | 0.0056729 | 0.006726 | 0.0077735 | 0.0088158 | 0.0098532 | 0.010886 | 0.011914 | 0.012939 | 0.013959 | 0.014977 | 0.015991 | 0.017002 | 0.018011 | 0.019017 | 0.020022 | 0.021025 | 0.022026 | 0.023026 | 0.024026 | 0.025025 | 0.026023 | 0.027022
F3_Commercial_Miscellaneous_New_Space Heating_Natural Gas_Unit Heater_Baseline Forecast | F3 | Commercial | Miscellaneous | New | Space Heating | Natural Gas | Unit Heater | Baseline Forecast | Summer Peak Demand (MW) | 0 | 0 | 0 | 0 | 0 | 0 | 0 | 0 | 0 | 0 | 0 | 0 | 0 | 0 | 0 | 0 | 0 | 0 | 0 | 0 | 0 | 0 | 0 | 0 | 0 | 0 | 0
F4_Commercial_Miscellaneous_New_Space Heating_Natural Gas_Unit Heater_Baseline Forecast | F4 | Commercial | Miscellaneous | New | Space Heating | Natural Gas | Unit Heater | Baseline Forecast | Winter Peak Demand (MW) | 0 | 0 | 0 | 0 | 0 | 0 | 0 | 0 | 0 | 0 | 0 | 0 | 0 | 0 | 0 | 0 | 0 | 0 | 0 | 0 | 0 | 0 | 0 | 0 | 0 | 0 | 0
F5_Commercial_Miscellaneous_New_Space Heating_Natural Gas_Unit Heater_Baseline Forecast | F5 | Commercial | Miscellaneous | New | Space Heating | Natural Gas | Unit Heater | Baseline Forecast | Turnover | 0 | 4409.6467 | 3409.5289 | 3393.2286 | 3361.2398 | 3315.5076 | 3320.8987 | 3303.3494 | 3286.8003 | 3271.24 | 3256.6575 | 3243.042 | 3230.3832 | 3218.671 | 3207.8958 | 3198.0481 | 3189.1188 | 3581.9761 | 3848.3714 | 4089.313 | 4305.7618 | 4498.768 | 4675.1828 | 4834.501 | 4978.4395 | 5108.5578 | 5226.2721
F6_Commercial_Miscellaneous_New_Space Heating_Natural Gas_Unit Heater_Baseline Forecast | F6 | Commercial | Miscellaneous | New | Space Heating | Natural Gas | Unit Heater | Baseline Forecast | Avg. Replacement Usage (kWh) | 0.29592 | 0.31835 | 0.31711 | 0.31711 | 0.31711 | 0.31711 | 0.31711 | 0.31711 | 0.31711 | 0.31711 | 0.31711 | 0.31711 | 0.31711 | 0.31711 | 0.31711 | 0.31711 | 0.31711 | 0.31711 | 0.31711 | 0.31711 | 0.31711 | 0.31711 | 0.31711 | 0.31711 | 0.31711 | 0.31711 | 0.31711
F7_Commercial_Miscellaneous_New_Space Heating_Natural Gas_Unit Heater_Baseline Forecast | F7 | Commercial | Miscellaneous | New | Space Heating | Natural Gas | Unit Heater | Baseline Forecast | Avg. Replacement Summer Demand (kW) | 0 | 0 | 0 | 0 | 0 | 0 | 0 | 0 | 0 | 0 | 0 | 0 | 0 | 0 | 0 | 0 | 0 | 0 | 0 | 0 | 0 | 0 | 0 | 0 | 0 | 0 | 0
F8_Commercial_Miscellaneous_New_Space Heating_Natural Gas_Unit Heater_Baseline Forecast | F8 | Commercial | Miscellaneous | New | Space Heating | Natural Gas | Unit Heater | Baseline Forecast | Avg. Replacement Winter Demand (kW) | 0 | 0 | 0 | 0 | 0 | 0 | 0 | 0 | 0 | 0 | 0 | 0 | 0 | 0 | 0 | 0 | 0 | 0 | 0 | 0 | 0 | 0 | 0 | 0 | 0 | 0 | 0
F1_Commercial_Miscellaneous_New_Water Heating_Natural Gas_Water Heater_Baseline Forecast | F1 | Commercial | Miscellaneous | New | Water Heating | Natural Gas | Water Heater | Baseline Forecast | Units | 0 | 545823.6097 | 967853.1935 | 1387865.1352 | 1803917.525 | 2214309.2011 | 2625368.182 | 3034254.9249 | 3441093.2304 | 3846005.4908 | 4249112.7321 | 4650534.6556 | 5050389.6795 | 5448794.9788 | 5845866.5252 | 6241719.1266 | 6636466.4653 | 7030221.1365 | 7423094.6855 | 7815197.6447 | 8206639.5701 | 8597529.0774 | 8987973.877 | 9378080.8094 | 9767955.8792 | 10157704.2896 | 10547430.4754
F2_Commercial_Miscellaneous_New_Water Heating_Natural Gas_Water Heater_Baseline Forecast | F2 | Commercial | Miscellaneous | New | Water Heating | Natural Gas | Water Heater | Baseline Forecast | Usage (MMtherm) | 0 | 0.17392 | 0.30839 | 0.44222 | 0.57479 | 0.70556 | 0.83654 | 0.96682 | 1.0965 | 1.2255 | 1.3539 | 1.4818 | 1.6092 | 1.7362 | 1.8627 | 1.9888 | 2.1146 | 2.2401 | 2.3653 | 2.4902 | 2.6149 | 2.7395 | 2.8639 | 2.9882 | 3.1124 | 3.2366 | 3.3608
F3_Commercial_Miscellaneous_New_Water Heating_Natural Gas_Water Heater_Baseline Forecast | F3 | Commercial | Miscellaneous | New | Water Heating | Natural Gas | Water Heater | Baseline Forecast | Summer Peak Demand (MW) | 0 | 0 | 0 | 0 | 0 | 0 | 0 | 0 | 0 | 0 | 0 | 0 | 0 | 0 | 0 | 0 | 0 | 0 | 0 | 0 | 0 | 0 | 0 | 0 | 0 | 0 | 0
F4_Commercial_Miscellaneous_New_Water Heating_Natural Gas_Water Heater_Baseline Forecast | F4 | Commercial | Miscellaneous | New | Water Heating | Natural Gas | Water Heater | Baseline Forecast | Winter Peak Demand (MW) | 0 | 0 | 0 | 0 | 0 | 0 | 0 | 0 | 0 | 0 | 0 | 0 | 0 | 0 | 0 | 0 | 0 | 0 | 0 | 0 | 0 | 0 | 0 | 0 | 0 | 0 | 0
F5_Commercial_Miscellaneous_New_Water Heating_Natural Gas_Water Heater_Baseline Forecast | F5 | Commercial | Miscellaneous | New | Water Heating | Natural Gas | Water Heater | Baseline Forecast | Turnover | 0 | 545823.6097 | 422029.5838 | 420011.9417 | 416052.3898 | 410391.6761 | 411058.9809 | 408886.7429 | 406838.3055 | 404912.2604 | 512271.9632 | 573159.6179 | 621247.5677 | 658729.8123 | 687409.492 | 853419.1384 | 810126.0558 | 806896.3932 | 803331.4059 | 821439.7152 | 849718.1838 | 881190.5883 | 913894.6414 | 945843.803 | 1033292.0959 | 1082468.5757 | 1117887.5643
F6_Commercial_Miscellaneous_New_Water Heating_Natural Gas_Water Heater_Baseline Forecast | F6 | Commercial | Miscellaneous | New | Water Heating | Natural Gas | Water Heater | Baseline Forecast | Avg. Replacement Usage (kWh) | 0.31864 | 0.31864 | 0.31864 | 0.31864 | 0.31864 | 0.31864 | 0.31864 | 0.31864 | 0.31864 | 0.31864 | 0.31864 | 0.31864 | 0.31864 | 0.31864 | 0.31864 | 0.31864 | 0.31864 | 0.31864 | 0.31864 | 0.31864 | 0.31864 | 0.31864 | 0.31864 | 0.31864 | 0.31864 | 0.31864 | 0.31864
F7_Commercial_Miscellaneous_New_Water Heating_Natural Gas_Water Heater_Baseline Forecast | F7 | Commercial | Miscellaneous | New | Water Heating | Natural Gas | Water Heater | Baseline Forecast | Avg. Replacement Summer Demand (kW) | 0 | 0 | 0 | 0 | 0 | 0 | 0 | 0 | 0 | 0 | 0 | 0 | 0 | 0 | 0 | 0 | 0 | 0 | 0 | 0 | 0 | 0 | 0 | 0 | 0 | 0 | 0
F8_Commercial_Miscellaneous_New_Water Heating_Natural Gas_Water Heater_Baseline Forecast | F8 | Commercial | Miscellaneous | New | Water Heating | Natural Gas | Water Heater | Baseline Forecast | Avg. Replacement Winter Demand (kW) | 0 | 0 | 0 | 0 | 0 | 0 | 0 | 0 | 0 | 0 | 0 | 0 | 0 | 0 | 0 | 0 | 0 | 0 | 0 | 0 | 0 | 0 | 0 | 0 | 0 | 0 | 0
F1_Commercial_Miscellaneous_New_Food Preparation_Natural Gas_Oven_Baseline Forecast | F1 | Commercial | Miscellaneous | New | Food Preparation | Natural Gas | Oven | Baseline Forecast | Units | 0 | 305565.318 | 541827.7326 | 776960.6222 | 1009876.8584 | 1239624.0895 | 1469744.8941 | 1698649.627 | 1926407.595 | 2153087.3161 | 2378756.5436 | 2603482.2893 | 2827330.8465 | 3050367.8127 | 3272658.1116 | 3494266.0155 | 3715255.1664 | 3935688.598 | 4155628.756 | 4375137.519 | 4594276.2193 | 4813105.6625 | 5031686.1476 | 5250077.4864 | 5468339.0228 | 5686529.6523 | 5904707.8399
F2_Commercial_Miscellaneous_New_Food Preparation_Natural Gas_Oven_Baseline Forecast | F2 | Commercial | Miscellaneous | New | Food Preparation | Natural Gas | Oven | Baseline Forecast | Usage (MMtherm) | 0 | 0.0035952 | 0.0063751 | 0.0091416 | 0.011882 | 0.014585 | 0.017293 | 0.019986 | 0.022666 | 0.025333 | 0.027988 | 0.030632 | 0.033266 | 0.03589 | 0.038506 | 0.041113 | 0.043713 | 0.046307 | 0.048894 | 0.051477 | 0.054056 | 0.05663 | 0.059202 | 0.061772 | 0.06434 | 0.066907 | 0.069474
F3_Commercial_Miscellaneous_New_Food Preparation_Natural Gas_Oven_Baseline Forecast | F3 | Commercial | Miscellaneous | New | Food Preparation | Natural Gas | Oven | Baseline Forecast | Summer Peak Demand (MW) | 0 | 0 | 0 | 0 | 0 | 0 | 0 | 0 | 0 | 0 | 0 | 0 | 0 | 0 | 0 | 0 | 0 | 0 | 0 | 0 | 0 | 0 | 0 | 0 | 0 | 0 | 0
F4_Commercial_Miscellaneous_New_Food Preparation_Natural Gas_Oven_Baseline Forecast | F4 | Commercial | Miscellaneous | New | Food Preparation | Natural Gas | Oven | Baseline Forecast | Winter Peak Demand (MW) | 0 | 0 | 0 | 0 | 0 | 0 | 0 | 0 | 0 | 0 | 0 | 0 | 0 | 0 | 0 | 0 | 0 | 0 | 0 | 0 | 0 | 0 | 0 | 0 | 0 | 0 | 0
F5_Commercial_Miscellaneous_New_Food Preparation_Natural Gas_Oven_Baseline Forecast | F5 | Commercial | Miscellaneous | New | Food Preparation | Natural Gas | Oven | Baseline Forecast | Turnover | 0 | 305565.318 | 236262.4146 | 235132.8896 | 232916.2362 | 229747.2311 | 230120.8046 | 228904.7329 | 227757.968 | 226679.7211 | 225669.2275 | 224725.7457 | 284961.6208 | 319179.9 | 346231.2239 | 367343.8911 | 383527.387 | 476590.296 | 452479.2558 | 450795.5367 | 448922.9811 | 446959.9776 | 446127.9918 | 457102.8824 | 472766.1338 | 490757.8961 | 509435.8844
F6_Commercial_Miscellaneous_New_Food Preparation_Natural Gas_Oven_Baseline Forecast | F6 | Commercial | Miscellaneous | New | Food Preparation | Natural Gas | Oven | Baseline Forecast | Avg. Replacement Usage (kWh) | 0.011766 | 0.011766 | 0.011766 | 0.011766 | 0.011766 | 0.011766 | 0.011766 | 0.011766 | 0.011766 | 0.011766 | 0.011766 | 0.011766 | 0.011766 | 0.011766 | 0.011766 | 0.011766 | 0.011766 | 0.011766 | 0.011766 | 0.011766 | 0.011766 | 0.011766 | 0.011766 | 0.011766 | 0.011766 | 0.011766 | 0.011766
F7_Commercial_Miscellaneous_New_Food Preparation_Natural Gas_Oven_Baseline Forecast | F7 | Commercial | Miscellaneous | New | Food Preparation | Natural Gas | Oven | Baseline Forecast | Avg. Replacement Summer Demand (kW) | 0 | 0 | 0 | 0 | 0 | 0 | 0 | 0 | 0 | 0 | 0 | 0 | 0 | 0 | 0 | 0 | 0 | 0 | 0 | 0 | 0 | 0 | 0 | 0 | 0 | 0 | 0
F8_Commercial_Miscellaneous_New_Food Preparation_Natural Gas_Oven_Baseline Forecast | F8 | Commercial | Miscellaneous | New | Food Preparation | Natural Gas | Oven | Baseline Forecast | Avg. Replacement Winter Demand (kW) | 0 | 0 | 0 | 0 | 0 | 0 | 0 | 0 | 0 | 0 | 0 | 0 | 0 | 0 | 0 | 0 | 0 | 0 | 0 | 0 | 0 | 0 | 0 | 0 | 0 | 0 | 0
F1_Commercial_Miscellaneous_New_Food Preparation_Natural Gas_Conveyor Oven_Baseline Forecast | F1 | Commercial | Miscellaneous | New | Food Preparation | Natural Gas | Conveyor Oven | Baseline Forecast | Units | 0 | 152782.659 | 270913.8663 | 388480.3111 | 504938.4292 | 619812.0448 | 734872.447 | 849324.8135 | 963203.7975 | 1076543.658 | 1189378.2718 | 1301741.1447 | 1413665.4233 | 1525183.9063 | 1636329.0558 | 1747133.0077 | 1857627.5832 | 1967844.299 | 2077814.378 | 2187568.7595 | 2297138.1097 | 2406552.8313 | 2515843.0738 | 2625038.7432 | 2734169.5114 | 2843264.8261 | 2952353.9199
F2_Commercial_Miscellaneous_New_Food Preparation_Natural Gas_Conveyor Oven_Baseline Forecast | F2 | Commercial | Miscellaneous | New | Food Preparation | Natural Gas | Conveyor Oven | Baseline Forecast | Usage (MMtherm) | 0 | 0.0030758 | 0.0054541 | 0.007821 | 0.010166 | 0.012478 | 0.014795 | 0.017099 | 0.019391 | 0.021673 | 0.023945 | 0.026207 | 0.02846 | 0.030705 | 0.032943 | 0.035174 | 0.037398 | 0.039617 | 0.041831 | 0.04404 | 0.046246 | 0.048449 | 0.050649 | 0.052848 | 0.055045 | 0.057241 | 0.059437
F3_Commercial_Miscellaneous_New_Food Preparation_Natural Gas_Conveyor Oven_Baseline Forecast | F3 | Commercial | Miscellaneous | New | Food Preparation | Natural Gas | Conveyor Oven | Baseline Forecast | Summer Peak Demand (MW) | 0 | 0 | 0 | 0 | 0 | 0 | 0 | 0 | 0 | 0 | 0 | 0 | 0 | 0 | 0 | 0 | 0 | 0 | 0 | 0 | 0 | 0 | 0 | 0 | 0 | 0 | 0
F4_Commercial_Miscellaneous_New_Food Preparation_Natural Gas_Conveyor Oven_Baseline Forecast | F4 | Commercial | Miscellaneous | New | Food Preparation | Natural Gas | Conveyor Oven | Baseline Forecast | Winter Peak Demand (MW) | 0 | 0 | 0 | 0 | 0 | 0 | 0 | 0 | 0 | 0 | 0 | 0 | 0 | 0 | 0 | 0 | 0 | 0 | 0 | 0 | 0 | 0 | 0 | 0 | 0 | 0 | 0
F5_Commercial_Miscellaneous_New_Food Preparation_Natural Gas_Conveyor Oven_Baseline Forecast | F5 | Commercial | Miscellaneous | New | Food Preparation | Natural Gas | Conveyor Oven | Baseline Forecast | Turnover | 0 | 152782.659 | 118131.2073 | 117566.4448 | 116458.1181 | 114873.6156 | 115060.4023 | 114452.3665 | 113878.984 | 113339.8605 | 112834.6138 | 112362.8729 | 111924.2786 | 111518.4831 | 111145.1495 | 110803.9519 | 110494.5755 | 140773.2476 | 158041.5459 | 171724.844 | 182437.3438 | 190683.8396 | 237368.6747 | 225465.2183 | 224774.1551 | 223987.4551 | 223154.361
F6_Commercial_Miscellaneous_New_Food Preparation_Natural Gas_Conveyor Oven_Baseline Forecast | F6 | Commercial | Miscellaneous | New | Food Preparation | Natural Gas | Conveyor Oven | Baseline Forecast | Avg. Replacement Usage (kWh) | 0.020132 | 0.020132 | 0.020132 | 0.020132 | 0.020132 | 0.020132 | 0.020132 | 0.020132 | 0.020132 | 0.020132 | 0.020132 | 0.020132 | 0.020132 | 0.020132 | 0.020132 | 0.020132 | 0.020132 | 0.020132 | 0.020132 | 0.020132 | 0.020132 | 0.020132 | 0.020132 | 0.020132 | 0.020132 | 0.020132 | 0.020132
F7_Commercial_Miscellaneous_New_Food Preparation_Natural Gas_Conveyor Oven_Baseline Forecast | F7 | Commercial | Miscellaneous | New | Food Preparation | Natural Gas | Conveyor Oven | Baseline Forecast | Avg. Replacement Summer Demand (kW) | 0 | 0 | 0 | 0 | 0 | 0 | 0 | 0 | 0 | 0 | 0 | 0 | 0 | 0 | 0 | 0 | 0 | 0 | 0 | 0 | 0 | 0 | 0 | 0 | 0 | 0 | 0
F8_Commercial_Miscellaneous_New_Food Preparation_Natural Gas_Conveyor Oven_Baseline Forecast | F8 | Commercial | Miscellaneous | New | Food Preparation | Natural Gas | Conveyor Oven | Baseline Forecast | Avg. Replacement Winter Demand (kW) | 0 | 0 | 0 | 0 | 0 | 0 | 0 | 0 | 0 | 0 | 0 | 0 | 0 | 0 | 0 | 0 | 0 | 0 | 0 | 0 | 0 | 0 | 0 | 0 | 0 | 0 | 0
F1_Commercial_Miscellaneous_New_Food Preparation_Natural Gas_Double Rack Oven_Baseline Forecast | F1 | Commercial | Miscellaneous | New | Food Preparation | Natural Gas | Double Rack Oven | Baseline Forecast | Units | 0 | 152782.659 | 270913.8663 | 388480.3111 | 504938.4292 | 619812.0448 | 734872.447 | 849324.8135 | 963203.7975 | 1076543.658 | 1189378.2718 | 1301741.1447 | 1413665.4233 | 1525183.9063 | 1636329.0558 | 1747133.0077 | 1857627.5832 | 1967844.299 | 2077814.378 | 2187568.7595 | 2297138.1097 | 2406552.8313 | 2515843.0738 | 2625038.7432 | 2734169.5114 | 2843264.8261 | 2952353.9199
F2_Commercial_Miscellaneous_New_Food Preparation_Natural Gas_Double Rack Oven_Baseline Forecast | F2 | Commercial | Miscellaneous | New | Food Preparation | Natural Gas | Double Rack Oven | Baseline Forecast | Usage (MMtherm) | 0 | 0.0046728 | 0.0082857 | 0.011881 | 0.015443 | 0.018957 | 0.022476 | 0.025976 | 0.029459 | 0.032925 | 0.036376 | 0.039813 | 0.043236 | 0.046647 | 0.050046 | 0.053435 | 0.056814 | 0.060185 | 0.063549 | 0.066906 | 0.070257 | 0.073603 | 0.076946 | 0.080285 | 0.083623 | 0.08696 | 0.090296
F3_Commercial_Miscellaneous_New_Food Preparation_Natural Gas_Double Rack Oven_Baseline Forecast | F3 | Commercial | Miscellaneous | New | Food Preparation | Natural Gas | Double Rack Oven | Baseline Forecast | Summer Peak Demand (MW) | 0 | 0 | 0 | 0 | 0 | 0 | 0 | 0 | 0 | 0 | 0 | 0 | 0 | 0 | 0 | 0 | 0 | 0 | 0 | 0 | 0 | 0 | 0 | 0 | 0 | 0 | 0
F4_Commercial_Miscellaneous_New_Food Preparation_Natural Gas_Double Rack Oven_Baseline Forecast | F4 | Commercial | Miscellaneous | New | Food Preparation | Natural Gas | Double Rack Oven | Baseline Forecast | Winter Peak Demand (MW) | 0 | 0 | 0 | 0 | 0 | 0 | 0 | 0 | 0 | 0 | 0 | 0 | 0 | 0 | 0 | 0 | 0 | 0 | 0 | 0 | 0 | 0 | 0 | 0 | 0 | 0 | 0
F5_Commercial_Miscellaneous_New_Food Preparation_Natural Gas_Double Rack Oven_Baseline Forecast | F5 | Commercial | Miscellaneous | New | Food Preparation | Natural Gas | Double Rack Oven | Baseline Forecast | Turnover | 0 | 152782.659 | 118131.2073 | 117566.4448 | 116458.1181 | 114873.6156 | 115060.4023 | 114452.3665 | 113878.984 | 113339.8605 | 129810.4648 | 140578.2079 | 150067.5147 | 158363.3727 | 165548.7864 | 171947.2295 | 177561.0852 | 182484.6115 | 186801.5263 | 239521.2177 | 229866.6687 | 232845.9233 | 236261.4917 | 239965.3701 | 244533.2702 | 248994.8614 | 253543.7434
F6_Commercial_Miscellaneous_New_Food Preparation_Natural Gas_Double Rack Oven_Baseline Forecast | F6 | Commercial | Miscellaneous | New | Food Preparation | Natural Gas | Double Rack Oven | Baseline Forecast | Avg. Replacement Usage (kWh) | 0.030584 | 0.030584 | 0.030584 | 0.030584 | 0.030584 | 0.030584 | 0.030584 | 0.030584 | 0.030584 | 0.030584 | 0.030584 | 0.030584 | 0.030584 | 0.030584 | 0.030584 | 0.030584 | 0.030584 | 0.030584 | 0.030584 | 0.030584 | 0.030584 | 0.030584 | 0.030584 | 0.030584 | 0.030584 | 0.030584 | 0.030584
F7_Commercial_Miscellaneous_New_Food Preparation_Natural Gas_Double Rack Oven_Baseline Forecast | F7 | Commercial | Miscellaneous | New | Food Preparation | Natural Gas | Double Rack Oven | Baseline Forecast | Avg. Replacement Summer Demand (kW) | 0 | 0 | 0 | 0 | 0 | 0 | 0 | 0 | 0 | 0 | 0 | 0 | 0 | 0 | 0 | 0 | 0 | 0 | 0 | 0 | 0 | 0 | 0 | 0 | 0 | 0 | 0
F8_Commercial_Miscellaneous_New_Food Preparation_Natural Gas_Double Rack Oven_Baseline Forecast | F8 | Commercial | Miscellaneous | New | Food Preparation | Natural Gas | Double Rack Oven | Baseline Forecast | Avg. Replacement Winter Demand (kW) | 0 | 0 | 0 | 0 | 0 | 0 | 0 | 0 | 0 | 0 | 0 | 0 | 0 | 0 | 0 | 0 | 0 | 0 | 0 | 0 | 0 | 0 | 0 | 0 | 0 | 0 | 0
F1_Commercial_Miscellaneous_New_Food Preparation_Natural Gas_Fryer_Baseline Forecast | F1 | Commercial | Miscellaneous | New | Food Preparation | Natural Gas | Fryer | Baseline Forecast | Units | 0 | 26238.7927 | 46526.568 | 66717.3514 | 86717.7915 | 106446.1102 | 126206.5075 | 145862.4811 | 165419.9824 | 184884.895 | 204263.0369 | 223560.1622 | 242781.9637 | 261934.0742 | 281022.0685 | 300051.4659 | 319027.7311 | 337956.2769 | 356842.4654 | 375691.6103 | 394508.9779 | 413299.7897 | 432069.2236 | 450822.4156 | 469564.4615 | 488300.4186 | 507035.3073
F2_Commercial_Miscellaneous_New_Food Preparation_Natural Gas_Fryer_Baseline Forecast | F2 | Commercial | Miscellaneous | New | Food Preparation | Natural Gas | Fryer | Baseline Forecast | Usage (MMtherm) | 0 | 0.00032684 | 0.00057956 | 0.00083106 | 0.0010802 | 0.0013259 | 0.0015721 | 0.0018169 | 0.0020606 | 0.002303 | 0.0025444 | 0.0027848 | 0.0030242 | 0.0032628 | 0.0035005 | 0.0037376 | 0.003974 | 0.0042097 | 0.004445 | 0.0046798 | 0.0049142 | 0.0051483 | 0.0053821 | 0.0056157 | 0.0058491 | 0.0060825 | 0.0063159
F3_Commercial_Miscellaneous_New_Food Preparation_Natural Gas_Fryer_Baseline Forecast | F3 | Commercial | Miscellaneous | New | Food Preparation | Natural Gas | Fryer | Baseline Forecast | Summer Peak Demand (MW) | 0 | 0 | 0 | 0 | 0 | 0 | 0 | 0 | 0 | 0 | 0 | 0 | 0 | 0 | 0 | 0 | 0 | 0 | 0 | 0 | 0 | 0 | 0 | 0 | 0 | 0 | 0
F4_Commercial_Miscellaneous_New_Food Preparation_Natural Gas_Fryer_Baseline Forecast | F4 | Commercial | Miscellaneous | New | Food Preparation | Natural Gas | Fryer | Baseline Forecast | Winter Peak Demand (MW) | 0 | 0 | 0 | 0 | 0 | 0 | 0 | 0 | 0 | 0 | 0 | 0 | 0 | 0 | 0 | 0 | 0 | 0 | 0 | 0 | 0 | 0 | 0 | 0 | 0 | 0 | 0
F5_Commercial_Miscellaneous_New_Food Preparation_Natural Gas_Fryer_Baseline Forecast | F5 | Commercial | Miscellaneous | New | Food Preparation | Natural Gas | Fryer | Baseline Forecast | Turnover | 0 | 26238.7927 | 20287.7753 | 20190.7834 | 20000.4401 | 19728.3187 | 19760.3973 | 19655.9736 | 19557.5013 | 24712.6711 | 27633.9037 | 29939.8916 | 31736.1025 | 33109.215 | 41084.0995 | 38997.4527 | 38836.7839 | 39709.5976 | 40966.4758 | 42509.7621 | 44065.7079 | 45585.5131 | 49773.4117 | 52121.6483 | 53808.6686 | 55202.0407 | 56461.004
F6_Commercial_Miscellaneous_New_Food Preparation_Natural Gas_Fryer_Baseline Forecast | F6 | Commercial | Miscellaneous | New | Food Preparation | Natural Gas | Fryer | Baseline Forecast | Avg. Replacement Usage (kWh) | 0.018229 | 0.012456 | 0.012456 | 0.012456 | 0.012456 | 0.012456 | 0.012456 | 0.012456 | 0.012456 | 0.012456 | 0.012456 | 0.012456 | 0.012456 | 0.012456 | 0.012456 | 0.012456 | 0.012456 | 0.012456 | 0.012456 | 0.012456 | 0.012456 | 0.012456 | 0.012456 | 0.012456 | 0.012456 | 0.012456 | 0.012456
F7_Commercial_Miscellaneous_New_Food Preparation_Natural Gas_Fryer_Baseline Forecast | F7 | Commercial | Miscellaneous | New | Food Preparation | Natural Gas | Fryer | Baseline Forecast | Avg. Replacement Summer Demand (kW) | 0 | 0 | 0 | 0 | 0 | 0 | 0 | 0 | 0 | 0 | 0 | 0 | 0 | 0 | 0 | 0 | 0 | 0 | 0 | 0 | 0 | 0 | 0 | 0 | 0 | 0 | 0
F8_Commercial_Miscellaneous_New_Food Preparation_Natural Gas_Fryer_Baseline Forecast | F8 | Commercial | Miscellaneous | New | Food Preparation | Natural Gas | Fryer | Baseline Forecast | Avg. Replacement Winter Demand (kW) | 0 | 0 | 0 | 0 | 0 | 0 | 0 | 0 | 0 | 0 | 0 | 0 | 0 | 0 | 0 | 0 | 0 | 0 | 0 | 0 | 0 | 0 | 0 | 0 | 0 | 0 | 0
F1_Commercial_Miscellaneous_New_Food Preparation_Natural Gas_Broiler_Baseline Forecast | F1 | Commercial | Miscellaneous | New | Food Preparation | Natural Gas | Broiler | Baseline Forecast | Units | 0 | 299063.9283 | 530299.483 | 760429.5451 | 988390.1167 | 1213249.1089 | 1438473.7261 | 1662508.1456 | 1885420.1993 | 2107276.9477 | 2328144.7022 | 2548089.0491 | 2767174.8711 | 2985466.3699 | 3203027.088 | 3419919.93 | 3636207.1842 | 3851950.5427 | 4067211.1229 | 4282049.4867 | 4496525.6615 | 4710699.1591 | 4924628.9955 | 5138373.71 | 5351991.384 | 5565539.6597 | 5779075.7582
F2_Commercial_Miscellaneous_New_Food Preparation_Natural Gas_Broiler_Baseline Forecast | F2 | Commercial | Miscellaneous | New | Food Preparation | Natural Gas | Broiler | Baseline Forecast | Usage (MMtherm) | 0 | 0.0058258 | 0.01033 | 0.014813 | 0.019254 | 0.023634 | 0.028022 | 0.032386 | 0.036728 | 0.04105 | 0.045353 | 0.049637 | 0.053905 | 0.058157 | 0.062395 | 0.066621 | 0.070834 | 0.075037 | 0.07923 | 0.083415 | 0.087593 | 0.091765 | 0.095932 | 0.1001 | 0.10426 | 0.10842 | 0.11258
F3_Commercial_Miscellaneous_New_Food Preparation_Natural Gas_Broiler_Baseline Forecast | F3 | Commercial | Miscellaneous | New | Food Preparation | Natural Gas | Broiler | Baseline Forecast | Summer Peak Demand (MW) | 0 | 0 | 0 | 0 | 0 | 0 | 0 | 0 | 0 | 0 | 0 | 0 | 0 | 0 | 0 | 0 | 0 | 0 | 0 | 0 | 0 | 0 | 0 | 0 | 0 | 0 | 0
F4_Commercial_Miscellaneous_New_Food Preparation_Natural Gas_Broiler_Baseline Forecast | F4 | Commercial | Miscellaneous | New | Food Preparation | Natural Gas | Broiler | Baseline Forecast | Winter Peak Demand (MW) | 0 | 0 | 0 | 0 | 0 | 0 | 0 | 0 | 0 | 0 | 0 | 0 | 0 | 0 | 0 | 0 | 0 | 0 | 0 | 0 | 0 | 0 | 0 | 0 | 0 | 0 | 0
F5_Commercial_Miscellaneous_New_Food Preparation_Natural Gas_Broiler_Baseline Forecast | F5 | Commercial | Miscellaneous | New | Food Preparation | Natural Gas | Broiler | Baseline Forecast | Turnover | 0 | 299063.9283 | 231235.5547 | 230130.0621 | 227960.5716 | 224858.9922 | 225224.6172 | 224034.4195 | 222912.0538 | 221856.7483 | 254097.0799 | 275174.3644 | 293749.1778 | 309987.8786 | 324052.9437 | 336577.5556 | 347566.3795 | 357203.9204 | 365654.0515 | 468850.0431 | 449951.7771 | 455783.5095 | 462469.3028 | 469719.4478 | 478660.8693 | 487394.1968 | 496298.3914
F6_Commercial_Miscellaneous_New_Food Preparation_Natural Gas_Broiler_Baseline Forecast | F6 | Commercial | Miscellaneous | New | Food Preparation | Natural Gas | Broiler | Baseline Forecast | Avg. Replacement Usage (kWh) | 0.01948 | 0.01948 | 0.01948 | 0.01948 | 0.01948 | 0.01948 | 0.01948 | 0.01948 | 0.01948 | 0.01948 | 0.01948 | 0.01948 | 0.01948 | 0.01948 | 0.01948 | 0.01948 | 0.01948 | 0.01948 | 0.01948 | 0.01948 | 0.01948 | 0.01948 | 0.01948 | 0.01948 | 0.01948 | 0.01948 | 0.01948
F7_Commercial_Miscellaneous_New_Food Preparation_Natural Gas_Broiler_Baseline Forecast | F7 | Commercial | Miscellaneous | New | Food Preparation | Natural Gas | Broiler | Baseline Forecast | Avg. Replacement Summer Demand (kW) | 0 | 0 | 0 | 0 | 0 | 0 | 0 | 0 | 0 | 0 | 0 | 0 | 0 | 0 | 0 | 0 | 0 | 0 | 0 | 0 | 0 | 0 | 0 | 0 | 0 | 0 | 0
F8_Commercial_Miscellaneous_New_Food Preparation_Natural Gas_Broiler_Baseline Forecast | F8 | Commercial | Miscellaneous | New | Food Preparation | Natural Gas | Broiler | Baseline Forecast | Avg. Replacement Winter Demand (kW) | 0 | 0 | 0 | 0 | 0 | 0 | 0 | 0 | 0 | 0 | 0 | 0 | 0 | 0 | 0 | 0 | 0 | 0 | 0 | 0 | 0 | 0 | 0 | 0 | 0 | 0 | 0
F1_Commercial_Miscellaneous_New_Food Preparation_Natural Gas_Griddle_Baseline Forecast | F1 | Commercial | Miscellaneous | New | Food Preparation | Natural Gas | Griddle | Baseline Forecast | Units | 0 | 331716.6481 | 588199.2121 | 843455.5824 | 1096305.5905 | 1345715.3793 | 1595530.7132 | 1844025.8998 | 2091276.1774 | 2337355.9281 | 2582338.7036 | 2826297.251 | 3069303.5371 | 3311428.7733 | 3552743.4399 | 3793317.3098 | 4033219.4718 | 4272518.354 | 4511281.7465 | 4749576.8239 | 4987470.1673 | 5225027.7863 | 5462315.1405 | 5699397.1606 | 5936338.2694 | 6173202.4028 | 6410053.0295
F2_Commercial_Miscellaneous_New_Food Preparation_Natural Gas_Griddle_Baseline Forecast | F2 | Commercial | Miscellaneous | New | Food Preparation | Natural Gas | Griddle | Baseline Forecast | Usage (MMtherm) | 0 | 0.0045037 | 0.007986 | 0.011452 | 0.014885 | 0.018271 | 0.021663 | 0.025037 | 0.028393 | 0.031734 | 0.035061 | 0.038373 | 0.041672 | 0.04496 | 0.048236 | 0.051502 | 0.054759 | 0.058008 | 0.06125 | 0.064485 | 0.067715 | 0.070941 | 0.074162 | 0.077381 | 0.080598 | 0.083814 | 0.08703
F3_Commercial_Miscellaneous_New_Food Preparation_Natural Gas_Griddle_Baseline Forecast | F3 | Commercial | Miscellaneous | New | Food Preparation | Natural Gas | Griddle | Baseline Forecast | Summer Peak Demand (MW) | 0 | 0 | 0 | 0 | 0 | 0 | 0 | 0 | 0 | 0 | 0 | 0 | 0 | 0 | 0 | 0 | 0 | 0 | 0 | 0 | 0 | 0 | 0 | 0 | 0 | 0 | 0
F4_Commercial_Miscellaneous_New_Food Preparation_Natural Gas_Griddle_Baseline Forecast | F4 | Commercial | Miscellaneous | New | Food Preparation | Natural Gas | Griddle | Baseline Forecast | Winter Peak Demand (MW) | 0 | 0 | 0 | 0 | 0 | 0 | 0 | 0 | 0 | 0 | 0 | 0 | 0 | 0 | 0 | 0 | 0 | 0 | 0 | 0 | 0 | 0 | 0 | 0 | 0 | 0 | 0
F5_Commercial_Miscellaneous_New_Food Preparation_Natural Gas_Griddle_Baseline Forecast | F5 | Commercial | Miscellaneous | New | Food Preparation | Natural Gas | Griddle | Baseline Forecast | Turnover | 0 | 331716.6481 | 256482.564 | 255256.3703 | 252850.0082 | 249409.7888 | 249815.3339 | 248495.1867 | 247250.2776 | 246079.7507 | 281840.1809 | 305218.7481 | 325821.6168 | 343833.3089 | 359434.0411 | 373326.1287 | 385514.7461 | 396204.5434 | 405577.2859 | 520040.5332 | 499078.8965 | 505547.3553 | 512963.1241 | 521004.8623 | 530922.5356 | 540609.3947 | 550485.7767
F6_Commercial_Miscellaneous_New_Food Preparation_Natural Gas_Griddle_Baseline Forecast | F6 | Commercial | Miscellaneous | New | Food Preparation | Natural Gas | Griddle | Baseline Forecast | Avg. Replacement Usage (kWh) | 0.013577 | 0.013577 | 0.013577 | 0.013577 | 0.013577 | 0.013577 | 0.013577 | 0.013577 | 0.013577 | 0.013577 | 0.013577 | 0.013577 | 0.013577 | 0.013577 | 0.013577 | 0.013577 | 0.013577 | 0.013577 | 0.013577 | 0.013577 | 0.013577 | 0.013577 | 0.013577 | 0.013577 | 0.013577 | 0.013577 | 0.013577
F7_Commercial_Miscellaneous_New_Food Preparation_Natural Gas_Griddle_Baseline Forecast | F7 | Commercial | Miscellaneous | New | Food Preparation | Natural Gas | Griddle | Baseline Forecast | Avg. Replacement Summer Demand (kW) | 0 | 0 | 0 | 0 | 0 | 0 | 0 | 0 | 0 | 0 | 0 | 0 | 0 | 0 | 0 | 0 | 0 | 0 | 0 | 0 | 0 | 0 | 0 | 0 | 0 | 0 | 0
F8_Commercial_Miscellaneous_New_Food Preparation_Natural Gas_Griddle_Baseline Forecast | F8 | Commercial | Miscellaneous | New | Food Preparation | Natural Gas | Griddle | Baseline Forecast | Avg. Replacement Winter Demand (kW) | 0 | 0 | 0 | 0 | 0 | 0 | 0 | 0 | 0 | 0 | 0 | 0 | 0 | 0 | 0 | 0 | 0 | 0 | 0 | 0 | 0 | 0 | 0 | 0 | 0 | 0 | 0
F1_Commercial_Miscellaneous_New_Food Preparation_Natural Gas_Range_Baseline Forecast | F1 | Commercial | Miscellaneous | New | Food Preparation | Natural Gas | Range | Baseline Forecast | Units | 0 | 368765.7895 | 653894.666 | 937660.3964 | 1218751.0001 | 1496017.1494 | 1773734.1387 | 2049983.5348 | 2324848.979 | 2598413.1611 | 2870757.8479 | 3141963.9114 | 3412111.3564 | 3681279.3478 | 3949546.2378 | 4216989.5922 | 4483686.2162 | 4749712.1806 | 5015142.847 | 5280052.8925 | 5544516.3347 | 5808606.5558 | 6072396.3263 | 6335957.8292 | 6599362.6827 | 6862681.9633 | 7125986.2287
F2_Commercial_Miscellaneous_New_Food Preparation_Natural Gas_Range_Baseline Forecast | F2 | Commercial | Miscellaneous | New | Food Preparation | Natural Gas | Range | Baseline Forecast | Usage (MMtherm) | 0 | 0.0049463 | 0.0087707 | 0.012577 | 0.016347 | 0.020066 | 0.023791 | 0.027497 | 0.031183 | 0.034853 | 0.038506 | 0.042143 | 0.045767 | 0.049377 | 0.052976 | 0.056563 | 0.06014 | 0.063708 | 0.067269 | 0.070822 | 0.074369 | 0.077911 | 0.08145 | 0.084985 | 0.088518 | 0.09205 | 0.095581
F3_Commercial_Miscellaneous_New_Food Preparation_Natural Gas_Range_Baseline Forecast | F3 | Commercial | Miscellaneous | New | Food Preparation | Natural Gas | Range | Baseline Forecast | Summer Peak Demand (MW) | 0 | 0 | 0 | 0 | 0 | 0 | 0 | 0 | 0 | 0 | 0 | 0 | 0 | 0 | 0 | 0 | 0 | 0 | 0 | 0 | 0 | 0 | 0 | 0 | 0 | 0 | 0
F4_Commercial_Miscellaneous_New_Food Preparation_Natural Gas_Range_Baseline Forecast | F4 | Commercial | Miscellaneous | New | Food Preparation | Natural Gas | Range | Baseline Forecast | Winter Peak Demand (MW) | 0 | 0 | 0 | 0 | 0 | 0 | 0 | 0 | 0 | 0 | 0 | 0 | 0 | 0 | 0 | 0 | 0 | 0 | 0 | 0 | 0 | 0 | 0 | 0 | 0 | 0 | 0
F5_Commercial_Miscellaneous_New_Food Preparation_Natural Gas_Range_Baseline Forecast | F5 | Commercial | Miscellaneous | New | Food Preparation | Natural Gas | Range | Baseline Forecast | Turnover | 0 | 368765.7895 | 285128.8765 | 283765.7304 | 281090.6037 | 277266.1492 | 277716.9894 | 276249.3961 | 274865.4442 | 273564.1821 | 346097.8447 | 387234.3651 | 419723.2323 | 445046.7421 | 464423.1204 | 576581.4756 | 547332.0853 | 545150.0817 | 542741.5282 | 554975.7462 | 574081.0608 | 595344.2416 | 617439.5407 | 639024.8251 | 698106.0708 | 731330.3635 | 755259.9097
F6_Commercial_Miscellaneous_New_Food Preparation_Natural Gas_Range_Baseline Forecast | F6 | Commercial | Miscellaneous | New | Food Preparation | Natural Gas | Range | Baseline Forecast | Avg. Replacement Usage (kWh) | 0.013413 | 0.013413 | 0.013413 | 0.013413 | 0.013413 | 0.013413 | 0.013413 | 0.013413 | 0.013413 | 0.013413 | 0.013413 | 0.013413 | 0.013413 | 0.013413 | 0.013413 | 0.013413 | 0.013413 | 0.013413 | 0.013413 | 0.013413 | 0.013413 | 0.013413 | 0.013413 | 0.013413 | 0.013413 | 0.013413 | 0.013413
F7_Commercial_Miscellaneous_New_Food Preparation_Natural Gas_Range_Baseline Forecast | F7 | Commercial | Miscellaneous | New | Food Preparation | Natural Gas | Range | Baseline Forecast | Avg. Replacement Summer Demand (kW) | 0 | 0 | 0 | 0 | 0 | 0 | 0 | 0 | 0 | 0 | 0 | 0 | 0 | 0 | 0 | 0 | 0 | 0 | 0 | 0 | 0 | 0 | 0 | 0 | 0 | 0 | 0
F8_Commercial_Miscellaneous_New_Food Preparation_Natural Gas_Range_Baseline Forecast | F8 | Commercial | Miscellaneous | New | Food Preparation | Natural Gas | Range | Baseline Forecast | Avg. Replacement Winter Demand (kW) | 0 | 0 | 0 | 0 | 0 | 0 | 0 | 0 | 0 | 0 | 0 | 0 | 0 | 0 | 0 | 0 | 0 | 0 | 0 | 0 | 0 | 0 | 0 | 0 | 0 | 0 | 0
F1_Commercial_Miscellaneous_New_Food Preparation_Natural Gas_Steamer_Baseline Forecast | F1 | Commercial | Miscellaneous | New | Food Preparation | Natural Gas | Steamer | Baseline Forecast | Units | 0 | 12994.8852 | 23042.5011 | 33042.0813 | 42947.3931 | 52717.9355 | 62504.3649 | 72239.0781 | 81925.0224 | 91565.1117 | 101162.2273 | 110719.2192 | 120238.9066 | 129724.0791 | 139177.4979 | 148601.8962 | 157999.9806 | 167374.4317 | 176727.9052 | 186063.0326 | 195382.4222 | 204688.6599 | 213984.3101 | 223271.9164 | 232554.0026 | 241833.0733 | 251111.6148
F2_Commercial_Miscellaneous_New_Food Preparation_Natural Gas_Steamer_Baseline Forecast | F2 | Commercial | Miscellaneous | New | Food Preparation | Natural Gas | Steamer | Baseline Forecast | Usage (MMtherm) | 0 | 5.6909e-05 | 0.00010091 | 0.0001447 | 0.00018808 | 0.00023087 | 0.00027373 | 0.00031636 | 0.00035878 | 0.00040099 | 0.00044302 | 0.00048488 | 0.00052657 | 0.0005681 | 0.0006095 | 0.00065078 | 0.00069193 | 0.00073299 | 0.00077395 | 0.00081483 | 0.00085564 | 0.0008964 | 0.00093711 | 0.00097778 | 0.0010184 | 0.0010591 | 0.0010997
F3_Commercial_Miscellaneous_New_Food Preparation_Natural Gas_Steamer_Baseline Forecast | F3 | Commercial | Miscellaneous | New | Food Preparation | Natural Gas | Steamer | Baseline Forecast | Summer Peak Demand (MW) | 0 | 0 | 0 | 0 | 0 | 0 | 0 | 0 | 0 | 0 | 0 | 0 | 0 | 0 | 0 | 0 | 0 | 0 | 0 | 0 | 0 | 0 | 0 | 0 | 0 | 0 | 0
F4_Commercial_Miscellaneous_New_Food Preparation_Natural Gas_Steamer_Baseline Forecast | F4 | Commercial | Miscellaneous | New | Food Preparation | Natural Gas | Steamer | Baseline Forecast | Winter Peak Demand (MW) | 0 | 0 | 0 | 0 | 0 | 0 | 0 | 0 | 0 | 0 | 0 | 0 | 0 | 0 | 0 | 0 | 0 | 0 | 0 | 0 | 0 | 0 | 0 | 0 | 0 | 0 | 0
F5_Commercial_Miscellaneous_New_Food Preparation_Natural Gas_Steamer_Baseline Forecast | F5 | Commercial | Miscellaneous | New | Food Preparation | Natural Gas | Steamer | Baseline Forecast | Turnover | 0 | 12994.8852 | 10047.6159 | 9999.5802 | 9905.3118 | 9770.5424 | 9786.4295 | 9734.7132 | 12284.9213 | 13728.7941 | 14867.9956 | 15754.7582 | 16432.0089 | 20378.8468 | 19342.6919 | 19780.2088 | 20403.7797 | 21117.2775 | 21902.8509 | 22647.474 | 24713.558 | 25868.6134 | 26800.2273 | 27604.4834 | 28336.5806 | 29937.8763 | 30063.459
F6_Commercial_Miscellaneous_New_Food Preparation_Natural Gas_Steamer_Baseline Forecast | F6 | Commercial | Miscellaneous | New | Food Preparation | Natural Gas | Steamer | Baseline Forecast | Avg. Replacement Usage (kWh) | 0.0155 | 0.0043793 | 0.0043793 | 0.0043793 | 0.0043793 | 0.0043793 | 0.0043793 | 0.0043793 | 0.0043793 | 0.0043793 | 0.0043793 | 0.0043793 | 0.0043793 | 0.0043793 | 0.0043793 | 0.0043793 | 0.0043793 | 0.0043793 | 0.0043793 | 0.0043793 | 0.0043793 | 0.0043793 | 0.0043793 | 0.0043793 | 0.0043793 | 0.0043793 | 0.0043793
F7_Commercial_Miscellaneous_New_Food Preparation_Natural Gas_Steamer_Baseline Forecast | F7 | Commercial | Miscellaneous | New | Food Preparation | Natural Gas | Steamer | Baseline Forecast | Avg. Replacement Summer Demand (kW) | 0 | 0 | 0 | 0 | 0 | 0 | 0 | 0 | 0 | 0 | 0 | 0 | 0 | 0 | 0 | 0 | 0 | 0 | 0 | 0 | 0 | 0 | 0 | 0 | 0 | 0 | 0
F8_Commercial_Miscellaneous_New_Food Preparation_Natural Gas_Steamer_Baseline Forecast | F8 | Commercial | Miscellaneous | New | Food Preparation | Natural Gas | Steamer | Baseline Forecast | Avg. Replacement Winter Demand (kW) | 0 | 0 | 0 | 0 | 0 | 0 | 0 | 0 | 0 | 0 | 0 | 0 | 0 | 0 | 0 | 0 | 0 | 0 | 0 | 0 | 0 | 0 | 0 | 0 | 0 | 0 | 0
F1_Commercial_Miscellaneous_New_Food Preparation_Natural Gas_Commercial Food Prep Other_Baseline Forecast | F1 | Commercial | Miscellaneous | New | Food Preparation | Natural Gas | Commercial Food Prep Other | Baseline Forecast | Units | 0 | 0 | 0 | 0 | 0 | 0 | 0 | 0 | 0 | 0 | 0 | 0 | 0 | 0 | 0 | 0 | 0 | 0 | 0 | 0 | 0 | 0 | 0 | 0 | 0 | 0 | 0
F2_Commercial_Miscellaneous_New_Food Preparation_Natural Gas_Commercial Food Prep Other_Baseline Forecast | F2 | Commercial | Miscellaneous | New | Food Preparation | Natural Gas | Commercial Food Prep Other | Baseline Forecast | Usage (MMtherm) | 0 | 0 | 0 | 0 | 0 | 0 | 0 | 0 | 0 | 0 | 0 | 0 | 0 | 0 | 0 | 0 | 0 | 0 | 0 | 0 | 0 | 0 | 0 | 0 | 0 | 0 | 0
F3_Commercial_Miscellaneous_New_Food Preparation_Natural Gas_Commercial Food Prep Other_Baseline Forecast | F3 | Commercial | Miscellaneous | New | Food Preparation | Natural Gas | Commercial Food Prep Other | Baseline Forecast | Summer Peak Demand (MW) | 0 | 0 | 0 | 0 | 0 | 0 | 0 | 0 | 0 | 0 | 0 | 0 | 0 | 0 | 0 | 0 | 0 | 0 | 0 | 0 | 0 | 0 | 0 | 0 | 0 | 0 | 0
F4_Commercial_Miscellaneous_New_Food Preparation_Natural Gas_Commercial Food Prep Other_Baseline Forecast | F4 | Commercial | Miscellaneous | New | Food Preparation | Natural Gas | Commercial Food Prep Other | Baseline Forecast | Winter Peak Demand (MW) | 0 | 0 | 0 | 0 | 0 | 0 | 0 | 0 | 0 | 0 | 0 | 0 | 0 | 0 | 0 | 0 | 0 | 0 | 0 | 0 | 0 | 0 | 0 | 0 | 0 | 0 | 0
F5_Commercial_Miscellaneous_New_Food Preparation_Natural Gas_Commercial Food Prep Other_Baseline Forecast | F5 | Commercial | Miscellaneous | New | Food Preparation | Natural Gas | Commercial Food Prep Other | Baseline Forecast | Turnover | 0 | 0 | 0 | 0 | 0 | 0 | 0 | 0 | 0 | 0 | 0 | 0 | 0 | 0 | 0 | 0 | 0 | 0 | 0 | 0 | 0 | 0 | 0 | 0 | 0 | 0 | 0
F6_Commercial_Miscellaneous_New_Food Preparation_Natural Gas_Commercial Food Prep Other_Baseline Forecast | F6 | Commercial | Miscellaneous | New | Food Preparation | Natural Gas | Commercial Food Prep Other | Baseline Forecast | Avg. Replacement Usage (kWh) | 0.0055977 | 0.0055977 | 0.0055977 | 0.0055977 | 0.0055977 | 0.0055977 | 0.0055977 | 0.0055977 | 0.0055977 | 0.0055977 | 0.0055977 | 0.0055977 | 0.0055977 | 0.0055977 | 0.0055977 | 0.0055977 | 0.0055977 | 0.0055977 | 0.0055977 | 0.0055977 | 0.0055977 | 0.0055977 | 0.0055977 | 0.0055977 | 0.0055977 | 0.0055977 | 0.0055977
F7_Commercial_Miscellaneous_New_Food Preparation_Natural Gas_Commercial Food Prep Other_Baseline Forecast | F7 | Commercial | Miscellaneous | New | Food Preparation | Natural Gas | Commercial Food Prep Other | Baseline Forecast | Avg. Replacement Summer Demand (kW) | 0 | 0 | 0 | 0 | 0 | 0 | 0 | 0 | 0 | 0 | 0 | 0 | 0 | 0 | 0 | 0 | 0 | 0 | 0 | 0 | 0 | 0 | 0 | 0 | 0 | 0 | 0
F8_Commercial_Miscellaneous_New_Food Preparation_Natural Gas_Commercial Food Prep Other_Baseline Forecast | F8 | Commercial | Miscellaneous | New | Food Preparation | Natural Gas | Commercial Food Prep Other | Baseline Forecast | Avg. Replacement Winter Demand (kW) | 0 | 0 | 0 | 0 | 0 | 0 | 0 | 0 | 0 | 0 | 0 | 0 | 0 | 0 | 0 | 0 | 0 | 0 | 0 | 0 | 0 | 0 | 0 | 0 | 0 | 0 | 0
F1_Commercial_Miscellaneous_New_Miscellaneous_Natural Gas_Pool Heater_Baseline Forecast | F1 | Commercial | Miscellaneous | New | Miscellaneous | Natural Gas | Pool Heater | Baseline Forecast | Units | 0 | 11216.5019 | 19889.0758 | 28520.1878 | 37069.9323 | 45503.351 | 53950.4825 | 62352.9752 | 70713.3732 | 79034.1916 | 87317.9174 | 95567.0104 | 103783.9042 | 111971.0066 | 120130.7008 | 128265.3461 | 136377.2785 | 144468.812 | 152542.2387 | 160599.83 | 168643.8372 | 176676.4925 | 184700.0091 | 192716.5827 | 200728.3916 | 208737.5977 | 216746.347
F2_Commercial_Miscellaneous_New_Miscellaneous_Natural Gas_Pool Heater_Baseline Forecast | F2 | Commercial | Miscellaneous | New | Miscellaneous | Natural Gas | Pool Heater | Baseline Forecast | Usage (MMtherm) | 0 | 0.0021704 | 0.0038485 | 0.0055186 | 0.007173 | 0.0088048 | 0.010439 | 0.012065 | 0.013683 | 0.015293 | 0.016896 | 0.018492 | 0.020082 | 0.021666 | 0.023245 | 0.024819 | 0.026389 | 0.027954 | 0.029517 | 0.031076 | 0.032632 | 0.034187 | 0.035739 | 0.03729 | 0.038841 | 0.04039 | 0.04194
F3_Commercial_Miscellaneous_New_Miscellaneous_Natural Gas_Pool Heater_Baseline Forecast | F3 | Commercial | Miscellaneous | New | Miscellaneous | Natural Gas | Pool Heater | Baseline Forecast | Summer Peak Demand (MW) | 0 | 0 | 0 | 0 | 0 | 0 | 0 | 0 | 0 | 0 | 0 | 0 | 0 | 0 | 0 | 0 | 0 | 0 | 0 | 0 | 0 | 0 | 0 | 0 | 0 | 0 | 0
F4_Commercial_Miscellaneous_New_Miscellaneous_Natural Gas_Pool Heater_Baseline Forecast | F4 | Commercial | Miscellaneous | New | Miscellaneous | Natural Gas | Pool Heater | Baseline Forecast | Winter Peak Demand (MW) | 0 | 0 | 0 | 0 | 0 | 0 | 0 | 0 | 0 | 0 | 0 | 0 | 0 | 0 | 0 | 0 | 0 | 0 | 0 | 0 | 0 | 0 | 0 | 0 | 0 | 0 | 0
F5_Commercial_Miscellaneous_New_Miscellaneous_Natural Gas_Pool Heater_Baseline Forecast | F5 | Commercial | Miscellaneous | New | Miscellaneous | Natural Gas | Pool Heater | Baseline Forecast | Turnover | 0 | 11216.5019 | 8672.5739 | 8631.112 | 8549.7445 | 8433.4186 | 10690.4319 | 11931.6478 | 12909.9445 | 13670.4045 | 14250.0784 | 18100.6002 | 17817.5536 | 18438.7501 | 19073.7633 | 19685.4221 | 21564.3364 | 22742.3447 | 23738.2803 | 24603.5769 | 25369.8382 | 27215.5784 | 27844.1252 | 28783.5594 | 29712.5778 | 30604.1315 | 32020.3515
F6_Commercial_Miscellaneous_New_Miscellaneous_Natural Gas_Pool Heater_Baseline Forecast | F6 | Commercial | Miscellaneous | New | Miscellaneous | Natural Gas | Pool Heater | Baseline Forecast | Avg. Replacement Usage (kWh) | 0.1935 | 0.1935 | 0.1935 | 0.1935 | 0.1935 | 0.1935 | 0.1935 | 0.1935 | 0.1935 | 0.1935 | 0.1935 | 0.1935 | 0.1935 | 0.1935 | 0.1935 | 0.1935 | 0.1935 | 0.1935 | 0.1935 | 0.1935 | 0.1935 | 0.1935 | 0.1935 | 0.1935 | 0.1935 | 0.1935 | 0.1935
F7_Commercial_Miscellaneous_New_Miscellaneous_Natural Gas_Pool Heater_Baseline Forecast | F7 | Commercial | Miscellaneous | New | Miscellaneous | Natural Gas | Pool Heater | Baseline Forecast | Avg. Replacement Summer Demand (kW) | 0 | 0 | 0 | 0 | 0 | 0 | 0 | 0 | 0 | 0 | 0 | 0 | 0 | 0 | 0 | 0 | 0 | 0 | 0 | 0 | 0 | 0 | 0 | 0 | 0 | 0 | 0
F8_Commercial_Miscellaneous_New_Miscellaneous_Natural Gas_Pool Heater_Baseline Forecast | F8 | Commercial | Miscellaneous | New | Miscellaneous | Natural Gas | Pool Heater | Baseline Forecast | Avg. Replacement Winter Demand (kW) | 0 | 0 | 0 | 0 | 0 | 0 | 0 | 0 | 0 | 0 | 0 | 0 | 0 | 0 | 0 | 0 | 0 | 0 | 0 | 0 | 0 | 0 | 0 | 0 | 0 | 0 | 0
F1_Commercial_Miscellaneous_New_Miscellaneous_Natural Gas_Miscellaneous_Baseline Forecast | F1 | Commercial | Miscellaneous | New | Miscellaneous | Natural Gas | Miscellaneous | Baseline Forecast | Units | 0 | 923255.6522 | 1637114.8398 | 2347561.2043 | 3051310.023 | 3745483.7961 | 4440786.3091 | 5132414.5013 | 5820577.7806 | 6505483.172 | 7187335.39 | 7866336.9085 | 8542688.0306 | 9216586.9566 | 9888229.852 | 10557810.9129 | 11225522.4321 | 11891554.8633 | 12556096.8842 | 13219335.4596 | 13881455.9025 | 14542641.9351 | 15203075.7487 | 15862938.063 | 16522408.1839 | 17181664.0614 | 17840882.3464
F2_Commercial_Miscellaneous_New_Miscellaneous_Natural Gas_Miscellaneous_Baseline Forecast | F2 | Commercial | Miscellaneous | New | Miscellaneous | Natural Gas | Miscellaneous | Baseline Forecast | Usage (MMtherm) | 0 | 0.12857 | 0.22798 | 0.32691 | 0.42492 | 0.52158 | 0.61841 | 0.71472 | 0.81056 | 0.90593 | 1.0009 | 1.0954 | 1.1896 | 1.2835 | 1.377 | 1.4702 | 1.5632 | 1.656 | 1.7485 | 1.8409 | 1.9331 | 2.0252 | 2.1171 | 2.209 | 2.3009 | 2.3927 | 2.4845
F3_Commercial_Miscellaneous_New_Miscellaneous_Natural Gas_Miscellaneous_Baseline Forecast | F3 | Commercial | Miscellaneous | New | Miscellaneous | Natural Gas | Miscellaneous | Baseline Forecast | Summer Peak Demand (MW) | 0 | 0 | 0 | 0 | 0 | 0 | 0 | 0 | 0 | 0 | 0 | 0 | 0 | 0 | 0 | 0 | 0 | 0 | 0 | 0 | 0 | 0 | 0 | 0 | 0 | 0 | 0
F4_Commercial_Miscellaneous_New_Miscellaneous_Natural Gas_Miscellaneous_Baseline Forecast | F4 | Commercial | Miscellaneous | New | Miscellaneous | Natural Gas | Miscellaneous | Baseline Forecast | Winter Peak Demand (MW) | 0 | 0 | 0 | 0 | 0 | 0 | 0 | 0 | 0 | 0 | 0 | 0 | 0 | 0 | 0 | 0 | 0 | 0 | 0 | 0 | 0 | 0 | 0 | 0 | 0 | 0 | 0
F5_Commercial_Miscellaneous_New_Miscellaneous_Natural Gas_Miscellaneous_Baseline Forecast | F5 | Commercial | Miscellaneous | New | Miscellaneous | Natural Gas | Miscellaneous | Baseline Forecast | Turnover | 0 | 923255.6522 | 713859.1876 | 710446.3645 | 835642.4832 | 909205.3695 | 981107.6478 | 1055981.5196 | 1130352.6126 | 1204083.0555 | 1277716.1471 | 1620218.1111 | 1594110.9089 | 1642086.6997 | 1769454.6446 | 1859725.7631 | 1943368.607 | 2034047.0651 | 2124469.6517 | 2213711.0946 | 2303128.5679 | 2471050.4867 | 2520384.1249 | 2597101.8948 | 2710077.964 | 2803275.754 | 2892334.1048
F6_Commercial_Miscellaneous_New_Miscellaneous_Natural Gas_Miscellaneous_Baseline Forecast | F6 | Commercial | Miscellaneous | New | Miscellaneous | Natural Gas | Miscellaneous | Baseline Forecast | Avg. Replacement Usage (kWh) | 0.13926 | 0.13926 | 0.13926 | 0.13926 | 0.13926 | 0.13926 | 0.13926 | 0.13926 | 0.13926 | 0.13926 | 0.13926 | 0.13926 | 0.13926 | 0.13926 | 0.13926 | 0.13926 | 0.13926 | 0.13926 | 0.13926 | 0.13926 | 0.13926 | 0.13926 | 0.13926 | 0.13926 | 0.13926 | 0.13926 | 0.13926
F7_Commercial_Miscellaneous_New_Miscellaneous_Natural Gas_Miscellaneous_Baseline Forecast | F7 | Commercial | Miscellaneous | New | Miscellaneous | Natural Gas | Miscellaneous | Baseline Forecast | Avg. Replacement Summer Demand (kW) | 0 | 0 | 0 | 0 | 0 | 0 | 0 | 0 | 0 | 0 | 0 | 0 | 0 | 0 | 0 | 0 | 0 | 0 | 0 | 0 | 0 | 0 | 0 | 0 | 0 | 0 | 0
F8_Commercial_Miscellaneous_New_Miscellaneous_Natural Gas_Miscellaneous_Baseline Forecast | F8 | Commercial | Miscellaneous | New | Miscellaneous | Natural Gas | Miscellaneous | Baseline Forecast | Avg. Replacement Winter Demand (kW) | 0 | 0 | 0 | 0 | 0 | 0 | 0 | 0 | 0 | 0 | 0 | 0 | 0 | 0 | 0 | 0 | 0 | 0 | 0 | 0 | 0 | 0 | 0 | 0 | 0 | 0 | 0

## Equipment Purchases
Key | Sector | Segment | Vintage | End Use | Fuel | Technology | Equipment | Label | Case | 2021 | 2022 | 2023 | 2024 | 2025 | 2026 | 2027 | 2028 | 2029 | 2030 | 2031 | 2032 | 2033 | 2034 | 2035 | 2036 | 2037 | 2038 | 2039 | 2040 | 2041 | 2042 | 2043 | 2044 | 2045 | 2046 | 2047
Commercial_Office_Existing_Space Heating_Natural Gas_Furnace_E1_Baseline Forecast | Commercial | Office | Existing | Space Heating | Natural Gas | Furnace | E1 |  | Baseline Forecast | 0 | 39841.4022 | 44800.6816 | 0 | 0 | 0 | 0 | 0 | 0 | 0 | 0 | 0 | 0 | 0 | 0 | 0 | 0 | 0 | 0 | 0 | 0 | 0 | 0 | 0 | 0 | 0 | 0
Commercial_Office_Existing_Space Heating_Natural Gas_Furnace_E2_Baseline Forecast | Commercial | Office | Existing | Space Heating | Natural Gas | Furnace | E2 |  | Baseline Forecast | 0 | 0 | 0 | 49990.6589 | 55361.5548 | 60869.049 | 66473.7487 | 72140.7079 | 77838.9922 | 83541.2845 | 88472.9398 | 92710.4679 | 96323.1312 | 99373.6249 | 101918.694 | 104009.6922 | 105693.0885 | 107010.9262 | 108001.2389 | 100083.5186 | 93181.9177 | 87213.9739 | 82102.1998 | 77773.919 | 74161.0872 | 71200.1046 | 68831.6206
Commercial_Office_Existing_Space Heating_Natural Gas_Furnace_E3_Baseline Forecast | Commercial | Office | Existing | Space Heating | Natural Gas | Furnace | E3 |  | Baseline Forecast | 0 | 0 | 0 | 0 | 0 | 0 | 0 | 0 | 0 | 0 | 0 | 0 | 0 | 0 | 0 | 0 | 0 | 0 | 0 | 0 | 0 | 0 | 0 | 0 | 0 | 0 | 0
Commercial_Office_Existing_Space Heating_Natural Gas_Furnace_E4_Baseline Forecast | Commercial | Office | Existing | Space Heating | Natural Gas | Furnace | E4 |  | Baseline Forecast | 0 | 0 | 0 | 0 | 0 | 0 | 0 | 0 | 0 | 0 | 0 | 0 | 0 | 0 | 0 | 0 | 0 | 0 | 0 | 0 | 0 | 0 | 0 | 0 | 0 | 0 | 0
Commercial_Office_Existing_Space Heating_Natural Gas_Furnace_E5_Baseline Forecast | Commercial | Office | Existing | Space Heating | Natural Gas | Furnace | E5 |  | Baseline Forecast | 0 | 0 | 0 | 0 | 0 | 0 | 0 | 0 | 0 | 0 | 0 | 0 | 0 | 0 | 0 | 0 | 0 | 0 | 0 | 0 | 0 | 0 | 0 | 0 | 0 | 0 | 0
Commercial_Office_Existing_Space Heating_Natural Gas_Furnace_E6_Baseline Forecast | Commercial | Office | Existing | Space Heating | Natural Gas | Furnace | E6 |  | Baseline Forecast | 0 | 0 | 0 | 0 | 0 | 0 | 0 | 0 | 0 | 0 | 0 | 0 | 0 | 0 | 0 | 0 | 0 | 0 | 0 | 0 | 0 | 0 | 0 | 0 | 0 | 0 | 0
Commercial_Office_Existing_Space Heating_Natural Gas_Furnace_E7_Baseline Forecast | Commercial | Office | Existing | Space Heating | Natural Gas | Furnace | E7 |  | Baseline Forecast | 0 | 0 | 0 | 0 | 0 | 0 | 0 | 0 | 0 | 0 | 0 | 0 | 0 | 0 | 0 | 0 | 0 | 0 | 0 | 0 | 0 | 0 | 0 | 0 | 0 | 0 | 0
Commercial_Office_Existing_Space Heating_Natural Gas_Furnace_E8_Baseline Forecast | Commercial | Office | Existing | Space Heating | Natural Gas | Furnace | E8 |  | Baseline Forecast | 0 | 0 | 0 | 0 | 0 | 0 | 0 | 0 | 0 | 0 | 0 | 0 | 0 | 0 | 0 | 0 | 0 | 0 | 0 | 0 | 0 | 0 | 0 | 0 | 0 | 0 | 0
Commercial_Office_Existing_Space Heating_Natural Gas_Furnace_E9_Baseline Forecast | Commercial | Office | Existing | Space Heating | Natural Gas | Furnace | E9 |  | Baseline Forecast | 0 | 0 | 0 | 0 | 0 | 0 | 0 | 0 | 0 | 0 | 0 | 0 | 0 | 0 | 0 | 0 | 0 | 0 | 0 | 0 | 0 | 0 | 0 | 0 | 0 | 0 | 0
Commercial_Office_Existing_Space Heating_Natural Gas_Furnace_E10_Baseline Forecast | Commercial | Office | Existing | Space Heating | Natural Gas | Furnace | E10 |  | Baseline Forecast | 0 | 0 | 0 | 0 | 0 | 0 | 0 | 0 | 0 | 0 | 0 | 0 | 0 | 0 | 0 | 0 | 0 | 0 | 0 | 0 | 0 | 0 | 0 | 0 | 0 | 0 | 0
Commercial_Office_Existing_Space Heating_Natural Gas_Boiler_E1_Baseline Forecast | Commercial | Office | Existing | Space Heating | Natural Gas | Boiler | E1 |  | Baseline Forecast | 0 | 94872.0502 | 93993.8957 | 93040.73 | 92023.6914 | 90952.6655 | 89836.421 | 88682.7303 | 87498.4779 | 86289.7566 | 85061.9535 | 83819.8269 | 82567.5744 | 81308.8944 | 80047.0406 | 78784.8704 | 77524.8884 | 76269.2853 | 75019.9723 | 73778.612 | 72546.6457 | 71325.3184 | 69529.0243 | 67871.4167 | 66332.9567 | 64896.8935 | 63548.8874
Commercial_Office_Existing_Space Heating_Natural Gas_Boiler_E2_Baseline Forecast | Commercial | Office | Existing | Space Heating | Natural Gas | Boiler | E2 |  | Baseline Forecast | 0 | 20825.572 | 20632.8064 | 20423.5749 | 20200.3225 | 19965.2193 | 19720.19 | 19466.9408 | 19206.9829 | 18941.6539 | 18672.1361 | 18399.4742 | 18124.5895 | 17848.2939 | 17571.3016 | 17294.2398 | 17017.6584 | 16742.0382 | 16467.7988 | 16195.3051 | 15924.8735 | 15656.7772 | 15262.4688 | 14898.6037 | 14560.8929 | 14245.6596 | 13949.7558
Commercial_Office_Existing_Space Heating_Natural Gas_Boiler_E3_Baseline Forecast | Commercial | Office | Existing | Space Heating | Natural Gas | Boiler | E3 |  | Baseline Forecast | 0 | 0 | 0 | 0 | 0 | 0 | 0 | 0 | 0 | 0 | 0 | 0 | 0 | 0 | 0 | 0 | 0 | 0 | 0 | 0 | 0 | 0 | 0 | 0 | 0 | 0 | 0
Commercial_Office_Existing_Space Heating_Natural Gas_Boiler_E4_Baseline Forecast | Commercial | Office | Existing | Space Heating | Natural Gas | Boiler | E4 |  | Baseline Forecast | 0 | 0 | 0 | 0 | 0 | 0 | 0 | 0 | 0 | 0 | 0 | 0 | 0 | 0 | 0 | 0 | 0 | 0 | 0 | 0 | 0 | 0 | 0 | 0 | 0 | 0 | 0
Commercial_Office_Existing_Space Heating_Natural Gas_Boiler_E5_Baseline Forecast | Commercial | Office | Existing | Space Heating | Natural Gas | Boiler | E5 |  | Baseline Forecast | 0 | 0 | 0 | 0 | 0 | 0 | 0 | 0 | 0 | 0 | 0 | 0 | 0 | 0 | 0 | 0 | 0 | 0 | 0 | 0 | 0 | 0 | 0 | 0 | 0 | 0 | 0
Commercial_Office_Existing_Space Heating_Natural Gas_Boiler_E6_Baseline Forecast | Commercial | Office | Existing | Space Heating | Natural Gas | Boiler | E6 |  | Baseline Forecast | 0 | 0 | 0 | 0 | 0 | 0 | 0 | 0 | 0 | 0 | 0 | 0 | 0 | 0 | 0 | 0 | 0 | 0 | 0 | 0 | 0 | 0 | 0 | 0 | 0 | 0 | 0
Commercial_Office_Existing_Space Heating_Natural Gas_Boiler_E7_Baseline Forecast | Commercial | Office | Existing | Space Heating | Natural Gas | Boiler | E7 |  | Baseline Forecast | 0 | 0 | 0 | 0 | 0 | 0 | 0 | 0 | 0 | 0 | 0 | 0 | 0 | 0 | 0 | 0 | 0 | 0 | 0 | 0 | 0 | 0 | 0 | 0 | 0 | 0 | 0
Commercial_Office_Existing_Space Heating_Natural Gas_Boiler_E8_Baseline Forecast | Commercial | Office | Existing | Space Heating | Natural Gas | Boiler | E8 |  | Baseline Forecast | 0 | 0 | 0 | 0 | 0 | 0 | 0 | 0 | 0 | 0 | 0 | 0 | 0 | 0 | 0 | 0 | 0 | 0 | 0 | 0 | 0 | 0 | 0 | 0 | 0 | 0 | 0
Commercial_Office_Existing_Space Heating_Natural Gas_Boiler_E9_Baseline Forecast | Commercial | Office | Existing | Space Heating | Natural Gas | Boiler | E9 |  | Baseline Forecast | 0 | 0 | 0 | 0 | 0 | 0 | 0 | 0 | 0 | 0 | 0 | 0 | 0 | 0 | 0 | 0 | 0 | 0 | 0 | 0 | 0 | 0 | 0 | 0 | 0 | 0 | 0
Commercial_Office_Existing_Space Heating_Natural Gas_Boiler_E10_Baseline Forecast | Commercial | Office | Existing | Space Heating | Natural Gas | Boiler | E10 |  | Baseline Forecast | 0 | 0 | 0 | 0 | 0 | 0 | 0 | 0 | 0 | 0 | 0 | 0 | 0 | 0 | 0 | 0 | 0 | 0 | 0 | 0 | 0 | 0 | 0 | 0 | 0 | 0 | 0
Commercial_Office_Existing_Space Heating_Natural Gas_Unit Heater_E1_Baseline Forecast | Commercial | Office | Existing | Space Heating | Natural Gas | Unit Heater | E1 |  | Baseline Forecast | 0 | 143.3684 | 409.4885 | 780.1009 | 1239.0467 | 1772.0385 | 2366.4559 | 3011.1631 | 3696.3469 | 4413.3705 | 5033.1013 | 5566.3604 | 6022.7998 | 6411.0279 | 6738.7219 | 7012.7276 | 7239.1491 | 6471.1069 | 5803.6193 | 5232.9656 | 4754.7293 | 4364.0001 | 4055.5401 | 3823.9189 | 3663.6247 | 3569.1523 | 3526.8355
Commercial_Office_Existing_Space Heating_Natural Gas_Unit Heater_E2_Baseline Forecast | Commercial | Office | Existing | Space Heating | Natural Gas | Unit Heater | E2 |  | Baseline Forecast | 0 | 0 | 0 | 0 | 0 | 0 | 0 | 0 | 0 | 0 | 0 | 0 | 0 | 0 | 0 | 0 | 0 | 0 | 0 | 0 | 0 | 0 | 0 | 0 | 0 | 0 | 0
Commercial_Office_Existing_Space Heating_Natural Gas_Unit Heater_E3_Baseline Forecast | Commercial | Office | Existing | Space Heating | Natural Gas | Unit Heater | E3 |  | Baseline Forecast | 0 | 0 | 0 | 0 | 0 | 0 | 0 | 0 | 0 | 0 | 0 | 0 | 0 | 0 | 0 | 0 | 0 | 0 | 0 | 0 | 0 | 0 | 0 | 0 | 0 | 0 | 0
Commercial_Office_Existing_Space Heating_Natural Gas_Unit Heater_E4_Baseline Forecast | Commercial | Office | Existing | Space Heating | Natural Gas | Unit Heater | E4 |  | Baseline Forecast | 0 | 0 | 0 | 0 | 0 | 0 | 0 | 0 | 0 | 0 | 0 | 0 | 0 | 0 | 0 | 0 | 0 | 0 | 0 | 0 | 0 | 0 | 0 | 0 | 0 | 0 | 0
Commercial_Office_Existing_Space Heating_Natural Gas_Unit Heater_E5_Baseline Forecast | Commercial | Office | Existing | Space Heating | Natural Gas | Unit Heater | E5 |  | Baseline Forecast | 0 | 0 | 0 | 0 | 0 | 0 | 0 | 0 | 0 | 0 | 0 | 0 | 0 | 0 | 0 | 0 | 0 | 0 | 0 | 0 | 0 | 0 | 0 | 0 | 0 | 0 | 0
Commercial_Office_Existing_Space Heating_Natural Gas_Unit Heater_E6_Baseline Forecast | Commercial | Office | Existing | Space Heating | Natural Gas | Unit Heater | E6 |  | Baseline Forecast | 0 | 0 | 0 | 0 | 0 | 0 | 0 | 0 | 0 | 0 | 0 | 0 | 0 | 0 | 0 | 0 | 0 | 0 | 0 | 0 | 0 | 0 | 0 | 0 | 0 | 0 | 0
Commercial_Office_Existing_Space Heating_Natural Gas_Unit Heater_E7_Baseline Forecast | Commercial | Office | Existing | Space Heating | Natural Gas | Unit Heater | E7 |  | Baseline Forecast | 0 | 0 | 0 | 0 | 0 | 0 | 0 | 0 | 0 | 0 | 0 | 0 | 0 | 0 | 0 | 0 | 0 | 0 | 0 | 0 | 0 | 0 | 0 | 0 | 0 | 0 | 0
Commercial_Office_Existing_Space Heating_Natural Gas_Unit Heater_E8_Baseline Forecast | Commercial | Office | Existing | Space Heating | Natural Gas | Unit Heater | E8 |  | Baseline Forecast | 0 | 0 | 0 | 0 | 0 | 0 | 0 | 0 | 0 | 0 | 0 | 0 | 0 | 0 | 0 | 0 | 0 | 0 | 0 | 0 | 0 | 0 | 0 | 0 | 0 | 0 | 0
Commercial_Office_Existing_Space Heating_Natural Gas_Unit Heater_E9_Baseline Forecast | Commercial | Office | Existing | Space Heating | Natural Gas | Unit Heater | E9 |  | Baseline Forecast | 0 | 0 | 0 | 0 | 0 | 0 | 0 | 0 | 0 | 0 | 0 | 0 | 0 | 0 | 0 | 0 | 0 | 0 | 0 | 0 | 0 | 0 | 0 | 0 | 0 | 0 | 0
Commercial_Office_Existing_Space Heating_Natural Gas_Unit Heater_E10_Baseline Forecast | Commercial | Office | Existing | Space Heating | Natural Gas | Unit Heater | E10 |  | Baseline Forecast | 0 | 0 | 0 | 0 | 0 | 0 | 0 | 0 | 0 | 0 | 0 | 0 | 0 | 0 | 0 | 0 | 0 | 0 | 0 | 0 | 0 | 0 | 0 | 0 | 0 | 0 | 0
Commercial_Office_Existing_Water Heating_Natural Gas_Water Heater_E1_Baseline Forecast | Commercial | Office | Existing | Water Heating | Natural Gas | Water Heater | E1 |  | Baseline Forecast | 0 | 264551.4267 | 244899.035 | 228788.3216 | 215471.702 | 204361.7594 | 194996.8857 | 187014.2938 | 180128.8197 | 174116.273 | 181616.3347 | 184175.1385 | 183453.3167 | 180628.4641 | 176525.9287 | 225355.2523 | 205706.0578 | 189750.6951 | 176706.1568 | 168130.2618 | 162141.0106 | 157560.0811 | 153676.0225 | 150081.2757 | 158254.6078 | 160368.5533 | 158667.9206
Commercial_Office_Existing_Water Heating_Natural Gas_Water Heater_E2_Baseline Forecast | Commercial | Office | Existing | Water Heating | Natural Gas | Water Heater | E2 |  | Baseline Forecast | 0 | 275349.4441 | 254894.914 | 238126.6205 | 224266.4653 | 212703.0557 | 202955.9423 | 194647.5303 | 187481.0165 | 181223.0596 | 189029.2464 | 191692.4911 | 190941.2072 | 188001.0545 | 183731.0686 | 234553.4258 | 214102.2235 | 197495.6214 | 183918.653 | 174992.7215 | 168759.011 | 163991.1048 | 159948.5132 | 156207.0421 | 164713.9795 | 166914.2085 | 165144.1622
Commercial_Office_Existing_Water Heating_Natural Gas_Water Heater_E3_Baseline Forecast | Commercial | Office | Existing | Water Heating | Natural Gas | Water Heater | E3 |  | Baseline Forecast | 0 | 0 | 0 | 0 | 0 | 0 | 0 | 0 | 0 | 0 | 0 | 0 | 0 | 0 | 0 | 0 | 0 | 0 | 0 | 0 | 0 | 0 | 0 | 0 | 0 | 0 | 0
Commercial_Office_Existing_Water Heating_Natural Gas_Water Heater_E4_Baseline Forecast | Commercial | Office | Existing | Water Heating | Natural Gas | Water Heater | E4 |  | Baseline Forecast | 0 | 0 | 0 | 0 | 0 | 0 | 0 | 0 | 0 | 0 | 0 | 0 | 0 | 0 | 0 | 0 | 0 | 0 | 0 | 0 | 0 | 0 | 0 | 0 | 0 | 0 | 0
Commercial_Office_Existing_Water Heating_Natural Gas_Water Heater_E5_Baseline Forecast | Commercial | Office | Existing | Water Heating | Natural Gas | Water Heater | E5 |  | Baseline Forecast | 0 | 0 | 0 | 0 | 0 | 0 | 0 | 0 | 0 | 0 | 0 | 0 | 0 | 0 | 0 | 0 | 0 | 0 | 0 | 0 | 0 | 0 | 0 | 0 | 0 | 0 | 0
Commercial_Office_Existing_Water Heating_Natural Gas_Water Heater_E6_Baseline Forecast | Commercial | Office | Existing | Water Heating | Natural Gas | Water Heater | E6 |  | Baseline Forecast | 0 | 0 | 0 | 0 | 0 | 0 | 0 | 0 | 0 | 0 | 0 | 0 | 0 | 0 | 0 | 0 | 0 | 0 | 0 | 0 | 0 | 0 | 0 | 0 | 0 | 0 | 0
Commercial_Office_Existing_Water Heating_Natural Gas_Water Heater_E7_Baseline Forecast | Commercial | Office | Existing | Water Heating | Natural Gas | Water Heater | E7 |  | Baseline Forecast | 0 | 0 | 0 | 0 | 0 | 0 | 0 | 0 | 0 | 0 | 0 | 0 | 0 | 0 | 0 | 0 | 0 | 0 | 0 | 0 | 0 | 0 | 0 | 0 | 0 | 0 | 0
Commercial_Office_Existing_Water Heating_Natural Gas_Water Heater_E8_Baseline Forecast | Commercial | Office | Existing | Water Heating | Natural Gas | Water Heater | E8 |  | Baseline Forecast | 0 | 0 | 0 | 0 | 0 | 0 | 0 | 0 | 0 | 0 | 0 | 0 | 0 | 0 | 0 | 0 | 0 | 0 | 0 | 0 | 0 | 0 | 0 | 0 | 0 | 0 | 0
Commercial_Office_Existing_Water Heating_Natural Gas_Water Heater_E9_Baseline Forecast | Commercial | Office | Existing | Water Heating | Natural Gas | Water Heater | E9 |  | Baseline Forecast | 0 | 0 | 0 | 0 | 0 | 0 | 0 | 0 | 0 | 0 | 0 | 0 | 0 | 0 | 0 | 0 | 0 | 0 | 0 | 0 | 0 | 0 | 0 | 0 | 0 | 0 | 0
Commercial_Office_Existing_Water Heating_Natural Gas_Water Heater_E10_Baseline Forecast | Commercial | Office | Existing | Water Heating | Natural Gas | Water Heater | E10 |  | Baseline Forecast | 0 | 0 | 0 | 0 | 0 | 0 | 0 | 0 | 0 | 0 | 0 | 0 | 0 | 0 | 0 | 0 | 0 | 0 | 0 | 0 | 0 | 0 | 0 | 0 | 0 | 0 | 0
Commercial_Office_Existing_Food Preparation_Natural Gas_Oven_E1_Baseline Forecast | Commercial | Office | Existing | Food Preparation | Natural Gas | Oven | E1 |  | Baseline Forecast | 0 | 432.297 | 763.9867 | 1155.7036 | 1589.6582 | 1918.1115 | 2163.9238 | 2345.0466 | 2475.5761 | 2566.5803 | 2626.7484 | 2662.9021 | 2162.2453 | 1823.2153 | 1620.9468 | 1533.0018 | 1517.609 | 1630.1882 | 1730.0902 | 1842.8041 | 1955.8574 | 2035.4116 | 2088.8219 | 2037.1733 | 1931.9481 | 1808.9773 | 1692.3116
Commercial_Office_Existing_Food Preparation_Natural Gas_Oven_E2_Baseline Forecast | Commercial | Office | Existing | Food Preparation | Natural Gas | Oven | E2 |  | Baseline Forecast | 0 | 507.4791 | 896.854 | 1356.6955 | 1866.1204 | 2251.6961 | 2540.2583 | 2752.8808 | 2906.1111 | 3012.942 | 3083.5743 | 3126.0155 | 2538.288 | 2140.2962 | 1902.8505 | 1799.6108 | 1781.541 | 1913.6992 | 2030.9755 | 2163.2918 | 2296.0065 | 2389.3962 | 2452.0953 | 2391.4643 | 2267.9391 | 2123.582 | 1986.6267
Commercial_Office_Existing_Food Preparation_Natural Gas_Oven_E3_Baseline Forecast | Commercial | Office | Existing | Food Preparation | Natural Gas | Oven | E3 |  | Baseline Forecast | 0 | 0 | 0 | 0 | 0 | 0 | 0 | 0 | 0 | 0 | 0 | 0 | 0 | 0 | 0 | 0 | 0 | 0 | 0 | 0 | 0 | 0 | 0 | 0 | 0 | 0 | 0
Commercial_Office_Existing_Food Preparation_Natural Gas_Oven_E4_Baseline Forecast | Commercial | Office | Existing | Food Preparation | Natural Gas | Oven | E4 |  | Baseline Forecast | 0 | 0 | 0 | 0 | 0 | 0 | 0 | 0 | 0 | 0 | 0 | 0 | 0 | 0 | 0 | 0 | 0 | 0 | 0 | 0 | 0 | 0 | 0 | 0 | 0 | 0 | 0
Commercial_Office_Existing_Food Preparation_Natural Gas_Oven_E5_Baseline Forecast | Commercial | Office | Existing | Food Preparation | Natural Gas | Oven | E5 |  | Baseline Forecast | 0 | 0 | 0 | 0 | 0 | 0 | 0 | 0 | 0 | 0 | 0 | 0 | 0 | 0 | 0 | 0 | 0 | 0 | 0 | 0 | 0 | 0 | 0 | 0 | 0 | 0 | 0
Commercial_Office_Existing_Food Preparation_Natural Gas_Oven_E6_Baseline Forecast | Commercial | Office | Existing | Food Preparation | Natural Gas | Oven | E6 |  | Baseline Forecast | 0 | 0 | 0 | 0 | 0 | 0 | 0 | 0 | 0 | 0 | 0 | 0 | 0 | 0 | 0 | 0 | 0 | 0 | 0 | 0 | 0 | 0 | 0 | 0 | 0 | 0 | 0
Commercial_Office_Existing_Food Preparation_Natural Gas_Oven_E7_Baseline Forecast | Commercial | Office | Existing | Food Preparation | Natural Gas | Oven | E7 |  | Baseline Forecast | 0 | 0 | 0 | 0 | 0 | 0 | 0 | 0 | 0 | 0 | 0 | 0 | 0 | 0 | 0 | 0 | 0 | 0 | 0 | 0 | 0 | 0 | 0 | 0 | 0 | 0 | 0
Commercial_Office_Existing_Food Preparation_Natural Gas_Oven_E8_Baseline Forecast | Commercial | Office | Existing | Food Preparation | Natural Gas | Oven | E8 |  | Baseline Forecast | 0 | 0 | 0 | 0 | 0 | 0 | 0 | 0 | 0 | 0 | 0 | 0 | 0 | 0 | 0 | 0 | 0 | 0 | 0 | 0 | 0 | 0 | 0 | 0 | 0 | 0 | 0
Commercial_Office_Existing_Food Preparation_Natural Gas_Oven_E9_Baseline Forecast | Commercial | Office | Existing | Food Preparation | Natural Gas | Oven | E9 |  | Baseline Forecast | 0 | 0 | 0 | 0 | 0 | 0 | 0 | 0 | 0 | 0 | 0 | 0 | 0 | 0 | 0 | 0 | 0 | 0 | 0 | 0 | 0 | 0 | 0 | 0 | 0 | 0 | 0
Commercial_Office_Existing_Food Preparation_Natural Gas_Oven_E10_Baseline Forecast | Commercial | Office | Existing | Food Preparation | Natural Gas | Oven | E10 |  | Baseline Forecast | 0 | 0 | 0 | 0 | 0 | 0 | 0 | 0 | 0 | 0 | 0 | 0 | 0 | 0 | 0 | 0 | 0 | 0 | 0 | 0 | 0 | 0 | 0 | 0 | 0 | 0 | 0
Commercial_Office_Existing_Food Preparation_Natural Gas_Conveyor Oven_E1_Baseline Forecast | Commercial | Office | Existing | Food Preparation | Natural Gas | Conveyor Oven | E1 |  | Baseline Forecast | 0 | 0 | 0 | 0 | 0 | 66.9507 | 184.0536 | 338.1806 | 519.0849 | 718.7815 | 869.9784 | 983.1837 | 1066.6495 | 1126.8553 | 1168.8887 | 1196.7442 | 1213.5573 | 953.1941 | 748.6906 | 588.0624 | 461.8963 | 372.7821 | 320.2489 | 301.9694 | 314.5876 | 354.2768 | 419.9353
Commercial_Office_Existing_Food Preparation_Natural Gas_Conveyor Oven_E2_Baseline Forecast | Commercial | Office | Existing | Food Preparation | Natural Gas | Conveyor Oven | E2 |  | Baseline Forecast | 0 | 0 | 0 | 0 | 0 | 78.5943 | 216.063 | 396.9946 | 609.3606 | 843.787 | 1021.2789 | 1154.1722 | 1252.1538 | 1322.8301 | 1372.1737 | 1404.8736 | 1424.6107 | 1118.9669 | 878.8977 | 690.3342 | 542.2261 | 437.6137 | 375.9443 | 354.4858 | 369.2985 | 415.8902 | 492.9676
Commercial_Office_Existing_Food Preparation_Natural Gas_Conveyor Oven_E3_Baseline Forecast | Commercial | Office | Existing | Food Preparation | Natural Gas | Conveyor Oven | E3 |  | Baseline Forecast | 0 | 0 | 0 | 0 | 0 | 0 | 0 | 0 | 0 | 0 | 0 | 0 | 0 | 0 | 0 | 0 | 0 | 0 | 0 | 0 | 0 | 0 | 0 | 0 | 0 | 0 | 0
Commercial_Office_Existing_Food Preparation_Natural Gas_Conveyor Oven_E4_Baseline Forecast | Commercial | Office | Existing | Food Preparation | Natural Gas | Conveyor Oven | E4 |  | Baseline Forecast | 0 | 0 | 0 | 0 | 0 | 0 | 0 | 0 | 0 | 0 | 0 | 0 | 0 | 0 | 0 | 0 | 0 | 0 | 0 | 0 | 0 | 0 | 0 | 0 | 0 | 0 | 0
Commercial_Office_Existing_Food Preparation_Natural Gas_Conveyor Oven_E5_Baseline Forecast | Commercial | Office | Existing | Food Preparation | Natural Gas | Conveyor Oven | E5 |  | Baseline Forecast | 0 | 0 | 0 | 0 | 0 | 0 | 0 | 0 | 0 | 0 | 0 | 0 | 0 | 0 | 0 | 0 | 0 | 0 | 0 | 0 | 0 | 0 | 0 | 0 | 0 | 0 | 0
Commercial_Office_Existing_Food Preparation_Natural Gas_Conveyor Oven_E6_Baseline Forecast | Commercial | Office | Existing | Food Preparation | Natural Gas | Conveyor Oven | E6 |  | Baseline Forecast | 0 | 0 | 0 | 0 | 0 | 0 | 0 | 0 | 0 | 0 | 0 | 0 | 0 | 0 | 0 | 0 | 0 | 0 | 0 | 0 | 0 | 0 | 0 | 0 | 0 | 0 | 0
Commercial_Office_Existing_Food Preparation_Natural Gas_Conveyor Oven_E7_Baseline Forecast | Commercial | Office | Existing | Food Preparation | Natural Gas | Conveyor Oven | E7 |  | Baseline Forecast | 0 | 0 | 0 | 0 | 0 | 0 | 0 | 0 | 0 | 0 | 0 | 0 | 0 | 0 | 0 | 0 | 0 | 0 | 0 | 0 | 0 | 0 | 0 | 0 | 0 | 0 | 0
Commercial_Office_Existing_Food Preparation_Natural Gas_Conveyor Oven_E8_Baseline Forecast | Commercial | Office | Existing | Food Preparation | Natural Gas | Conveyor Oven | E8 |  | Baseline Forecast | 0 | 0 | 0 | 0 | 0 | 0 | 0 | 0 | 0 | 0 | 0 | 0 | 0 | 0 | 0 | 0 | 0 | 0 | 0 | 0 | 0 | 0 | 0 | 0 | 0 | 0 | 0
Commercial_Office_Existing_Food Preparation_Natural Gas_Conveyor Oven_E9_Baseline Forecast | Commercial | Office | Existing | Food Preparation | Natural Gas | Conveyor Oven | E9 |  | Baseline Forecast | 0 | 0 | 0 | 0 | 0 | 0 | 0 | 0 | 0 | 0 | 0 | 0 | 0 | 0 | 0 | 0 | 0 | 0 | 0 | 0 | 0 | 0 | 0 | 0 | 0 | 0 | 0
Commercial_Office_Existing_Food Preparation_Natural Gas_Conveyor Oven_E10_Baseline Forecast | Commercial | Office | Existing | Food Preparation | Natural Gas | Conveyor Oven | E10 |  | Baseline Forecast | 0 | 0 | 0 | 0 | 0 | 0 | 0 | 0 | 0 | 0 | 0 | 0 | 0 | 0 | 0 | 0 | 0 | 0 | 0 | 0 | 0 | 0 | 0 | 0 | 0 | 0 | 0
Commercial_Office_Existing_Food Preparation_Natural Gas_Double Rack Oven_E1_Baseline Forecast | Commercial | Office | Existing | Food Preparation | Natural Gas | Double Rack Oven | E1 |  | Baseline Forecast | 0 | 400.275 | 545.8296 | 669.2863 | 773.5226 | 861.0485 | 934.0534 | 994.4469 | 1043.8944 | 1083.8484 | 983.6088 | 909.8377 | 857.085 | 820.8649 | 797.4994 | 783.9845 | 777.8786 | 777.2076 | 780.3856 | 862.3084 | 872.0899 | 871.3523 | 863.5395 | 851.2411 | 836.3732 | 820.325 | 804.0765
Commercial_Office_Existing_Food Preparation_Natural Gas_Double Rack Oven_E2_Baseline Forecast | Commercial | Office | Existing | Food Preparation | Natural Gas | Double Rack Oven | E2 |  | Baseline Forecast | 0 | 469.8881 | 640.7565 | 785.6839 | 908.0483 | 1010.7961 | 1096.4975 | 1167.3942 | 1225.4413 | 1272.3438 | 1154.6712 | 1068.0704 | 1006.1432 | 963.6241 | 936.195 | 920.3297 | 913.1618 | 912.3741 | 916.1048 | 1012.275 | 1023.7577 | 1022.8918 | 1013.7203 | 999.283 | 981.8294 | 962.9902 | 943.9159
Commercial_Office_Existing_Food Preparation_Natural Gas_Double Rack Oven_E3_Baseline Forecast | Commercial | Office | Existing | Food Preparation | Natural Gas | Double Rack Oven | E3 |  | Baseline Forecast | 0 | 0 | 0 | 0 | 0 | 0 | 0 | 0 | 0 | 0 | 0 | 0 | 0 | 0 | 0 | 0 | 0 | 0 | 0 | 0 | 0 | 0 | 0 | 0 | 0 | 0 | 0
Commercial_Office_Existing_Food Preparation_Natural Gas_Double Rack Oven_E4_Baseline Forecast | Commercial | Office | Existing | Food Preparation | Natural Gas | Double Rack Oven | E4 |  | Baseline Forecast | 0 | 0 | 0 | 0 | 0 | 0 | 0 | 0 | 0 | 0 | 0 | 0 | 0 | 0 | 0 | 0 | 0 | 0 | 0 | 0 | 0 | 0 | 0 | 0 | 0 | 0 | 0
Commercial_Office_Existing_Food Preparation_Natural Gas_Double Rack Oven_E5_Baseline Forecast | Commercial | Office | Existing | Food Preparation | Natural Gas | Double Rack Oven | E5 |  | Baseline Forecast | 0 | 0 | 0 | 0 | 0 | 0 | 0 | 0 | 0 | 0 | 0 | 0 | 0 | 0 | 0 | 0 | 0 | 0 | 0 | 0 | 0 | 0 | 0 | 0 | 0 | 0 | 0
Commercial_Office_Existing_Food Preparation_Natural Gas_Double Rack Oven_E6_Baseline Forecast | Commercial | Office | Existing | Food Preparation | Natural Gas | Double Rack Oven | E6 |  | Baseline Forecast | 0 | 0 | 0 | 0 | 0 | 0 | 0 | 0 | 0 | 0 | 0 | 0 | 0 | 0 | 0 | 0 | 0 | 0 | 0 | 0 | 0 | 0 | 0 | 0 | 0 | 0 | 0
Commercial_Office_Existing_Food Preparation_Natural Gas_Double Rack Oven_E7_Baseline Forecast | Commercial | Office | Existing | Food Preparation | Natural Gas | Double Rack Oven | E7 |  | Baseline Forecast | 0 | 0 | 0 | 0 | 0 | 0 | 0 | 0 | 0 | 0 | 0 | 0 | 0 | 0 | 0 | 0 | 0 | 0 | 0 | 0 | 0 | 0 | 0 | 0 | 0 | 0 | 0
Commercial_Office_Existing_Food Preparation_Natural Gas_Double Rack Oven_E8_Baseline Forecast | Commercial | Office | Existing | Food Preparation | Natural Gas | Double Rack Oven | E8 |  | Baseline Forecast | 0 | 0 | 0 | 0 | 0 | 0 | 0 | 0 | 0 | 0 | 0 | 0 | 0 | 0 | 0 | 0 | 0 | 0 | 0 | 0 | 0 | 0 | 0 | 0 | 0 | 0 | 0
Commercial_Office_Existing_Food Preparation_Natural Gas_Double Rack Oven_E9_Baseline Forecast | Commercial | Office | Existing | Food Preparation | Natural Gas | Double Rack Oven | E9 |  | Baseline Forecast | 0 | 0 | 0 | 0 | 0 | 0 | 0 | 0 | 0 | 0 | 0 | 0 | 0 | 0 | 0 | 0 | 0 | 0 | 0 | 0 | 0 | 0 | 0 | 0 | 0 | 0 | 0
Commercial_Office_Existing_Food Preparation_Natural Gas_Double Rack Oven_E10_Baseline Forecast | Commercial | Office | Existing | Food Preparation | Natural Gas | Double Rack Oven | E10 |  | Baseline Forecast | 0 | 0 | 0 | 0 | 0 | 0 | 0 | 0 | 0 | 0 | 0 | 0 | 0 | 0 | 0 | 0 | 0 | 0 | 0 | 0 | 0 | 0 | 0 | 0 | 0 | 0 | 0
Commercial_Office_Existing_Food Preparation_Natural Gas_Fryer_E1_Baseline Forecast | Commercial | Office | Existing | Food Preparation | Natural Gas | Fryer | E1 |  | Baseline Forecast | 0 | 0 | 0 | 0 | 0 | 0 | 0 | 0 | 0 | 0 | 0 | 0 | 0 | 0 | 0 | 0 | 0 | 0 | 0 | 0 | 0 | 0 | 0 | 0 | 0 | 0 | 0
Commercial_Office_Existing_Food Preparation_Natural Gas_Fryer_E2_Baseline Forecast | Commercial | Office | Existing | Food Preparation | Natural Gas | Fryer | E2 |  | Baseline Forecast | 0 | 16707.1315 | 15173.113 | 13930.9309 | 12918.6508 | 12087.6137 | 11399.5881 | 10824.5333 | 10338.8415 | 11005.9201 | 11264.9635 | 11253.9122 | 11070.4167 | 10782.7738 | 13888.2366 | 12523.8551 | 11422.8268 | 10716.0332 | 10239.2422 | 9889.2493 | 9603.4034 | 9345.5054 | 9915.4711 | 10045.7729 | 9903.1725 | 9633.4538 | 9317.0662
Commercial_Office_Existing_Food Preparation_Natural Gas_Fryer_E3_Baseline Forecast | Commercial | Office | Existing | Food Preparation | Natural Gas | Fryer | E3 |  | Baseline Forecast | 0 | 0 | 0 | 0 | 0 | 0 | 0 | 0 | 0 | 0 | 0 | 0 | 0 | 0 | 0 | 0 | 0 | 0 | 0 | 0 | 0 | 0 | 0 | 0 | 0 | 0 | 0
Commercial_Office_Existing_Food Preparation_Natural Gas_Fryer_E4_Baseline Forecast | Commercial | Office | Existing | Food Preparation | Natural Gas | Fryer | E4 |  | Baseline Forecast | 0 | 0 | 0 | 0 | 0 | 0 | 0 | 0 | 0 | 0 | 0 | 0 | 0 | 0 | 0 | 0 | 0 | 0 | 0 | 0 | 0 | 0 | 0 | 0 | 0 | 0 | 0
Commercial_Office_Existing_Food Preparation_Natural Gas_Fryer_E5_Baseline Forecast | Commercial | Office | Existing | Food Preparation | Natural Gas | Fryer | E5 |  | Baseline Forecast | 0 | 0 | 0 | 0 | 0 | 0 | 0 | 0 | 0 | 0 | 0 | 0 | 0 | 0 | 0 | 0 | 0 | 0 | 0 | 0 | 0 | 0 | 0 | 0 | 0 | 0 | 0
Commercial_Office_Existing_Food Preparation_Natural Gas_Fryer_E6_Baseline Forecast | Commercial | Office | Existing | Food Preparation | Natural Gas | Fryer | E6 |  | Baseline Forecast | 0 | 0 | 0 | 0 | 0 | 0 | 0 | 0 | 0 | 0 | 0 | 0 | 0 | 0 | 0 | 0 | 0 | 0 | 0 | 0 | 0 | 0 | 0 | 0 | 0 | 0 | 0
Commercial_Office_Existing_Food Preparation_Natural Gas_Fryer_E7_Baseline Forecast | Commercial | Office | Existing | Food Preparation | Natural Gas | Fryer | E7 |  | Baseline Forecast | 0 | 0 | 0 | 0 | 0 | 0 | 0 | 0 | 0 | 0 | 0 | 0 | 0 | 0 | 0 | 0 | 0 | 0 | 0 | 0 | 0 | 0 | 0 | 0 | 0 | 0 | 0
Commercial_Office_Existing_Food Preparation_Natural Gas_Fryer_E8_Baseline Forecast | Commercial | Office | Existing | Food Preparation | Natural Gas | Fryer | E8 |  | Baseline Forecast | 0 | 0 | 0 | 0 | 0 | 0 | 0 | 0 | 0 | 0 | 0 | 0 | 0 | 0 | 0 | 0 | 0 | 0 | 0 | 0 | 0 | 0 | 0 | 0 | 0 | 0 | 0
Commercial_Office_Existing_Food Preparation_Natural Gas_Fryer_E9_Baseline Forecast | Commercial | Office | Existing | Food Preparation | Natural Gas | Fryer | E9 |  | Baseline Forecast | 0 | 0 | 0 | 0 | 0 | 0 | 0 | 0 | 0 | 0 | 0 | 0 | 0 | 0 | 0 | 0 | 0 | 0 | 0 | 0 | 0 | 0 | 0 | 0 | 0 | 0 | 0
Commercial_Office_Existing_Food Preparation_Natural Gas_Fryer_E10_Baseline Forecast | Commercial | Office | Existing | Food Preparation | Natural Gas | Fryer | E10 |  | Baseline Forecast | 0 | 0 | 0 | 0 | 0 | 0 | 0 | 0 | 0 | 0 | 0 | 0 | 0 | 0 | 0 | 0 | 0 | 0 | 0 | 0 | 0 | 0 | 0 | 0 | 0 | 0 | 0
Commercial_Office_Existing_Food Preparation_Natural Gas_Broiler_E1_Baseline Forecast | Commercial | Office | Existing | Food Preparation | Natural Gas | Broiler | E1 |  | Baseline Forecast | 0 | 0 | 0 | 0 | 0 | 0 | 0 | 0 | 0 | 0 | 0 | 0 | 0 | 0 | 0 | 0 | 0 | 0 | 0 | 0 | 0 | 0 | 0 | 0 | 0 | 0 | 0
Commercial_Office_Existing_Food Preparation_Natural Gas_Broiler_E2_Baseline Forecast | Commercial | Office | Existing | Food Preparation | Natural Gas | Broiler | E2 |  | Baseline Forecast | 0 | 0 | 0 | 0 | 0 | 0 | 0 | 0 | 0 | 0 | 0 | 0 | 0 | 0 | 0 | 0 | 0 | 0 | 0 | 0 | 0 | 0 | 0 | 0 | 0 | 0 | 0
Commercial_Office_Existing_Food Preparation_Natural Gas_Broiler_E3_Baseline Forecast | Commercial | Office | Existing | Food Preparation | Natural Gas | Broiler | E3 |  | Baseline Forecast | 0 | 0 | 0 | 0 | 0 | 0 | 0 | 0 | 0 | 0 | 0 | 0 | 0 | 0 | 0 | 0 | 0 | 0 | 0 | 0 | 0 | 0 | 0 | 0 | 0 | 0 | 0
Commercial_Office_Existing_Food Preparation_Natural Gas_Broiler_E4_Baseline Forecast | Commercial | Office | Existing | Food Preparation | Natural Gas | Broiler | E4 |  | Baseline Forecast | 0 | 0 | 0 | 0 | 0 | 0 | 0 | 0 | 0 | 0 | 0 | 0 | 0 | 0 | 0 | 0 | 0 | 0 | 0 | 0 | 0 | 0 | 0 | 0 | 0 | 0 | 0
Commercial_Office_Existing_Food Preparation_Natural Gas_Broiler_E5_Baseline Forecast | Commercial | Office | Existing | Food Preparation | Natural Gas | Broiler | E5 |  | Baseline Forecast | 0 | 0 | 0 | 0 | 0 | 0 | 0 | 0 | 0 | 0 | 0 | 0 | 0 | 0 | 0 | 0 | 0 | 0 | 0 | 0 | 0 | 0 | 0 | 0 | 0 | 0 | 0
Commercial_Office_Existing_Food Preparation_Natural Gas_Broiler_E6_Baseline Forecast | Commercial | Office | Existing | Food Preparation | Natural Gas | Broiler | E6 |  | Baseline Forecast | 0 | 0 | 0 | 0 | 0 | 0 | 0 | 0 | 0 | 0 | 0 | 0 | 0 | 0 | 0 | 0 | 0 | 0 | 0 | 0 | 0 | 0 | 0 | 0 | 0 | 0 | 0
Commercial_Office_Existing_Food Preparation_Natural Gas_Broiler_E7_Baseline Forecast | Commercial | Office | Existing | Food Preparation | Natural Gas | Broiler | E7 |  | Baseline Forecast | 0 | 0 | 0 | 0 | 0 | 0 | 0 | 0 | 0 | 0 | 0 | 0 | 0 | 0 | 0 | 0 | 0 | 0 | 0 | 0 | 0 | 0 | 0 | 0 | 0 | 0 | 0
Commercial_Office_Existing_Food Preparation_Natural Gas_Broiler_E8_Baseline Forecast | Commercial | Office | Existing | Food Preparation | Natural Gas | Broiler | E8 |  | Baseline Forecast | 0 | 0 | 0 | 0 | 0 | 0 | 0 | 0 | 0 | 0 | 0 | 0 | 0 | 0 | 0 | 0 | 0 | 0 | 0 | 0 | 0 | 0 | 0 | 0 | 0 | 0 | 0
Commercial_Office_Existing_Food Preparation_Natural Gas_Broiler_E9_Baseline Forecast | Commercial | Office | Existing | Food Preparation | Natural Gas | Broiler | E9 |  | Baseline Forecast | 0 | 0 | 0 | 0 | 0 | 0 | 0 | 0 | 0 | 0 | 0 | 0 | 0 | 0 | 0 | 0 | 0 | 0 | 0 | 0 | 0 | 0 | 0 | 0 | 0 | 0 | 0
Commercial_Office_Existing_Food Preparation_Natural Gas_Broiler_E10_Baseline Forecast | Commercial | Office | Existing | Food Preparation | Natural Gas | Broiler | E10 |  | Baseline Forecast | 0 | 0 | 0 | 0 | 0 | 0 | 0 | 0 | 0 | 0 | 0 | 0 | 0 | 0 | 0 | 0 | 0 | 0 | 0 | 0 | 0 | 0 | 0 | 0 | 0 | 0 | 0
Commercial_Office_Existing_Food Preparation_Natural Gas_Griddle_E1_Baseline Forecast | Commercial | Office | Existing | Food Preparation | Natural Gas | Griddle | E1 |  | Baseline Forecast | 0 | 4756.8916 | 5319.0697 | 5788.4688 | 6177.283 | 6496.1476 | 6754.3374 | 6959.9399 | 7120.0067 | 7240.6854 | 6767.2286 | 6406.9855 | 6136.8074 | 5937.6408 | 5793.8587 | 5692.6969 | 5623.7774 | 5578.7073 | 5550.7409 | 6534.5634 | 6449.978 | 6332.4358 | 6195.146 | 6047.8685 | 5897.6604 | 5749.4778 | 5606.6583
Commercial_Office_Existing_Food Preparation_Natural Gas_Griddle_E2_Baseline Forecast | Commercial | Office | Existing | Food Preparation | Natural Gas | Griddle | E2 |  | Baseline Forecast | 0 | 1044.1957 | 1167.6007 | 1270.6395 | 1355.9889 | 1425.9836 | 1482.6594 | 1527.7917 | 1562.9283 | 1589.4188 | 1485.4892 | 1406.4114 | 1347.1041 | 1303.3846 | 1271.8226 | 1249.6164 | 1234.4877 | 1224.5943 | 1218.4553 | 1434.4163 | 1415.8488 | 1390.0469 | 1359.9101 | 1327.5809 | 1294.6084 | 1262.0805 | 1230.7299
Commercial_Office_Existing_Food Preparation_Natural Gas_Griddle_E3_Baseline Forecast | Commercial | Office | Existing | Food Preparation | Natural Gas | Griddle | E3 |  | Baseline Forecast | 0 | 0 | 0 | 0 | 0 | 0 | 0 | 0 | 0 | 0 | 0 | 0 | 0 | 0 | 0 | 0 | 0 | 0 | 0 | 0 | 0 | 0 | 0 | 0 | 0 | 0 | 0
Commercial_Office_Existing_Food Preparation_Natural Gas_Griddle_E4_Baseline Forecast | Commercial | Office | Existing | Food Preparation | Natural Gas | Griddle | E4 |  | Baseline Forecast | 0 | 0 | 0 | 0 | 0 | 0 | 0 | 0 | 0 | 0 | 0 | 0 | 0 | 0 | 0 | 0 | 0 | 0 | 0 | 0 | 0 | 0 | 0 | 0 | 0 | 0 | 0
Commercial_Office_Existing_Food Preparation_Natural Gas_Griddle_E5_Baseline Forecast | Commercial | Office | Existing | Food Preparation | Natural Gas | Griddle | E5 |  | Baseline Forecast | 0 | 0 | 0 | 0 | 0 | 0 | 0 | 0 | 0 | 0 | 0 | 0 | 0 | 0 | 0 | 0 | 0 | 0 | 0 | 0 | 0 | 0 | 0 | 0 | 0 | 0 | 0
Commercial_Office_Existing_Food Preparation_Natural Gas_Griddle_E6_Baseline Forecast | Commercial | Office | Existing | Food Preparation | Natural Gas | Griddle | E6 |  | Baseline Forecast | 0 | 0 | 0 | 0 | 0 | 0 | 0 | 0 | 0 | 0 | 0 | 0 | 0 | 0 | 0 | 0 | 0 | 0 | 0 | 0 | 0 | 0 | 0 | 0 | 0 | 0 | 0
Commercial_Office_Existing_Food Preparation_Natural Gas_Griddle_E7_Baseline Forecast | Commercial | Office | Existing | Food Preparation | Natural Gas | Griddle | E7 |  | Baseline Forecast | 0 | 0 | 0 | 0 | 0 | 0 | 0 | 0 | 0 | 0 | 0 | 0 | 0 | 0 | 0 | 0 | 0 | 0 | 0 | 0 | 0 | 0 | 0 | 0 | 0 | 0 | 0
Commercial_Office_Existing_Food Preparation_Natural Gas_Griddle_E8_Baseline Forecast | Commercial | Office | Existing | Food Preparation | Natural Gas | Griddle | E8 |  | Baseline Forecast | 0 | 0 | 0 | 0 | 0 | 0 | 0 | 0 | 0 | 0 | 0 | 0 | 0 | 0 | 0 | 0 | 0 | 0 | 0 | 0 | 0 | 0 | 0 | 0 | 0 | 0 | 0
Commercial_Office_Existing_Food Preparation_Natural Gas_Griddle_E9_Baseline Forecast | Commercial | Office | Existing | Food Preparation | Natural Gas | Griddle | E9 |  | Baseline Forecast | 0 | 0 | 0 | 0 | 0 | 0 | 0 | 0 | 0 | 0 | 0 | 0 | 0 | 0 | 0 | 0 | 0 | 0 | 0 | 0 | 0 | 0 | 0 | 0 | 0 | 0 | 0
Commercial_Office_Existing_Food Preparation_Natural Gas_Griddle_E10_Baseline Forecast | Commercial | Office | Existing | Food Preparation | Natural Gas | Griddle | E10 |  | Baseline Forecast | 0 | 0 | 0 | 0 | 0 | 0 | 0 | 0 | 0 | 0 | 0 | 0 | 0 | 0 | 0 | 0 | 0 | 0 | 0 | 0 | 0 | 0 | 0 | 0 | 0 | 0 | 0
Commercial_Office_Existing_Food Preparation_Natural Gas_Range_E1_Baseline Forecast | Commercial | Office | Existing | Food Preparation | Natural Gas | Range | E1 |  | Baseline Forecast | 0 | 6265.1743 | 7996.6407 | 9300.7082 | 10270.0902 | 10977.5901 | 11480.3736 | 11823.324 | 12041.6776 | 12163.0936 | 10615.8464 | 9694.1322 | 9191.2782 | 8960.6725 | 8899.5021 | 10207.0099 | 10396.0041 | 10501.1985 | 10541.3583 | 10261.0343 | 9845.6723 | 9403.6094 | 8993.2903 | 8641.7817 | 8249.4969 | 8094.5469 | 8072.2057
Commercial_Office_Existing_Food Preparation_Natural Gas_Range_E2_Baseline Forecast | Commercial | Office | Existing | Food Preparation | Natural Gas | Range | E2 |  | Baseline Forecast | 0 | 0 | 0 | 0 | 0 | 0 | 0 | 0 | 0 | 0 | 0 | 0 | 0 | 0 | 0 | 0 | 0 | 0 | 0 | 0 | 0 | 0 | 0 | 0 | 0 | 0 | 0
Commercial_Office_Existing_Food Preparation_Natural Gas_Range_E3_Baseline Forecast | Commercial | Office | Existing | Food Preparation | Natural Gas | Range | E3 |  | Baseline Forecast | 0 | 0 | 0 | 0 | 0 | 0 | 0 | 0 | 0 | 0 | 0 | 0 | 0 | 0 | 0 | 0 | 0 | 0 | 0 | 0 | 0 | 0 | 0 | 0 | 0 | 0 | 0
Commercial_Office_Existing_Food Preparation_Natural Gas_Range_E4_Baseline Forecast | Commercial | Office | Existing | Food Preparation | Natural Gas | Range | E4 |  | Baseline Forecast | 0 | 0 | 0 | 0 | 0 | 0 | 0 | 0 | 0 | 0 | 0 | 0 | 0 | 0 | 0 | 0 | 0 | 0 | 0 | 0 | 0 | 0 | 0 | 0 | 0 | 0 | 0
Commercial_Office_Existing_Food Preparation_Natural Gas_Range_E5_Baseline Forecast | Commercial | Office | Existing | Food Preparation | Natural Gas | Range | E5 |  | Baseline Forecast | 0 | 0 | 0 | 0 | 0 | 0 | 0 | 0 | 0 | 0 | 0 | 0 | 0 | 0 | 0 | 0 | 0 | 0 | 0 | 0 | 0 | 0 | 0 | 0 | 0 | 0 | 0
Commercial_Office_Existing_Food Preparation_Natural Gas_Range_E6_Baseline Forecast | Commercial | Office | Existing | Food Preparation | Natural Gas | Range | E6 |  | Baseline Forecast | 0 | 0 | 0 | 0 | 0 | 0 | 0 | 0 | 0 | 0 | 0 | 0 | 0 | 0 | 0 | 0 | 0 | 0 | 0 | 0 | 0 | 0 | 0 | 0 | 0 | 0 | 0
Commercial_Office_Existing_Food Preparation_Natural Gas_Range_E7_Baseline Forecast | Commercial | Office | Existing | Food Preparation | Natural Gas | Range | E7 |  | Baseline Forecast | 0 | 0 | 0 | 0 | 0 | 0 | 0 | 0 | 0 | 0 | 0 | 0 | 0 | 0 | 0 | 0 | 0 | 0 | 0 | 0 | 0 | 0 | 0 | 0 | 0 | 0 | 0
Commercial_Office_Existing_Food Preparation_Natural Gas_Range_E8_Baseline Forecast | Commercial | Office | Existing | Food Preparation | Natural Gas | Range | E8 |  | Baseline Forecast | 0 | 0 | 0 | 0 | 0 | 0 | 0 | 0 | 0 | 0 | 0 | 0 | 0 | 0 | 0 | 0 | 0 | 0 | 0 | 0 | 0 | 0 | 0 | 0 | 0 | 0 | 0
Commercial_Office_Existing_Food Preparation_Natural Gas_Range_E9_Baseline Forecast | Commercial | Office | Existing | Food Preparation | Natural Gas | Range | E9 |  | Baseline Forecast | 0 | 0 | 0 | 0 | 0 | 0 | 0 | 0 | 0 | 0 | 0 | 0 | 0 | 0 | 0 | 0 | 0 | 0 | 0 | 0 | 0 | 0 | 0 | 0 | 0 | 0 | 0
Commercial_Office_Existing_Food Preparation_Natural Gas_Range_E10_Baseline Forecast | Commercial | Office | Existing | Food Preparation | Natural Gas | Range | E10 |  | Baseline Forecast | 0 | 0 | 0 | 0 | 0 | 0 | 0 | 0 | 0 | 0 | 0 | 0 | 0 | 0 | 0 | 0 | 0 | 0 | 0 | 0 | 0 | 0 | 0 | 0 | 0 | 0 | 0
Commercial_Office_Existing_Food Preparation_Natural Gas_Steamer_E1_Baseline Forecast | Commercial | Office | Existing | Food Preparation | Natural Gas | Steamer | E1 |  | Baseline Forecast | 0 | 0 | 0 | 0 | 0 | 0 | 0 | 0 | 0 | 0 | 0 | 0 | 0 | 0 | 0 | 0 | 0 | 0 | 0 | 0 | 0 | 0 | 0 | 0 | 0 | 0 | 0
Commercial_Office_Existing_Food Preparation_Natural Gas_Steamer_E2_Baseline Forecast | Commercial | Office | Existing | Food Preparation | Natural Gas | Steamer | E2 |  | Baseline Forecast | 0 | 0 | 0 | 0 | 0 | 0 | 0 | 0 | 0 | 0 | 0 | 0 | 0 | 0 | 0 | 0 | 0 | 0 | 0 | 0 | 0 | 0 | 0 | 0 | 0 | 0 | 0
Commercial_Office_Existing_Food Preparation_Natural Gas_Steamer_E3_Baseline Forecast | Commercial | Office | Existing | Food Preparation | Natural Gas | Steamer | E3 |  | Baseline Forecast | 0 | 0 | 0 | 0 | 0 | 0 | 0 | 0 | 0 | 0 | 0 | 0 | 0 | 0 | 0 | 0 | 0 | 0 | 0 | 0 | 0 | 0 | 0 | 0 | 0 | 0 | 0
Commercial_Office_Existing_Food Preparation_Natural Gas_Steamer_E4_Baseline Forecast | Commercial | Office | Existing | Food Preparation | Natural Gas | Steamer | E4 |  | Baseline Forecast | 0 | 0 | 0 | 0 | 0 | 0 | 0 | 0 | 0 | 0 | 0 | 0 | 0 | 0 | 0 | 0 | 0 | 0 | 0 | 0 | 0 | 0 | 0 | 0 | 0 | 0 | 0
Commercial_Office_Existing_Food Preparation_Natural Gas_Steamer_E5_Baseline Forecast | Commercial | Office | Existing | Food Preparation | Natural Gas | Steamer | E5 |  | Baseline Forecast | 0 | 0 | 0 | 0 | 0 | 0 | 0 | 0 | 0 | 0 | 0 | 0 | 0 | 0 | 0 | 0 | 0 | 0 | 0 | 0 | 0 | 0 | 0 | 0 | 0 | 0 | 0
Commercial_Office_Existing_Food Preparation_Natural Gas_Steamer_E6_Baseline Forecast | Commercial | Office | Existing | Food Preparation | Natural Gas | Steamer | E6 |  | Baseline Forecast | 0 | 0 | 0 | 0 | 0 | 0 | 0 | 0 | 0 | 0 | 0 | 0 | 0 | 0 | 0 | 0 | 0 | 0 | 0 | 0 | 0 | 0 | 0 | 0 | 0 | 0 | 0
Commercial_Office_Existing_Food Preparation_Natural Gas_Steamer_E7_Baseline Forecast | Commercial | Office | Existing | Food Preparation | Natural Gas | Steamer | E7 |  | Baseline Forecast | 0 | 0 | 0 | 0 | 0 | 0 | 0 | 0 | 0 | 0 | 0 | 0 | 0 | 0 | 0 | 0 | 0 | 0 | 0 | 0 | 0 | 0 | 0 | 0 | 0 | 0 | 0
Commercial_Office_Existing_Food Preparation_Natural Gas_Steamer_E8_Baseline Forecast | Commercial | Office | Existing | Food Preparation | Natural Gas | Steamer | E8 |  | Baseline Forecast | 0 | 0 | 0 | 0 | 0 | 0 | 0 | 0 | 0 | 0 | 0 | 0 | 0 | 0 | 0 | 0 | 0 | 0 | 0 | 0 | 0 | 0 | 0 | 0 | 0 | 0 | 0
Commercial_Office_Existing_Food Preparation_Natural Gas_Steamer_E9_Baseline Forecast | Commercial | Office | Existing | Food Preparation | Natural Gas | Steamer | E9 |  | Baseline Forecast | 0 | 0 | 0 | 0 | 0 | 0 | 0 | 0 | 0 | 0 | 0 | 0 | 0 | 0 | 0 | 0 | 0 | 0 | 0 | 0 | 0 | 0 | 0 | 0 | 0 | 0 | 0
Commercial_Office_Existing_Food Preparation_Natural Gas_Steamer_E10_Baseline Forecast | Commercial | Office | Existing | Food Preparation | Natural Gas | Steamer | E10 |  | Baseline Forecast | 0 | 0 | 0 | 0 | 0 | 0 | 0 | 0 | 0 | 0 | 0 | 0 | 0 | 0 | 0 | 0 | 0 | 0 | 0 | 0 | 0 | 0 | 0 | 0 | 0 | 0 | 0
Commercial_Office_Existing_Food Preparation_Natural Gas_Commercial Food Prep Other_E1_Baseline Forecast | Commercial | Office | Existing | Food Preparation | Natural Gas | Commercial Food Prep Other | E1 |  | Baseline Forecast | 0 | 0 | 0 | 0 | 0 | 0 | 0 | 0 | 0 | 0 | 0 | 0 | 0 | 0 | 0 | 0 | 0 | 0 | 0 | 0 | 0 | 0 | 0 | 0 | 0 | 0 | 0
Commercial_Office_Existing_Food Preparation_Natural Gas_Commercial Food Prep Other_E2_Baseline Forecast | Commercial | Office | Existing | Food Preparation | Natural Gas | Commercial Food Prep Other | E2 |  | Baseline Forecast | 0 | 0 | 0 | 0 | 0 | 0 | 0 | 0 | 0 | 0 | 0 | 0 | 0 | 0 | 0 | 0 | 0 | 0 | 0 | 0 | 0 | 0 | 0 | 0 | 0 | 0 | 0
Commercial_Office_Existing_Food Preparation_Natural Gas_Commercial Food Prep Other_E3_Baseline Forecast | Commercial | Office | Existing | Food Preparation | Natural Gas | Commercial Food Prep Other | E3 |  | Baseline Forecast | 0 | 0 | 0 | 0 | 0 | 0 | 0 | 0 | 0 | 0 | 0 | 0 | 0 | 0 | 0 | 0 | 0 | 0 | 0 | 0 | 0 | 0 | 0 | 0 | 0 | 0 | 0
Commercial_Office_Existing_Food Preparation_Natural Gas_Commercial Food Prep Other_E4_Baseline Forecast | Commercial | Office | Existing | Food Preparation | Natural Gas | Commercial Food Prep Other | E4 |  | Baseline Forecast | 0 | 0 | 0 | 0 | 0 | 0 | 0 | 0 | 0 | 0 | 0 | 0 | 0 | 0 | 0 | 0 | 0 | 0 | 0 | 0 | 0 | 0 | 0 | 0 | 0 | 0 | 0
Commercial_Office_Existing_Food Preparation_Natural Gas_Commercial Food Prep Other_E5_Baseline Forecast | Commercial | Office | Existing | Food Preparation | Natural Gas | Commercial Food Prep Other | E5 |  | Baseline Forecast | 0 | 0 | 0 | 0 | 0 | 0 | 0 | 0 | 0 | 0 | 0 | 0 | 0 | 0 | 0 | 0 | 0 | 0 | 0 | 0 | 0 | 0 | 0 | 0 | 0 | 0 | 0
Commercial_Office_Existing_Food Preparation_Natural Gas_Commercial Food Prep Other_E6_Baseline Forecast | Commercial | Office | Existing | Food Preparation | Natural Gas | Commercial Food Prep Other | E6 |  | Baseline Forecast | 0 | 0 | 0 | 0 | 0 | 0 | 0 | 0 | 0 | 0 | 0 | 0 | 0 | 0 | 0 | 0 | 0 | 0 | 0 | 0 | 0 | 0 | 0 | 0 | 0 | 0 | 0
Commercial_Office_Existing_Food Preparation_Natural Gas_Commercial Food Prep Other_E7_Baseline Forecast | Commercial | Office | Existing | Food Preparation | Natural Gas | Commercial Food Prep Other | E7 |  | Baseline Forecast | 0 | 0 | 0 | 0 | 0 | 0 | 0 | 0 | 0 | 0 | 0 | 0 | 0 | 0 | 0 | 0 | 0 | 0 | 0 | 0 | 0 | 0 | 0 | 0 | 0 | 0 | 0
Commercial_Office_Existing_Food Preparation_Natural Gas_Commercial Food Prep Other_E8_Baseline Forecast | Commercial | Office | Existing | Food Preparation | Natural Gas | Commercial Food Prep Other | E8 |  | Baseline Forecast | 0 | 0 | 0 | 0 | 0 | 0 | 0 | 0 | 0 | 0 | 0 | 0 | 0 | 0 | 0 | 0 | 0 | 0 | 0 | 0 | 0 | 0 | 0 | 0 | 0 | 0 | 0
Commercial_Office_Existing_Food Preparation_Natural Gas_Commercial Food Prep Other_E9_Baseline Forecast | Commercial | Office | Existing | Food Preparation | Natural Gas | Commercial Food Prep Other | E9 |  | Baseline Forecast | 0 | 0 | 0 | 0 | 0 | 0 | 0 | 0 | 0 | 0 | 0 | 0 | 0 | 0 | 0 | 0 | 0 | 0 | 0 | 0 | 0 | 0 | 0 | 0 | 0 | 0 | 0
Commercial_Office_Existing_Food Preparation_Natural Gas_Commercial Food Prep Other_E10_Baseline Forecast | Commercial | Office | Existing | Food Preparation | Natural Gas | Commercial Food Prep Other | E10 |  | Baseline Forecast | 0 | 0 | 0 | 0 | 0 | 0 | 0 | 0 | 0 | 0 | 0 | 0 | 0 | 0 | 0 | 0 | 0 | 0 | 0 | 0 | 0 | 0 | 0 | 0 | 0 | 0 | 0
Commercial_Office_Existing_Miscellaneous_Natural Gas_Pool Heater_E1_Baseline Forecast | Commercial | Office | Existing | Miscellaneous | Natural Gas | Pool Heater | E1 |  | Baseline Forecast | 0 | 0 | 0 | 0 | 0 | 0 | 0 | 0 | 0 | 0 | 0 | 0 | 0 | 0 | 0 | 0 | 0 | 0 | 0 | 0 | 0 | 0 | 0 | 0 | 0 | 0 | 0
Commercial_Office_Existing_Miscellaneous_Natural Gas_Pool Heater_E2_Baseline Forecast | Commercial | Office | Existing | Miscellaneous | Natural Gas | Pool Heater | E2 |  | Baseline Forecast | 0 | 0 | 0 | 0 | 0 | 0 | 0 | 0 | 0 | 0 | 0 | 0 | 0 | 0 | 0 | 0 | 0 | 0 | 0 | 0 | 0 | 0 | 0 | 0 | 0 | 0 | 0
Commercial_Office_Existing_Miscellaneous_Natural Gas_Pool Heater_E3_Baseline Forecast | Commercial | Office | Existing | Miscellaneous | Natural Gas | Pool Heater | E3 |  | Baseline Forecast | 0 | 0 | 0 | 0 | 0 | 0 | 0 | 0 | 0 | 0 | 0 | 0 | 0 | 0 | 0 | 0 | 0 | 0 | 0 | 0 | 0 | 0 | 0 | 0 | 0 | 0 | 0
Commercial_Office_Existing_Miscellaneous_Natural Gas_Pool Heater_E4_Baseline Forecast | Commercial | Office | Existing | Miscellaneous | Natural Gas | Pool Heater | E4 |  | Baseline Forecast | 0 | 0 | 0 | 0 | 0 | 0 | 0 | 0 | 0 | 0 | 0 | 0 | 0 | 0 | 0 | 0 | 0 | 0 | 0 | 0 | 0 | 0 | 0 | 0 | 0 | 0 | 0
Commercial_Office_Existing_Miscellaneous_Natural Gas_Pool Heater_E5_Baseline Forecast | Commercial | Office | Existing | Miscellaneous | Natural Gas | Pool Heater | E5 |  | Baseline Forecast | 0 | 0 | 0 | 0 | 0 | 0 | 0 | 0 | 0 | 0 | 0 | 0 | 0 | 0 | 0 | 0 | 0 | 0 | 0 | 0 | 0 | 0 | 0 | 0 | 0 | 0 | 0
Commercial_Office_Existing_Miscellaneous_Natural Gas_Pool Heater_E6_Baseline Forecast | Commercial | Office | Existing | Miscellaneous | Natural Gas | Pool Heater | E6 |  | Baseline Forecast | 0 | 0 | 0 | 0 | 0 | 0 | 0 | 0 | 0 | 0 | 0 | 0 | 0 | 0 | 0 | 0 | 0 | 0 | 0 | 0 | 0 | 0 | 0 | 0 | 0 | 0 | 0
Commercial_Office_Existing_Miscellaneous_Natural Gas_Pool Heater_E7_Baseline Forecast | Commercial | Office | Existing | Miscellaneous | Natural Gas | Pool Heater | E7 |  | Baseline Forecast | 0 | 0 | 0 | 0 | 0 | 0 | 0 | 0 | 0 | 0 | 0 | 0 | 0 | 0 | 0 | 0 | 0 | 0 | 0 | 0 | 0 | 0 | 0 | 0 | 0 | 0 | 0
Commercial_Office_Existing_Miscellaneous_Natural Gas_Pool Heater_E8_Baseline Forecast | Commercial | Office | Existing | Miscellaneous | Natural Gas | Pool Heater | E8 |  | Baseline Forecast | 0 | 0 | 0 | 0 | 0 | 0 | 0 | 0 | 0 | 0 | 0 | 0 | 0 | 0 | 0 | 0 | 0 | 0 | 0 | 0 | 0 | 0 | 0 | 0 | 0 | 0 | 0
Commercial_Office_Existing_Miscellaneous_Natural Gas_Pool Heater_E9_Baseline Forecast | Commercial | Office | Existing | Miscellaneous | Natural Gas | Pool Heater | E9 |  | Baseline Forecast | 0 | 0 | 0 | 0 | 0 | 0 | 0 | 0 | 0 | 0 | 0 | 0 | 0 | 0 | 0 | 0 | 0 | 0 | 0 | 0 | 0 | 0 | 0 | 0 | 0 | 0 | 0
Commercial_Office_Existing_Miscellaneous_Natural Gas_Pool Heater_E10_Baseline Forecast | Commercial | Office | Existing | Miscellaneous | Natural Gas | Pool Heater | E10 |  | Baseline Forecast | 0 | 0 | 0 | 0 | 0 | 0 | 0 | 0 | 0 | 0 | 0 | 0 | 0 | 0 | 0 | 0 | 0 | 0 | 0 | 0 | 0 | 0 | 0 | 0 | 0 | 0 | 0
Commercial_Office_Existing_Miscellaneous_Natural Gas_Miscellaneous_E1_Baseline Forecast | Commercial | Office | Existing | Miscellaneous | Natural Gas | Miscellaneous | E1 |  | Baseline Forecast | 0 | 847364.8241 | 990426.4178 | 1105778.9388 | 1045146.1995 | 1013462.9564 | 1002395.9801 | 984884.5777 | 965863.9524 | 948360.6657 | 931262.9848 | 1119800.2192 | 1109031.8708 | 1091568.9474 | 1060193.9769 | 1039087.4637 | 1023824.0379 | 1005125.2364 | 986092.1591 | 968295.1163 | 950810.8661 | 983317.3734 | 960764.2151 | 937749.4352 | 919325.3568 | 903123.0006 | 887700.0036
Commercial_Office_Existing_Miscellaneous_Natural Gas_Miscellaneous_E2_Baseline Forecast | Commercial | Office | Existing | Miscellaneous | Natural Gas | Miscellaneous | E2 |  | Baseline Forecast | 0 | 0 | 0 | 0 | 0 | 0 | 0 | 0 | 0 | 0 | 0 | 0 | 0 | 0 | 0 | 0 | 0 | 0 | 0 | 0 | 0 | 0 | 0 | 0 | 0 | 0 | 0
Commercial_Office_Existing_Miscellaneous_Natural Gas_Miscellaneous_E3_Baseline Forecast | Commercial | Office | Existing | Miscellaneous | Natural Gas | Miscellaneous | E3 |  | Baseline Forecast | 0 | 0 | 0 | 0 | 0 | 0 | 0 | 0 | 0 | 0 | 0 | 0 | 0 | 0 | 0 | 0 | 0 | 0 | 0 | 0 | 0 | 0 | 0 | 0 | 0 | 0 | 0
Commercial_Office_Existing_Miscellaneous_Natural Gas_Miscellaneous_E4_Baseline Forecast | Commercial | Office | Existing | Miscellaneous | Natural Gas | Miscellaneous | E4 |  | Baseline Forecast | 0 | 0 | 0 | 0 | 0 | 0 | 0 | 0 | 0 | 0 | 0 | 0 | 0 | 0 | 0 | 0 | 0 | 0 | 0 | 0 | 0 | 0 | 0 | 0 | 0 | 0 | 0
Commercial_Office_Existing_Miscellaneous_Natural Gas_Miscellaneous_E5_Baseline Forecast | Commercial | Office | Existing | Miscellaneous | Natural Gas | Miscellaneous | E5 |  | Baseline Forecast | 0 | 0 | 0 | 0 | 0 | 0 | 0 | 0 | 0 | 0 | 0 | 0 | 0 | 0 | 0 | 0 | 0 | 0 | 0 | 0 | 0 | 0 | 0 | 0 | 0 | 0 | 0
Commercial_Office_Existing_Miscellaneous_Natural Gas_Miscellaneous_E6_Baseline Forecast | Commercial | Office | Existing | Miscellaneous | Natural Gas | Miscellaneous | E6 |  | Baseline Forecast | 0 | 0 | 0 | 0 | 0 | 0 | 0 | 0 | 0 | 0 | 0 | 0 | 0 | 0 | 0 | 0 | 0 | 0 | 0 | 0 | 0 | 0 | 0 | 0 | 0 | 0 | 0
Commercial_Office_Existing_Miscellaneous_Natural Gas_Miscellaneous_E7_Baseline Forecast | Commercial | Office | Existing | Miscellaneous | Natural Gas | Miscellaneous | E7 |  | Baseline Forecast | 0 | 0 | 0 | 0 | 0 | 0 | 0 | 0 | 0 | 0 | 0 | 0 | 0 | 0 | 0 | 0 | 0 | 0 | 0 | 0 | 0 | 0 | 0 | 0 | 0 | 0 | 0
Commercial_Office_Existing_Miscellaneous_Natural Gas_Miscellaneous_E8_Baseline Forecast | Commercial | Office | Existing | Miscellaneous | Natural Gas | Miscellaneous | E8 |  | Baseline Forecast | 0 | 0 | 0 | 0 | 0 | 0 | 0 | 0 | 0 | 0 | 0 | 0 | 0 | 0 | 0 | 0 | 0 | 0 | 0 | 0 | 0 | 0 | 0 | 0 | 0 | 0 | 0
Commercial_Office_Existing_Miscellaneous_Natural Gas_Miscellaneous_E9_Baseline Forecast | Commercial | Office | Existing | Miscellaneous | Natural Gas | Miscellaneous | E9 |  | Baseline Forecast | 0 | 0 | 0 | 0 | 0 | 0 | 0 | 0 | 0 | 0 | 0 | 0 | 0 | 0 | 0 | 0 | 0 | 0 | 0 | 0 | 0 | 0 | 0 | 0 | 0 | 0 | 0
Commercial_Office_Existing_Miscellaneous_Natural Gas_Miscellaneous_E10_Baseline Forecast | Commercial | Office | Existing | Miscellaneous | Natural Gas | Miscellaneous | E10 |  | Baseline Forecast | 0 | 0 | 0 | 0 | 0 | 0 | 0 | 0 | 0 | 0 | 0 | 0 | 0 | 0 | 0 | 0 | 0 | 0 | 0 | 0 | 0 | 0 | 0 | 0 | 0 | 0 | 0
Commercial_Office_New_Space Heating_Natural Gas_Furnace_E1_Baseline Forecast | Commercial | Office | New | Space Heating | Natural Gas | Furnace | E1 |  | Baseline Forecast | 0 | 153954.2426 | 116463.9224 | 0 | 0 | 0 | 0 | 0 | 0 | 0 | 0 | 0 | 0 | 0 | 0 | 0 | 0 | 0 | 0 | 0 | 0 | 0 | 0 | 0 | 0 | 0 | 0
Commercial_Office_New_Space Heating_Natural Gas_Furnace_E2_Baseline Forecast | Commercial | Office | New | Space Heating | Natural Gas | Furnace | E2 |  | Baseline Forecast | 0 | 0 | 0 | 116260.6322 | 115437.8438 | 114101.9501 | 114661.4078 | 114361.8046 | 114092.9675 | 113854.6962 | 113646.7992 | 113469.0936 | 113321.405 | 113203.5676 | 113115.4239 | 113056.8248 | 113027.6294 | 113027.7051 | 113056.9272 | 124957.8133 | 133092.7782 | 140621.8652 | 147546.1508 | 153874.8135 | 159801.5928 | 165293.449 | 170388.3345
Commercial_Office_New_Space Heating_Natural Gas_Furnace_E3_Baseline Forecast | Commercial | Office | New | Space Heating | Natural Gas | Furnace | E3 |  | Baseline Forecast | 0 | 0 | 0 | 0 | 0 | 0 | 0 | 0 | 0 | 0 | 0 | 0 | 0 | 0 | 0 | 0 | 0 | 0 | 0 | 0 | 0 | 0 | 0 | 0 | 0 | 0 | 0
Commercial_Office_New_Space Heating_Natural Gas_Furnace_E4_Baseline Forecast | Commercial | Office | New | Space Heating | Natural Gas | Furnace | E4 |  | Baseline Forecast | 0 | 0 | 0 | 0 | 0 | 0 | 0 | 0 | 0 | 0 | 0 | 0 | 0 | 0 | 0 | 0 | 0 | 0 | 0 | 0 | 0 | 0 | 0 | 0 | 0 | 0 | 0
Commercial_Office_New_Space Heating_Natural Gas_Furnace_E5_Baseline Forecast | Commercial | Office | New | Space Heating | Natural Gas | Furnace | E5 |  | Baseline Forecast | 0 | 0 | 0 | 0 | 0 | 0 | 0 | 0 | 0 | 0 | 0 | 0 | 0 | 0 | 0 | 0 | 0 | 0 | 0 | 0 | 0 | 0 | 0 | 0 | 0 | 0 | 0
Commercial_Office_New_Space Heating_Natural Gas_Furnace_E6_Baseline Forecast | Commercial | Office | New | Space Heating | Natural Gas | Furnace | E6 |  | Baseline Forecast | 0 | 0 | 0 | 0 | 0 | 0 | 0 | 0 | 0 | 0 | 0 | 0 | 0 | 0 | 0 | 0 | 0 | 0 | 0 | 0 | 0 | 0 | 0 | 0 | 0 | 0 | 0
Commercial_Office_New_Space Heating_Natural Gas_Furnace_E7_Baseline Forecast | Commercial | Office | New | Space Heating | Natural Gas | Furnace | E7 |  | Baseline Forecast | 0 | 0 | 0 | 0 | 0 | 0 | 0 | 0 | 0 | 0 | 0 | 0 | 0 | 0 | 0 | 0 | 0 | 0 | 0 | 0 | 0 | 0 | 0 | 0 | 0 | 0 | 0
Commercial_Office_New_Space Heating_Natural Gas_Furnace_E8_Baseline Forecast | Commercial | Office | New | Space Heating | Natural Gas | Furnace | E8 |  | Baseline Forecast | 0 | 0 | 0 | 0 | 0 | 0 | 0 | 0 | 0 | 0 | 0 | 0 | 0 | 0 | 0 | 0 | 0 | 0 | 0 | 0 | 0 | 0 | 0 | 0 | 0 | 0 | 0
Commercial_Office_New_Space Heating_Natural Gas_Furnace_E9_Baseline Forecast | Commercial | Office | New | Space Heating | Natural Gas | Furnace | E9 |  | Baseline Forecast | 0 | 0 | 0 | 0 | 0 | 0 | 0 | 0 | 0 | 0 | 0 | 0 | 0 | 0 | 0 | 0 | 0 | 0 | 0 | 0 | 0 | 0 | 0 | 0 | 0 | 0 | 0
Commercial_Office_New_Space Heating_Natural Gas_Furnace_E10_Baseline Forecast | Commercial | Office | New | Space Heating | Natural Gas | Furnace | E10 |  | Baseline Forecast | 0 | 0 | 0 | 0 | 0 | 0 | 0 | 0 | 0 | 0 | 0 | 0 | 0 | 0 | 0 | 0 | 0 | 0 | 0 | 0 | 0 | 0 | 0 | 0 | 0 | 0 | 0
Commercial_Office_New_Space Heating_Natural Gas_Boiler_E1_Baseline Forecast | Commercial | Office | New | Space Heating | Natural Gas | Boiler | E1 |  | Baseline Forecast | 0 | 136853.8463 | 103527.7461 | 103347.0362 | 102615.6387 | 101428.1288 | 101925.445 | 101659.12 | 101420.1439 | 101208.3385 | 101023.5335 | 100865.5665 | 100734.2823 | 100629.5337 | 100551.1805 | 100499.0903 | 100473.1378 | 100473.205 | 100499.1813 | 100550.9631 | 100628.4538 | 100731.5639 | 113301.4699 | 121736.1683 | 129427.0506 | 136393.9204 | 142663.3802
Commercial_Office_New_Space Heating_Natural Gas_Boiler_E2_Baseline Forecast | Commercial | Office | New | Space Heating | Natural Gas | Boiler | E2 |  | Baseline Forecast | 0 | 30041.0882 | 22725.6028 | 22685.9348 | 22525.3841 | 22264.7112 | 22373.8782 | 22315.4166 | 22262.9584 | 22216.4645 | 22175.8976 | 22141.2219 | 22112.4034 | 22089.4098 | 22072.2104 | 22060.7759 | 22055.079 | 22055.0938 | 22060.7959 | 22072.1626 | 22089.1728 | 22111.8067 | 24871.0544 | 26722.5735 | 28410.816 | 29940.1289 | 31316.3518
Commercial_Office_New_Space Heating_Natural Gas_Boiler_E3_Baseline Forecast | Commercial | Office | New | Space Heating | Natural Gas | Boiler | E3 |  | Baseline Forecast | 0 | 0 | 0 | 0 | 0 | 0 | 0 | 0 | 0 | 0 | 0 | 0 | 0 | 0 | 0 | 0 | 0 | 0 | 0 | 0 | 0 | 0 | 0 | 0 | 0 | 0 | 0
Commercial_Office_New_Space Heating_Natural Gas_Boiler_E4_Baseline Forecast | Commercial | Office | New | Space Heating | Natural Gas | Boiler | E4 |  | Baseline Forecast | 0 | 0 | 0 | 0 | 0 | 0 | 0 | 0 | 0 | 0 | 0 | 0 | 0 | 0 | 0 | 0 | 0 | 0 | 0 | 0 | 0 | 0 | 0 | 0 | 0 | 0 | 0
Commercial_Office_New_Space Heating_Natural Gas_Boiler_E5_Baseline Forecast | Commercial | Office | New | Space Heating | Natural Gas | Boiler | E5 |  | Baseline Forecast | 0 | 0 | 0 | 0 | 0 | 0 | 0 | 0 | 0 | 0 | 0 | 0 | 0 | 0 | 0 | 0 | 0 | 0 | 0 | 0 | 0 | 0 | 0 | 0 | 0 | 0 | 0
Commercial_Office_New_Space Heating_Natural Gas_Boiler_E6_Baseline Forecast | Commercial | Office | New | Space Heating | Natural Gas | Boiler | E6 |  | Baseline Forecast | 0 | 0 | 0 | 0 | 0 | 0 | 0 | 0 | 0 | 0 | 0 | 0 | 0 | 0 | 0 | 0 | 0 | 0 | 0 | 0 | 0 | 0 | 0 | 0 | 0 | 0 | 0
Commercial_Office_New_Space Heating_Natural Gas_Boiler_E7_Baseline Forecast | Commercial | Office | New | Space Heating | Natural Gas | Boiler | E7 |  | Baseline Forecast | 0 | 0 | 0 | 0 | 0 | 0 | 0 | 0 | 0 | 0 | 0 | 0 | 0 | 0 | 0 | 0 | 0 | 0 | 0 | 0 | 0 | 0 | 0 | 0 | 0 | 0 | 0
Commercial_Office_New_Space Heating_Natural Gas_Boiler_E8_Baseline Forecast | Commercial | Office | New | Space Heating | Natural Gas | Boiler | E8 |  | Baseline Forecast | 0 | 0 | 0 | 0 | 0 | 0 | 0 | 0 | 0 | 0 | 0 | 0 | 0 | 0 | 0 | 0 | 0 | 0 | 0 | 0 | 0 | 0 | 0 | 0 | 0 | 0 | 0
Commercial_Office_New_Space Heating_Natural Gas_Boiler_E9_Baseline Forecast | Commercial | Office | New | Space Heating | Natural Gas | Boiler | E9 |  | Baseline Forecast | 0 | 0 | 0 | 0 | 0 | 0 | 0 | 0 | 0 | 0 | 0 | 0 | 0 | 0 | 0 | 0 | 0 | 0 | 0 | 0 | 0 | 0 | 0 | 0 | 0 | 0 | 0
Commercial_Office_New_Space Heating_Natural Gas_Boiler_E10_Baseline Forecast | Commercial | Office | New | Space Heating | Natural Gas | Boiler | E10 |  | Baseline Forecast | 0 | 0 | 0 | 0 | 0 | 0 | 0 | 0 | 0 | 0 | 0 | 0 | 0 | 0 | 0 | 0 | 0 | 0 | 0 | 0 | 0 | 0 | 0 | 0 | 0 | 0 | 0
Commercial_Office_New_Space Heating_Natural Gas_Unit Heater_E1_Baseline Forecast | Commercial | Office | New | Space Heating | Natural Gas | Unit Heater | E1 |  | Baseline Forecast | 0 | 7445.1684 | 5632.1508 | 5622.3198 | 5582.53 | 5517.9267 | 5544.9819 | 5530.4932 | 5517.4923 | 5505.9696 | 5495.9158 | 5487.322 | 5480.1799 | 5474.4813 | 5470.2187 | 5467.3849 | 5465.973 | 6142.8101 | 6594.7067 | 7006.1604 | 7378.2467 | 7712.4109 | 8020.5553 | 8301.3909 | 8557.6576 | 8791.8457 | 9006.2181
Commercial_Office_New_Space Heating_Natural Gas_Unit Heater_E2_Baseline Forecast | Commercial | Office | New | Space Heating | Natural Gas | Unit Heater | E2 |  | Baseline Forecast | 0 | 0 | 0 | 0 | 0 | 0 | 0 | 0 | 0 | 0 | 0 | 0 | 0 | 0 | 0 | 0 | 0 | 0 | 0 | 0 | 0 | 0 | 0 | 0 | 0 | 0 | 0
Commercial_Office_New_Space Heating_Natural Gas_Unit Heater_E3_Baseline Forecast | Commercial | Office | New | Space Heating | Natural Gas | Unit Heater | E3 |  | Baseline Forecast | 0 | 0 | 0 | 0 | 0 | 0 | 0 | 0 | 0 | 0 | 0 | 0 | 0 | 0 | 0 | 0 | 0 | 0 | 0 | 0 | 0 | 0 | 0 | 0 | 0 | 0 | 0
Commercial_Office_New_Space Heating_Natural Gas_Unit Heater_E4_Baseline Forecast | Commercial | Office | New | Space Heating | Natural Gas | Unit Heater | E4 |  | Baseline Forecast | 0 | 0 | 0 | 0 | 0 | 0 | 0 | 0 | 0 | 0 | 0 | 0 | 0 | 0 | 0 | 0 | 0 | 0 | 0 | 0 | 0 | 0 | 0 | 0 | 0 | 0 | 0
Commercial_Office_New_Space Heating_Natural Gas_Unit Heater_E5_Baseline Forecast | Commercial | Office | New | Space Heating | Natural Gas | Unit Heater | E5 |  | Baseline Forecast | 0 | 0 | 0 | 0 | 0 | 0 | 0 | 0 | 0 | 0 | 0 | 0 | 0 | 0 | 0 | 0 | 0 | 0 | 0 | 0 | 0 | 0 | 0 | 0 | 0 | 0 | 0
Commercial_Office_New_Space Heating_Natural Gas_Unit Heater_E6_Baseline Forecast | Commercial | Office | New | Space Heating | Natural Gas | Unit Heater | E6 |  | Baseline Forecast | 0 | 0 | 0 | 0 | 0 | 0 | 0 | 0 | 0 | 0 | 0 | 0 | 0 | 0 | 0 | 0 | 0 | 0 | 0 | 0 | 0 | 0 | 0 | 0 | 0 | 0 | 0
Commercial_Office_New_Space Heating_Natural Gas_Unit Heater_E7_Baseline Forecast | Commercial | Office | New | Space Heating | Natural Gas | Unit Heater | E7 |  | Baseline Forecast | 0 | 0 | 0 | 0 | 0 | 0 | 0 | 0 | 0 | 0 | 0 | 0 | 0 | 0 | 0 | 0 | 0 | 0 | 0 | 0 | 0 | 0 | 0 | 0 | 0 | 0 | 0
Commercial_Office_New_Space Heating_Natural Gas_Unit Heater_E8_Baseline Forecast | Commercial | Office | New | Space Heating | Natural Gas | Unit Heater | E8 |  | Baseline Forecast | 0 | 0 | 0 | 0 | 0 | 0 | 0 | 0 | 0 | 0 | 0 | 0 | 0 | 0 | 0 | 0 | 0 | 0 | 0 | 0 | 0 | 0 | 0 | 0 | 0 | 0 | 0
Commercial_Office_New_Space Heating_Natural Gas_Unit Heater_E9_Baseline Forecast | Commercial | Office | New | Space Heating | Natural Gas | Unit Heater | E9 |  | Baseline Forecast | 0 | 0 | 0 | 0 | 0 | 0 | 0 | 0 | 0 | 0 | 0 | 0 | 0 | 0 | 0 | 0 | 0 | 0 | 0 | 0 | 0 | 0 | 0 | 0 | 0 | 0 | 0
Commercial_Office_New_Space Heating_Natural Gas_Unit Heater_E10_Baseline Forecast | Commercial | Office | New | Space Heating | Natural Gas | Unit Heater | E10 |  | Baseline Forecast | 0 | 0 | 0 | 0 | 0 | 0 | 0 | 0 | 0 | 0 | 0 | 0 | 0 | 0 | 0 | 0 | 0 | 0 | 0 | 0 | 0 | 0 | 0 | 0 | 0 | 0 | 0
Commercial_Office_New_Water Heating_Natural Gas_Water Heater_E1_Baseline Forecast | Commercial | Office | New | Water Heating | Natural Gas | Water Heater | E1 |  | Baseline Forecast | 0 | 123901.942 | 93729.8377 | 93566.2302 | 92904.0524 | 91828.929 | 92279.1789 | 92038.0591 | 91821.6997 | 91629.9397 | 116243.0132 | 129889.886 | 140770.2171 | 149342.2986 | 155989.8695 | 193887.7168 | 183782.4158 | 183540.3085 | 183201.0426 | 187772.0601 | 194590.7683 | 202077.7888 | 209830.1029 | 217414.2631 | 237614.4934 | 248934.3302 | 257276.5192
Commercial_Office_New_Water Heating_Natural Gas_Water Heater_E2_Baseline Forecast | Commercial | Office | New | Water Heating | Natural Gas | Water Heater | E2 |  | Baseline Forecast | 0 | 128959.1641 | 97555.5453 | 97385.26 | 96696.0545 | 95577.0485 | 96045.676 | 95794.7146 | 95569.5242 | 95369.9372 | 120987.6259 | 135191.514 | 146515.9402 | 155437.9026 | 162356.803 | 201801.5012 | 191283.7389 | 191031.7497 | 190678.6362 | 195436.2259 | 202533.2486 | 210325.8618 | 218394.5969 | 226288.3147 | 247313.0442 | 259094.9151 | 267777.6016
Commercial_Office_New_Water Heating_Natural Gas_Water Heater_E3_Baseline Forecast | Commercial | Office | New | Water Heating | Natural Gas | Water Heater | E3 |  | Baseline Forecast | 0 | 0 | 0 | 0 | 0 | 0 | 0 | 0 | 0 | 0 | 0 | 0 | 0 | 0 | 0 | 0 | 0 | 0 | 0 | 0 | 0 | 0 | 0 | 0 | 0 | 0 | 0
Commercial_Office_New_Water Heating_Natural Gas_Water Heater_E4_Baseline Forecast | Commercial | Office | New | Water Heating | Natural Gas | Water Heater | E4 |  | Baseline Forecast | 0 | 0 | 0 | 0 | 0 | 0 | 0 | 0 | 0 | 0 | 0 | 0 | 0 | 0 | 0 | 0 | 0 | 0 | 0 | 0 | 0 | 0 | 0 | 0 | 0 | 0 | 0
Commercial_Office_New_Water Heating_Natural Gas_Water Heater_E5_Baseline Forecast | Commercial | Office | New | Water Heating | Natural Gas | Water Heater | E5 |  | Baseline Forecast | 0 | 0 | 0 | 0 | 0 | 0 | 0 | 0 | 0 | 0 | 0 | 0 | 0 | 0 | 0 | 0 | 0 | 0 | 0 | 0 | 0 | 0 | 0 | 0 | 0 | 0 | 0
Commercial_Office_New_Water Heating_Natural Gas_Water Heater_E6_Baseline Forecast | Commercial | Office | New | Water Heating | Natural Gas | Water Heater | E6 |  | Baseline Forecast | 0 | 0 | 0 | 0 | 0 | 0 | 0 | 0 | 0 | 0 | 0 | 0 | 0 | 0 | 0 | 0 | 0 | 0 | 0 | 0 | 0 | 0 | 0 | 0 | 0 | 0 | 0
Commercial_Office_New_Water Heating_Natural Gas_Water Heater_E7_Baseline Forecast | Commercial | Office | New | Water Heating | Natural Gas | Water Heater | E7 |  | Baseline Forecast | 0 | 0 | 0 | 0 | 0 | 0 | 0 | 0 | 0 | 0 | 0 | 0 | 0 | 0 | 0 | 0 | 0 | 0 | 0 | 0 | 0 | 0 | 0 | 0 | 0 | 0 | 0
Commercial_Office_New_Water Heating_Natural Gas_Water Heater_E8_Baseline Forecast | Commercial | Office | New | Water Heating | Natural Gas | Water Heater | E8 |  | Baseline Forecast | 0 | 0 | 0 | 0 | 0 | 0 | 0 | 0 | 0 | 0 | 0 | 0 | 0 | 0 | 0 | 0 | 0 | 0 | 0 | 0 | 0 | 0 | 0 | 0 | 0 | 0 | 0
Commercial_Office_New_Water Heating_Natural Gas_Water Heater_E9_Baseline Forecast | Commercial | Office | New | Water Heating | Natural Gas | Water Heater | E9 |  | Baseline Forecast | 0 | 0 | 0 | 0 | 0 | 0 | 0 | 0 | 0 | 0 | 0 | 0 | 0 | 0 | 0 | 0 | 0 | 0 | 0 | 0 | 0 | 0 | 0 | 0 | 0 | 0 | 0
Commercial_Office_New_Water Heating_Natural Gas_Water Heater_E10_Baseline Forecast | Commercial | Office | New | Water Heating | Natural Gas | Water Heater | E10 |  | Baseline Forecast | 0 | 0 | 0 | 0 | 0 | 0 | 0 | 0 | 0 | 0 | 0 | 0 | 0 | 0 | 0 | 0 | 0 | 0 | 0 | 0 | 0 | 0 | 0 | 0 | 0 | 0 | 0
Commercial_Office_New_Food Preparation_Natural Gas_Oven_E1_Baseline Forecast | Commercial | Office | New | Food Preparation | Natural Gas | Oven | E1 |  | Baseline Forecast | 0 | 1574.7289 | 1191.2572 | 1189.1778 | 1180.7619 | 1167.0976 | 1172.8201 | 1169.7556 | 1167.0058 | 1164.5686 | 1162.4421 | 1160.6244 | 1474.0596 | 1648.1165 | 1787.0089 | 1896.5615 | 1981.6516 | 2463.9136 | 2336.078 | 2333.596 | 2329.8769 | 2325.5736 | 2327.3807 | 2389.7989 | 2475.2743 | 2572.2196 | 2672.53
Commercial_Office_New_Food Preparation_Natural Gas_Oven_E2_Baseline Forecast | Commercial | Office | New | Food Preparation | Natural Gas | Oven | E2 |  | Baseline Forecast | 0 | 1848.5947 | 1398.4324 | 1395.9914 | 1386.1118 | 1370.0711 | 1376.7888 | 1373.1913 | 1369.9633 | 1367.1023 | 1364.6059 | 1362.4722 | 1730.4177 | 1934.7455 | 2097.7931 | 2226.3983 | 2326.2867 | 2892.4203 | 2742.3525 | 2739.4388 | 2735.0729 | 2730.0212 | 2732.1425 | 2805.4161 | 2905.7568 | 3019.5621 | 3137.3178
Commercial_Office_New_Food Preparation_Natural Gas_Oven_E3_Baseline Forecast | Commercial | Office | New | Food Preparation | Natural Gas | Oven | E3 |  | Baseline Forecast | 0 | 0 | 0 | 0 | 0 | 0 | 0 | 0 | 0 | 0 | 0 | 0 | 0 | 0 | 0 | 0 | 0 | 0 | 0 | 0 | 0 | 0 | 0 | 0 | 0 | 0 | 0
Commercial_Office_New_Food Preparation_Natural Gas_Oven_E4_Baseline Forecast | Commercial | Office | New | Food Preparation | Natural Gas | Oven | E4 |  | Baseline Forecast | 0 | 0 | 0 | 0 | 0 | 0 | 0 | 0 | 0 | 0 | 0 | 0 | 0 | 0 | 0 | 0 | 0 | 0 | 0 | 0 | 0 | 0 | 0 | 0 | 0 | 0 | 0
Commercial_Office_New_Food Preparation_Natural Gas_Oven_E5_Baseline Forecast | Commercial | Office | New | Food Preparation | Natural Gas | Oven | E5 |  | Baseline Forecast | 0 | 0 | 0 | 0 | 0 | 0 | 0 | 0 | 0 | 0 | 0 | 0 | 0 | 0 | 0 | 0 | 0 | 0 | 0 | 0 | 0 | 0 | 0 | 0 | 0 | 0 | 0
Commercial_Office_New_Food Preparation_Natural Gas_Oven_E6_Baseline Forecast | Commercial | Office | New | Food Preparation | Natural Gas | Oven | E6 |  | Baseline Forecast | 0 | 0 | 0 | 0 | 0 | 0 | 0 | 0 | 0 | 0 | 0 | 0 | 0 | 0 | 0 | 0 | 0 | 0 | 0 | 0 | 0 | 0 | 0 | 0 | 0 | 0 | 0
Commercial_Office_New_Food Preparation_Natural Gas_Oven_E7_Baseline Forecast | Commercial | Office | New | Food Preparation | Natural Gas | Oven | E7 |  | Baseline Forecast | 0 | 0 | 0 | 0 | 0 | 0 | 0 | 0 | 0 | 0 | 0 | 0 | 0 | 0 | 0 | 0 | 0 | 0 | 0 | 0 | 0 | 0 | 0 | 0 | 0 | 0 | 0
Commercial_Office_New_Food Preparation_Natural Gas_Oven_E8_Baseline Forecast | Commercial | Office | New | Food Preparation | Natural Gas | Oven | E8 |  | Baseline Forecast | 0 | 0 | 0 | 0 | 0 | 0 | 0 | 0 | 0 | 0 | 0 | 0 | 0 | 0 | 0 | 0 | 0 | 0 | 0 | 0 | 0 | 0 | 0 | 0 | 0 | 0 | 0
Commercial_Office_New_Food Preparation_Natural Gas_Oven_E9_Baseline Forecast | Commercial | Office | New | Food Preparation | Natural Gas | Oven | E9 |  | Baseline Forecast | 0 | 0 | 0 | 0 | 0 | 0 | 0 | 0 | 0 | 0 | 0 | 0 | 0 | 0 | 0 | 0 | 0 | 0 | 0 | 0 | 0 | 0 | 0 | 0 | 0 | 0 | 0
Commercial_Office_New_Food Preparation_Natural Gas_Oven_E10_Baseline Forecast | Commercial | Office | New | Food Preparation | Natural Gas | Oven | E10 |  | Baseline Forecast | 0 | 0 | 0 | 0 | 0 | 0 | 0 | 0 | 0 | 0 | 0 | 0 | 0 | 0 | 0 | 0 | 0 | 0 | 0 | 0 | 0 | 0 | 0 | 0 | 0 | 0 | 0
Commercial_Office_New_Food Preparation_Natural Gas_Conveyor Oven_E1_Baseline Forecast | Commercial | Office | New | Food Preparation | Natural Gas | Conveyor Oven | E1 |  | Baseline Forecast | 0 | 787.3644 | 595.6286 | 594.5889 | 590.3809 | 583.5488 | 586.41 | 584.8778 | 583.5029 | 582.2843 | 581.2211 | 580.3122 | 579.5569 | 578.9542 | 578.5035 | 578.2038 | 578.0544 | 735.5277 | 823.3083 | 893.5032 | 949.025 | 992.3126 | 1234.1834 | 1171.0028 | 1170.4966 | 1169.3697 | 1167.9487
Commercial_Office_New_Food Preparation_Natural Gas_Conveyor Oven_E2_Baseline Forecast | Commercial | Office | New | Food Preparation | Natural Gas | Conveyor Oven | E2 |  | Baseline Forecast | 0 | 924.2974 | 699.2162 | 697.9957 | 693.0559 | 685.0356 | 688.3944 | 686.5957 | 684.9816 | 683.5511 | 682.303 | 681.2361 | 680.3494 | 679.6419 | 679.1127 | 678.7609 | 678.5857 | 863.4456 | 966.4924 | 1048.8951 | 1114.0729 | 1164.8887 | 1448.8239 | 1374.6554 | 1374.0612 | 1372.7383 | 1371.0702
Commercial_Office_New_Food Preparation_Natural Gas_Conveyor Oven_E3_Baseline Forecast | Commercial | Office | New | Food Preparation | Natural Gas | Conveyor Oven | E3 |  | Baseline Forecast | 0 | 0 | 0 | 0 | 0 | 0 | 0 | 0 | 0 | 0 | 0 | 0 | 0 | 0 | 0 | 0 | 0 | 0 | 0 | 0 | 0 | 0 | 0 | 0 | 0 | 0 | 0
Commercial_Office_New_Food Preparation_Natural Gas_Conveyor Oven_E4_Baseline Forecast | Commercial | Office | New | Food Preparation | Natural Gas | Conveyor Oven | E4 |  | Baseline Forecast | 0 | 0 | 0 | 0 | 0 | 0 | 0 | 0 | 0 | 0 | 0 | 0 | 0 | 0 | 0 | 0 | 0 | 0 | 0 | 0 | 0 | 0 | 0 | 0 | 0 | 0 | 0
Commercial_Office_New_Food Preparation_Natural Gas_Conveyor Oven_E5_Baseline Forecast | Commercial | Office | New | Food Preparation | Natural Gas | Conveyor Oven | E5 |  | Baseline Forecast | 0 | 0 | 0 | 0 | 0 | 0 | 0 | 0 | 0 | 0 | 0 | 0 | 0 | 0 | 0 | 0 | 0 | 0 | 0 | 0 | 0 | 0 | 0 | 0 | 0 | 0 | 0
Commercial_Office_New_Food Preparation_Natural Gas_Conveyor Oven_E6_Baseline Forecast | Commercial | Office | New | Food Preparation | Natural Gas | Conveyor Oven | E6 |  | Baseline Forecast | 0 | 0 | 0 | 0 | 0 | 0 | 0 | 0 | 0 | 0 | 0 | 0 | 0 | 0 | 0 | 0 | 0 | 0 | 0 | 0 | 0 | 0 | 0 | 0 | 0 | 0 | 0
Commercial_Office_New_Food Preparation_Natural Gas_Conveyor Oven_E7_Baseline Forecast | Commercial | Office | New | Food Preparation | Natural Gas | Conveyor Oven | E7 |  | Baseline Forecast | 0 | 0 | 0 | 0 | 0 | 0 | 0 | 0 | 0 | 0 | 0 | 0 | 0 | 0 | 0 | 0 | 0 | 0 | 0 | 0 | 0 | 0 | 0 | 0 | 0 | 0 | 0
Commercial_Office_New_Food Preparation_Natural Gas_Conveyor Oven_E8_Baseline Forecast | Commercial | Office | New | Food Preparation | Natural Gas | Conveyor Oven | E8 |  | Baseline Forecast | 0 | 0 | 0 | 0 | 0 | 0 | 0 | 0 | 0 | 0 | 0 | 0 | 0 | 0 | 0 | 0 | 0 | 0 | 0 | 0 | 0 | 0 | 0 | 0 | 0 | 0 | 0
Commercial_Office_New_Food Preparation_Natural Gas_Conveyor Oven_E9_Baseline Forecast | Commercial | Office | New | Food Preparation | Natural Gas | Conveyor Oven | E9 |  | Baseline Forecast | 0 | 0 | 0 | 0 | 0 | 0 | 0 | 0 | 0 | 0 | 0 | 0 | 0 | 0 | 0 | 0 | 0 | 0 | 0 | 0 | 0 | 0 | 0 | 0 | 0 | 0 | 0
Commercial_Office_New_Food Preparation_Natural Gas_Conveyor Oven_E10_Baseline Forecast | Commercial | Office | New | Food Preparation | Natural Gas | Conveyor Oven | E10 |  | Baseline Forecast | 0 | 0 | 0 | 0 | 0 | 0 | 0 | 0 | 0 | 0 | 0 | 0 | 0 | 0 | 0 | 0 | 0 | 0 | 0 | 0 | 0 | 0 | 0 | 0 | 0 | 0 | 0
Commercial_Office_New_Food Preparation_Natural Gas_Double Rack Oven_E1_Baseline Forecast | Commercial | Office | New | Food Preparation | Natural Gas | Double Rack Oven | E1 |  | Baseline Forecast | 0 | 787.3644 | 595.6286 | 594.5889 | 590.3809 | 583.5488 | 586.41 | 584.8778 | 583.5029 | 582.2843 | 668.706 | 724.2576 | 773.5737 | 817.0115 | 854.9487 | 889.0895 | 919.3838 | 946.2923 | 970.2248 | 1243.7314 | 1191.6916 | 1209.8347 | 1230.0255 | 1251.6087 | 1277.8168 | 1303.3865 | 1329.4298
Commercial_Office_New_Food Preparation_Natural Gas_Double Rack Oven_E2_Baseline Forecast | Commercial | Office | New | Food Preparation | Natural Gas | Double Rack Oven | E2 |  | Baseline Forecast | 0 | 924.2974 | 699.2162 | 697.9957 | 693.0559 | 685.0356 | 688.3944 | 686.5957 | 684.9816 | 683.5511 | 785.0027 | 850.2154 | 908.1083 | 959.1005 | 1003.6354 | 1043.7138 | 1079.2766 | 1110.8649 | 1138.9595 | 1460.0325 | 1398.9423 | 1420.2407 | 1443.9429 | 1469.2798 | 1500.0459 | 1530.0625 | 1560.635
Commercial_Office_New_Food Preparation_Natural Gas_Double Rack Oven_E3_Baseline Forecast | Commercial | Office | New | Food Preparation | Natural Gas | Double Rack Oven | E3 |  | Baseline Forecast | 0 | 0 | 0 | 0 | 0 | 0 | 0 | 0 | 0 | 0 | 0 | 0 | 0 | 0 | 0 | 0 | 0 | 0 | 0 | 0 | 0 | 0 | 0 | 0 | 0 | 0 | 0
Commercial_Office_New_Food Preparation_Natural Gas_Double Rack Oven_E4_Baseline Forecast | Commercial | Office | New | Food Preparation | Natural Gas | Double Rack Oven | E4 |  | Baseline Forecast | 0 | 0 | 0 | 0 | 0 | 0 | 0 | 0 | 0 | 0 | 0 | 0 | 0 | 0 | 0 | 0 | 0 | 0 | 0 | 0 | 0 | 0 | 0 | 0 | 0 | 0 | 0
Commercial_Office_New_Food Preparation_Natural Gas_Double Rack Oven_E5_Baseline Forecast | Commercial | Office | New | Food Preparation | Natural Gas | Double Rack Oven | E5 |  | Baseline Forecast | 0 | 0 | 0 | 0 | 0 | 0 | 0 | 0 | 0 | 0 | 0 | 0 | 0 | 0 | 0 | 0 | 0 | 0 | 0 | 0 | 0 | 0 | 0 | 0 | 0 | 0 | 0
Commercial_Office_New_Food Preparation_Natural Gas_Double Rack Oven_E6_Baseline Forecast | Commercial | Office | New | Food Preparation | Natural Gas | Double Rack Oven | E6 |  | Baseline Forecast | 0 | 0 | 0 | 0 | 0 | 0 | 0 | 0 | 0 | 0 | 0 | 0 | 0 | 0 | 0 | 0 | 0 | 0 | 0 | 0 | 0 | 0 | 0 | 0 | 0 | 0 | 0
Commercial_Office_New_Food Preparation_Natural Gas_Double Rack Oven_E7_Baseline Forecast | Commercial | Office | New | Food Preparation | Natural Gas | Double Rack Oven | E7 |  | Baseline Forecast | 0 | 0 | 0 | 0 | 0 | 0 | 0 | 0 | 0 | 0 | 0 | 0 | 0 | 0 | 0 | 0 | 0 | 0 | 0 | 0 | 0 | 0 | 0 | 0 | 0 | 0 | 0
Commercial_Office_New_Food Preparation_Natural Gas_Double Rack Oven_E8_Baseline Forecast | Commercial | Office | New | Food Preparation | Natural Gas | Double Rack Oven | E8 |  | Baseline Forecast | 0 | 0 | 0 | 0 | 0 | 0 | 0 | 0 | 0 | 0 | 0 | 0 | 0 | 0 | 0 | 0 | 0 | 0 | 0 | 0 | 0 | 0 | 0 | 0 | 0 | 0 | 0
Commercial_Office_New_Food Preparation_Natural Gas_Double Rack Oven_E9_Baseline Forecast | Commercial | Office | New | Food Preparation | Natural Gas | Double Rack Oven | E9 |  | Baseline Forecast | 0 | 0 | 0 | 0 | 0 | 0 | 0 | 0 | 0 | 0 | 0 | 0 | 0 | 0 | 0 | 0 | 0 | 0 | 0 | 0 | 0 | 0 | 0 | 0 | 0 | 0 | 0
Commercial_Office_New_Food Preparation_Natural Gas_Double Rack Oven_E10_Baseline Forecast | Commercial | Office | New | Food Preparation | Natural Gas | Double Rack Oven | E10 |  | Baseline Forecast | 0 | 0 | 0 | 0 | 0 | 0 | 0 | 0 | 0 | 0 | 0 | 0 | 0 | 0 | 0 | 0 | 0 | 0 | 0 | 0 | 0 | 0 | 0 | 0 | 0 | 0 | 0
Commercial_Office_New_Food Preparation_Natural Gas_Fryer_E1_Baseline Forecast | Commercial | Office | New | Food Preparation | Natural Gas | Fryer | E1 |  | Baseline Forecast | 0 | 0 | 0 | 0 | 0 | 0 | 0 | 0 | 0 | 0 | 0 | 0 | 0 | 0 | 0 | 0 | 0 | 0 | 0 | 0 | 0 | 0 | 0 | 0 | 0 | 0 | 0
Commercial_Office_New_Food Preparation_Natural Gas_Fryer_E2_Baseline Forecast | Commercial | Office | New | Food Preparation | Natural Gas | Fryer | E2 |  | Baseline Forecast | 0 | 6846.6472 | 5179.3791 | 5170.3384 | 5133.7474 | 5074.3376 | 5099.2177 | 5085.8938 | 5073.9381 | 6432.6711 | 7185.4355 | 7785.3324 | 8257.686 | 8623.7009 | 10716.5688 | 10156.8564 | 10142.1761 | 10395.9985 | 10744.9243 | 11167.6913 | 11592.165 | 12007.3627 | 13119.7215 | 13741.3761 | 14198.5028 | 14584.5972 | 14938.6959
Commercial_Office_New_Food Preparation_Natural Gas_Fryer_E3_Baseline Forecast | Commercial | Office | New | Food Preparation | Natural Gas | Fryer | E3 |  | Baseline Forecast | 0 | 0 | 0 | 0 | 0 | 0 | 0 | 0 | 0 | 0 | 0 | 0 | 0 | 0 | 0 | 0 | 0 | 0 | 0 | 0 | 0 | 0 | 0 | 0 | 0 | 0 | 0
Commercial_Office_New_Food Preparation_Natural Gas_Fryer_E4_Baseline Forecast | Commercial | Office | New | Food Preparation | Natural Gas | Fryer | E4 |  | Baseline Forecast | 0 | 0 | 0 | 0 | 0 | 0 | 0 | 0 | 0 | 0 | 0 | 0 | 0 | 0 | 0 | 0 | 0 | 0 | 0 | 0 | 0 | 0 | 0 | 0 | 0 | 0 | 0
Commercial_Office_New_Food Preparation_Natural Gas_Fryer_E5_Baseline Forecast | Commercial | Office | New | Food Preparation | Natural Gas | Fryer | E5 |  | Baseline Forecast | 0 | 0 | 0 | 0 | 0 | 0 | 0 | 0 | 0 | 0 | 0 | 0 | 0 | 0 | 0 | 0 | 0 | 0 | 0 | 0 | 0 | 0 | 0 | 0 | 0 | 0 | 0
Commercial_Office_New_Food Preparation_Natural Gas_Fryer_E6_Baseline Forecast | Commercial | Office | New | Food Preparation | Natural Gas | Fryer | E6 |  | Baseline Forecast | 0 | 0 | 0 | 0 | 0 | 0 | 0 | 0 | 0 | 0 | 0 | 0 | 0 | 0 | 0 | 0 | 0 | 0 | 0 | 0 | 0 | 0 | 0 | 0 | 0 | 0 | 0
Commercial_Office_New_Food Preparation_Natural Gas_Fryer_E7_Baseline Forecast | Commercial | Office | New | Food Preparation | Natural Gas | Fryer | E7 |  | Baseline Forecast | 0 | 0 | 0 | 0 | 0 | 0 | 0 | 0 | 0 | 0 | 0 | 0 | 0 | 0 | 0 | 0 | 0 | 0 | 0 | 0 | 0 | 0 | 0 | 0 | 0 | 0 | 0
Commercial_Office_New_Food Preparation_Natural Gas_Fryer_E8_Baseline Forecast | Commercial | Office | New | Food Preparation | Natural Gas | Fryer | E8 |  | Baseline Forecast | 0 | 0 | 0 | 0 | 0 | 0 | 0 | 0 | 0 | 0 | 0 | 0 | 0 | 0 | 0 | 0 | 0 | 0 | 0 | 0 | 0 | 0 | 0 | 0 | 0 | 0 | 0
Commercial_Office_New_Food Preparation_Natural Gas_Fryer_E9_Baseline Forecast | Commercial | Office | New | Food Preparation | Natural Gas | Fryer | E9 |  | Baseline Forecast | 0 | 0 | 0 | 0 | 0 | 0 | 0 | 0 | 0 | 0 | 0 | 0 | 0 | 0 | 0 | 0 | 0 | 0 | 0 | 0 | 0 | 0 | 0 | 0 | 0 | 0 | 0
Commercial_Office_New_Food Preparation_Natural Gas_Fryer_E10_Baseline Forecast | Commercial | Office | New | Food Preparation | Natural Gas | Fryer | E10 |  | Baseline Forecast | 0 | 0 | 0 | 0 | 0 | 0 | 0 | 0 | 0 | 0 | 0 | 0 | 0 | 0 | 0 | 0 | 0 | 0 | 0 | 0 | 0 | 0 | 0 | 0 | 0 | 0 | 0
Commercial_Office_New_Food Preparation_Natural Gas_Broiler_E1_Baseline Forecast | Commercial | Office | New | Food Preparation | Natural Gas | Broiler | E1 |  | Baseline Forecast | 0 | 0 | 0 | 0 | 0 | 0 | 0 | 0 | 0 | 0 | 0 | 0 | 0 | 0 | 0 | 0 | 0 | 0 | 0 | 0 | 0 | 0 | 0 | 0 | 0 | 0 | 0
Commercial_Office_New_Food Preparation_Natural Gas_Broiler_E2_Baseline Forecast | Commercial | Office | New | Food Preparation | Natural Gas | Broiler | E2 |  | Baseline Forecast | 0 | 0 | 0 | 0 | 0 | 0 | 0 | 0 | 0 | 0 | 0 | 0 | 0 | 0 | 0 | 0 | 0 | 0 | 0 | 0 | 0 | 0 | 0 | 0 | 0 | 0 | 0
Commercial_Office_New_Food Preparation_Natural Gas_Broiler_E3_Baseline Forecast | Commercial | Office | New | Food Preparation | Natural Gas | Broiler | E3 |  | Baseline Forecast | 0 | 0 | 0 | 0 | 0 | 0 | 0 | 0 | 0 | 0 | 0 | 0 | 0 | 0 | 0 | 0 | 0 | 0 | 0 | 0 | 0 | 0 | 0 | 0 | 0 | 0 | 0
Commercial_Office_New_Food Preparation_Natural Gas_Broiler_E4_Baseline Forecast | Commercial | Office | New | Food Preparation | Natural Gas | Broiler | E4 |  | Baseline Forecast | 0 | 0 | 0 | 0 | 0 | 0 | 0 | 0 | 0 | 0 | 0 | 0 | 0 | 0 | 0 | 0 | 0 | 0 | 0 | 0 | 0 | 0 | 0 | 0 | 0 | 0 | 0
Commercial_Office_New_Food Preparation_Natural Gas_Broiler_E5_Baseline Forecast | Commercial | Office | New | Food Preparation | Natural Gas | Broiler | E5 |  | Baseline Forecast | 0 | 0 | 0 | 0 | 0 | 0 | 0 | 0 | 0 | 0 | 0 | 0 | 0 | 0 | 0 | 0 | 0 | 0 | 0 | 0 | 0 | 0 | 0 | 0 | 0 | 0 | 0
Commercial_Office_New_Food Preparation_Natural Gas_Broiler_E6_Baseline Forecast | Commercial | Office | New | Food Preparation | Natural Gas | Broiler | E6 |  | Baseline Forecast | 0 | 0 | 0 | 0 | 0 | 0 | 0 | 0 | 0 | 0 | 0 | 0 | 0 | 0 | 0 | 0 | 0 | 0 | 0 | 0 | 0 | 0 | 0 | 0 | 0 | 0 | 0
Commercial_Office_New_Food Preparation_Natural Gas_Broiler_E7_Baseline Forecast | Commercial | Office | New | Food Preparation | Natural Gas | Broiler | E7 |  | Baseline Forecast | 0 | 0 | 0 | 0 | 0 | 0 | 0 | 0 | 0 | 0 | 0 | 0 | 0 | 0 | 0 | 0 | 0 | 0 | 0 | 0 | 0 | 0 | 0 | 0 | 0 | 0 | 0
Commercial_Office_New_Food Preparation_Natural Gas_Broiler_E8_Baseline Forecast | Commercial | Office | New | Food Preparation | Natural Gas | Broiler | E8 |  | Baseline Forecast | 0 | 0 | 0 | 0 | 0 | 0 | 0 | 0 | 0 | 0 | 0 | 0 | 0 | 0 | 0 | 0 | 0 | 0 | 0 | 0 | 0 | 0 | 0 | 0 | 0 | 0 | 0
Commercial_Office_New_Food Preparation_Natural Gas_Broiler_E9_Baseline Forecast | Commercial | Office | New | Food Preparation | Natural Gas | Broiler | E9 |  | Baseline Forecast | 0 | 0 | 0 | 0 | 0 | 0 | 0 | 0 | 0 | 0 | 0 | 0 | 0 | 0 | 0 | 0 | 0 | 0 | 0 | 0 | 0 | 0 | 0 | 0 | 0 | 0 | 0
Commercial_Office_New_Food Preparation_Natural Gas_Broiler_E10_Baseline Forecast | Commercial | Office | New | Food Preparation | Natural Gas | Broiler | E10 |  | Baseline Forecast | 0 | 0 | 0 | 0 | 0 | 0 | 0 | 0 | 0 | 0 | 0 | 0 | 0 | 0 | 0 | 0 | 0 | 0 | 0 | 0 | 0 | 0 | 0 | 0 | 0 | 0 | 0
Commercial_Office_New_Food Preparation_Natural Gas_Griddle_E1_Baseline Forecast | Commercial | Office | New | Food Preparation | Natural Gas | Griddle | E1 |  | Baseline Forecast | 0 | 5614.2507 | 4247.0909 | 4239.6775 | 4209.6728 | 4160.9568 | 4181.3585 | 4170.4329 | 4160.6292 | 4151.9402 | 4768.1644 | 5164.2713 | 5515.9172 | 5825.6476 | 6096.156 | 6339.595 | 6555.6061 | 6747.4758 | 6918.1245 | 8868.3454 | 8497.2792 | 8626.6472 | 8770.6163 | 8924.5141 | 9111.3896 | 9293.7127 | 9479.4126
Commercial_Office_New_Food Preparation_Natural Gas_Griddle_E2_Baseline Forecast | Commercial | Office | New | Food Preparation | Natural Gas | Griddle | E2 |  | Baseline Forecast | 0 | 1232.3965 | 932.2882 | 930.6609 | 924.0745 | 913.3808 | 917.8592 | 915.4609 | 913.3089 | 911.4015 | 1046.6702 | 1133.6205 | 1210.8111 | 1278.8007 | 1338.1806 | 1391.6184 | 1439.0355 | 1481.1532 | 1518.6127 | 1946.71 | 1865.2564 | 1893.6543 | 1925.2572 | 1959.0397 | 2000.0611 | 2040.0833 | 2080.8467
Commercial_Office_New_Food Preparation_Natural Gas_Griddle_E3_Baseline Forecast | Commercial | Office | New | Food Preparation | Natural Gas | Griddle | E3 |  | Baseline Forecast | 0 | 0 | 0 | 0 | 0 | 0 | 0 | 0 | 0 | 0 | 0 | 0 | 0 | 0 | 0 | 0 | 0 | 0 | 0 | 0 | 0 | 0 | 0 | 0 | 0 | 0 | 0
Commercial_Office_New_Food Preparation_Natural Gas_Griddle_E4_Baseline Forecast | Commercial | Office | New | Food Preparation | Natural Gas | Griddle | E4 |  | Baseline Forecast | 0 | 0 | 0 | 0 | 0 | 0 | 0 | 0 | 0 | 0 | 0 | 0 | 0 | 0 | 0 | 0 | 0 | 0 | 0 | 0 | 0 | 0 | 0 | 0 | 0 | 0 | 0
Commercial_Office_New_Food Preparation_Natural Gas_Griddle_E5_Baseline Forecast | Commercial | Office | New | Food Preparation | Natural Gas | Griddle | E5 |  | Baseline Forecast | 0 | 0 | 0 | 0 | 0 | 0 | 0 | 0 | 0 | 0 | 0 | 0 | 0 | 0 | 0 | 0 | 0 | 0 | 0 | 0 | 0 | 0 | 0 | 0 | 0 | 0 | 0
Commercial_Office_New_Food Preparation_Natural Gas_Griddle_E6_Baseline Forecast | Commercial | Office | New | Food Preparation | Natural Gas | Griddle | E6 |  | Baseline Forecast | 0 | 0 | 0 | 0 | 0 | 0 | 0 | 0 | 0 | 0 | 0 | 0 | 0 | 0 | 0 | 0 | 0 | 0 | 0 | 0 | 0 | 0 | 0 | 0 | 0 | 0 | 0
Commercial_Office_New_Food Preparation_Natural Gas_Griddle_E7_Baseline Forecast | Commercial | Office | New | Food Preparation | Natural Gas | Griddle | E7 |  | Baseline Forecast | 0 | 0 | 0 | 0 | 0 | 0 | 0 | 0 | 0 | 0 | 0 | 0 | 0 | 0 | 0 | 0 | 0 | 0 | 0 | 0 | 0 | 0 | 0 | 0 | 0 | 0 | 0
Commercial_Office_New_Food Preparation_Natural Gas_Griddle_E8_Baseline Forecast | Commercial | Office | New | Food Preparation | Natural Gas | Griddle | E8 |  | Baseline Forecast | 0 | 0 | 0 | 0 | 0 | 0 | 0 | 0 | 0 | 0 | 0 | 0 | 0 | 0 | 0 | 0 | 0 | 0 | 0 | 0 | 0 | 0 | 0 | 0 | 0 | 0 | 0
Commercial_Office_New_Food Preparation_Natural Gas_Griddle_E9_Baseline Forecast | Commercial | Office | New | Food Preparation | Natural Gas | Griddle | E9 |  | Baseline Forecast | 0 | 0 | 0 | 0 | 0 | 0 | 0 | 0 | 0 | 0 | 0 | 0 | 0 | 0 | 0 | 0 | 0 | 0 | 0 | 0 | 0 | 0 | 0 | 0 | 0 | 0 | 0
Commercial_Office_New_Food Preparation_Natural Gas_Griddle_E10_Baseline Forecast | Commercial | Office | New | Food Preparation | Natural Gas | Griddle | E10 |  | Baseline Forecast | 0 | 0 | 0 | 0 | 0 | 0 | 0 | 0 | 0 | 0 | 0 | 0 | 0 | 0 | 0 | 0 | 0 | 0 | 0 | 0 | 0 | 0 | 0 | 0 | 0 | 0 | 0
Commercial_Office_New_Food Preparation_Natural Gas_Range_E1_Baseline Forecast | Commercial | Office | New | Food Preparation | Natural Gas | Range | E1 |  | Baseline Forecast | 0 | 6846.6472 | 5179.3791 | 5170.3384 | 5133.7474 | 5074.3376 | 5099.2177 | 5085.8938 | 5073.9381 | 5063.3417 | 6423.4255 | 7177.5326 | 7778.7644 | 8252.4455 | 8619.781 | 10713.9627 | 10155.558 | 10142.1795 | 10123.4321 | 10376.0201 | 10752.8124 | 11166.5346 | 11594.9166 | 12014.0066 | 13130.243 | 13755.7612 | 14216.7389
Commercial_Office_New_Food Preparation_Natural Gas_Range_E2_Baseline Forecast | Commercial | Office | New | Food Preparation | Natural Gas | Range | E2 |  | Baseline Forecast | 0 | 0 | 0 | 0 | 0 | 0 | 0 | 0 | 0 | 0 | 0 | 0 | 0 | 0 | 0 | 0 | 0 | 0 | 0 | 0 | 0 | 0 | 0 | 0 | 0 | 0 | 0
Commercial_Office_New_Food Preparation_Natural Gas_Range_E3_Baseline Forecast | Commercial | Office | New | Food Preparation | Natural Gas | Range | E3 |  | Baseline Forecast | 0 | 0 | 0 | 0 | 0 | 0 | 0 | 0 | 0 | 0 | 0 | 0 | 0 | 0 | 0 | 0 | 0 | 0 | 0 | 0 | 0 | 0 | 0 | 0 | 0 | 0 | 0
Commercial_Office_New_Food Preparation_Natural Gas_Range_E4_Baseline Forecast | Commercial | Office | New | Food Preparation | Natural Gas | Range | E4 |  | Baseline Forecast | 0 | 0 | 0 | 0 | 0 | 0 | 0 | 0 | 0 | 0 | 0 | 0 | 0 | 0 | 0 | 0 | 0 | 0 | 0 | 0 | 0 | 0 | 0 | 0 | 0 | 0 | 0
Commercial_Office_New_Food Preparation_Natural Gas_Range_E5_Baseline Forecast | Commercial | Office | New | Food Preparation | Natural Gas | Range | E5 |  | Baseline Forecast | 0 | 0 | 0 | 0 | 0 | 0 | 0 | 0 | 0 | 0 | 0 | 0 | 0 | 0 | 0 | 0 | 0 | 0 | 0 | 0 | 0 | 0 | 0 | 0 | 0 | 0 | 0
Commercial_Office_New_Food Preparation_Natural Gas_Range_E6_Baseline Forecast | Commercial | Office | New | Food Preparation | Natural Gas | Range | E6 |  | Baseline Forecast | 0 | 0 | 0 | 0 | 0 | 0 | 0 | 0 | 0 | 0 | 0 | 0 | 0 | 0 | 0 | 0 | 0 | 0 | 0 | 0 | 0 | 0 | 0 | 0 | 0 | 0 | 0
Commercial_Office_New_Food Preparation_Natural Gas_Range_E7_Baseline Forecast | Commercial | Office | New | Food Preparation | Natural Gas | Range | E7 |  | Baseline Forecast | 0 | 0 | 0 | 0 | 0 | 0 | 0 | 0 | 0 | 0 | 0 | 0 | 0 | 0 | 0 | 0 | 0 | 0 | 0 | 0 | 0 | 0 | 0 | 0 | 0 | 0 | 0
Commercial_Office_New_Food Preparation_Natural Gas_Range_E8_Baseline Forecast | Commercial | Office | New | Food Preparation | Natural Gas | Range | E8 |  | Baseline Forecast | 0 | 0 | 0 | 0 | 0 | 0 | 0 | 0 | 0 | 0 | 0 | 0 | 0 | 0 | 0 | 0 | 0 | 0 | 0 | 0 | 0 | 0 | 0 | 0 | 0 | 0 | 0
Commercial_Office_New_Food Preparation_Natural Gas_Range_E9_Baseline Forecast | Commercial | Office | New | Food Preparation | Natural Gas | Range | E9 |  | Baseline Forecast | 0 | 0 | 0 | 0 | 0 | 0 | 0 | 0 | 0 | 0 | 0 | 0 | 0 | 0 | 0 | 0 | 0 | 0 | 0 | 0 | 0 | 0 | 0 | 0 | 0 | 0 | 0
Commercial_Office_New_Food Preparation_Natural Gas_Range_E10_Baseline Forecast | Commercial | Office | New | Food Preparation | Natural Gas | Range | E10 |  | Baseline Forecast | 0 | 0 | 0 | 0 | 0 | 0 | 0 | 0 | 0 | 0 | 0 | 0 | 0 | 0 | 0 | 0 | 0 | 0 | 0 | 0 | 0 | 0 | 0 | 0 | 0 | 0 | 0
Commercial_Office_New_Food Preparation_Natural Gas_Steamer_E1_Baseline Forecast | Commercial | Office | New | Food Preparation | Natural Gas | Steamer | E1 |  | Baseline Forecast | 0 | 0 | 0 | 0 | 0 | 0 | 0 | 0 | 0 | 0 | 0 | 0 | 0 | 0 | 0 | 0 | 0 | 0 | 0 | 0 | 0 | 0 | 0 | 0 | 0 | 0 | 0
Commercial_Office_New_Food Preparation_Natural Gas_Steamer_E2_Baseline Forecast | Commercial | Office | New | Food Preparation | Natural Gas | Steamer | E2 |  | Baseline Forecast | 0 | 0 | 0 | 0 | 0 | 0 | 0 | 0 | 0 | 0 | 0 | 0 | 0 | 0 | 0 | 0 | 0 | 0 | 0 | 0 | 0 | 0 | 0 | 0 | 0 | 0 | 0
Commercial_Office_New_Food Preparation_Natural Gas_Steamer_E3_Baseline Forecast | Commercial | Office | New | Food Preparation | Natural Gas | Steamer | E3 |  | Baseline Forecast | 0 | 0 | 0 | 0 | 0 | 0 | 0 | 0 | 0 | 0 | 0 | 0 | 0 | 0 | 0 | 0 | 0 | 0 | 0 | 0 | 0 | 0 | 0 | 0 | 0 | 0 | 0
Commercial_Office_New_Food Preparation_Natural Gas_Steamer_E4_Baseline Forecast | Commercial | Office | New | Food Preparation | Natural Gas | Steamer | E4 |  | Baseline Forecast | 0 | 0 | 0 | 0 | 0 | 0 | 0 | 0 | 0 | 0 | 0 | 0 | 0 | 0 | 0 | 0 | 0 | 0 | 0 | 0 | 0 | 0 | 0 | 0 | 0 | 0 | 0
Commercial_Office_New_Food Preparation_Natural Gas_Steamer_E5_Baseline Forecast | Commercial | Office | New | Food Preparation | Natural Gas | Steamer | E5 |  | Baseline Forecast | 0 | 0 | 0 | 0 | 0 | 0 | 0 | 0 | 0 | 0 | 0 | 0 | 0 | 0 | 0 | 0 | 0 | 0 | 0 | 0 | 0 | 0 | 0 | 0 | 0 | 0 | 0
Commercial_Office_New_Food Preparation_Natural Gas_Steamer_E6_Baseline Forecast | Commercial | Office | New | Food Preparation | Natural Gas | Steamer | E6 |  | Baseline Forecast | 0 | 0 | 0 | 0 | 0 | 0 | 0 | 0 | 0 | 0 | 0 | 0 | 0 | 0 | 0 | 0 | 0 | 0 | 0 | 0 | 0 | 0 | 0 | 0 | 0 | 0 | 0
Commercial_Office_New_Food Preparation_Natural Gas_Steamer_E7_Baseline Forecast | Commercial | Office | New | Food Preparation | Natural Gas | Steamer | E7 |  | Baseline Forecast | 0 | 0 | 0 | 0 | 0 | 0 | 0 | 0 | 0 | 0 | 0 | 0 | 0 | 0 | 0 | 0 | 0 | 0 | 0 | 0 | 0 | 0 | 0 | 0 | 0 | 0 | 0
Commercial_Office_New_Food Preparation_Natural Gas_Steamer_E8_Baseline Forecast | Commercial | Office | New | Food Preparation | Natural Gas | Steamer | E8 |  | Baseline Forecast | 0 | 0 | 0 | 0 | 0 | 0 | 0 | 0 | 0 | 0 | 0 | 0 | 0 | 0 | 0 | 0 | 0 | 0 | 0 | 0 | 0 | 0 | 0 | 0 | 0 | 0 | 0
Commercial_Office_New_Food Preparation_Natural Gas_Steamer_E9_Baseline Forecast | Commercial | Office | New | Food Preparation | Natural Gas | Steamer | E9 |  | Baseline Forecast | 0 | 0 | 0 | 0 | 0 | 0 | 0 | 0 | 0 | 0 | 0 | 0 | 0 | 0 | 0 | 0 | 0 | 0 | 0 | 0 | 0 | 0 | 0 | 0 | 0 | 0 | 0
Commercial_Office_New_Food Preparation_Natural Gas_Steamer_E10_Baseline Forecast | Commercial | Office | New | Food Preparation | Natural Gas | Steamer | E10 |  | Baseline Forecast | 0 | 0 | 0 | 0 | 0 | 0 | 0 | 0 | 0 | 0 | 0 | 0 | 0 | 0 | 0 | 0 | 0 | 0 | 0 | 0 | 0 | 0 | 0 | 0 | 0 | 0 | 0
Commercial_Office_New_Food Preparation_Natural Gas_Commercial Food Prep Other_E1_Baseline Forecast | Commercial | Office | New | Food Preparation | Natural Gas | Commercial Food Prep Other | E1 |  | Baseline Forecast | 0 | 0 | 0 | 0 | 0 | 0 | 0 | 0 | 0 | 0 | 0 | 0 | 0 | 0 | 0 | 0 | 0 | 0 | 0 | 0 | 0 | 0 | 0 | 0 | 0 | 0 | 0
Commercial_Office_New_Food Preparation_Natural Gas_Commercial Food Prep Other_E2_Baseline Forecast | Commercial | Office | New | Food Preparation | Natural Gas | Commercial Food Prep Other | E2 |  | Baseline Forecast | 0 | 0 | 0 | 0 | 0 | 0 | 0 | 0 | 0 | 0 | 0 | 0 | 0 | 0 | 0 | 0 | 0 | 0 | 0 | 0 | 0 | 0 | 0 | 0 | 0 | 0 | 0
Commercial_Office_New_Food Preparation_Natural Gas_Commercial Food Prep Other_E3_Baseline Forecast | Commercial | Office | New | Food Preparation | Natural Gas | Commercial Food Prep Other | E3 |  | Baseline Forecast | 0 | 0 | 0 | 0 | 0 | 0 | 0 | 0 | 0 | 0 | 0 | 0 | 0 | 0 | 0 | 0 | 0 | 0 | 0 | 0 | 0 | 0 | 0 | 0 | 0 | 0 | 0
Commercial_Office_New_Food Preparation_Natural Gas_Commercial Food Prep Other_E4_Baseline Forecast | Commercial | Office | New | Food Preparation | Natural Gas | Commercial Food Prep Other | E4 |  | Baseline Forecast | 0 | 0 | 0 | 0 | 0 | 0 | 0 | 0 | 0 | 0 | 0 | 0 | 0 | 0 | 0 | 0 | 0 | 0 | 0 | 0 | 0 | 0 | 0 | 0 | 0 | 0 | 0
Commercial_Office_New_Food Preparation_Natural Gas_Commercial Food Prep Other_E5_Baseline Forecast | Commercial | Office | New | Food Preparation | Natural Gas | Commercial Food Prep Other | E5 |  | Baseline Forecast | 0 | 0 | 0 | 0 | 0 | 0 | 0 | 0 | 0 | 0 | 0 | 0 | 0 | 0 | 0 | 0 | 0 | 0 | 0 | 0 | 0 | 0 | 0 | 0 | 0 | 0 | 0
Commercial_Office_New_Food Preparation_Natural Gas_Commercial Food Prep Other_E6_Baseline Forecast | Commercial | Office | New | Food Preparation | Natural Gas | Commercial Food Prep Other | E6 |  | Baseline Forecast | 0 | 0 | 0 | 0 | 0 | 0 | 0 | 0 | 0 | 0 | 0 | 0 | 0 | 0 | 0 | 0 | 0 | 0 | 0 | 0 | 0 | 0 | 0 | 0 | 0 | 0 | 0
Commercial_Office_New_Food Preparation_Natural Gas_Commercial Food Prep Other_E7_Baseline Forecast | Commercial | Office | New | Food Preparation | Natural Gas | Commercial Food Prep Other | E7 |  | Baseline Forecast | 0 | 0 | 0 | 0 | 0 | 0 | 0 | 0 | 0 | 0 | 0 | 0 | 0 | 0 | 0 | 0 | 0 | 0 | 0 | 0 | 0 | 0 | 0 | 0 | 0 | 0 | 0
Commercial_Office_New_Food Preparation_Natural Gas_Commercial Food Prep Other_E8_Baseline Forecast | Commercial | Office | New | Food Preparation | Natural Gas | Commercial Food Prep Other | E8 |  | Baseline Forecast | 0 | 0 | 0 | 0 | 0 | 0 | 0 | 0 | 0 | 0 | 0 | 0 | 0 | 0 | 0 | 0 | 0 | 0 | 0 | 0 | 0 | 0 | 0 | 0 | 0 | 0 | 0
Commercial_Office_New_Food Preparation_Natural Gas_Commercial Food Prep Other_E9_Baseline Forecast | Commercial | Office | New | Food Preparation | Natural Gas | Commercial Food Prep Other | E9 |  | Baseline Forecast | 0 | 0 | 0 | 0 | 0 | 0 | 0 | 0 | 0 | 0 | 0 | 0 | 0 | 0 | 0 | 0 | 0 | 0 | 0 | 0 | 0 | 0 | 0 | 0 | 0 | 0 | 0
Commercial_Office_New_Food Preparation_Natural Gas_Commercial Food Prep Other_E10_Baseline Forecast | Commercial | Office | New | Food Preparation | Natural Gas | Commercial Food Prep Other | E10 |  | Baseline Forecast | 0 | 0 | 0 | 0 | 0 | 0 | 0 | 0 | 0 | 0 | 0 | 0 | 0 | 0 | 0 | 0 | 0 | 0 | 0 | 0 | 0 | 0 | 0 | 0 | 0 | 0 | 0
Commercial_Office_New_Miscellaneous_Natural Gas_Pool Heater_E1_Baseline Forecast | Commercial | Office | New | Miscellaneous | Natural Gas | Pool Heater | E1 |  | Baseline Forecast | 0 | 0 | 0 | 0 | 0 | 0 | 0 | 0 | 0 | 0 | 0 | 0 | 0 | 0 | 0 | 0 | 0 | 0 | 0 | 0 | 0 | 0 | 0 | 0 | 0 | 0 | 0
Commercial_Office_New_Miscellaneous_Natural Gas_Pool Heater_E2_Baseline Forecast | Commercial | Office | New | Miscellaneous | Natural Gas | Pool Heater | E2 |  | Baseline Forecast | 0 | 0 | 0 | 0 | 0 | 0 | 0 | 0 | 0 | 0 | 0 | 0 | 0 | 0 | 0 | 0 | 0 | 0 | 0 | 0 | 0 | 0 | 0 | 0 | 0 | 0 | 0
Commercial_Office_New_Miscellaneous_Natural Gas_Pool Heater_E3_Baseline Forecast | Commercial | Office | New | Miscellaneous | Natural Gas | Pool Heater | E3 |  | Baseline Forecast | 0 | 0 | 0 | 0 | 0 | 0 | 0 | 0 | 0 | 0 | 0 | 0 | 0 | 0 | 0 | 0 | 0 | 0 | 0 | 0 | 0 | 0 | 0 | 0 | 0 | 0 | 0
Commercial_Office_New_Miscellaneous_Natural Gas_Pool Heater_E4_Baseline Forecast | Commercial | Office | New | Miscellaneous | Natural Gas | Pool Heater | E4 |  | Baseline Forecast | 0 | 0 | 0 | 0 | 0 | 0 | 0 | 0 | 0 | 0 | 0 | 0 | 0 | 0 | 0 | 0 | 0 | 0 | 0 | 0 | 0 | 0 | 0 | 0 | 0 | 0 | 0
Commercial_Office_New_Miscellaneous_Natural Gas_Pool Heater_E5_Baseline Forecast | Commercial | Office | New | Miscellaneous | Natural Gas | Pool Heater | E5 |  | Baseline Forecast | 0 | 0 | 0 | 0 | 0 | 0 | 0 | 0 | 0 | 0 | 0 | 0 | 0 | 0 | 0 | 0 | 0 | 0 | 0 | 0 | 0 | 0 | 0 | 0 | 0 | 0 | 0
Commercial_Office_New_Miscellaneous_Natural Gas_Pool Heater_E6_Baseline Forecast | Commercial | Office | New | Miscellaneous | Natural Gas | Pool Heater | E6 |  | Baseline Forecast | 0 | 0 | 0 | 0 | 0 | 0 | 0 | 0 | 0 | 0 | 0 | 0 | 0 | 0 | 0 | 0 | 0 | 0 | 0 | 0 | 0 | 0 | 0 | 0 | 0 | 0 | 0
Commercial_Office_New_Miscellaneous_Natural Gas_Pool Heater_E7_Baseline Forecast | Commercial | Office | New | Miscellaneous | Natural Gas | Pool Heater | E7 |  | Baseline Forecast | 0 | 0 | 0 | 0 | 0 | 0 | 0 | 0 | 0 | 0 | 0 | 0 | 0 | 0 | 0 | 0 | 0 | 0 | 0 | 0 | 0 | 0 | 0 | 0 | 0 | 0 | 0
Commercial_Office_New_Miscellaneous_Natural Gas_Pool Heater_E8_Baseline Forecast | Commercial | Office | New | Miscellaneous | Natural Gas | Pool Heater | E8 |  | Baseline Forecast | 0 | 0 | 0 | 0 | 0 | 0 | 0 | 0 | 0 | 0 | 0 | 0 | 0 | 0 | 0 | 0 | 0 | 0 | 0 | 0 | 0 | 0 | 0 | 0 | 0 | 0 | 0
Commercial_Office_New_Miscellaneous_Natural Gas_Pool Heater_E9_Baseline Forecast | Commercial | Office | New | Miscellaneous | Natural Gas | Pool Heater | E9 |  | Baseline Forecast | 0 | 0 | 0 | 0 | 0 | 0 | 0 | 0 | 0 | 0 | 0 | 0 | 0 | 0 | 0 | 0 | 0 | 0 | 0 | 0 | 0 | 0 | 0 | 0 | 0 | 0 | 0
Commercial_Office_New_Miscellaneous_Natural Gas_Pool Heater_E10_Baseline Forecast | Commercial | Office | New | Miscellaneous | Natural Gas | Pool Heater | E10 |  | Baseline Forecast | 0 | 0 | 0 | 0 | 0 | 0 | 0 | 0 | 0 | 0 | 0 | 0 | 0 | 0 | 0 | 0 | 0 | 0 | 0 | 0 | 0 | 0 | 0 | 0 | 0 | 0 | 0
Commercial_Office_New_Miscellaneous_Natural Gas_Miscellaneous_E1_Baseline Forecast | Commercial | Office | New | Miscellaneous | Natural Gas | Miscellaneous | E1 |  | Baseline Forecast | 0 | 432137.5479 | 326905.1442 | 326334.5243 | 385758.9568 | 419890.8088 | 453849.5897 | 489259.3401 | 524452.7541 | 559447.7872 | 594491.7798 | 755464.8639 | 741887.5025 | 765774.5764 | 826761.4502 | 869774.701 | 910064.2516 | 953803.7675 | 997458.3423 | 1040667.6021 | 1084071.4159 | 1164317.2473 | 1188542.7689 | 1226562.0083 | 1281572.6094 | 1327109.5573 | 1370951.1892
Commercial_Office_New_Miscellaneous_Natural Gas_Miscellaneous_E2_Baseline Forecast | Commercial | Office | New | Miscellaneous | Natural Gas | Miscellaneous | E2 |  | Baseline Forecast | 0 | 0 | 0 | 0 | 0 | 0 | 0 | 0 | 0 | 0 | 0 | 0 | 0 | 0 | 0 | 0 | 0 | 0 | 0 | 0 | 0 | 0 | 0 | 0 | 0 | 0 | 0
Commercial_Office_New_Miscellaneous_Natural Gas_Miscellaneous_E3_Baseline Forecast | Commercial | Office | New | Miscellaneous | Natural Gas | Miscellaneous | E3 |  | Baseline Forecast | 0 | 0 | 0 | 0 | 0 | 0 | 0 | 0 | 0 | 0 | 0 | 0 | 0 | 0 | 0 | 0 | 0 | 0 | 0 | 0 | 0 | 0 | 0 | 0 | 0 | 0 | 0
Commercial_Office_New_Miscellaneous_Natural Gas_Miscellaneous_E4_Baseline Forecast | Commercial | Office | New | Miscellaneous | Natural Gas | Miscellaneous | E4 |  | Baseline Forecast | 0 | 0 | 0 | 0 | 0 | 0 | 0 | 0 | 0 | 0 | 0 | 0 | 0 | 0 | 0 | 0 | 0 | 0 | 0 | 0 | 0 | 0 | 0 | 0 | 0 | 0 | 0
Commercial_Office_New_Miscellaneous_Natural Gas_Miscellaneous_E5_Baseline Forecast | Commercial | Office | New | Miscellaneous | Natural Gas | Miscellaneous | E5 |  | Baseline Forecast | 0 | 0 | 0 | 0 | 0 | 0 | 0 | 0 | 0 | 0 | 0 | 0 | 0 | 0 | 0 | 0 | 0 | 0 | 0 | 0 | 0 | 0 | 0 | 0 | 0 | 0 | 0
Commercial_Office_New_Miscellaneous_Natural Gas_Miscellaneous_E6_Baseline Forecast | Commercial | Office | New | Miscellaneous | Natural Gas | Miscellaneous | E6 |  | Baseline Forecast | 0 | 0 | 0 | 0 | 0 | 0 | 0 | 0 | 0 | 0 | 0 | 0 | 0 | 0 | 0 | 0 | 0 | 0 | 0 | 0 | 0 | 0 | 0 | 0 | 0 | 0 | 0
Commercial_Office_New_Miscellaneous_Natural Gas_Miscellaneous_E7_Baseline Forecast | Commercial | Office | New | Miscellaneous | Natural Gas | Miscellaneous | E7 |  | Baseline Forecast | 0 | 0 | 0 | 0 | 0 | 0 | 0 | 0 | 0 | 0 | 0 | 0 | 0 | 0 | 0 | 0 | 0 | 0 | 0 | 0 | 0 | 0 | 0 | 0 | 0 | 0 | 0
Commercial_Office_New_Miscellaneous_Natural Gas_Miscellaneous_E8_Baseline Forecast | Commercial | Office | New | Miscellaneous | Natural Gas | Miscellaneous | E8 |  | Baseline Forecast | 0 | 0 | 0 | 0 | 0 | 0 | 0 | 0 | 0 | 0 | 0 | 0 | 0 | 0 | 0 | 0 | 0 | 0 | 0 | 0 | 0 | 0 | 0 | 0 | 0 | 0 | 0
Commercial_Office_New_Miscellaneous_Natural Gas_Miscellaneous_E9_Baseline Forecast | Commercial | Office | New | Miscellaneous | Natural Gas | Miscellaneous | E9 |  | Baseline Forecast | 0 | 0 | 0 | 0 | 0 | 0 | 0 | 0 | 0 | 0 | 0 | 0 | 0 | 0 | 0 | 0 | 0 | 0 | 0 | 0 | 0 | 0 | 0 | 0 | 0 | 0 | 0
Commercial_Office_New_Miscellaneous_Natural Gas_Miscellaneous_E10_Baseline Forecast | Commercial | Office | New | Miscellaneous | Natural Gas | Miscellaneous | E10 |  | Baseline Forecast | 0 | 0 | 0 | 0 | 0 | 0 | 0 | 0 | 0 | 0 | 0 | 0 | 0 | 0 | 0 | 0 | 0 | 0 | 0 | 0 | 0 | 0 | 0 | 0 | 0 | 0 | 0
Commercial_Restaurant_Existing_Space Heating_Natural Gas_Furnace_E1_Baseline Forecast | Commercial | Restaurant | Existing | Space Heating | Natural Gas | Furnace | E1 |  | Baseline Forecast | 0 | 28969.3623 | 32643.4474 | 0 | 0 | 0 | 0 | 0 | 0 | 0 | 0 | 0 | 0 | 0 | 0 | 0 | 0 | 0 | 0 | 0 | 0 | 0 | 0 | 0 | 0 | 0 | 0
Commercial_Restaurant_Existing_Space Heating_Natural Gas_Furnace_E2_Baseline Forecast | Commercial | Restaurant | Existing | Space Heating | Natural Gas | Furnace | E2 |  | Baseline Forecast | 0 | 525.8877 | 592.5842 | 37163.8311 | 41242.6887 | 45440.4144 | 49728.2313 | 54080.4525 | 58474.1876 | 62889.0763 | 66740.8297 | 70083.695 | 72966.8982 | 75435.1052 | 77528.8413 | 79284.8721 | 80736.5492 | 81914.1242 | 82845.0342 | 76932.0641 | 71776.7085 | 67320.1454 | 63506.889 | 60284.6999 | 57604.4831 | 55420.1762 | 53688.6323
Commercial_Restaurant_Existing_Space Heating_Natural Gas_Furnace_E3_Baseline Forecast | Commercial | Restaurant | Existing | Space Heating | Natural Gas | Furnace | E3 |  | Baseline Forecast | 0 | 0 | 0 | 0 | 0 | 0 | 0 | 0 | 0 | 0 | 0 | 0 | 0 | 0 | 0 | 0 | 0 | 0 | 0 | 0 | 0 | 0 | 0 | 0 | 0 | 0 | 0
Commercial_Restaurant_Existing_Space Heating_Natural Gas_Furnace_E4_Baseline Forecast | Commercial | Restaurant | Existing | Space Heating | Natural Gas | Furnace | E4 |  | Baseline Forecast | 0 | 0 | 0 | 0 | 0 | 0 | 0 | 0 | 0 | 0 | 0 | 0 | 0 | 0 | 0 | 0 | 0 | 0 | 0 | 0 | 0 | 0 | 0 | 0 | 0 | 0 | 0
Commercial_Restaurant_Existing_Space Heating_Natural Gas_Furnace_E5_Baseline Forecast | Commercial | Restaurant | Existing | Space Heating | Natural Gas | Furnace | E5 |  | Baseline Forecast | 0 | 0 | 0 | 0 | 0 | 0 | 0 | 0 | 0 | 0 | 0 | 0 | 0 | 0 | 0 | 0 | 0 | 0 | 0 | 0 | 0 | 0 | 0 | 0 | 0 | 0 | 0
Commercial_Restaurant_Existing_Space Heating_Natural Gas_Furnace_E6_Baseline Forecast | Commercial | Restaurant | Existing | Space Heating | Natural Gas | Furnace | E6 |  | Baseline Forecast | 0 | 0 | 0 | 0 | 0 | 0 | 0 | 0 | 0 | 0 | 0 | 0 | 0 | 0 | 0 | 0 | 0 | 0 | 0 | 0 | 0 | 0 | 0 | 0 | 0 | 0 | 0
Commercial_Restaurant_Existing_Space Heating_Natural Gas_Furnace_E7_Baseline Forecast | Commercial | Restaurant | Existing | Space Heating | Natural Gas | Furnace | E7 |  | Baseline Forecast | 0 | 0 | 0 | 0 | 0 | 0 | 0 | 0 | 0 | 0 | 0 | 0 | 0 | 0 | 0 | 0 | 0 | 0 | 0 | 0 | 0 | 0 | 0 | 0 | 0 | 0 | 0
Commercial_Restaurant_Existing_Space Heating_Natural Gas_Furnace_E8_Baseline Forecast | Commercial | Restaurant | Existing | Space Heating | Natural Gas | Furnace | E8 |  | Baseline Forecast | 0 | 0 | 0 | 0 | 0 | 0 | 0 | 0 | 0 | 0 | 0 | 0 | 0 | 0 | 0 | 0 | 0 | 0 | 0 | 0 | 0 | 0 | 0 | 0 | 0 | 0 | 0
Commercial_Restaurant_Existing_Space Heating_Natural Gas_Furnace_E9_Baseline Forecast | Commercial | Restaurant | Existing | Space Heating | Natural Gas | Furnace | E9 |  | Baseline Forecast | 0 | 0 | 0 | 0 | 0 | 0 | 0 | 0 | 0 | 0 | 0 | 0 | 0 | 0 | 0 | 0 | 0 | 0 | 0 | 0 | 0 | 0 | 0 | 0 | 0 | 0 | 0
Commercial_Restaurant_Existing_Space Heating_Natural Gas_Furnace_E10_Baseline Forecast | Commercial | Restaurant | Existing | Space Heating | Natural Gas | Furnace | E10 |  | Baseline Forecast | 0 | 0 | 0 | 0 | 0 | 0 | 0 | 0 | 0 | 0 | 0 | 0 | 0 | 0 | 0 | 0 | 0 | 0 | 0 | 0 | 0 | 0 | 0 | 0 | 0 | 0 | 0
Commercial_Restaurant_Existing_Space Heating_Natural Gas_Boiler_E1_Baseline Forecast | Commercial | Restaurant | Existing | Space Heating | Natural Gas | Boiler | E1 |  | Baseline Forecast | 0 | 335.9601 | 333.5463 | 330.8542 | 327.9218 | 324.7829 | 321.4676 | 318.0027 | 314.4122 | 310.7171 | 306.9364 | 303.0867 | 299.1829 | 295.238 | 291.2639 | 287.2706 | 283.2674 | 279.2623 | 275.2622 | 271.2734 | 267.3013 | 263.3508 | 257.2551 | 251.6471 | 246.4572 | 241.6257 | 237.1014
Commercial_Restaurant_Existing_Space Heating_Natural Gas_Boiler_E2_Baseline Forecast | Commercial | Restaurant | Existing | Space Heating | Natural Gas | Boiler | E2 |  | Baseline Forecast | 0 | 73.7473 | 73.2175 | 72.6265 | 71.9828 | 71.2938 | 70.5661 | 69.8055 | 69.0173 | 68.2062 | 67.3763 | 66.5312 | 65.6743 | 64.8084 | 63.936 | 63.0594 | 62.1807 | 61.3015 | 60.4234 | 59.5478 | 58.6759 | 57.8087 | 56.4706 | 55.2396 | 54.1004 | 53.0398 | 52.0467
Commercial_Restaurant_Existing_Space Heating_Natural Gas_Boiler_E3_Baseline Forecast | Commercial | Restaurant | Existing | Space Heating | Natural Gas | Boiler | E3 |  | Baseline Forecast | 0 | 0 | 0 | 0 | 0 | 0 | 0 | 0 | 0 | 0 | 0 | 0 | 0 | 0 | 0 | 0 | 0 | 0 | 0 | 0 | 0 | 0 | 0 | 0 | 0 | 0 | 0
Commercial_Restaurant_Existing_Space Heating_Natural Gas_Boiler_E4_Baseline Forecast | Commercial | Restaurant | Existing | Space Heating | Natural Gas | Boiler | E4 |  | Baseline Forecast | 0 | 0 | 0 | 0 | 0 | 0 | 0 | 0 | 0 | 0 | 0 | 0 | 0 | 0 | 0 | 0 | 0 | 0 | 0 | 0 | 0 | 0 | 0 | 0 | 0 | 0 | 0
Commercial_Restaurant_Existing_Space Heating_Natural Gas_Boiler_E5_Baseline Forecast | Commercial | Restaurant | Existing | Space Heating | Natural Gas | Boiler | E5 |  | Baseline Forecast | 0 | 0 | 0 | 0 | 0 | 0 | 0 | 0 | 0 | 0 | 0 | 0 | 0 | 0 | 0 | 0 | 0 | 0 | 0 | 0 | 0 | 0 | 0 | 0 | 0 | 0 | 0
Commercial_Restaurant_Existing_Space Heating_Natural Gas_Boiler_E6_Baseline Forecast | Commercial | Restaurant | Existing | Space Heating | Natural Gas | Boiler | E6 |  | Baseline Forecast | 0 | 0 | 0 | 0 | 0 | 0 | 0 | 0 | 0 | 0 | 0 | 0 | 0 | 0 | 0 | 0 | 0 | 0 | 0 | 0 | 0 | 0 | 0 | 0 | 0 | 0 | 0
Commercial_Restaurant_Existing_Space Heating_Natural Gas_Boiler_E7_Baseline Forecast | Commercial | Restaurant | Existing | Space Heating | Natural Gas | Boiler | E7 |  | Baseline Forecast | 0 | 0 | 0 | 0 | 0 | 0 | 0 | 0 | 0 | 0 | 0 | 0 | 0 | 0 | 0 | 0 | 0 | 0 | 0 | 0 | 0 | 0 | 0 | 0 | 0 | 0 | 0
Commercial_Restaurant_Existing_Space Heating_Natural Gas_Boiler_E8_Baseline Forecast | Commercial | Restaurant | Existing | Space Heating | Natural Gas | Boiler | E8 |  | Baseline Forecast | 0 | 0 | 0 | 0 | 0 | 0 | 0 | 0 | 0 | 0 | 0 | 0 | 0 | 0 | 0 | 0 | 0 | 0 | 0 | 0 | 0 | 0 | 0 | 0 | 0 | 0 | 0
Commercial_Restaurant_Existing_Space Heating_Natural Gas_Boiler_E9_Baseline Forecast | Commercial | Restaurant | Existing | Space Heating | Natural Gas | Boiler | E9 |  | Baseline Forecast | 0 | 0 | 0 | 0 | 0 | 0 | 0 | 0 | 0 | 0 | 0 | 0 | 0 | 0 | 0 | 0 | 0 | 0 | 0 | 0 | 0 | 0 | 0 | 0 | 0 | 0 | 0
Commercial_Restaurant_Existing_Space Heating_Natural Gas_Boiler_E10_Baseline Forecast | Commercial | Restaurant | Existing | Space Heating | Natural Gas | Boiler | E10 |  | Baseline Forecast | 0 | 0 | 0 | 0 | 0 | 0 | 0 | 0 | 0 | 0 | 0 | 0 | 0 | 0 | 0 | 0 | 0 | 0 | 0 | 0 | 0 | 0 | 0 | 0 | 0 | 0 | 0
Commercial_Restaurant_Existing_Space Heating_Natural Gas_Unit Heater_E1_Baseline Forecast | Commercial | Restaurant | Existing | Space Heating | Natural Gas | Unit Heater | E1 |  | Baseline Forecast | 0 | 21.3084 | 60.9883 | 116.4293 | 185.3132 | 265.5822 | 355.4113 | 453.1836 | 557.4677 | 666.9979 | 762.249 | 844.7721 | 915.9542 | 977.0349 | 1029.1223 | 1073.207 | 1110.1742 | 994.4645 | 893.7513 | 807.5561 | 735.2884 | 676.2757 | 629.7886 | 595.0614 | 571.3092 | 557.7408 | 552.2803
Commercial_Restaurant_Existing_Space Heating_Natural Gas_Unit Heater_E2_Baseline Forecast | Commercial | Restaurant | Existing | Space Heating | Natural Gas | Unit Heater | E2 |  | Baseline Forecast | 0 | 0 | 0 | 0 | 0 | 0 | 0 | 0 | 0 | 0 | 0 | 0 | 0 | 0 | 0 | 0 | 0 | 0 | 0 | 0 | 0 | 0 | 0 | 0 | 0 | 0 | 0
Commercial_Restaurant_Existing_Space Heating_Natural Gas_Unit Heater_E3_Baseline Forecast | Commercial | Restaurant | Existing | Space Heating | Natural Gas | Unit Heater | E3 |  | Baseline Forecast | 0 | 0 | 0 | 0 | 0 | 0 | 0 | 0 | 0 | 0 | 0 | 0 | 0 | 0 | 0 | 0 | 0 | 0 | 0 | 0 | 0 | 0 | 0 | 0 | 0 | 0 | 0
Commercial_Restaurant_Existing_Space Heating_Natural Gas_Unit Heater_E4_Baseline Forecast | Commercial | Restaurant | Existing | Space Heating | Natural Gas | Unit Heater | E4 |  | Baseline Forecast | 0 | 0 | 0 | 0 | 0 | 0 | 0 | 0 | 0 | 0 | 0 | 0 | 0 | 0 | 0 | 0 | 0 | 0 | 0 | 0 | 0 | 0 | 0 | 0 | 0 | 0 | 0
Commercial_Restaurant_Existing_Space Heating_Natural Gas_Unit Heater_E5_Baseline Forecast | Commercial | Restaurant | Existing | Space Heating | Natural Gas | Unit Heater | E5 |  | Baseline Forecast | 0 | 0 | 0 | 0 | 0 | 0 | 0 | 0 | 0 | 0 | 0 | 0 | 0 | 0 | 0 | 0 | 0 | 0 | 0 | 0 | 0 | 0 | 0 | 0 | 0 | 0 | 0
Commercial_Restaurant_Existing_Space Heating_Natural Gas_Unit Heater_E6_Baseline Forecast | Commercial | Restaurant | Existing | Space Heating | Natural Gas | Unit Heater | E6 |  | Baseline Forecast | 0 | 0 | 0 | 0 | 0 | 0 | 0 | 0 | 0 | 0 | 0 | 0 | 0 | 0 | 0 | 0 | 0 | 0 | 0 | 0 | 0 | 0 | 0 | 0 | 0 | 0 | 0
Commercial_Restaurant_Existing_Space Heating_Natural Gas_Unit Heater_E7_Baseline Forecast | Commercial | Restaurant | Existing | Space Heating | Natural Gas | Unit Heater | E7 |  | Baseline Forecast | 0 | 0 | 0 | 0 | 0 | 0 | 0 | 0 | 0 | 0 | 0 | 0 | 0 | 0 | 0 | 0 | 0 | 0 | 0 | 0 | 0 | 0 | 0 | 0 | 0 | 0 | 0
Commercial_Restaurant_Existing_Space Heating_Natural Gas_Unit Heater_E8_Baseline Forecast | Commercial | Restaurant | Existing | Space Heating | Natural Gas | Unit Heater | E8 |  | Baseline Forecast | 0 | 0 | 0 | 0 | 0 | 0 | 0 | 0 | 0 | 0 | 0 | 0 | 0 | 0 | 0 | 0 | 0 | 0 | 0 | 0 | 0 | 0 | 0 | 0 | 0 | 0 | 0
Commercial_Restaurant_Existing_Space Heating_Natural Gas_Unit Heater_E9_Baseline Forecast | Commercial | Restaurant | Existing | Space Heating | Natural Gas | Unit Heater | E9 |  | Baseline Forecast | 0 | 0 | 0 | 0 | 0 | 0 | 0 | 0 | 0 | 0 | 0 | 0 | 0 | 0 | 0 | 0 | 0 | 0 | 0 | 0 | 0 | 0 | 0 | 0 | 0 | 0 | 0
Commercial_Restaurant_Existing_Space Heating_Natural Gas_Unit Heater_E10_Baseline Forecast | Commercial | Restaurant | Existing | Space Heating | Natural Gas | Unit Heater | E10 |  | Baseline Forecast | 0 | 0 | 0 | 0 | 0 | 0 | 0 | 0 | 0 | 0 | 0 | 0 | 0 | 0 | 0 | 0 | 0 | 0 | 0 | 0 | 0 | 0 | 0 | 0 | 0 | 0 | 0
Commercial_Restaurant_Existing_Water Heating_Natural Gas_Water Heater_E1_Baseline Forecast | Commercial | Restaurant | Existing | Water Heating | Natural Gas | Water Heater | E1 |  | Baseline Forecast | 0 | 81858.9276 | 75936.4153 | 71089.2521 | 67091.4859 | 63765.2221 | 60970.393 | 58596.705 | 56557.3005 | 54783.7689 | 57263.0566 | 58191.2518 | 58084.3773 | 57309.5547 | 56125.0092 | 71799.7083 | 65676.3717 | 60708.922 | 56653.6509 | 54016.8414 | 52201.5318 | 50832.7543 | 49683.3227 | 48622.5923 | 51377.7446 | 52172.8977 | 51727.5552
Commercial_Restaurant_Existing_Water Heating_Natural Gas_Water Heater_E2_Baseline Forecast | Commercial | Restaurant | Existing | Water Heating | Natural Gas | Water Heater | E2 |  | Baseline Forecast | 0 | 85200.1083 | 79035.8608 | 73990.8543 | 69829.9139 | 66367.8842 | 63458.9804 | 60988.4072 | 58865.7618 | 57019.8411 | 59600.3242 | 60566.4049 | 60455.1682 | 59648.7202 | 58415.8259 | 74730.3086 | 68357.0399 | 63186.8372 | 58966.0449 | 56221.6104 | 54332.2065 | 52907.5606 | 51711.2135 | 50607.1879 | 53474.7954 | 54302.4038 | 53838.8839
Commercial_Restaurant_Existing_Water Heating_Natural Gas_Water Heater_E3_Baseline Forecast | Commercial | Restaurant | Existing | Water Heating | Natural Gas | Water Heater | E3 |  | Baseline Forecast | 0 | 0 | 0 | 0 | 0 | 0 | 0 | 0 | 0 | 0 | 0 | 0 | 0 | 0 | 0 | 0 | 0 | 0 | 0 | 0 | 0 | 0 | 0 | 0 | 0 | 0 | 0
Commercial_Restaurant_Existing_Water Heating_Natural Gas_Water Heater_E4_Baseline Forecast | Commercial | Restaurant | Existing | Water Heating | Natural Gas | Water Heater | E4 |  | Baseline Forecast | 0 | 0 | 0 | 0 | 0 | 0 | 0 | 0 | 0 | 0 | 0 | 0 | 0 | 0 | 0 | 0 | 0 | 0 | 0 | 0 | 0 | 0 | 0 | 0 | 0 | 0 | 0
Commercial_Restaurant_Existing_Water Heating_Natural Gas_Water Heater_E5_Baseline Forecast | Commercial | Restaurant | Existing | Water Heating | Natural Gas | Water Heater | E5 |  | Baseline Forecast | 0 | 0 | 0 | 0 | 0 | 0 | 0 | 0 | 0 | 0 | 0 | 0 | 0 | 0 | 0 | 0 | 0 | 0 | 0 | 0 | 0 | 0 | 0 | 0 | 0 | 0 | 0
Commercial_Restaurant_Existing_Water Heating_Natural Gas_Water Heater_E6_Baseline Forecast | Commercial | Restaurant | Existing | Water Heating | Natural Gas | Water Heater | E6 |  | Baseline Forecast | 0 | 0 | 0 | 0 | 0 | 0 | 0 | 0 | 0 | 0 | 0 | 0 | 0 | 0 | 0 | 0 | 0 | 0 | 0 | 0 | 0 | 0 | 0 | 0 | 0 | 0 | 0
Commercial_Restaurant_Existing_Water Heating_Natural Gas_Water Heater_E7_Baseline Forecast | Commercial | Restaurant | Existing | Water Heating | Natural Gas | Water Heater | E7 |  | Baseline Forecast | 0 | 0 | 0 | 0 | 0 | 0 | 0 | 0 | 0 | 0 | 0 | 0 | 0 | 0 | 0 | 0 | 0 | 0 | 0 | 0 | 0 | 0 | 0 | 0 | 0 | 0 | 0
Commercial_Restaurant_Existing_Water Heating_Natural Gas_Water Heater_E8_Baseline Forecast | Commercial | Restaurant | Existing | Water Heating | Natural Gas | Water Heater | E8 |  | Baseline Forecast | 0 | 0 | 0 | 0 | 0 | 0 | 0 | 0 | 0 | 0 | 0 | 0 | 0 | 0 | 0 | 0 | 0 | 0 | 0 | 0 | 0 | 0 | 0 | 0 | 0 | 0 | 0
Commercial_Restaurant_Existing_Water Heating_Natural Gas_Water Heater_E9_Baseline Forecast | Commercial | Restaurant | Existing | Water Heating | Natural Gas | Water Heater | E9 |  | Baseline Forecast | 0 | 0 | 0 | 0 | 0 | 0 | 0 | 0 | 0 | 0 | 0 | 0 | 0 | 0 | 0 | 0 | 0 | 0 | 0 | 0 | 0 | 0 | 0 | 0 | 0 | 0 | 0
Commercial_Restaurant_Existing_Water Heating_Natural Gas_Water Heater_E10_Baseline Forecast | Commercial | Restaurant | Existing | Water Heating | Natural Gas | Water Heater | E10 |  | Baseline Forecast | 0 | 0 | 0 | 0 | 0 | 0 | 0 | 0 | 0 | 0 | 0 | 0 | 0 | 0 | 0 | 0 | 0 | 0 | 0 | 0 | 0 | 0 | 0 | 0 | 0 | 0 | 0
Commercial_Restaurant_Existing_Food Preparation_Natural Gas_Oven_E1_Baseline Forecast | Commercial | Restaurant | Existing | Food Preparation | Natural Gas | Oven | E1 |  | Baseline Forecast | 0 | 1017.0595 | 1801.1796 | 2730.3903 | 3763.4754 | 4550.5748 | 5144.4796 | 5586.7347 | 5910.0333 | 6140.1017 | 6297.1825 | 6397.202 | 5205.3138 | 4398.3215 | 3918.5451 | 3713.6915 | 3684.0893 | 3965.6564 | 4217.4811 | 4501.6388 | 4787.797 | 4992.9574 | 5134.6885 | 5018.1975 | 4768.9449 | 4474.7321 | 4194.8973
Commercial_Restaurant_Existing_Food Preparation_Natural Gas_Oven_E2_Baseline Forecast | Commercial | Restaurant | Existing | Food Preparation | Natural Gas | Oven | E2 |  | Baseline Forecast | 0 | 1193.9394 | 2114.4282 | 3205.2407 | 4417.9929 | 5341.9791 | 6039.1717 | 6558.3407 | 6937.8652 | 7207.9455 | 7392.3446 | 7509.7589 | 6110.5857 | 5163.247 | 4600.0312 | 4359.5509 | 4324.8004 | 4655.3357 | 4950.9561 | 5284.5325 | 5620.4573 | 5861.2978 | 6027.6778 | 5890.9275 | 5598.3266 | 5252.9463 | 4924.4446
Commercial_Restaurant_Existing_Food Preparation_Natural Gas_Oven_E3_Baseline Forecast | Commercial | Restaurant | Existing | Food Preparation | Natural Gas | Oven | E3 |  | Baseline Forecast | 0 | 0 | 0 | 0 | 0 | 0 | 0 | 0 | 0 | 0 | 0 | 0 | 0 | 0 | 0 | 0 | 0 | 0 | 0 | 0 | 0 | 0 | 0 | 0 | 0 | 0 | 0
Commercial_Restaurant_Existing_Food Preparation_Natural Gas_Oven_E4_Baseline Forecast | Commercial | Restaurant | Existing | Food Preparation | Natural Gas | Oven | E4 |  | Baseline Forecast | 0 | 0 | 0 | 0 | 0 | 0 | 0 | 0 | 0 | 0 | 0 | 0 | 0 | 0 | 0 | 0 | 0 | 0 | 0 | 0 | 0 | 0 | 0 | 0 | 0 | 0 | 0
Commercial_Restaurant_Existing_Food Preparation_Natural Gas_Oven_E5_Baseline Forecast | Commercial | Restaurant | Existing | Food Preparation | Natural Gas | Oven | E5 |  | Baseline Forecast | 0 | 0 | 0 | 0 | 0 | 0 | 0 | 0 | 0 | 0 | 0 | 0 | 0 | 0 | 0 | 0 | 0 | 0 | 0 | 0 | 0 | 0 | 0 | 0 | 0 | 0 | 0
Commercial_Restaurant_Existing_Food Preparation_Natural Gas_Oven_E6_Baseline Forecast | Commercial | Restaurant | Existing | Food Preparation | Natural Gas | Oven | E6 |  | Baseline Forecast | 0 | 0 | 0 | 0 | 0 | 0 | 0 | 0 | 0 | 0 | 0 | 0 | 0 | 0 | 0 | 0 | 0 | 0 | 0 | 0 | 0 | 0 | 0 | 0 | 0 | 0 | 0
Commercial_Restaurant_Existing_Food Preparation_Natural Gas_Oven_E7_Baseline Forecast | Commercial | Restaurant | Existing | Food Preparation | Natural Gas | Oven | E7 |  | Baseline Forecast | 0 | 0 | 0 | 0 | 0 | 0 | 0 | 0 | 0 | 0 | 0 | 0 | 0 | 0 | 0 | 0 | 0 | 0 | 0 | 0 | 0 | 0 | 0 | 0 | 0 | 0 | 0
Commercial_Restaurant_Existing_Food Preparation_Natural Gas_Oven_E8_Baseline Forecast | Commercial | Restaurant | Existing | Food Preparation | Natural Gas | Oven | E8 |  | Baseline Forecast | 0 | 0 | 0 | 0 | 0 | 0 | 0 | 0 | 0 | 0 | 0 | 0 | 0 | 0 | 0 | 0 | 0 | 0 | 0 | 0 | 0 | 0 | 0 | 0 | 0 | 0 | 0
Commercial_Restaurant_Existing_Food Preparation_Natural Gas_Oven_E9_Baseline Forecast | Commercial | Restaurant | Existing | Food Preparation | Natural Gas | Oven | E9 |  | Baseline Forecast | 0 | 0 | 0 | 0 | 0 | 0 | 0 | 0 | 0 | 0 | 0 | 0 | 0 | 0 | 0 | 0 | 0 | 0 | 0 | 0 | 0 | 0 | 0 | 0 | 0 | 0 | 0
Commercial_Restaurant_Existing_Food Preparation_Natural Gas_Oven_E10_Baseline Forecast | Commercial | Restaurant | Existing | Food Preparation | Natural Gas | Oven | E10 |  | Baseline Forecast | 0 | 0 | 0 | 0 | 0 | 0 | 0 | 0 | 0 | 0 | 0 | 0 | 0 | 0 | 0 | 0 | 0 | 0 | 0 | 0 | 0 | 0 | 0 | 0 | 0 | 0 | 0
Commercial_Restaurant_Existing_Food Preparation_Natural Gas_Conveyor Oven_E1_Baseline Forecast | Commercial | Restaurant | Existing | Food Preparation | Natural Gas | Conveyor Oven | E1 |  | Baseline Forecast | 0 | 0 | 0 | 0 | 0 | 158.8355 | 437.5663 | 805.6664 | 1239.2305 | 1719.5611 | 2085.6251 | 2361.9438 | 2567.8147 | 2718.4238 | 2825.7209 | 2899.1086 | 2945.9849 | 2318.7752 | 1825.1005 | 1436.5307 | 1130.6887 | 914.4514 | 787.2276 | 743.8455 | 776.5483 | 876.3481 | 1040.9345
Commercial_Restaurant_Existing_Food Preparation_Natural Gas_Conveyor Oven_E2_Baseline Forecast | Commercial | Restaurant | Existing | Food Preparation | Natural Gas | Conveyor Oven | E2 |  | Baseline Forecast | 0 | 0 | 0 | 0 | 0 | 186.4591 | 513.6648 | 945.7823 | 1454.7488 | 2018.6152 | 2448.3425 | 2772.7166 | 3014.3912 | 3191.1932 | 3317.1506 | 3403.3014 | 3458.3301 | 2722.0404 | 2142.5093 | 1686.3621 | 1327.3302 | 1073.4864 | 924.1368 | 873.2099 | 911.6002 | 1028.7565 | 1221.9666
Commercial_Restaurant_Existing_Food Preparation_Natural Gas_Conveyor Oven_E3_Baseline Forecast | Commercial | Restaurant | Existing | Food Preparation | Natural Gas | Conveyor Oven | E3 |  | Baseline Forecast | 0 | 0 | 0 | 0 | 0 | 0 | 0 | 0 | 0 | 0 | 0 | 0 | 0 | 0 | 0 | 0 | 0 | 0 | 0 | 0 | 0 | 0 | 0 | 0 | 0 | 0 | 0
Commercial_Restaurant_Existing_Food Preparation_Natural Gas_Conveyor Oven_E4_Baseline Forecast | Commercial | Restaurant | Existing | Food Preparation | Natural Gas | Conveyor Oven | E4 |  | Baseline Forecast | 0 | 0 | 0 | 0 | 0 | 0 | 0 | 0 | 0 | 0 | 0 | 0 | 0 | 0 | 0 | 0 | 0 | 0 | 0 | 0 | 0 | 0 | 0 | 0 | 0 | 0 | 0
Commercial_Restaurant_Existing_Food Preparation_Natural Gas_Conveyor Oven_E5_Baseline Forecast | Commercial | Restaurant | Existing | Food Preparation | Natural Gas | Conveyor Oven | E5 |  | Baseline Forecast | 0 | 0 | 0 | 0 | 0 | 0 | 0 | 0 | 0 | 0 | 0 | 0 | 0 | 0 | 0 | 0 | 0 | 0 | 0 | 0 | 0 | 0 | 0 | 0 | 0 | 0 | 0
Commercial_Restaurant_Existing_Food Preparation_Natural Gas_Conveyor Oven_E6_Baseline Forecast | Commercial | Restaurant | Existing | Food Preparation | Natural Gas | Conveyor Oven | E6 |  | Baseline Forecast | 0 | 0 | 0 | 0 | 0 | 0 | 0 | 0 | 0 | 0 | 0 | 0 | 0 | 0 | 0 | 0 | 0 | 0 | 0 | 0 | 0 | 0 | 0 | 0 | 0 | 0 | 0
Commercial_Restaurant_Existing_Food Preparation_Natural Gas_Conveyor Oven_E7_Baseline Forecast | Commercial | Restaurant | Existing | Food Preparation | Natural Gas | Conveyor Oven | E7 |  | Baseline Forecast | 0 | 0 | 0 | 0 | 0 | 0 | 0 | 0 | 0 | 0 | 0 | 0 | 0 | 0 | 0 | 0 | 0 | 0 | 0 | 0 | 0 | 0 | 0 | 0 | 0 | 0 | 0
Commercial_Restaurant_Existing_Food Preparation_Natural Gas_Conveyor Oven_E8_Baseline Forecast | Commercial | Restaurant | Existing | Food Preparation | Natural Gas | Conveyor Oven | E8 |  | Baseline Forecast | 0 | 0 | 0 | 0 | 0 | 0 | 0 | 0 | 0 | 0 | 0 | 0 | 0 | 0 | 0 | 0 | 0 | 0 | 0 | 0 | 0 | 0 | 0 | 0 | 0 | 0 | 0
Commercial_Restaurant_Existing_Food Preparation_Natural Gas_Conveyor Oven_E9_Baseline Forecast | Commercial | Restaurant | Existing | Food Preparation | Natural Gas | Conveyor Oven | E9 |  | Baseline Forecast | 0 | 0 | 0 | 0 | 0 | 0 | 0 | 0 | 0 | 0 | 0 | 0 | 0 | 0 | 0 | 0 | 0 | 0 | 0 | 0 | 0 | 0 | 0 | 0 | 0 | 0 | 0
Commercial_Restaurant_Existing_Food Preparation_Natural Gas_Conveyor Oven_E10_Baseline Forecast | Commercial | Restaurant | Existing | Food Preparation | Natural Gas | Conveyor Oven | E10 |  | Baseline Forecast | 0 | 0 | 0 | 0 | 0 | 0 | 0 | 0 | 0 | 0 | 0 | 0 | 0 | 0 | 0 | 0 | 0 | 0 | 0 | 0 | 0 | 0 | 0 | 0 | 0 | 0 | 0
Commercial_Restaurant_Existing_Food Preparation_Natural Gas_Double Rack Oven_E1_Baseline Forecast | Commercial | Restaurant | Existing | Food Preparation | Natural Gas | Double Rack Oven | E1 |  | Baseline Forecast | 0 | 941.7218 | 1286.851 | 1581.2124 | 1831.2952 | 2042.7727 | 2220.6044 | 2369.126 | 2492.1273 | 2592.9208 | 2358.0347 | 2185.7415 | 2063.3163 | 1980.2532 | 1927.9087 | 1899.1998 | 1888.3482 | 1890.664 | 1902.364 | 2106.4641 | 2134.8128 | 2137.4668 | 2122.7307 | 2096.8741 | 2064.5574 | 2029.1767 | 1993.1425
Commercial_Restaurant_Existing_Food Preparation_Natural Gas_Double Rack Oven_E2_Baseline Forecast | Commercial | Restaurant | Existing | Food Preparation | Natural Gas | Double Rack Oven | E2 |  | Baseline Forecast | 0 | 1105.4995 | 1510.6512 | 1856.2058 | 2149.7813 | 2398.0375 | 2606.7965 | 2781.1479 | 2925.5407 | 3043.8636 | 2768.1276 | 2565.8705 | 2422.154 | 2324.6451 | 2263.1972 | 2229.4954 | 2216.7565 | 2219.4752 | 2233.2099 | 2472.8057 | 2506.0846 | 2509.2002 | 2491.9012 | 2461.5478 | 2423.6109 | 2382.077 | 2339.776
Commercial_Restaurant_Existing_Food Preparation_Natural Gas_Double Rack Oven_E3_Baseline Forecast | Commercial | Restaurant | Existing | Food Preparation | Natural Gas | Double Rack Oven | E3 |  | Baseline Forecast | 0 | 0 | 0 | 0 | 0 | 0 | 0 | 0 | 0 | 0 | 0 | 0 | 0 | 0 | 0 | 0 | 0 | 0 | 0 | 0 | 0 | 0 | 0 | 0 | 0 | 0 | 0
Commercial_Restaurant_Existing_Food Preparation_Natural Gas_Double Rack Oven_E4_Baseline Forecast | Commercial | Restaurant | Existing | Food Preparation | Natural Gas | Double Rack Oven | E4 |  | Baseline Forecast | 0 | 0 | 0 | 0 | 0 | 0 | 0 | 0 | 0 | 0 | 0 | 0 | 0 | 0 | 0 | 0 | 0 | 0 | 0 | 0 | 0 | 0 | 0 | 0 | 0 | 0 | 0
Commercial_Restaurant_Existing_Food Preparation_Natural Gas_Double Rack Oven_E5_Baseline Forecast | Commercial | Restaurant | Existing | Food Preparation | Natural Gas | Double Rack Oven | E5 |  | Baseline Forecast | 0 | 0 | 0 | 0 | 0 | 0 | 0 | 0 | 0 | 0 | 0 | 0 | 0 | 0 | 0 | 0 | 0 | 0 | 0 | 0 | 0 | 0 | 0 | 0 | 0 | 0 | 0
Commercial_Restaurant_Existing_Food Preparation_Natural Gas_Double Rack Oven_E6_Baseline Forecast | Commercial | Restaurant | Existing | Food Preparation | Natural Gas | Double Rack Oven | E6 |  | Baseline Forecast | 0 | 0 | 0 | 0 | 0 | 0 | 0 | 0 | 0 | 0 | 0 | 0 | 0 | 0 | 0 | 0 | 0 | 0 | 0 | 0 | 0 | 0 | 0 | 0 | 0 | 0 | 0
Commercial_Restaurant_Existing_Food Preparation_Natural Gas_Double Rack Oven_E7_Baseline Forecast | Commercial | Restaurant | Existing | Food Preparation | Natural Gas | Double Rack Oven | E7 |  | Baseline Forecast | 0 | 0 | 0 | 0 | 0 | 0 | 0 | 0 | 0 | 0 | 0 | 0 | 0 | 0 | 0 | 0 | 0 | 0 | 0 | 0 | 0 | 0 | 0 | 0 | 0 | 0 | 0
Commercial_Restaurant_Existing_Food Preparation_Natural Gas_Double Rack Oven_E8_Baseline Forecast | Commercial | Restaurant | Existing | Food Preparation | Natural Gas | Double Rack Oven | E8 |  | Baseline Forecast | 0 | 0 | 0 | 0 | 0 | 0 | 0 | 0 | 0 | 0 | 0 | 0 | 0 | 0 | 0 | 0 | 0 | 0 | 0 | 0 | 0 | 0 | 0 | 0 | 0 | 0 | 0
Commercial_Restaurant_Existing_Food Preparation_Natural Gas_Double Rack Oven_E9_Baseline Forecast | Commercial | Restaurant | Existing | Food Preparation | Natural Gas | Double Rack Oven | E9 |  | Baseline Forecast | 0 | 0 | 0 | 0 | 0 | 0 | 0 | 0 | 0 | 0 | 0 | 0 | 0 | 0 | 0 | 0 | 0 | 0 | 0 | 0 | 0 | 0 | 0 | 0 | 0 | 0 | 0
Commercial_Restaurant_Existing_Food Preparation_Natural Gas_Double Rack Oven_E10_Baseline Forecast | Commercial | Restaurant | Existing | Food Preparation | Natural Gas | Double Rack Oven | E10 |  | Baseline Forecast | 0 | 0 | 0 | 0 | 0 | 0 | 0 | 0 | 0 | 0 | 0 | 0 | 0 | 0 | 0 | 0 | 0 | 0 | 0 | 0 | 0 | 0 | 0 | 0 | 0 | 0 | 0
Commercial_Restaurant_Existing_Food Preparation_Natural Gas_Fryer_E1_Baseline Forecast | Commercial | Restaurant | Existing | Food Preparation | Natural Gas | Fryer | E1 |  | Baseline Forecast | 0 | 0 | 0 | 0 | 0 | 0 | 0 | 0 | 0 | 0 | 0 | 0 | 0 | 0 | 0 | 0 | 0 | 0 | 0 | 0 | 0 | 0 | 0 | 0 | 0 | 0 | 0
Commercial_Restaurant_Existing_Food Preparation_Natural Gas_Fryer_E2_Baseline Forecast | Commercial | Restaurant | Existing | Food Preparation | Natural Gas | Fryer | E2 |  | Baseline Forecast | 0 | 256613.0867 | 233538.6035 | 214867.7317 | 199671.1383 | 187217.2157 | 176929.9878 | 168355.9775 | 161138.1281 | 171893.6637 | 176307.3325 | 176502.6315 | 173987.7634 | 169821.3565 | 219187.6071 | 198067.8552 | 181032.5343 | 170186.1311 | 162953.9928 | 157713.0343 | 153474.5998 | 149665.3291 | 159125.1557 | 161553.3318 | 159593.0531 | 155571.0325 | 150776.2626
Commercial_Restaurant_Existing_Food Preparation_Natural Gas_Fryer_E3_Baseline Forecast | Commercial | Restaurant | Existing | Food Preparation | Natural Gas | Fryer | E3 |  | Baseline Forecast | 0 | 0 | 0 | 0 | 0 | 0 | 0 | 0 | 0 | 0 | 0 | 0 | 0 | 0 | 0 | 0 | 0 | 0 | 0 | 0 | 0 | 0 | 0 | 0 | 0 | 0 | 0
Commercial_Restaurant_Existing_Food Preparation_Natural Gas_Fryer_E4_Baseline Forecast | Commercial | Restaurant | Existing | Food Preparation | Natural Gas | Fryer | E4 |  | Baseline Forecast | 0 | 0 | 0 | 0 | 0 | 0 | 0 | 0 | 0 | 0 | 0 | 0 | 0 | 0 | 0 | 0 | 0 | 0 | 0 | 0 | 0 | 0 | 0 | 0 | 0 | 0 | 0
Commercial_Restaurant_Existing_Food Preparation_Natural Gas_Fryer_E5_Baseline Forecast | Commercial | Restaurant | Existing | Food Preparation | Natural Gas | Fryer | E5 |  | Baseline Forecast | 0 | 0 | 0 | 0 | 0 | 0 | 0 | 0 | 0 | 0 | 0 | 0 | 0 | 0 | 0 | 0 | 0 | 0 | 0 | 0 | 0 | 0 | 0 | 0 | 0 | 0 | 0
Commercial_Restaurant_Existing_Food Preparation_Natural Gas_Fryer_E6_Baseline Forecast | Commercial | Restaurant | Existing | Food Preparation | Natural Gas | Fryer | E6 |  | Baseline Forecast | 0 | 0 | 0 | 0 | 0 | 0 | 0 | 0 | 0 | 0 | 0 | 0 | 0 | 0 | 0 | 0 | 0 | 0 | 0 | 0 | 0 | 0 | 0 | 0 | 0 | 0 | 0
Commercial_Restaurant_Existing_Food Preparation_Natural Gas_Fryer_E7_Baseline Forecast | Commercial | Restaurant | Existing | Food Preparation | Natural Gas | Fryer | E7 |  | Baseline Forecast | 0 | 0 | 0 | 0 | 0 | 0 | 0 | 0 | 0 | 0 | 0 | 0 | 0 | 0 | 0 | 0 | 0 | 0 | 0 | 0 | 0 | 0 | 0 | 0 | 0 | 0 | 0
Commercial_Restaurant_Existing_Food Preparation_Natural Gas_Fryer_E8_Baseline Forecast | Commercial | Restaurant | Existing | Food Preparation | Natural Gas | Fryer | E8 |  | Baseline Forecast | 0 | 0 | 0 | 0 | 0 | 0 | 0 | 0 | 0 | 0 | 0 | 0 | 0 | 0 | 0 | 0 | 0 | 0 | 0 | 0 | 0 | 0 | 0 | 0 | 0 | 0 | 0
Commercial_Restaurant_Existing_Food Preparation_Natural Gas_Fryer_E9_Baseline Forecast | Commercial | Restaurant | Existing | Food Preparation | Natural Gas | Fryer | E9 |  | Baseline Forecast | 0 | 0 | 0 | 0 | 0 | 0 | 0 | 0 | 0 | 0 | 0 | 0 | 0 | 0 | 0 | 0 | 0 | 0 | 0 | 0 | 0 | 0 | 0 | 0 | 0 | 0 | 0
Commercial_Restaurant_Existing_Food Preparation_Natural Gas_Fryer_E10_Baseline Forecast | Commercial | Restaurant | Existing | Food Preparation | Natural Gas | Fryer | E10 |  | Baseline Forecast | 0 | 0 | 0 | 0 | 0 | 0 | 0 | 0 | 0 | 0 | 0 | 0 | 0 | 0 | 0 | 0 | 0 | 0 | 0 | 0 | 0 | 0 | 0 | 0 | 0 | 0 | 0
Commercial_Restaurant_Existing_Food Preparation_Natural Gas_Broiler_E1_Baseline Forecast | Commercial | Restaurant | Existing | Food Preparation | Natural Gas | Broiler | E1 |  | Baseline Forecast | 0 | 80505.8481 | 90208.3898 | 98374.3822 | 105201.7338 | 110863.4428 | 115510.7231 | 119275.739 | 122273.9957 | 124606.4309 | 116702.1079 | 110720.6596 | 106273.3804 | 103039.323 | 100754.4076 | 99202.197 | 98206.091 | 97622.7306 | 97336.429 | 114828.0797 | 113578.6844 | 111742.0084 | 109547.9605 | 107167.2696 | 104724.1071 | 102306.2996 | 99973.5572
Commercial_Restaurant_Existing_Food Preparation_Natural Gas_Broiler_E2_Baseline Forecast | Commercial | Restaurant | Existing | Food Preparation | Natural Gas | Broiler | E2 |  | Baseline Forecast | 0 | 0 | 0 | 0 | 0 | 0 | 0 | 0 | 0 | 0 | 0 | 0 | 0 | 0 | 0 | 0 | 0 | 0 | 0 | 0 | 0 | 0 | 0 | 0 | 0 | 0 | 0
Commercial_Restaurant_Existing_Food Preparation_Natural Gas_Broiler_E3_Baseline Forecast | Commercial | Restaurant | Existing | Food Preparation | Natural Gas | Broiler | E3 |  | Baseline Forecast | 0 | 0 | 0 | 0 | 0 | 0 | 0 | 0 | 0 | 0 | 0 | 0 | 0 | 0 | 0 | 0 | 0 | 0 | 0 | 0 | 0 | 0 | 0 | 0 | 0 | 0 | 0
Commercial_Restaurant_Existing_Food Preparation_Natural Gas_Broiler_E4_Baseline Forecast | Commercial | Restaurant | Existing | Food Preparation | Natural Gas | Broiler | E4 |  | Baseline Forecast | 0 | 0 | 0 | 0 | 0 | 0 | 0 | 0 | 0 | 0 | 0 | 0 | 0 | 0 | 0 | 0 | 0 | 0 | 0 | 0 | 0 | 0 | 0 | 0 | 0 | 0 | 0
Commercial_Restaurant_Existing_Food Preparation_Natural Gas_Broiler_E5_Baseline Forecast | Commercial | Restaurant | Existing | Food Preparation | Natural Gas | Broiler | E5 |  | Baseline Forecast | 0 | 0 | 0 | 0 | 0 | 0 | 0 | 0 | 0 | 0 | 0 | 0 | 0 | 0 | 0 | 0 | 0 | 0 | 0 | 0 | 0 | 0 | 0 | 0 | 0 | 0 | 0
Commercial_Restaurant_Existing_Food Preparation_Natural Gas_Broiler_E6_Baseline Forecast | Commercial | Restaurant | Existing | Food Preparation | Natural Gas | Broiler | E6 |  | Baseline Forecast | 0 | 0 | 0 | 0 | 0 | 0 | 0 | 0 | 0 | 0 | 0 | 0 | 0 | 0 | 0 | 0 | 0 | 0 | 0 | 0 | 0 | 0 | 0 | 0 | 0 | 0 | 0
Commercial_Restaurant_Existing_Food Preparation_Natural Gas_Broiler_E7_Baseline Forecast | Commercial | Restaurant | Existing | Food Preparation | Natural Gas | Broiler | E7 |  | Baseline Forecast | 0 | 0 | 0 | 0 | 0 | 0 | 0 | 0 | 0 | 0 | 0 | 0 | 0 | 0 | 0 | 0 | 0 | 0 | 0 | 0 | 0 | 0 | 0 | 0 | 0 | 0 | 0
Commercial_Restaurant_Existing_Food Preparation_Natural Gas_Broiler_E8_Baseline Forecast | Commercial | Restaurant | Existing | Food Preparation | Natural Gas | Broiler | E8 |  | Baseline Forecast | 0 | 0 | 0 | 0 | 0 | 0 | 0 | 0 | 0 | 0 | 0 | 0 | 0 | 0 | 0 | 0 | 0 | 0 | 0 | 0 | 0 | 0 | 0 | 0 | 0 | 0 | 0
Commercial_Restaurant_Existing_Food Preparation_Natural Gas_Broiler_E9_Baseline Forecast | Commercial | Restaurant | Existing | Food Preparation | Natural Gas | Broiler | E9 |  | Baseline Forecast | 0 | 0 | 0 | 0 | 0 | 0 | 0 | 0 | 0 | 0 | 0 | 0 | 0 | 0 | 0 | 0 | 0 | 0 | 0 | 0 | 0 | 0 | 0 | 0 | 0 | 0 | 0
Commercial_Restaurant_Existing_Food Preparation_Natural Gas_Broiler_E10_Baseline Forecast | Commercial | Restaurant | Existing | Food Preparation | Natural Gas | Broiler | E10 |  | Baseline Forecast | 0 | 0 | 0 | 0 | 0 | 0 | 0 | 0 | 0 | 0 | 0 | 0 | 0 | 0 | 0 | 0 | 0 | 0 | 0 | 0 | 0 | 0 | 0 | 0 | 0 | 0 | 0
Commercial_Restaurant_Existing_Food Preparation_Natural Gas_Griddle_E1_Baseline Forecast | Commercial | Restaurant | Existing | Food Preparation | Natural Gas | Griddle | E1 |  | Baseline Forecast | 0 | 75423.8507 | 84513.9115 | 92164.419 | 98560.7885 | 103865.0974 | 108219.0143 | 111746.3605 | 114555.3499 | 116740.5482 | 109335.1921 | 103731.3276 | 99564.7864 | 96534.8816 | 94394.2034 | 92939.9773 | 92006.7513 | 91460.216 | 91191.9874 | 107579.4634 | 106408.9372 | 104688.2028 | 102632.6561 | 100402.2482 | 98113.3123 | 95848.1309 | 93662.6447
Commercial_Restaurant_Existing_Food Preparation_Natural Gas_Griddle_E2_Baseline Forecast | Commercial | Restaurant | Existing | Food Preparation | Natural Gas | Griddle | E2 |  | Baseline Forecast | 0 | 16556.455 | 18551.8342 | 20231.2139 | 21635.295 | 22799.6555 | 23755.3934 | 24529.6889 | 25146.2963 | 25625.974 | 24000.408 | 22770.2914 | 21855.6848 | 21190.5838 | 20720.6788 | 20401.4584 | 20196.6039 | 20076.6328 | 20017.7533 | 23615.0042 | 23358.0594 | 22980.3372 | 22529.1196 | 22039.5179 | 21537.0686 | 21039.8336 | 20560.0927
Commercial_Restaurant_Existing_Food Preparation_Natural Gas_Griddle_E3_Baseline Forecast | Commercial | Restaurant | Existing | Food Preparation | Natural Gas | Griddle | E3 |  | Baseline Forecast | 0 | 0 | 0 | 0 | 0 | 0 | 0 | 0 | 0 | 0 | 0 | 0 | 0 | 0 | 0 | 0 | 0 | 0 | 0 | 0 | 0 | 0 | 0 | 0 | 0 | 0 | 0
Commercial_Restaurant_Existing_Food Preparation_Natural Gas_Griddle_E4_Baseline Forecast | Commercial | Restaurant | Existing | Food Preparation | Natural Gas | Griddle | E4 |  | Baseline Forecast | 0 | 0 | 0 | 0 | 0 | 0 | 0 | 0 | 0 | 0 | 0 | 0 | 0 | 0 | 0 | 0 | 0 | 0 | 0 | 0 | 0 | 0 | 0 | 0 | 0 | 0 | 0
Commercial_Restaurant_Existing_Food Preparation_Natural Gas_Griddle_E5_Baseline Forecast | Commercial | Restaurant | Existing | Food Preparation | Natural Gas | Griddle | E5 |  | Baseline Forecast | 0 | 0 | 0 | 0 | 0 | 0 | 0 | 0 | 0 | 0 | 0 | 0 | 0 | 0 | 0 | 0 | 0 | 0 | 0 | 0 | 0 | 0 | 0 | 0 | 0 | 0 | 0
Commercial_Restaurant_Existing_Food Preparation_Natural Gas_Griddle_E6_Baseline Forecast | Commercial | Restaurant | Existing | Food Preparation | Natural Gas | Griddle | E6 |  | Baseline Forecast | 0 | 0 | 0 | 0 | 0 | 0 | 0 | 0 | 0 | 0 | 0 | 0 | 0 | 0 | 0 | 0 | 0 | 0 | 0 | 0 | 0 | 0 | 0 | 0 | 0 | 0 | 0
Commercial_Restaurant_Existing_Food Preparation_Natural Gas_Griddle_E7_Baseline Forecast | Commercial | Restaurant | Existing | Food Preparation | Natural Gas | Griddle | E7 |  | Baseline Forecast | 0 | 0 | 0 | 0 | 0 | 0 | 0 | 0 | 0 | 0 | 0 | 0 | 0 | 0 | 0 | 0 | 0 | 0 | 0 | 0 | 0 | 0 | 0 | 0 | 0 | 0 | 0
Commercial_Restaurant_Existing_Food Preparation_Natural Gas_Griddle_E8_Baseline Forecast | Commercial | Restaurant | Existing | Food Preparation | Natural Gas | Griddle | E8 |  | Baseline Forecast | 0 | 0 | 0 | 0 | 0 | 0 | 0 | 0 | 0 | 0 | 0 | 0 | 0 | 0 | 0 | 0 | 0 | 0 | 0 | 0 | 0 | 0 | 0 | 0 | 0 | 0 | 0
Commercial_Restaurant_Existing_Food Preparation_Natural Gas_Griddle_E9_Baseline Forecast | Commercial | Restaurant | Existing | Food Preparation | Natural Gas | Griddle | E9 |  | Baseline Forecast | 0 | 0 | 0 | 0 | 0 | 0 | 0 | 0 | 0 | 0 | 0 | 0 | 0 | 0 | 0 | 0 | 0 | 0 | 0 | 0 | 0 | 0 | 0 | 0 | 0 | 0 | 0
Commercial_Restaurant_Existing_Food Preparation_Natural Gas_Griddle_E10_Baseline Forecast | Commercial | Restaurant | Existing | Food Preparation | Natural Gas | Griddle | E10 |  | Baseline Forecast | 0 | 0 | 0 | 0 | 0 | 0 | 0 | 0 | 0 | 0 | 0 | 0 | 0 | 0 | 0 | 0 | 0 | 0 | 0 | 0 | 0 | 0 | 0 | 0 | 0 | 0 | 0
Commercial_Restaurant_Existing_Food Preparation_Natural Gas_Range_E1_Baseline Forecast | Commercial | Restaurant | Existing | Food Preparation | Natural Gas | Range | E1 |  | Baseline Forecast | 0 | 92082.424 | 117776.3907 | 137269.4062 | 151893.4573 | 162696.7564 | 170504.161 | 175964.7301 | 179589.1545 | 181779.2194 | 158987.0997 | 145486.6933 | 138228.4138 | 135042.0717 | 134400.6194 | 154468.9425 | 157658.0522 | 159586.3185 | 160531.5639 | 156589.2984 | 150564.7787 | 144105.2058 | 138105.4364 | 132984.9616 | 127213.6697 | 125085.2025 | 125000.7696
Commercial_Restaurant_Existing_Food Preparation_Natural Gas_Range_E2_Baseline Forecast | Commercial | Restaurant | Existing | Food Preparation | Natural Gas | Range | E2 |  | Baseline Forecast | 0 | 0 | 0 | 0 | 0 | 0 | 0 | 0 | 0 | 0 | 0 | 0 | 0 | 0 | 0 | 0 | 0 | 0 | 0 | 0 | 0 | 0 | 0 | 0 | 0 | 0 | 0
Commercial_Restaurant_Existing_Food Preparation_Natural Gas_Range_E3_Baseline Forecast | Commercial | Restaurant | Existing | Food Preparation | Natural Gas | Range | E3 |  | Baseline Forecast | 0 | 0 | 0 | 0 | 0 | 0 | 0 | 0 | 0 | 0 | 0 | 0 | 0 | 0 | 0 | 0 | 0 | 0 | 0 | 0 | 0 | 0 | 0 | 0 | 0 | 0 | 0
Commercial_Restaurant_Existing_Food Preparation_Natural Gas_Range_E4_Baseline Forecast | Commercial | Restaurant | Existing | Food Preparation | Natural Gas | Range | E4 |  | Baseline Forecast | 0 | 0 | 0 | 0 | 0 | 0 | 0 | 0 | 0 | 0 | 0 | 0 | 0 | 0 | 0 | 0 | 0 | 0 | 0 | 0 | 0 | 0 | 0 | 0 | 0 | 0 | 0
Commercial_Restaurant_Existing_Food Preparation_Natural Gas_Range_E5_Baseline Forecast | Commercial | Restaurant | Existing | Food Preparation | Natural Gas | Range | E5 |  | Baseline Forecast | 0 | 0 | 0 | 0 | 0 | 0 | 0 | 0 | 0 | 0 | 0 | 0 | 0 | 0 | 0 | 0 | 0 | 0 | 0 | 0 | 0 | 0 | 0 | 0 | 0 | 0 | 0
Commercial_Restaurant_Existing_Food Preparation_Natural Gas_Range_E6_Baseline Forecast | Commercial | Restaurant | Existing | Food Preparation | Natural Gas | Range | E6 |  | Baseline Forecast | 0 | 0 | 0 | 0 | 0 | 0 | 0 | 0 | 0 | 0 | 0 | 0 | 0 | 0 | 0 | 0 | 0 | 0 | 0 | 0 | 0 | 0 | 0 | 0 | 0 | 0 | 0
Commercial_Restaurant_Existing_Food Preparation_Natural Gas_Range_E7_Baseline Forecast | Commercial | Restaurant | Existing | Food Preparation | Natural Gas | Range | E7 |  | Baseline Forecast | 0 | 0 | 0 | 0 | 0 | 0 | 0 | 0 | 0 | 0 | 0 | 0 | 0 | 0 | 0 | 0 | 0 | 0 | 0 | 0 | 0 | 0 | 0 | 0 | 0 | 0 | 0
Commercial_Restaurant_Existing_Food Preparation_Natural Gas_Range_E8_Baseline Forecast | Commercial | Restaurant | Existing | Food Preparation | Natural Gas | Range | E8 |  | Baseline Forecast | 0 | 0 | 0 | 0 | 0 | 0 | 0 | 0 | 0 | 0 | 0 | 0 | 0 | 0 | 0 | 0 | 0 | 0 | 0 | 0 | 0 | 0 | 0 | 0 | 0 | 0 | 0
Commercial_Restaurant_Existing_Food Preparation_Natural Gas_Range_E9_Baseline Forecast | Commercial | Restaurant | Existing | Food Preparation | Natural Gas | Range | E9 |  | Baseline Forecast | 0 | 0 | 0 | 0 | 0 | 0 | 0 | 0 | 0 | 0 | 0 | 0 | 0 | 0 | 0 | 0 | 0 | 0 | 0 | 0 | 0 | 0 | 0 | 0 | 0 | 0 | 0
Commercial_Restaurant_Existing_Food Preparation_Natural Gas_Range_E10_Baseline Forecast | Commercial | Restaurant | Existing | Food Preparation | Natural Gas | Range | E10 |  | Baseline Forecast | 0 | 0 | 0 | 0 | 0 | 0 | 0 | 0 | 0 | 0 | 0 | 0 | 0 | 0 | 0 | 0 | 0 | 0 | 0 | 0 | 0 | 0 | 0 | 0 | 0 | 0 | 0
Commercial_Restaurant_Existing_Food Preparation_Natural Gas_Steamer_E1_Baseline Forecast | Commercial | Restaurant | Existing | Food Preparation | Natural Gas | Steamer | E1 |  | Baseline Forecast | 0 | 0 | 0 | 0 | 0 | 0 | 0 | 0 | 0 | 0 | 0 | 0 | 0 | 0 | 0 | 0 | 0 | 0 | 0 | 0 | 0 | 0 | 0 | 0 | 0 | 0 | 0
Commercial_Restaurant_Existing_Food Preparation_Natural Gas_Steamer_E2_Baseline Forecast | Commercial | Restaurant | Existing | Food Preparation | Natural Gas | Steamer | E2 |  | Baseline Forecast | 0 | 15919.553 | 15140.6932 | 14485.5508 | 13928.4652 | 13449.2279 | 13031.9222 | 12664.0093 | 12809.1715 | 12784.4149 | 12647.9972 | 12441.1929 | 12192.8823 | 15356.3884 | 14234.6731 | 13401.6569 | 12760.4433 | 12246.2498 | 11816.3086 | 11442.7851 | 11822.7954 | 11885.551 | 11762.0979 | 11534.8275 | 11254.4977 | 11692.0899 | 11056.6438
Commercial_Restaurant_Existing_Food Preparation_Natural Gas_Steamer_E3_Baseline Forecast | Commercial | Restaurant | Existing | Food Preparation | Natural Gas | Steamer | E3 |  | Baseline Forecast | 0 | 0 | 0 | 0 | 0 | 0 | 0 | 0 | 0 | 0 | 0 | 0 | 0 | 0 | 0 | 0 | 0 | 0 | 0 | 0 | 0 | 0 | 0 | 0 | 0 | 0 | 0
Commercial_Restaurant_Existing_Food Preparation_Natural Gas_Steamer_E4_Baseline Forecast | Commercial | Restaurant | Existing | Food Preparation | Natural Gas | Steamer | E4 |  | Baseline Forecast | 0 | 0 | 0 | 0 | 0 | 0 | 0 | 0 | 0 | 0 | 0 | 0 | 0 | 0 | 0 | 0 | 0 | 0 | 0 | 0 | 0 | 0 | 0 | 0 | 0 | 0 | 0
Commercial_Restaurant_Existing_Food Preparation_Natural Gas_Steamer_E5_Baseline Forecast | Commercial | Restaurant | Existing | Food Preparation | Natural Gas | Steamer | E5 |  | Baseline Forecast | 0 | 0 | 0 | 0 | 0 | 0 | 0 | 0 | 0 | 0 | 0 | 0 | 0 | 0 | 0 | 0 | 0 | 0 | 0 | 0 | 0 | 0 | 0 | 0 | 0 | 0 | 0
Commercial_Restaurant_Existing_Food Preparation_Natural Gas_Steamer_E6_Baseline Forecast | Commercial | Restaurant | Existing | Food Preparation | Natural Gas | Steamer | E6 |  | Baseline Forecast | 0 | 0 | 0 | 0 | 0 | 0 | 0 | 0 | 0 | 0 | 0 | 0 | 0 | 0 | 0 | 0 | 0 | 0 | 0 | 0 | 0 | 0 | 0 | 0 | 0 | 0 | 0
Commercial_Restaurant_Existing_Food Preparation_Natural Gas_Steamer_E7_Baseline Forecast | Commercial | Restaurant | Existing | Food Preparation | Natural Gas | Steamer | E7 |  | Baseline Forecast | 0 | 0 | 0 | 0 | 0 | 0 | 0 | 0 | 0 | 0 | 0 | 0 | 0 | 0 | 0 | 0 | 0 | 0 | 0 | 0 | 0 | 0 | 0 | 0 | 0 | 0 | 0
Commercial_Restaurant_Existing_Food Preparation_Natural Gas_Steamer_E8_Baseline Forecast | Commercial | Restaurant | Existing | Food Preparation | Natural Gas | Steamer | E8 |  | Baseline Forecast | 0 | 0 | 0 | 0 | 0 | 0 | 0 | 0 | 0 | 0 | 0 | 0 | 0 | 0 | 0 | 0 | 0 | 0 | 0 | 0 | 0 | 0 | 0 | 0 | 0 | 0 | 0
Commercial_Restaurant_Existing_Food Preparation_Natural Gas_Steamer_E9_Baseline Forecast | Commercial | Restaurant | Existing | Food Preparation | Natural Gas | Steamer | E9 |  | Baseline Forecast | 0 | 0 | 0 | 0 | 0 | 0 | 0 | 0 | 0 | 0 | 0 | 0 | 0 | 0 | 0 | 0 | 0 | 0 | 0 | 0 | 0 | 0 | 0 | 0 | 0 | 0 | 0
Commercial_Restaurant_Existing_Food Preparation_Natural Gas_Steamer_E10_Baseline Forecast | Commercial | Restaurant | Existing | Food Preparation | Natural Gas | Steamer | E10 |  | Baseline Forecast | 0 | 0 | 0 | 0 | 0 | 0 | 0 | 0 | 0 | 0 | 0 | 0 | 0 | 0 | 0 | 0 | 0 | 0 | 0 | 0 | 0 | 0 | 0 | 0 | 0 | 0 | 0
Commercial_Restaurant_Existing_Food Preparation_Natural Gas_Commercial Food Prep Other_E1_Baseline Forecast | Commercial | Restaurant | Existing | Food Preparation | Natural Gas | Commercial Food Prep Other | E1 |  | Baseline Forecast | 0 | 268.7717 | 343.7676 | 400.6642 | 443.3491 | 474.8819 | 497.6703 | 513.6087 | 524.1877 | 530.5801 | 464.0541 | 424.6489 | 403.4633 | 394.163 | 392.2907 | 450.8665 | 460.1749 | 465.8031 | 468.5621 | 457.0554 | 439.4709 | 420.6166 | 403.1044 | 388.1587 | 371.3133 | 365.1007 | 364.8543
Commercial_Restaurant_Existing_Food Preparation_Natural Gas_Commercial Food Prep Other_E2_Baseline Forecast | Commercial | Restaurant | Existing | Food Preparation | Natural Gas | Commercial Food Prep Other | E2 |  | Baseline Forecast | 0 | 89.5906 | 114.5892 | 133.5547 | 147.783 | 158.294 | 165.8901 | 171.2029 | 174.7292 | 176.86 | 154.6847 | 141.5496 | 134.4878 | 131.3877 | 130.7636 | 150.2888 | 153.3916 | 155.2677 | 156.1874 | 152.3518 | 146.4903 | 140.2055 | 134.3681 | 129.3862 | 123.7711 | 121.7002 | 121.6181
Commercial_Restaurant_Existing_Food Preparation_Natural Gas_Commercial Food Prep Other_E3_Baseline Forecast | Commercial | Restaurant | Existing | Food Preparation | Natural Gas | Commercial Food Prep Other | E3 |  | Baseline Forecast | 0 | 0 | 0 | 0 | 0 | 0 | 0 | 0 | 0 | 0 | 0 | 0 | 0 | 0 | 0 | 0 | 0 | 0 | 0 | 0 | 0 | 0 | 0 | 0 | 0 | 0 | 0
Commercial_Restaurant_Existing_Food Preparation_Natural Gas_Commercial Food Prep Other_E4_Baseline Forecast | Commercial | Restaurant | Existing | Food Preparation | Natural Gas | Commercial Food Prep Other | E4 |  | Baseline Forecast | 0 | 0 | 0 | 0 | 0 | 0 | 0 | 0 | 0 | 0 | 0 | 0 | 0 | 0 | 0 | 0 | 0 | 0 | 0 | 0 | 0 | 0 | 0 | 0 | 0 | 0 | 0
Commercial_Restaurant_Existing_Food Preparation_Natural Gas_Commercial Food Prep Other_E5_Baseline Forecast | Commercial | Restaurant | Existing | Food Preparation | Natural Gas | Commercial Food Prep Other | E5 |  | Baseline Forecast | 0 | 0 | 0 | 0 | 0 | 0 | 0 | 0 | 0 | 0 | 0 | 0 | 0 | 0 | 0 | 0 | 0 | 0 | 0 | 0 | 0 | 0 | 0 | 0 | 0 | 0 | 0
Commercial_Restaurant_Existing_Food Preparation_Natural Gas_Commercial Food Prep Other_E6_Baseline Forecast | Commercial | Restaurant | Existing | Food Preparation | Natural Gas | Commercial Food Prep Other | E6 |  | Baseline Forecast | 0 | 0 | 0 | 0 | 0 | 0 | 0 | 0 | 0 | 0 | 0 | 0 | 0 | 0 | 0 | 0 | 0 | 0 | 0 | 0 | 0 | 0 | 0 | 0 | 0 | 0 | 0
Commercial_Restaurant_Existing_Food Preparation_Natural Gas_Commercial Food Prep Other_E7_Baseline Forecast | Commercial | Restaurant | Existing | Food Preparation | Natural Gas | Commercial Food Prep Other | E7 |  | Baseline Forecast | 0 | 0 | 0 | 0 | 0 | 0 | 0 | 0 | 0 | 0 | 0 | 0 | 0 | 0 | 0 | 0 | 0 | 0 | 0 | 0 | 0 | 0 | 0 | 0 | 0 | 0 | 0
Commercial_Restaurant_Existing_Food Preparation_Natural Gas_Commercial Food Prep Other_E8_Baseline Forecast | Commercial | Restaurant | Existing | Food Preparation | Natural Gas | Commercial Food Prep Other | E8 |  | Baseline Forecast | 0 | 0 | 0 | 0 | 0 | 0 | 0 | 0 | 0 | 0 | 0 | 0 | 0 | 0 | 0 | 0 | 0 | 0 | 0 | 0 | 0 | 0 | 0 | 0 | 0 | 0 | 0
Commercial_Restaurant_Existing_Food Preparation_Natural Gas_Commercial Food Prep Other_E9_Baseline Forecast | Commercial | Restaurant | Existing | Food Preparation | Natural Gas | Commercial Food Prep Other | E9 |  | Baseline Forecast | 0 | 0 | 0 | 0 | 0 | 0 | 0 | 0 | 0 | 0 | 0 | 0 | 0 | 0 | 0 | 0 | 0 | 0 | 0 | 0 | 0 | 0 | 0 | 0 | 0 | 0 | 0
Commercial_Restaurant_Existing_Food Preparation_Natural Gas_Commercial Food Prep Other_E10_Baseline Forecast | Commercial | Restaurant | Existing | Food Preparation | Natural Gas | Commercial Food Prep Other | E10 |  | Baseline Forecast | 0 | 0 | 0 | 0 | 0 | 0 | 0 | 0 | 0 | 0 | 0 | 0 | 0 | 0 | 0 | 0 | 0 | 0 | 0 | 0 | 0 | 0 | 0 | 0 | 0 | 0 | 0
Commercial_Restaurant_Existing_Miscellaneous_Natural Gas_Pool Heater_E1_Baseline Forecast | Commercial | Restaurant | Existing | Miscellaneous | Natural Gas | Pool Heater | E1 |  | Baseline Forecast | 0 | 0 | 0 | 0 | 0 | 0 | 0 | 0 | 0 | 0 | 0 | 0 | 0 | 0 | 0 | 0 | 0 | 0 | 0 | 0 | 0 | 0 | 0 | 0 | 0 | 0 | 0
Commercial_Restaurant_Existing_Miscellaneous_Natural Gas_Pool Heater_E2_Baseline Forecast | Commercial | Restaurant | Existing | Miscellaneous | Natural Gas | Pool Heater | E2 |  | Baseline Forecast | 0 | 0 | 0 | 0 | 0 | 0 | 0 | 0 | 0 | 0 | 0 | 0 | 0 | 0 | 0 | 0 | 0 | 0 | 0 | 0 | 0 | 0 | 0 | 0 | 0 | 0 | 0
Commercial_Restaurant_Existing_Miscellaneous_Natural Gas_Pool Heater_E3_Baseline Forecast | Commercial | Restaurant | Existing | Miscellaneous | Natural Gas | Pool Heater | E3 |  | Baseline Forecast | 0 | 0 | 0 | 0 | 0 | 0 | 0 | 0 | 0 | 0 | 0 | 0 | 0 | 0 | 0 | 0 | 0 | 0 | 0 | 0 | 0 | 0 | 0 | 0 | 0 | 0 | 0
Commercial_Restaurant_Existing_Miscellaneous_Natural Gas_Pool Heater_E4_Baseline Forecast | Commercial | Restaurant | Existing | Miscellaneous | Natural Gas | Pool Heater | E4 |  | Baseline Forecast | 0 | 0 | 0 | 0 | 0 | 0 | 0 | 0 | 0 | 0 | 0 | 0 | 0 | 0 | 0 | 0 | 0 | 0 | 0 | 0 | 0 | 0 | 0 | 0 | 0 | 0 | 0
Commercial_Restaurant_Existing_Miscellaneous_Natural Gas_Pool Heater_E5_Baseline Forecast | Commercial | Restaurant | Existing | Miscellaneous | Natural Gas | Pool Heater | E5 |  | Baseline Forecast | 0 | 0 | 0 | 0 | 0 | 0 | 0 | 0 | 0 | 0 | 0 | 0 | 0 | 0 | 0 | 0 | 0 | 0 | 0 | 0 | 0 | 0 | 0 | 0 | 0 | 0 | 0
Commercial_Restaurant_Existing_Miscellaneous_Natural Gas_Pool Heater_E6_Baseline Forecast | Commercial | Restaurant | Existing | Miscellaneous | Natural Gas | Pool Heater | E6 |  | Baseline Forecast | 0 | 0 | 0 | 0 | 0 | 0 | 0 | 0 | 0 | 0 | 0 | 0 | 0 | 0 | 0 | 0 | 0 | 0 | 0 | 0 | 0 | 0 | 0 | 0 | 0 | 0 | 0
Commercial_Restaurant_Existing_Miscellaneous_Natural Gas_Pool Heater_E7_Baseline Forecast | Commercial | Restaurant | Existing | Miscellaneous | Natural Gas | Pool Heater | E7 |  | Baseline Forecast | 0 | 0 | 0 | 0 | 0 | 0 | 0 | 0 | 0 | 0 | 0 | 0 | 0 | 0 | 0 | 0 | 0 | 0 | 0 | 0 | 0 | 0 | 0 | 0 | 0 | 0 | 0
Commercial_Restaurant_Existing_Miscellaneous_Natural Gas_Pool Heater_E8_Baseline Forecast | Commercial | Restaurant | Existing | Miscellaneous | Natural Gas | Pool Heater | E8 |  | Baseline Forecast | 0 | 0 | 0 | 0 | 0 | 0 | 0 | 0 | 0 | 0 | 0 | 0 | 0 | 0 | 0 | 0 | 0 | 0 | 0 | 0 | 0 | 0 | 0 | 0 | 0 | 0 | 0
Commercial_Restaurant_Existing_Miscellaneous_Natural Gas_Pool Heater_E9_Baseline Forecast | Commercial | Restaurant | Existing | Miscellaneous | Natural Gas | Pool Heater | E9 |  | Baseline Forecast | 0 | 0 | 0 | 0 | 0 | 0 | 0 | 0 | 0 | 0 | 0 | 0 | 0 | 0 | 0 | 0 | 0 | 0 | 0 | 0 | 0 | 0 | 0 | 0 | 0 | 0 | 0
Commercial_Restaurant_Existing_Miscellaneous_Natural Gas_Pool Heater_E10_Baseline Forecast | Commercial | Restaurant | Existing | Miscellaneous | Natural Gas | Pool Heater | E10 |  | Baseline Forecast | 0 | 0 | 0 | 0 | 0 | 0 | 0 | 0 | 0 | 0 | 0 | 0 | 0 | 0 | 0 | 0 | 0 | 0 | 0 | 0 | 0 | 0 | 0 | 0 | 0 | 0 | 0
Commercial_Restaurant_Existing_Miscellaneous_Natural Gas_Miscellaneous_E1_Baseline Forecast | Commercial | Restaurant | Existing | Miscellaneous | Natural Gas | Miscellaneous | E1 |  | Baseline Forecast | 0 | 242367.0722 | 283878.4832 | 317603.7703 | 300816.3631 | 292307.1005 | 289719.6003 | 285253.4942 | 280329.414 | 275824.8047 | 271418.3481 | 327050.2497 | 324582.4537 | 320139.4981 | 311587.836 | 306023.1935 | 302158.374 | 297260.0628 | 292240.8812 | 287566.4922 | 282964.3674 | 293250.2569 | 287123.3965 | 280831.3905 | 275889.488 | 271593.8256 | 267513.859
Commercial_Restaurant_Existing_Miscellaneous_Natural Gas_Miscellaneous_E2_Baseline Forecast | Commercial | Restaurant | Existing | Miscellaneous | Natural Gas | Miscellaneous | E2 |  | Baseline Forecast | 0 | 0 | 0 | 0 | 0 | 0 | 0 | 0 | 0 | 0 | 0 | 0 | 0 | 0 | 0 | 0 | 0 | 0 | 0 | 0 | 0 | 0 | 0 | 0 | 0 | 0 | 0
Commercial_Restaurant_Existing_Miscellaneous_Natural Gas_Miscellaneous_E3_Baseline Forecast | Commercial | Restaurant | Existing | Miscellaneous | Natural Gas | Miscellaneous | E3 |  | Baseline Forecast | 0 | 0 | 0 | 0 | 0 | 0 | 0 | 0 | 0 | 0 | 0 | 0 | 0 | 0 | 0 | 0 | 0 | 0 | 0 | 0 | 0 | 0 | 0 | 0 | 0 | 0 | 0
Commercial_Restaurant_Existing_Miscellaneous_Natural Gas_Miscellaneous_E4_Baseline Forecast | Commercial | Restaurant | Existing | Miscellaneous | Natural Gas | Miscellaneous | E4 |  | Baseline Forecast | 0 | 0 | 0 | 0 | 0 | 0 | 0 | 0 | 0 | 0 | 0 | 0 | 0 | 0 | 0 | 0 | 0 | 0 | 0 | 0 | 0 | 0 | 0 | 0 | 0 | 0 | 0
Commercial_Restaurant_Existing_Miscellaneous_Natural Gas_Miscellaneous_E5_Baseline Forecast | Commercial | Restaurant | Existing | Miscellaneous | Natural Gas | Miscellaneous | E5 |  | Baseline Forecast | 0 | 0 | 0 | 0 | 0 | 0 | 0 | 0 | 0 | 0 | 0 | 0 | 0 | 0 | 0 | 0 | 0 | 0 | 0 | 0 | 0 | 0 | 0 | 0 | 0 | 0 | 0
Commercial_Restaurant_Existing_Miscellaneous_Natural Gas_Miscellaneous_E6_Baseline Forecast | Commercial | Restaurant | Existing | Miscellaneous | Natural Gas | Miscellaneous | E6 |  | Baseline Forecast | 0 | 0 | 0 | 0 | 0 | 0 | 0 | 0 | 0 | 0 | 0 | 0 | 0 | 0 | 0 | 0 | 0 | 0 | 0 | 0 | 0 | 0 | 0 | 0 | 0 | 0 | 0
Commercial_Restaurant_Existing_Miscellaneous_Natural Gas_Miscellaneous_E7_Baseline Forecast | Commercial | Restaurant | Existing | Miscellaneous | Natural Gas | Miscellaneous | E7 |  | Baseline Forecast | 0 | 0 | 0 | 0 | 0 | 0 | 0 | 0 | 0 | 0 | 0 | 0 | 0 | 0 | 0 | 0 | 0 | 0 | 0 | 0 | 0 | 0 | 0 | 0 | 0 | 0 | 0
Commercial_Restaurant_Existing_Miscellaneous_Natural Gas_Miscellaneous_E8_Baseline Forecast | Commercial | Restaurant | Existing | Miscellaneous | Natural Gas | Miscellaneous | E8 |  | Baseline Forecast | 0 | 0 | 0 | 0 | 0 | 0 | 0 | 0 | 0 | 0 | 0 | 0 | 0 | 0 | 0 | 0 | 0 | 0 | 0 | 0 | 0 | 0 | 0 | 0 | 0 | 0 | 0
Commercial_Restaurant_Existing_Miscellaneous_Natural Gas_Miscellaneous_E9_Baseline Forecast | Commercial | Restaurant | Existing | Miscellaneous | Natural Gas | Miscellaneous | E9 |  | Baseline Forecast | 0 | 0 | 0 | 0 | 0 | 0 | 0 | 0 | 0 | 0 | 0 | 0 | 0 | 0 | 0 | 0 | 0 | 0 | 0 | 0 | 0 | 0 | 0 | 0 | 0 | 0 | 0
Commercial_Restaurant_Existing_Miscellaneous_Natural Gas_Miscellaneous_E10_Baseline Forecast | Commercial | Restaurant | Existing | Miscellaneous | Natural Gas | Miscellaneous | E10 |  | Baseline Forecast | 0 | 0 | 0 | 0 | 0 | 0 | 0 | 0 | 0 | 0 | 0 | 0 | 0 | 0 | 0 | 0 | 0 | 0 | 0 | 0 | 0 | 0 | 0 | 0 | 0 | 0 | 0
Commercial_Restaurant_New_Space Heating_Natural Gas_Furnace_E1_Baseline Forecast | Commercial | Restaurant | New | Space Heating | Natural Gas | Furnace | E1 |  | Baseline Forecast | 0 | 48283.0822 | 47834.5786 | 0 | 0 | 0 | 0 | 0 | 0 | 0 | 0 | 0 | 0 | 0 | 0 | 0 | 0 | 0 | 0 | 0 | 0 | 0 | 0 | 0 | 0 | 0 | 0
Commercial_Restaurant_New_Space Heating_Natural Gas_Furnace_E2_Baseline Forecast | Commercial | Restaurant | New | Space Heating | Natural Gas | Furnace | E2 |  | Baseline Forecast | 0 | 822.1564 | 814.5193 | 47836.2159 | 47168.8576 | 46350.7631 | 45898.6291 | 45278.7586 | 44669.1776 | 44069.7208 | 43480.2255 | 42900.5318 | 42330.4823 | 41769.9222 | 41218.6992 | 40676.6633 | 40143.6672 | 39619.5656 | 39104.2159 | 42374.8037 | 45328.2135 | 47961.9178 | 50312.2111 | 52389.7985 | 54244.2998 | 55880.4561 | 57316.3306
Commercial_Restaurant_New_Space Heating_Natural Gas_Furnace_E3_Baseline Forecast | Commercial | Restaurant | New | Space Heating | Natural Gas | Furnace | E3 |  | Baseline Forecast | 0 | 0 | 0 | 0 | 0 | 0 | 0 | 0 | 0 | 0 | 0 | 0 | 0 | 0 | 0 | 0 | 0 | 0 | 0 | 0 | 0 | 0 | 0 | 0 | 0 | 0 | 0
Commercial_Restaurant_New_Space Heating_Natural Gas_Furnace_E4_Baseline Forecast | Commercial | Restaurant | New | Space Heating | Natural Gas | Furnace | E4 |  | Baseline Forecast | 0 | 0 | 0 | 0 | 0 | 0 | 0 | 0 | 0 | 0 | 0 | 0 | 0 | 0 | 0 | 0 | 0 | 0 | 0 | 0 | 0 | 0 | 0 | 0 | 0 | 0 | 0
Commercial_Restaurant_New_Space Heating_Natural Gas_Furnace_E5_Baseline Forecast | Commercial | Restaurant | New | Space Heating | Natural Gas | Furnace | E5 |  | Baseline Forecast | 0 | 0 | 0 | 0 | 0 | 0 | 0 | 0 | 0 | 0 | 0 | 0 | 0 | 0 | 0 | 0 | 0 | 0 | 0 | 0 | 0 | 0 | 0 | 0 | 0 | 0 | 0
Commercial_Restaurant_New_Space Heating_Natural Gas_Furnace_E6_Baseline Forecast | Commercial | Restaurant | New | Space Heating | Natural Gas | Furnace | E6 |  | Baseline Forecast | 0 | 0 | 0 | 0 | 0 | 0 | 0 | 0 | 0 | 0 | 0 | 0 | 0 | 0 | 0 | 0 | 0 | 0 | 0 | 0 | 0 | 0 | 0 | 0 | 0 | 0 | 0
Commercial_Restaurant_New_Space Heating_Natural Gas_Furnace_E7_Baseline Forecast | Commercial | Restaurant | New | Space Heating | Natural Gas | Furnace | E7 |  | Baseline Forecast | 0 | 0 | 0 | 0 | 0 | 0 | 0 | 0 | 0 | 0 | 0 | 0 | 0 | 0 | 0 | 0 | 0 | 0 | 0 | 0 | 0 | 0 | 0 | 0 | 0 | 0 | 0
Commercial_Restaurant_New_Space Heating_Natural Gas_Furnace_E8_Baseline Forecast | Commercial | Restaurant | New | Space Heating | Natural Gas | Furnace | E8 |  | Baseline Forecast | 0 | 0 | 0 | 0 | 0 | 0 | 0 | 0 | 0 | 0 | 0 | 0 | 0 | 0 | 0 | 0 | 0 | 0 | 0 | 0 | 0 | 0 | 0 | 0 | 0 | 0 | 0
Commercial_Restaurant_New_Space Heating_Natural Gas_Furnace_E9_Baseline Forecast | Commercial | Restaurant | New | Space Heating | Natural Gas | Furnace | E9 |  | Baseline Forecast | 0 | 0 | 0 | 0 | 0 | 0 | 0 | 0 | 0 | 0 | 0 | 0 | 0 | 0 | 0 | 0 | 0 | 0 | 0 | 0 | 0 | 0 | 0 | 0 | 0 | 0 | 0
Commercial_Restaurant_New_Space Heating_Natural Gas_Furnace_E10_Baseline Forecast | Commercial | Restaurant | New | Space Heating | Natural Gas | Furnace | E10 |  | Baseline Forecast | 0 | 0 | 0 | 0 | 0 | 0 | 0 | 0 | 0 | 0 | 0 | 0 | 0 | 0 | 0 | 0 | 0 | 0 | 0 | 0 | 0 | 0 | 0 | 0 | 0 | 0 | 0
Commercial_Restaurant_New_Space Heating_Natural Gas_Boiler_E1_Baseline Forecast | Commercial | Restaurant | New | Space Heating | Natural Gas | Boiler | E1 |  | Baseline Forecast | 0 | 208.7974 | 206.8579 | 203.4015 | 200.5638 | 197.0853 | 195.1628 | 192.527 | 189.9351 | 187.3862 | 184.8796 | 182.4147 | 179.9909 | 177.6073 | 175.2635 | 172.9588 | 170.6924 | 168.4639 | 166.2727 | 164.118 | 161.9993 | 159.9161 | 176.8494 | 191.9151 | 205.1476 | 216.7724 | 226.8799
Commercial_Restaurant_New_Space Heating_Natural Gas_Boiler_E2_Baseline Forecast | Commercial | Restaurant | New | Space Heating | Natural Gas | Boiler | E2 |  | Baseline Forecast | 0 | 45.8336 | 45.4078 | 44.6491 | 44.0262 | 43.2626 | 42.8406 | 42.262 | 41.6931 | 41.1336 | 40.5833 | 40.0423 | 39.5102 | 38.987 | 38.4725 | 37.9666 | 37.4691 | 36.9799 | 36.4989 | 36.0259 | 35.5608 | 35.1035 | 38.8206 | 42.1277 | 45.0324 | 47.5842 | 49.8029
Commercial_Restaurant_New_Space Heating_Natural Gas_Boiler_E3_Baseline Forecast | Commercial | Restaurant | New | Space Heating | Natural Gas | Boiler | E3 |  | Baseline Forecast | 0 | 0 | 0 | 0 | 0 | 0 | 0 | 0 | 0 | 0 | 0 | 0 | 0 | 0 | 0 | 0 | 0 | 0 | 0 | 0 | 0 | 0 | 0 | 0 | 0 | 0 | 0
Commercial_Restaurant_New_Space Heating_Natural Gas_Boiler_E4_Baseline Forecast | Commercial | Restaurant | New | Space Heating | Natural Gas | Boiler | E4 |  | Baseline Forecast | 0 | 0 | 0 | 0 | 0 | 0 | 0 | 0 | 0 | 0 | 0 | 0 | 0 | 0 | 0 | 0 | 0 | 0 | 0 | 0 | 0 | 0 | 0 | 0 | 0 | 0 | 0
Commercial_Restaurant_New_Space Heating_Natural Gas_Boiler_E5_Baseline Forecast | Commercial | Restaurant | New | Space Heating | Natural Gas | Boiler | E5 |  | Baseline Forecast | 0 | 0 | 0 | 0 | 0 | 0 | 0 | 0 | 0 | 0 | 0 | 0 | 0 | 0 | 0 | 0 | 0 | 0 | 0 | 0 | 0 | 0 | 0 | 0 | 0 | 0 | 0
Commercial_Restaurant_New_Space Heating_Natural Gas_Boiler_E6_Baseline Forecast | Commercial | Restaurant | New | Space Heating | Natural Gas | Boiler | E6 |  | Baseline Forecast | 0 | 0 | 0 | 0 | 0 | 0 | 0 | 0 | 0 | 0 | 0 | 0 | 0 | 0 | 0 | 0 | 0 | 0 | 0 | 0 | 0 | 0 | 0 | 0 | 0 | 0 | 0
Commercial_Restaurant_New_Space Heating_Natural Gas_Boiler_E7_Baseline Forecast | Commercial | Restaurant | New | Space Heating | Natural Gas | Boiler | E7 |  | Baseline Forecast | 0 | 0 | 0 | 0 | 0 | 0 | 0 | 0 | 0 | 0 | 0 | 0 | 0 | 0 | 0 | 0 | 0 | 0 | 0 | 0 | 0 | 0 | 0 | 0 | 0 | 0 | 0
Commercial_Restaurant_New_Space Heating_Natural Gas_Boiler_E8_Baseline Forecast | Commercial | Restaurant | New | Space Heating | Natural Gas | Boiler | E8 |  | Baseline Forecast | 0 | 0 | 0 | 0 | 0 | 0 | 0 | 0 | 0 | 0 | 0 | 0 | 0 | 0 | 0 | 0 | 0 | 0 | 0 | 0 | 0 | 0 | 0 | 0 | 0 | 0 | 0
Commercial_Restaurant_New_Space Heating_Natural Gas_Boiler_E9_Baseline Forecast | Commercial | Restaurant | New | Space Heating | Natural Gas | Boiler | E9 |  | Baseline Forecast | 0 | 0 | 0 | 0 | 0 | 0 | 0 | 0 | 0 | 0 | 0 | 0 | 0 | 0 | 0 | 0 | 0 | 0 | 0 | 0 | 0 | 0 | 0 | 0 | 0 | 0 | 0
Commercial_Restaurant_New_Space Heating_Natural Gas_Boiler_E10_Baseline Forecast | Commercial | Restaurant | New | Space Heating | Natural Gas | Boiler | E10 |  | Baseline Forecast | 0 | 0 | 0 | 0 | 0 | 0 | 0 | 0 | 0 | 0 | 0 | 0 | 0 | 0 | 0 | 0 | 0 | 0 | 0 | 0 | 0 | 0 | 0 | 0 | 0 | 0 | 0
Commercial_Restaurant_New_Space Heating_Natural Gas_Unit Heater_E1_Baseline Forecast | Commercial | Restaurant | New | Space Heating | Natural Gas | Unit Heater | E1 |  | Baseline Forecast | 0 | 476.75 | 472.3215 | 464.4294 | 457.9502 | 450.0075 | 445.6179 | 439.5997 | 433.6814 | 427.8615 | 422.1382 | 416.5101 | 410.9757 | 405.5333 | 400.1816 | 394.9192 | 389.7444 | 427.997 | 461.9918 | 491.8075 | 517.9587 | 540.6516 | 560.5296 | 577.7067 | 592.4433 | 604.9759 | 615.5194
Commercial_Restaurant_New_Space Heating_Natural Gas_Unit Heater_E2_Baseline Forecast | Commercial | Restaurant | New | Space Heating | Natural Gas | Unit Heater | E2 |  | Baseline Forecast | 0 | 0 | 0 | 0 | 0 | 0 | 0 | 0 | 0 | 0 | 0 | 0 | 0 | 0 | 0 | 0 | 0 | 0 | 0 | 0 | 0 | 0 | 0 | 0 | 0 | 0 | 0
Commercial_Restaurant_New_Space Heating_Natural Gas_Unit Heater_E3_Baseline Forecast | Commercial | Restaurant | New | Space Heating | Natural Gas | Unit Heater | E3 |  | Baseline Forecast | 0 | 0 | 0 | 0 | 0 | 0 | 0 | 0 | 0 | 0 | 0 | 0 | 0 | 0 | 0 | 0 | 0 | 0 | 0 | 0 | 0 | 0 | 0 | 0 | 0 | 0 | 0
Commercial_Restaurant_New_Space Heating_Natural Gas_Unit Heater_E4_Baseline Forecast | Commercial | Restaurant | New | Space Heating | Natural Gas | Unit Heater | E4 |  | Baseline Forecast | 0 | 0 | 0 | 0 | 0 | 0 | 0 | 0 | 0 | 0 | 0 | 0 | 0 | 0 | 0 | 0 | 0 | 0 | 0 | 0 | 0 | 0 | 0 | 0 | 0 | 0 | 0
Commercial_Restaurant_New_Space Heating_Natural Gas_Unit Heater_E5_Baseline Forecast | Commercial | Restaurant | New | Space Heating | Natural Gas | Unit Heater | E5 |  | Baseline Forecast | 0 | 0 | 0 | 0 | 0 | 0 | 0 | 0 | 0 | 0 | 0 | 0 | 0 | 0 | 0 | 0 | 0 | 0 | 0 | 0 | 0 | 0 | 0 | 0 | 0 | 0 | 0
Commercial_Restaurant_New_Space Heating_Natural Gas_Unit Heater_E6_Baseline Forecast | Commercial | Restaurant | New | Space Heating | Natural Gas | Unit Heater | E6 |  | Baseline Forecast | 0 | 0 | 0 | 0 | 0 | 0 | 0 | 0 | 0 | 0 | 0 | 0 | 0 | 0 | 0 | 0 | 0 | 0 | 0 | 0 | 0 | 0 | 0 | 0 | 0 | 0 | 0
Commercial_Restaurant_New_Space Heating_Natural Gas_Unit Heater_E7_Baseline Forecast | Commercial | Restaurant | New | Space Heating | Natural Gas | Unit Heater | E7 |  | Baseline Forecast | 0 | 0 | 0 | 0 | 0 | 0 | 0 | 0 | 0 | 0 | 0 | 0 | 0 | 0 | 0 | 0 | 0 | 0 | 0 | 0 | 0 | 0 | 0 | 0 | 0 | 0 | 0
Commercial_Restaurant_New_Space Heating_Natural Gas_Unit Heater_E8_Baseline Forecast | Commercial | Restaurant | New | Space Heating | Natural Gas | Unit Heater | E8 |  | Baseline Forecast | 0 | 0 | 0 | 0 | 0 | 0 | 0 | 0 | 0 | 0 | 0 | 0 | 0 | 0 | 0 | 0 | 0 | 0 | 0 | 0 | 0 | 0 | 0 | 0 | 0 | 0 | 0
Commercial_Restaurant_New_Space Heating_Natural Gas_Unit Heater_E9_Baseline Forecast | Commercial | Restaurant | New | Space Heating | Natural Gas | Unit Heater | E9 |  | Baseline Forecast | 0 | 0 | 0 | 0 | 0 | 0 | 0 | 0 | 0 | 0 | 0 | 0 | 0 | 0 | 0 | 0 | 0 | 0 | 0 | 0 | 0 | 0 | 0 | 0 | 0 | 0 | 0
Commercial_Restaurant_New_Space Heating_Natural Gas_Unit Heater_E10_Baseline Forecast | Commercial | Restaurant | New | Space Heating | Natural Gas | Unit Heater | E10 |  | Baseline Forecast | 0 | 0 | 0 | 0 | 0 | 0 | 0 | 0 | 0 | 0 | 0 | 0 | 0 | 0 | 0 | 0 | 0 | 0 | 0 | 0 | 0 | 0 | 0 | 0 | 0 | 0 | 0
Commercial_Restaurant_New_Water Heating_Natural Gas_Water Heater_E1_Baseline Forecast | Commercial | Restaurant | New | Water Heating | Natural Gas | Water Heater | E1 |  | Baseline Forecast | 0 | 16517.8209 | 16364.3862 | 16090.9523 | 15866.469 | 15591.2817 | 15439.1946 | 15230.6851 | 15025.6368 | 14823.9939 | 17929.266 | 20346.4354 | 22189.7292 | 23584.3094 | 24610.3651 | 29696.8466 | 29320.6354 | 28914.3342 | 28529.4817 | 28797.5889 | 29496.5377 | 30378.8484 | 31334.3197 | 32275.1079 | 34882.7293 | 36684.5003 | 37866.0005
Commercial_Restaurant_New_Water Heating_Natural Gas_Water Heater_E2_Baseline Forecast | Commercial | Restaurant | New | Water Heating | Natural Gas | Water Heater | E2 |  | Baseline Forecast | 0 | 17192.0177 | 17032.3203 | 16747.7258 | 16514.0799 | 16227.6605 | 16069.3659 | 15852.3458 | 15638.9281 | 15429.0549 | 18661.0728 | 21176.9022 | 23095.4325 | 24546.9343 | 25614.8698 | 30908.9628 | 30517.396 | 30094.5112 | 29693.9504 | 29973.0006 | 30700.478 | 31618.8014 | 32613.2716 | 33592.4592 | 36306.5141 | 38181.8268 | 39411.5516
Commercial_Restaurant_New_Water Heating_Natural Gas_Water Heater_E3_Baseline Forecast | Commercial | Restaurant | New | Water Heating | Natural Gas | Water Heater | E3 |  | Baseline Forecast | 0 | 0 | 0 | 0 | 0 | 0 | 0 | 0 | 0 | 0 | 0 | 0 | 0 | 0 | 0 | 0 | 0 | 0 | 0 | 0 | 0 | 0 | 0 | 0 | 0 | 0 | 0
Commercial_Restaurant_New_Water Heating_Natural Gas_Water Heater_E4_Baseline Forecast | Commercial | Restaurant | New | Water Heating | Natural Gas | Water Heater | E4 |  | Baseline Forecast | 0 | 0 | 0 | 0 | 0 | 0 | 0 | 0 | 0 | 0 | 0 | 0 | 0 | 0 | 0 | 0 | 0 | 0 | 0 | 0 | 0 | 0 | 0 | 0 | 0 | 0 | 0
Commercial_Restaurant_New_Water Heating_Natural Gas_Water Heater_E5_Baseline Forecast | Commercial | Restaurant | New | Water Heating | Natural Gas | Water Heater | E5 |  | Baseline Forecast | 0 | 0 | 0 | 0 | 0 | 0 | 0 | 0 | 0 | 0 | 0 | 0 | 0 | 0 | 0 | 0 | 0 | 0 | 0 | 0 | 0 | 0 | 0 | 0 | 0 | 0 | 0
Commercial_Restaurant_New_Water Heating_Natural Gas_Water Heater_E6_Baseline Forecast | Commercial | Restaurant | New | Water Heating | Natural Gas | Water Heater | E6 |  | Baseline Forecast | 0 | 0 | 0 | 0 | 0 | 0 | 0 | 0 | 0 | 0 | 0 | 0 | 0 | 0 | 0 | 0 | 0 | 0 | 0 | 0 | 0 | 0 | 0 | 0 | 0 | 0 | 0
Commercial_Restaurant_New_Water Heating_Natural Gas_Water Heater_E7_Baseline Forecast | Commercial | Restaurant | New | Water Heating | Natural Gas | Water Heater | E7 |  | Baseline Forecast | 0 | 0 | 0 | 0 | 0 | 0 | 0 | 0 | 0 | 0 | 0 | 0 | 0 | 0 | 0 | 0 | 0 | 0 | 0 | 0 | 0 | 0 | 0 | 0 | 0 | 0 | 0
Commercial_Restaurant_New_Water Heating_Natural Gas_Water Heater_E8_Baseline Forecast | Commercial | Restaurant | New | Water Heating | Natural Gas | Water Heater | E8 |  | Baseline Forecast | 0 | 0 | 0 | 0 | 0 | 0 | 0 | 0 | 0 | 0 | 0 | 0 | 0 | 0 | 0 | 0 | 0 | 0 | 0 | 0 | 0 | 0 | 0 | 0 | 0 | 0 | 0
Commercial_Restaurant_New_Water Heating_Natural Gas_Water Heater_E9_Baseline Forecast | Commercial | Restaurant | New | Water Heating | Natural Gas | Water Heater | E9 |  | Baseline Forecast | 0 | 0 | 0 | 0 | 0 | 0 | 0 | 0 | 0 | 0 | 0 | 0 | 0 | 0 | 0 | 0 | 0 | 0 | 0 | 0 | 0 | 0 | 0 | 0 | 0 | 0 | 0
Commercial_Restaurant_New_Water Heating_Natural Gas_Water Heater_E10_Baseline Forecast | Commercial | Restaurant | New | Water Heating | Natural Gas | Water Heater | E10 |  | Baseline Forecast | 0 | 0 | 0 | 0 | 0 | 0 | 0 | 0 | 0 | 0 | 0 | 0 | 0 | 0 | 0 | 0 | 0 | 0 | 0 | 0 | 0 | 0 | 0 | 0 | 0 | 0 | 0
Commercial_Restaurant_New_Food Preparation_Natural Gas_Oven_E1_Baseline Forecast | Commercial | Restaurant | New | Food Preparation | Natural Gas | Oven | E1 |  | Baseline Forecast | 0 | 1596.2047 | 1581.3775 | 1554.9542 | 1533.2611 | 1506.6683 | 1491.9714 | 1471.822 | 1452.0071 | 1432.5212 | 1413.3592 | 1394.5158 | 1695.2269 | 1929.4327 | 2108.172 | 2243.5398 | 2343.2855 | 2835.4022 | 2799.6205 | 2760.9219 | 2724.2869 | 2686.8938 | 2653.4106 | 2682.4675 | 2749.8208 | 2836.764 | 2930.7501
Commercial_Restaurant_New_Food Preparation_Natural Gas_Oven_E2_Baseline Forecast | Commercial | Restaurant | New | Food Preparation | Natural Gas | Oven | E2 |  | Baseline Forecast | 0 | 1873.8056 | 1856.3997 | 1825.381 | 1799.9153 | 1768.6976 | 1751.4446 | 1727.791 | 1704.53 | 1681.6554 | 1659.1608 | 1637.0403 | 1990.0489 | 2264.9863 | 2474.8106 | 2633.7206 | 2750.8134 | 3328.5156 | 3286.511 | 3241.0822 | 3198.0759 | 3154.1796 | 3114.8733 | 3148.9836 | 3228.0505 | 3330.1142 | 3440.4457
Commercial_Restaurant_New_Food Preparation_Natural Gas_Oven_E3_Baseline Forecast | Commercial | Restaurant | New | Food Preparation | Natural Gas | Oven | E3 |  | Baseline Forecast | 0 | 0 | 0 | 0 | 0 | 0 | 0 | 0 | 0 | 0 | 0 | 0 | 0 | 0 | 0 | 0 | 0 | 0 | 0 | 0 | 0 | 0 | 0 | 0 | 0 | 0 | 0
Commercial_Restaurant_New_Food Preparation_Natural Gas_Oven_E4_Baseline Forecast | Commercial | Restaurant | New | Food Preparation | Natural Gas | Oven | E4 |  | Baseline Forecast | 0 | 0 | 0 | 0 | 0 | 0 | 0 | 0 | 0 | 0 | 0 | 0 | 0 | 0 | 0 | 0 | 0 | 0 | 0 | 0 | 0 | 0 | 0 | 0 | 0 | 0 | 0
Commercial_Restaurant_New_Food Preparation_Natural Gas_Oven_E5_Baseline Forecast | Commercial | Restaurant | New | Food Preparation | Natural Gas | Oven | E5 |  | Baseline Forecast | 0 | 0 | 0 | 0 | 0 | 0 | 0 | 0 | 0 | 0 | 0 | 0 | 0 | 0 | 0 | 0 | 0 | 0 | 0 | 0 | 0 | 0 | 0 | 0 | 0 | 0 | 0
Commercial_Restaurant_New_Food Preparation_Natural Gas_Oven_E6_Baseline Forecast | Commercial | Restaurant | New | Food Preparation | Natural Gas | Oven | E6 |  | Baseline Forecast | 0 | 0 | 0 | 0 | 0 | 0 | 0 | 0 | 0 | 0 | 0 | 0 | 0 | 0 | 0 | 0 | 0 | 0 | 0 | 0 | 0 | 0 | 0 | 0 | 0 | 0 | 0
Commercial_Restaurant_New_Food Preparation_Natural Gas_Oven_E7_Baseline Forecast | Commercial | Restaurant | New | Food Preparation | Natural Gas | Oven | E7 |  | Baseline Forecast | 0 | 0 | 0 | 0 | 0 | 0 | 0 | 0 | 0 | 0 | 0 | 0 | 0 | 0 | 0 | 0 | 0 | 0 | 0 | 0 | 0 | 0 | 0 | 0 | 0 | 0 | 0
Commercial_Restaurant_New_Food Preparation_Natural Gas_Oven_E8_Baseline Forecast | Commercial | Restaurant | New | Food Preparation | Natural Gas | Oven | E8 |  | Baseline Forecast | 0 | 0 | 0 | 0 | 0 | 0 | 0 | 0 | 0 | 0 | 0 | 0 | 0 | 0 | 0 | 0 | 0 | 0 | 0 | 0 | 0 | 0 | 0 | 0 | 0 | 0 | 0
Commercial_Restaurant_New_Food Preparation_Natural Gas_Oven_E9_Baseline Forecast | Commercial | Restaurant | New | Food Preparation | Natural Gas | Oven | E9 |  | Baseline Forecast | 0 | 0 | 0 | 0 | 0 | 0 | 0 | 0 | 0 | 0 | 0 | 0 | 0 | 0 | 0 | 0 | 0 | 0 | 0 | 0 | 0 | 0 | 0 | 0 | 0 | 0 | 0
Commercial_Restaurant_New_Food Preparation_Natural Gas_Oven_E10_Baseline Forecast | Commercial | Restaurant | New | Food Preparation | Natural Gas | Oven | E10 |  | Baseline Forecast | 0 | 0 | 0 | 0 | 0 | 0 | 0 | 0 | 0 | 0 | 0 | 0 | 0 | 0 | 0 | 0 | 0 | 0 | 0 | 0 | 0 | 0 | 0 | 0 | 0 | 0 | 0
Commercial_Restaurant_New_Food Preparation_Natural Gas_Conveyor Oven_E1_Baseline Forecast | Commercial | Restaurant | New | Food Preparation | Natural Gas | Conveyor Oven | E1 |  | Baseline Forecast | 0 | 798.1024 | 790.6888 | 777.4771 | 766.6306 | 753.3342 | 745.9857 | 735.911 | 726.0035 | 716.2606 | 706.6796 | 697.2579 | 687.993 | 678.8822 | 669.9233 | 661.1136 | 652.4509 | 803.5532 | 921.3909 | 1011.4835 | 1079.8789 | 1130.4517 | 1377.1988 | 1359.9857 | 1341.3032 | 1323.6418 | 1305.5909
Commercial_Restaurant_New_Food Preparation_Natural Gas_Conveyor Oven_E2_Baseline Forecast | Commercial | Restaurant | New | Food Preparation | Natural Gas | Conveyor Oven | E2 |  | Baseline Forecast | 0 | 936.9028 | 928.1999 | 912.6905 | 899.9576 | 884.3488 | 875.7223 | 863.8955 | 852.265 | 840.8277 | 829.5804 | 818.5202 | 807.6439 | 796.9487 | 786.4317 | 776.0899 | 765.9206 | 943.3016 | 1081.6328 | 1187.3937 | 1267.6839 | 1327.052 | 1616.7116 | 1596.5049 | 1574.5733 | 1553.8404 | 1532.6502
Commercial_Restaurant_New_Food Preparation_Natural Gas_Conveyor Oven_E3_Baseline Forecast | Commercial | Restaurant | New | Food Preparation | Natural Gas | Conveyor Oven | E3 |  | Baseline Forecast | 0 | 0 | 0 | 0 | 0 | 0 | 0 | 0 | 0 | 0 | 0 | 0 | 0 | 0 | 0 | 0 | 0 | 0 | 0 | 0 | 0 | 0 | 0 | 0 | 0 | 0 | 0
Commercial_Restaurant_New_Food Preparation_Natural Gas_Conveyor Oven_E4_Baseline Forecast | Commercial | Restaurant | New | Food Preparation | Natural Gas | Conveyor Oven | E4 |  | Baseline Forecast | 0 | 0 | 0 | 0 | 0 | 0 | 0 | 0 | 0 | 0 | 0 | 0 | 0 | 0 | 0 | 0 | 0 | 0 | 0 | 0 | 0 | 0 | 0 | 0 | 0 | 0 | 0
Commercial_Restaurant_New_Food Preparation_Natural Gas_Conveyor Oven_E5_Baseline Forecast | Commercial | Restaurant | New | Food Preparation | Natural Gas | Conveyor Oven | E5 |  | Baseline Forecast | 0 | 0 | 0 | 0 | 0 | 0 | 0 | 0 | 0 | 0 | 0 | 0 | 0 | 0 | 0 | 0 | 0 | 0 | 0 | 0 | 0 | 0 | 0 | 0 | 0 | 0 | 0
Commercial_Restaurant_New_Food Preparation_Natural Gas_Conveyor Oven_E6_Baseline Forecast | Commercial | Restaurant | New | Food Preparation | Natural Gas | Conveyor Oven | E6 |  | Baseline Forecast | 0 | 0 | 0 | 0 | 0 | 0 | 0 | 0 | 0 | 0 | 0 | 0 | 0 | 0 | 0 | 0 | 0 | 0 | 0 | 0 | 0 | 0 | 0 | 0 | 0 | 0 | 0
Commercial_Restaurant_New_Food Preparation_Natural Gas_Conveyor Oven_E7_Baseline Forecast | Commercial | Restaurant | New | Food Preparation | Natural Gas | Conveyor Oven | E7 |  | Baseline Forecast | 0 | 0 | 0 | 0 | 0 | 0 | 0 | 0 | 0 | 0 | 0 | 0 | 0 | 0 | 0 | 0 | 0 | 0 | 0 | 0 | 0 | 0 | 0 | 0 | 0 | 0 | 0
Commercial_Restaurant_New_Food Preparation_Natural Gas_Conveyor Oven_E8_Baseline Forecast | Commercial | Restaurant | New | Food Preparation | Natural Gas | Conveyor Oven | E8 |  | Baseline Forecast | 0 | 0 | 0 | 0 | 0 | 0 | 0 | 0 | 0 | 0 | 0 | 0 | 0 | 0 | 0 | 0 | 0 | 0 | 0 | 0 | 0 | 0 | 0 | 0 | 0 | 0 | 0
Commercial_Restaurant_New_Food Preparation_Natural Gas_Conveyor Oven_E9_Baseline Forecast | Commercial | Restaurant | New | Food Preparation | Natural Gas | Conveyor Oven | E9 |  | Baseline Forecast | 0 | 0 | 0 | 0 | 0 | 0 | 0 | 0 | 0 | 0 | 0 | 0 | 0 | 0 | 0 | 0 | 0 | 0 | 0 | 0 | 0 | 0 | 0 | 0 | 0 | 0 | 0
Commercial_Restaurant_New_Food Preparation_Natural Gas_Conveyor Oven_E10_Baseline Forecast | Commercial | Restaurant | New | Food Preparation | Natural Gas | Conveyor Oven | E10 |  | Baseline Forecast | 0 | 0 | 0 | 0 | 0 | 0 | 0 | 0 | 0 | 0 | 0 | 0 | 0 | 0 | 0 | 0 | 0 | 0 | 0 | 0 | 0 | 0 | 0 | 0 | 0 | 0 | 0
Commercial_Restaurant_New_Food Preparation_Natural Gas_Double Rack Oven_E1_Baseline Forecast | Commercial | Restaurant | New | Food Preparation | Natural Gas | Double Rack Oven | E1 |  | Baseline Forecast | 0 | 798.1024 | 790.6888 | 777.4771 | 766.6306 | 753.3342 | 745.9857 | 735.911 | 726.0035 | 716.2606 | 795.3577 | 863.9371 | 922.5386 | 972.5484 | 1014.6637 | 1050.4368 | 1080.2839 | 1104.8958 | 1124.8862 | 1396.4259 | 1396.5816 | 1400.6814 | 1409.8593 | 1421.2037 | 1436.3678 | 1451.6098 | 1467.2425
Commercial_Restaurant_New_Food Preparation_Natural Gas_Double Rack Oven_E2_Baseline Forecast | Commercial | Restaurant | New | Food Preparation | Natural Gas | Double Rack Oven | E2 |  | Baseline Forecast | 0 | 936.9028 | 928.1999 | 912.6905 | 899.9576 | 884.3488 | 875.7223 | 863.8955 | 852.265 | 840.8277 | 933.6807 | 1014.1871 | 1082.9801 | 1141.6873 | 1191.1269 | 1233.1215 | 1268.1593 | 1297.0515 | 1320.5186 | 1639.2826 | 1639.4654 | 1644.2782 | 1655.0522 | 1668.3696 | 1686.1709 | 1704.0637 | 1722.4151
Commercial_Restaurant_New_Food Preparation_Natural Gas_Double Rack Oven_E3_Baseline Forecast | Commercial | Restaurant | New | Food Preparation | Natural Gas | Double Rack Oven | E3 |  | Baseline Forecast | 0 | 0 | 0 | 0 | 0 | 0 | 0 | 0 | 0 | 0 | 0 | 0 | 0 | 0 | 0 | 0 | 0 | 0 | 0 | 0 | 0 | 0 | 0 | 0 | 0 | 0 | 0
Commercial_Restaurant_New_Food Preparation_Natural Gas_Double Rack Oven_E4_Baseline Forecast | Commercial | Restaurant | New | Food Preparation | Natural Gas | Double Rack Oven | E4 |  | Baseline Forecast | 0 | 0 | 0 | 0 | 0 | 0 | 0 | 0 | 0 | 0 | 0 | 0 | 0 | 0 | 0 | 0 | 0 | 0 | 0 | 0 | 0 | 0 | 0 | 0 | 0 | 0 | 0
Commercial_Restaurant_New_Food Preparation_Natural Gas_Double Rack Oven_E5_Baseline Forecast | Commercial | Restaurant | New | Food Preparation | Natural Gas | Double Rack Oven | E5 |  | Baseline Forecast | 0 | 0 | 0 | 0 | 0 | 0 | 0 | 0 | 0 | 0 | 0 | 0 | 0 | 0 | 0 | 0 | 0 | 0 | 0 | 0 | 0 | 0 | 0 | 0 | 0 | 0 | 0
Commercial_Restaurant_New_Food Preparation_Natural Gas_Double Rack Oven_E6_Baseline Forecast | Commercial | Restaurant | New | Food Preparation | Natural Gas | Double Rack Oven | E6 |  | Baseline Forecast | 0 | 0 | 0 | 0 | 0 | 0 | 0 | 0 | 0 | 0 | 0 | 0 | 0 | 0 | 0 | 0 | 0 | 0 | 0 | 0 | 0 | 0 | 0 | 0 | 0 | 0 | 0
Commercial_Restaurant_New_Food Preparation_Natural Gas_Double Rack Oven_E7_Baseline Forecast | Commercial | Restaurant | New | Food Preparation | Natural Gas | Double Rack Oven | E7 |  | Baseline Forecast | 0 | 0 | 0 | 0 | 0 | 0 | 0 | 0 | 0 | 0 | 0 | 0 | 0 | 0 | 0 | 0 | 0 | 0 | 0 | 0 | 0 | 0 | 0 | 0 | 0 | 0 | 0
Commercial_Restaurant_New_Food Preparation_Natural Gas_Double Rack Oven_E8_Baseline Forecast | Commercial | Restaurant | New | Food Preparation | Natural Gas | Double Rack Oven | E8 |  | Baseline Forecast | 0 | 0 | 0 | 0 | 0 | 0 | 0 | 0 | 0 | 0 | 0 | 0 | 0 | 0 | 0 | 0 | 0 | 0 | 0 | 0 | 0 | 0 | 0 | 0 | 0 | 0 | 0
Commercial_Restaurant_New_Food Preparation_Natural Gas_Double Rack Oven_E9_Baseline Forecast | Commercial | Restaurant | New | Food Preparation | Natural Gas | Double Rack Oven | E9 |  | Baseline Forecast | 0 | 0 | 0 | 0 | 0 | 0 | 0 | 0 | 0 | 0 | 0 | 0 | 0 | 0 | 0 | 0 | 0 | 0 | 0 | 0 | 0 | 0 | 0 | 0 | 0 | 0 | 0
Commercial_Restaurant_New_Food Preparation_Natural Gas_Double Rack Oven_E10_Baseline Forecast | Commercial | Restaurant | New | Food Preparation | Natural Gas | Double Rack Oven | E10 |  | Baseline Forecast | 0 | 0 | 0 | 0 | 0 | 0 | 0 | 0 | 0 | 0 | 0 | 0 | 0 | 0 | 0 | 0 | 0 | 0 | 0 | 0 | 0 | 0 | 0 | 0 | 0 | 0 | 0
Commercial_Restaurant_New_Food Preparation_Natural Gas_Fryer_E1_Baseline Forecast | Commercial | Restaurant | New | Food Preparation | Natural Gas | Fryer | E1 |  | Baseline Forecast | 0 | 0 | 0 | 0 | 0 | 0 | 0 | 0 | 0 | 0 | 0 | 0 | 0 | 0 | 0 | 0 | 0 | 0 | 0 | 0 | 0 | 0 | 0 | 0 | 0 | 0 | 0
Commercial_Restaurant_New_Food Preparation_Natural Gas_Fryer_E2_Baseline Forecast | Commercial | Restaurant | New | Food Preparation | Natural Gas | Fryer | E2 |  | Baseline Forecast | 0 | 45307.8607 | 44886.994 | 44136.9734 | 43521.2228 | 42766.3928 | 42349.2229 | 41777.2879 | 41214.8467 | 49723.3188 | 56344.4944 | 61391.6926 | 65208.2265 | 68014.0498 | 81957.631 | 80917.355 | 79794.6769 | 80543.278 | 82341.2958 | 84790.5114 | 87386.9277 | 89943.46 | 97072.4486 | 101991.3943 | 105209.3301 | 107532.0593 | 109407.4928
Commercial_Restaurant_New_Food Preparation_Natural Gas_Fryer_E3_Baseline Forecast | Commercial | Restaurant | New | Food Preparation | Natural Gas | Fryer | E3 |  | Baseline Forecast | 0 | 0 | 0 | 0 | 0 | 0 | 0 | 0 | 0 | 0 | 0 | 0 | 0 | 0 | 0 | 0 | 0 | 0 | 0 | 0 | 0 | 0 | 0 | 0 | 0 | 0 | 0
Commercial_Restaurant_New_Food Preparation_Natural Gas_Fryer_E4_Baseline Forecast | Commercial | Restaurant | New | Food Preparation | Natural Gas | Fryer | E4 |  | Baseline Forecast | 0 | 0 | 0 | 0 | 0 | 0 | 0 | 0 | 0 | 0 | 0 | 0 | 0 | 0 | 0 | 0 | 0 | 0 | 0 | 0 | 0 | 0 | 0 | 0 | 0 | 0 | 0
Commercial_Restaurant_New_Food Preparation_Natural Gas_Fryer_E5_Baseline Forecast | Commercial | Restaurant | New | Food Preparation | Natural Gas | Fryer | E5 |  | Baseline Forecast | 0 | 0 | 0 | 0 | 0 | 0 | 0 | 0 | 0 | 0 | 0 | 0 | 0 | 0 | 0 | 0 | 0 | 0 | 0 | 0 | 0 | 0 | 0 | 0 | 0 | 0 | 0
Commercial_Restaurant_New_Food Preparation_Natural Gas_Fryer_E6_Baseline Forecast | Commercial | Restaurant | New | Food Preparation | Natural Gas | Fryer | E6 |  | Baseline Forecast | 0 | 0 | 0 | 0 | 0 | 0 | 0 | 0 | 0 | 0 | 0 | 0 | 0 | 0 | 0 | 0 | 0 | 0 | 0 | 0 | 0 | 0 | 0 | 0 | 0 | 0 | 0
Commercial_Restaurant_New_Food Preparation_Natural Gas_Fryer_E7_Baseline Forecast | Commercial | Restaurant | New | Food Preparation | Natural Gas | Fryer | E7 |  | Baseline Forecast | 0 | 0 | 0 | 0 | 0 | 0 | 0 | 0 | 0 | 0 | 0 | 0 | 0 | 0 | 0 | 0 | 0 | 0 | 0 | 0 | 0 | 0 | 0 | 0 | 0 | 0 | 0
Commercial_Restaurant_New_Food Preparation_Natural Gas_Fryer_E8_Baseline Forecast | Commercial | Restaurant | New | Food Preparation | Natural Gas | Fryer | E8 |  | Baseline Forecast | 0 | 0 | 0 | 0 | 0 | 0 | 0 | 0 | 0 | 0 | 0 | 0 | 0 | 0 | 0 | 0 | 0 | 0 | 0 | 0 | 0 | 0 | 0 | 0 | 0 | 0 | 0
Commercial_Restaurant_New_Food Preparation_Natural Gas_Fryer_E9_Baseline Forecast | Commercial | Restaurant | New | Food Preparation | Natural Gas | Fryer | E9 |  | Baseline Forecast | 0 | 0 | 0 | 0 | 0 | 0 | 0 | 0 | 0 | 0 | 0 | 0 | 0 | 0 | 0 | 0 | 0 | 0 | 0 | 0 | 0 | 0 | 0 | 0 | 0 | 0 | 0
Commercial_Restaurant_New_Food Preparation_Natural Gas_Fryer_E10_Baseline Forecast | Commercial | Restaurant | New | Food Preparation | Natural Gas | Fryer | E10 |  | Baseline Forecast | 0 | 0 | 0 | 0 | 0 | 0 | 0 | 0 | 0 | 0 | 0 | 0 | 0 | 0 | 0 | 0 | 0 | 0 | 0 | 0 | 0 | 0 | 0 | 0 | 0 | 0 | 0
Commercial_Restaurant_New_Food Preparation_Natural Gas_Broiler_E1_Baseline Forecast | Commercial | Restaurant | New | Food Preparation | Natural Gas | Broiler | E1 |  | Baseline Forecast | 0 | 40936.8737 | 40556.6093 | 39878.9455 | 39322.5982 | 38640.5889 | 38263.6647 | 37746.906 | 37238.7252 | 36738.9844 | 40796.0897 | 44313.721 | 47319.5523 | 49884.694 | 52044.9013 | 53879.805 | 55410.741 | 56673.153 | 57698.5195 | 71626.5414 | 71634.5251 | 71844.817 | 72315.5755 | 72897.4614 | 73675.2689 | 74457.0732 | 75258.9164
Commercial_Restaurant_New_Food Preparation_Natural Gas_Broiler_E2_Baseline Forecast | Commercial | Restaurant | New | Food Preparation | Natural Gas | Broiler | E2 |  | Baseline Forecast | 0 | 0 | 0 | 0 | 0 | 0 | 0 | 0 | 0 | 0 | 0 | 0 | 0 | 0 | 0 | 0 | 0 | 0 | 0 | 0 | 0 | 0 | 0 | 0 | 0 | 0 | 0
Commercial_Restaurant_New_Food Preparation_Natural Gas_Broiler_E3_Baseline Forecast | Commercial | Restaurant | New | Food Preparation | Natural Gas | Broiler | E3 |  | Baseline Forecast | 0 | 0 | 0 | 0 | 0 | 0 | 0 | 0 | 0 | 0 | 0 | 0 | 0 | 0 | 0 | 0 | 0 | 0 | 0 | 0 | 0 | 0 | 0 | 0 | 0 | 0 | 0
Commercial_Restaurant_New_Food Preparation_Natural Gas_Broiler_E4_Baseline Forecast | Commercial | Restaurant | New | Food Preparation | Natural Gas | Broiler | E4 |  | Baseline Forecast | 0 | 0 | 0 | 0 | 0 | 0 | 0 | 0 | 0 | 0 | 0 | 0 | 0 | 0 | 0 | 0 | 0 | 0 | 0 | 0 | 0 | 0 | 0 | 0 | 0 | 0 | 0
Commercial_Restaurant_New_Food Preparation_Natural Gas_Broiler_E5_Baseline Forecast | Commercial | Restaurant | New | Food Preparation | Natural Gas | Broiler | E5 |  | Baseline Forecast | 0 | 0 | 0 | 0 | 0 | 0 | 0 | 0 | 0 | 0 | 0 | 0 | 0 | 0 | 0 | 0 | 0 | 0 | 0 | 0 | 0 | 0 | 0 | 0 | 0 | 0 | 0
Commercial_Restaurant_New_Food Preparation_Natural Gas_Broiler_E6_Baseline Forecast | Commercial | Restaurant | New | Food Preparation | Natural Gas | Broiler | E6 |  | Baseline Forecast | 0 | 0 | 0 | 0 | 0 | 0 | 0 | 0 | 0 | 0 | 0 | 0 | 0 | 0 | 0 | 0 | 0 | 0 | 0 | 0 | 0 | 0 | 0 | 0 | 0 | 0 | 0
Commercial_Restaurant_New_Food Preparation_Natural Gas_Broiler_E7_Baseline Forecast | Commercial | Restaurant | New | Food Preparation | Natural Gas | Broiler | E7 |  | Baseline Forecast | 0 | 0 | 0 | 0 | 0 | 0 | 0 | 0 | 0 | 0 | 0 | 0 | 0 | 0 | 0 | 0 | 0 | 0 | 0 | 0 | 0 | 0 | 0 | 0 | 0 | 0 | 0
Commercial_Restaurant_New_Food Preparation_Natural Gas_Broiler_E8_Baseline Forecast | Commercial | Restaurant | New | Food Preparation | Natural Gas | Broiler | E8 |  | Baseline Forecast | 0 | 0 | 0 | 0 | 0 | 0 | 0 | 0 | 0 | 0 | 0 | 0 | 0 | 0 | 0 | 0 | 0 | 0 | 0 | 0 | 0 | 0 | 0 | 0 | 0 | 0 | 0
Commercial_Restaurant_New_Food Preparation_Natural Gas_Broiler_E9_Baseline Forecast | Commercial | Restaurant | New | Food Preparation | Natural Gas | Broiler | E9 |  | Baseline Forecast | 0 | 0 | 0 | 0 | 0 | 0 | 0 | 0 | 0 | 0 | 0 | 0 | 0 | 0 | 0 | 0 | 0 | 0 | 0 | 0 | 0 | 0 | 0 | 0 | 0 | 0 | 0
Commercial_Restaurant_New_Food Preparation_Natural Gas_Broiler_E10_Baseline Forecast | Commercial | Restaurant | New | Food Preparation | Natural Gas | Broiler | E10 |  | Baseline Forecast | 0 | 0 | 0 | 0 | 0 | 0 | 0 | 0 | 0 | 0 | 0 | 0 | 0 | 0 | 0 | 0 | 0 | 0 | 0 | 0 | 0 | 0 | 0 | 0 | 0 | 0 | 0
Commercial_Restaurant_New_Food Preparation_Natural Gas_Griddle_E1_Baseline Forecast | Commercial | Restaurant | New | Food Preparation | Natural Gas | Griddle | E1 |  | Baseline Forecast | 0 | 38352.7001 | 37996.4402 | 37361.5545 | 36840.3271 | 36201.3702 | 35848.2396 | 35364.1017 | 34888.0002 | 34419.806 | 38220.8032 | 41516.3812 | 44332.4669 | 46735.682 | 48759.5244 | 50478.5983 | 51912.8928 | 53095.6139 | 54056.2533 | 67105.0574 | 67112.5372 | 67309.5542 | 67750.5957 | 68295.7496 | 69024.4574 | 69756.9096 | 70508.1358
Commercial_Restaurant_New_Food Preparation_Natural Gas_Griddle_E2_Baseline Forecast | Commercial | Restaurant | New | Food Preparation | Natural Gas | Griddle | E2 |  | Baseline Forecast | 0 | 8418.8854 | 8340.682 | 8201.3168 | 8086.9011 | 7946.6422 | 7869.1258 | 7762.8516 | 7658.3415 | 7555.5672 | 8389.9324 | 9113.352 | 9731.5171 | 10259.0521 | 10703.3102 | 11080.6679 | 11395.513 | 11655.1348 | 11866.0068 | 14730.3785 | 14732.0204 | 14775.268 | 14872.082 | 14991.7499 | 15151.7102 | 15312.4924 | 15477.3957
Commercial_Restaurant_New_Food Preparation_Natural Gas_Griddle_E3_Baseline Forecast | Commercial | Restaurant | New | Food Preparation | Natural Gas | Griddle | E3 |  | Baseline Forecast | 0 | 0 | 0 | 0 | 0 | 0 | 0 | 0 | 0 | 0 | 0 | 0 | 0 | 0 | 0 | 0 | 0 | 0 | 0 | 0 | 0 | 0 | 0 | 0 | 0 | 0 | 0
Commercial_Restaurant_New_Food Preparation_Natural Gas_Griddle_E4_Baseline Forecast | Commercial | Restaurant | New | Food Preparation | Natural Gas | Griddle | E4 |  | Baseline Forecast | 0 | 0 | 0 | 0 | 0 | 0 | 0 | 0 | 0 | 0 | 0 | 0 | 0 | 0 | 0 | 0 | 0 | 0 | 0 | 0 | 0 | 0 | 0 | 0 | 0 | 0 | 0
Commercial_Restaurant_New_Food Preparation_Natural Gas_Griddle_E5_Baseline Forecast | Commercial | Restaurant | New | Food Preparation | Natural Gas | Griddle | E5 |  | Baseline Forecast | 0 | 0 | 0 | 0 | 0 | 0 | 0 | 0 | 0 | 0 | 0 | 0 | 0 | 0 | 0 | 0 | 0 | 0 | 0 | 0 | 0 | 0 | 0 | 0 | 0 | 0 | 0
Commercial_Restaurant_New_Food Preparation_Natural Gas_Griddle_E6_Baseline Forecast | Commercial | Restaurant | New | Food Preparation | Natural Gas | Griddle | E6 |  | Baseline Forecast | 0 | 0 | 0 | 0 | 0 | 0 | 0 | 0 | 0 | 0 | 0 | 0 | 0 | 0 | 0 | 0 | 0 | 0 | 0 | 0 | 0 | 0 | 0 | 0 | 0 | 0 | 0
Commercial_Restaurant_New_Food Preparation_Natural Gas_Griddle_E7_Baseline Forecast | Commercial | Restaurant | New | Food Preparation | Natural Gas | Griddle | E7 |  | Baseline Forecast | 0 | 0 | 0 | 0 | 0 | 0 | 0 | 0 | 0 | 0 | 0 | 0 | 0 | 0 | 0 | 0 | 0 | 0 | 0 | 0 | 0 | 0 | 0 | 0 | 0 | 0 | 0
Commercial_Restaurant_New_Food Preparation_Natural Gas_Griddle_E8_Baseline Forecast | Commercial | Restaurant | New | Food Preparation | Natural Gas | Griddle | E8 |  | Baseline Forecast | 0 | 0 | 0 | 0 | 0 | 0 | 0 | 0 | 0 | 0 | 0 | 0 | 0 | 0 | 0 | 0 | 0 | 0 | 0 | 0 | 0 | 0 | 0 | 0 | 0 | 0 | 0
Commercial_Restaurant_New_Food Preparation_Natural Gas_Griddle_E9_Baseline Forecast | Commercial | Restaurant | New | Food Preparation | Natural Gas | Griddle | E9 |  | Baseline Forecast | 0 | 0 | 0 | 0 | 0 | 0 | 0 | 0 | 0 | 0 | 0 | 0 | 0 | 0 | 0 | 0 | 0 | 0 | 0 | 0 | 0 | 0 | 0 | 0 | 0 | 0 | 0
Commercial_Restaurant_New_Food Preparation_Natural Gas_Griddle_E10_Baseline Forecast | Commercial | Restaurant | New | Food Preparation | Natural Gas | Griddle | E10 |  | Baseline Forecast | 0 | 0 | 0 | 0 | 0 | 0 | 0 | 0 | 0 | 0 | 0 | 0 | 0 | 0 | 0 | 0 | 0 | 0 | 0 | 0 | 0 | 0 | 0 | 0 | 0 | 0 | 0
Commercial_Restaurant_New_Food Preparation_Natural Gas_Range_E1_Baseline Forecast | Commercial | Restaurant | New | Food Preparation | Natural Gas | Range | E1 |  | Baseline Forecast | 0 | 43355.1039 | 42952.3765 | 42234.6815 | 41645.4696 | 40923.1726 | 40523.9826 | 39976.6979 | 39438.4977 | 38909.2361 | 47059.7905 | 53404.249 | 58242.4292 | 61902.8497 | 64595.9864 | 77946.7143 | 76959.2551 | 75892.8173 | 74882.6767 | 75586.3901 | 77420.9542 | 79736.7965 | 82244.6674 | 84713.9983 | 91558.3452 | 96287.5386 | 99388.6781
Commercial_Restaurant_New_Food Preparation_Natural Gas_Range_E2_Baseline Forecast | Commercial | Restaurant | New | Food Preparation | Natural Gas | Range | E2 |  | Baseline Forecast | 0 | 0 | 0 | 0 | 0 | 0 | 0 | 0 | 0 | 0 | 0 | 0 | 0 | 0 | 0 | 0 | 0 | 0 | 0 | 0 | 0 | 0 | 0 | 0 | 0 | 0 | 0
Commercial_Restaurant_New_Food Preparation_Natural Gas_Range_E3_Baseline Forecast | Commercial | Restaurant | New | Food Preparation | Natural Gas | Range | E3 |  | Baseline Forecast | 0 | 0 | 0 | 0 | 0 | 0 | 0 | 0 | 0 | 0 | 0 | 0 | 0 | 0 | 0 | 0 | 0 | 0 | 0 | 0 | 0 | 0 | 0 | 0 | 0 | 0 | 0
Commercial_Restaurant_New_Food Preparation_Natural Gas_Range_E4_Baseline Forecast | Commercial | Restaurant | New | Food Preparation | Natural Gas | Range | E4 |  | Baseline Forecast | 0 | 0 | 0 | 0 | 0 | 0 | 0 | 0 | 0 | 0 | 0 | 0 | 0 | 0 | 0 | 0 | 0 | 0 | 0 | 0 | 0 | 0 | 0 | 0 | 0 | 0 | 0
Commercial_Restaurant_New_Food Preparation_Natural Gas_Range_E5_Baseline Forecast | Commercial | Restaurant | New | Food Preparation | Natural Gas | Range | E5 |  | Baseline Forecast | 0 | 0 | 0 | 0 | 0 | 0 | 0 | 0 | 0 | 0 | 0 | 0 | 0 | 0 | 0 | 0 | 0 | 0 | 0 | 0 | 0 | 0 | 0 | 0 | 0 | 0 | 0
Commercial_Restaurant_New_Food Preparation_Natural Gas_Range_E6_Baseline Forecast | Commercial | Restaurant | New | Food Preparation | Natural Gas | Range | E6 |  | Baseline Forecast | 0 | 0 | 0 | 0 | 0 | 0 | 0 | 0 | 0 | 0 | 0 | 0 | 0 | 0 | 0 | 0 | 0 | 0 | 0 | 0 | 0 | 0 | 0 | 0 | 0 | 0 | 0
Commercial_Restaurant_New_Food Preparation_Natural Gas_Range_E7_Baseline Forecast | Commercial | Restaurant | New | Food Preparation | Natural Gas | Range | E7 |  | Baseline Forecast | 0 | 0 | 0 | 0 | 0 | 0 | 0 | 0 | 0 | 0 | 0 | 0 | 0 | 0 | 0 | 0 | 0 | 0 | 0 | 0 | 0 | 0 | 0 | 0 | 0 | 0 | 0
Commercial_Restaurant_New_Food Preparation_Natural Gas_Range_E8_Baseline Forecast | Commercial | Restaurant | New | Food Preparation | Natural Gas | Range | E8 |  | Baseline Forecast | 0 | 0 | 0 | 0 | 0 | 0 | 0 | 0 | 0 | 0 | 0 | 0 | 0 | 0 | 0 | 0 | 0 | 0 | 0 | 0 | 0 | 0 | 0 | 0 | 0 | 0 | 0
Commercial_Restaurant_New_Food Preparation_Natural Gas_Range_E9_Baseline Forecast | Commercial | Restaurant | New | Food Preparation | Natural Gas | Range | E9 |  | Baseline Forecast | 0 | 0 | 0 | 0 | 0 | 0 | 0 | 0 | 0 | 0 | 0 | 0 | 0 | 0 | 0 | 0 | 0 | 0 | 0 | 0 | 0 | 0 | 0 | 0 | 0 | 0 | 0
Commercial_Restaurant_New_Food Preparation_Natural Gas_Range_E10_Baseline Forecast | Commercial | Restaurant | New | Food Preparation | Natural Gas | Range | E10 |  | Baseline Forecast | 0 | 0 | 0 | 0 | 0 | 0 | 0 | 0 | 0 | 0 | 0 | 0 | 0 | 0 | 0 | 0 | 0 | 0 | 0 | 0 | 0 | 0 | 0 | 0 | 0 | 0 | 0
Commercial_Restaurant_New_Food Preparation_Natural Gas_Steamer_E1_Baseline Forecast | Commercial | Restaurant | New | Food Preparation | Natural Gas | Steamer | E1 |  | Baseline Forecast | 0 | 0 | 0 | 0 | 0 | 0 | 0 | 0 | 0 | 0 | 0 | 0 | 0 | 0 | 0 | 0 | 0 | 0 | 0 | 0 | 0 | 0 | 0 | 0 | 0 | 0 | 0
Commercial_Restaurant_New_Food Preparation_Natural Gas_Steamer_E2_Baseline Forecast | Commercial | Restaurant | New | Food Preparation | Natural Gas | Steamer | E2 |  | Baseline Forecast | 0 | 2998.1568 | 2970.3068 | 2920.6757 | 2879.9297 | 2829.9803 | 2802.3749 | 2764.5283 | 3326.9412 | 3764.476 | 4097.8658 | 4349.8284 | 4534.9188 | 5457.0372 | 5387.6381 | 5432.7215 | 5552.5574 | 5706.726 | 5880.4453 | 6047.9868 | 6518.1277 | 6842.0492 | 7077.4203 | 7262.9492 | 7419.377 | 7767.2609 | 7814.034
Commercial_Restaurant_New_Food Preparation_Natural Gas_Steamer_E3_Baseline Forecast | Commercial | Restaurant | New | Food Preparation | Natural Gas | Steamer | E3 |  | Baseline Forecast | 0 | 0 | 0 | 0 | 0 | 0 | 0 | 0 | 0 | 0 | 0 | 0 | 0 | 0 | 0 | 0 | 0 | 0 | 0 | 0 | 0 | 0 | 0 | 0 | 0 | 0 | 0
Commercial_Restaurant_New_Food Preparation_Natural Gas_Steamer_E4_Baseline Forecast | Commercial | Restaurant | New | Food Preparation | Natural Gas | Steamer | E4 |  | Baseline Forecast | 0 | 0 | 0 | 0 | 0 | 0 | 0 | 0 | 0 | 0 | 0 | 0 | 0 | 0 | 0 | 0 | 0 | 0 | 0 | 0 | 0 | 0 | 0 | 0 | 0 | 0 | 0
Commercial_Restaurant_New_Food Preparation_Natural Gas_Steamer_E5_Baseline Forecast | Commercial | Restaurant | New | Food Preparation | Natural Gas | Steamer | E5 |  | Baseline Forecast | 0 | 0 | 0 | 0 | 0 | 0 | 0 | 0 | 0 | 0 | 0 | 0 | 0 | 0 | 0 | 0 | 0 | 0 | 0 | 0 | 0 | 0 | 0 | 0 | 0 | 0 | 0
Commercial_Restaurant_New_Food Preparation_Natural Gas_Steamer_E6_Baseline Forecast | Commercial | Restaurant | New | Food Preparation | Natural Gas | Steamer | E6 |  | Baseline Forecast | 0 | 0 | 0 | 0 | 0 | 0 | 0 | 0 | 0 | 0 | 0 | 0 | 0 | 0 | 0 | 0 | 0 | 0 | 0 | 0 | 0 | 0 | 0 | 0 | 0 | 0 | 0
Commercial_Restaurant_New_Food Preparation_Natural Gas_Steamer_E7_Baseline Forecast | Commercial | Restaurant | New | Food Preparation | Natural Gas | Steamer | E7 |  | Baseline Forecast | 0 | 0 | 0 | 0 | 0 | 0 | 0 | 0 | 0 | 0 | 0 | 0 | 0 | 0 | 0 | 0 | 0 | 0 | 0 | 0 | 0 | 0 | 0 | 0 | 0 | 0 | 0
Commercial_Restaurant_New_Food Preparation_Natural Gas_Steamer_E8_Baseline Forecast | Commercial | Restaurant | New | Food Preparation | Natural Gas | Steamer | E8 |  | Baseline Forecast | 0 | 0 | 0 | 0 | 0 | 0 | 0 | 0 | 0 | 0 | 0 | 0 | 0 | 0 | 0 | 0 | 0 | 0 | 0 | 0 | 0 | 0 | 0 | 0 | 0 | 0 | 0
Commercial_Restaurant_New_Food Preparation_Natural Gas_Steamer_E9_Baseline Forecast | Commercial | Restaurant | New | Food Preparation | Natural Gas | Steamer | E9 |  | Baseline Forecast | 0 | 0 | 0 | 0 | 0 | 0 | 0 | 0 | 0 | 0 | 0 | 0 | 0 | 0 | 0 | 0 | 0 | 0 | 0 | 0 | 0 | 0 | 0 | 0 | 0 | 0 | 0
Commercial_Restaurant_New_Food Preparation_Natural Gas_Steamer_E10_Baseline Forecast | Commercial | Restaurant | New | Food Preparation | Natural Gas | Steamer | E10 |  | Baseline Forecast | 0 | 0 | 0 | 0 | 0 | 0 | 0 | 0 | 0 | 0 | 0 | 0 | 0 | 0 | 0 | 0 | 0 | 0 | 0 | 0 | 0 | 0 | 0 | 0 | 0 | 0 | 0
Commercial_Restaurant_New_Food Preparation_Natural Gas_Commercial Food Prep Other_E1_Baseline Forecast | Commercial | Restaurant | New | Food Preparation | Natural Gas | Commercial Food Prep Other | E1 |  | Baseline Forecast | 0 | 126.5456 | 125.3701 | 123.2753 | 121.5555 | 119.4472 | 118.2821 | 116.6846 | 115.1137 | 113.5689 | 137.3589 | 155.8772 | 169.9989 | 180.683 | 188.5438 | 227.5121 | 224.6299 | 221.5172 | 218.5688 | 220.6228 | 225.9775 | 232.7371 | 240.0571 | 247.2646 | 267.242 | 281.0456 | 290.0973
Commercial_Restaurant_New_Food Preparation_Natural Gas_Commercial Food Prep Other_E2_Baseline Forecast | Commercial | Restaurant | New | Food Preparation | Natural Gas | Commercial Food Prep Other | E2 |  | Baseline Forecast | 0 | 42.1819 | 41.79 | 41.0918 | 40.5185 | 39.8157 | 39.4274 | 38.8949 | 38.3712 | 37.8563 | 45.7863 | 51.9591 | 56.6663 | 60.2277 | 62.8479 | 75.8374 | 74.8766 | 73.8391 | 72.8563 | 73.5409 | 75.3258 | 77.579 | 80.019 | 82.4215 | 89.0807 | 93.6819 | 96.6991
Commercial_Restaurant_New_Food Preparation_Natural Gas_Commercial Food Prep Other_E3_Baseline Forecast | Commercial | Restaurant | New | Food Preparation | Natural Gas | Commercial Food Prep Other | E3 |  | Baseline Forecast | 0 | 0 | 0 | 0 | 0 | 0 | 0 | 0 | 0 | 0 | 0 | 0 | 0 | 0 | 0 | 0 | 0 | 0 | 0 | 0 | 0 | 0 | 0 | 0 | 0 | 0 | 0
Commercial_Restaurant_New_Food Preparation_Natural Gas_Commercial Food Prep Other_E4_Baseline Forecast | Commercial | Restaurant | New | Food Preparation | Natural Gas | Commercial Food Prep Other | E4 |  | Baseline Forecast | 0 | 0 | 0 | 0 | 0 | 0 | 0 | 0 | 0 | 0 | 0 | 0 | 0 | 0 | 0 | 0 | 0 | 0 | 0 | 0 | 0 | 0 | 0 | 0 | 0 | 0 | 0
Commercial_Restaurant_New_Food Preparation_Natural Gas_Commercial Food Prep Other_E5_Baseline Forecast | Commercial | Restaurant | New | Food Preparation | Natural Gas | Commercial Food Prep Other | E5 |  | Baseline Forecast | 0 | 0 | 0 | 0 | 0 | 0 | 0 | 0 | 0 | 0 | 0 | 0 | 0 | 0 | 0 | 0 | 0 | 0 | 0 | 0 | 0 | 0 | 0 | 0 | 0 | 0 | 0
Commercial_Restaurant_New_Food Preparation_Natural Gas_Commercial Food Prep Other_E6_Baseline Forecast | Commercial | Restaurant | New | Food Preparation | Natural Gas | Commercial Food Prep Other | E6 |  | Baseline Forecast | 0 | 0 | 0 | 0 | 0 | 0 | 0 | 0 | 0 | 0 | 0 | 0 | 0 | 0 | 0 | 0 | 0 | 0 | 0 | 0 | 0 | 0 | 0 | 0 | 0 | 0 | 0
Commercial_Restaurant_New_Food Preparation_Natural Gas_Commercial Food Prep Other_E7_Baseline Forecast | Commercial | Restaurant | New | Food Preparation | Natural Gas | Commercial Food Prep Other | E7 |  | Baseline Forecast | 0 | 0 | 0 | 0 | 0 | 0 | 0 | 0 | 0 | 0 | 0 | 0 | 0 | 0 | 0 | 0 | 0 | 0 | 0 | 0 | 0 | 0 | 0 | 0 | 0 | 0 | 0
Commercial_Restaurant_New_Food Preparation_Natural Gas_Commercial Food Prep Other_E8_Baseline Forecast | Commercial | Restaurant | New | Food Preparation | Natural Gas | Commercial Food Prep Other | E8 |  | Baseline Forecast | 0 | 0 | 0 | 0 | 0 | 0 | 0 | 0 | 0 | 0 | 0 | 0 | 0 | 0 | 0 | 0 | 0 | 0 | 0 | 0 | 0 | 0 | 0 | 0 | 0 | 0 | 0
Commercial_Restaurant_New_Food Preparation_Natural Gas_Commercial Food Prep Other_E9_Baseline Forecast | Commercial | Restaurant | New | Food Preparation | Natural Gas | Commercial Food Prep Other | E9 |  | Baseline Forecast | 0 | 0 | 0 | 0 | 0 | 0 | 0 | 0 | 0 | 0 | 0 | 0 | 0 | 0 | 0 | 0 | 0 | 0 | 0 | 0 | 0 | 0 | 0 | 0 | 0 | 0 | 0
Commercial_Restaurant_New_Food Preparation_Natural Gas_Commercial Food Prep Other_E10_Baseline Forecast | Commercial | Restaurant | New | Food Preparation | Natural Gas | Commercial Food Prep Other | E10 |  | Baseline Forecast | 0 | 0 | 0 | 0 | 0 | 0 | 0 | 0 | 0 | 0 | 0 | 0 | 0 | 0 | 0 | 0 | 0 | 0 | 0 | 0 | 0 | 0 | 0 | 0 | 0 | 0 | 0
Commercial_Restaurant_New_Miscellaneous_Natural Gas_Pool Heater_E1_Baseline Forecast | Commercial | Restaurant | New | Miscellaneous | Natural Gas | Pool Heater | E1 |  | Baseline Forecast | 0 | 0 | 0 | 0 | 0 | 0 | 0 | 0 | 0 | 0 | 0 | 0 | 0 | 0 | 0 | 0 | 0 | 0 | 0 | 0 | 0 | 0 | 0 | 0 | 0 | 0 | 0
Commercial_Restaurant_New_Miscellaneous_Natural Gas_Pool Heater_E2_Baseline Forecast | Commercial | Restaurant | New | Miscellaneous | Natural Gas | Pool Heater | E2 |  | Baseline Forecast | 0 | 0 | 0 | 0 | 0 | 0 | 0 | 0 | 0 | 0 | 0 | 0 | 0 | 0 | 0 | 0 | 0 | 0 | 0 | 0 | 0 | 0 | 0 | 0 | 0 | 0 | 0
Commercial_Restaurant_New_Miscellaneous_Natural Gas_Pool Heater_E3_Baseline Forecast | Commercial | Restaurant | New | Miscellaneous | Natural Gas | Pool Heater | E3 |  | Baseline Forecast | 0 | 0 | 0 | 0 | 0 | 0 | 0 | 0 | 0 | 0 | 0 | 0 | 0 | 0 | 0 | 0 | 0 | 0 | 0 | 0 | 0 | 0 | 0 | 0 | 0 | 0 | 0
Commercial_Restaurant_New_Miscellaneous_Natural Gas_Pool Heater_E4_Baseline Forecast | Commercial | Restaurant | New | Miscellaneous | Natural Gas | Pool Heater | E4 |  | Baseline Forecast | 0 | 0 | 0 | 0 | 0 | 0 | 0 | 0 | 0 | 0 | 0 | 0 | 0 | 0 | 0 | 0 | 0 | 0 | 0 | 0 | 0 | 0 | 0 | 0 | 0 | 0 | 0
Commercial_Restaurant_New_Miscellaneous_Natural Gas_Pool Heater_E5_Baseline Forecast | Commercial | Restaurant | New | Miscellaneous | Natural Gas | Pool Heater | E5 |  | Baseline Forecast | 0 | 0 | 0 | 0 | 0 | 0 | 0 | 0 | 0 | 0 | 0 | 0 | 0 | 0 | 0 | 0 | 0 | 0 | 0 | 0 | 0 | 0 | 0 | 0 | 0 | 0 | 0
Commercial_Restaurant_New_Miscellaneous_Natural Gas_Pool Heater_E6_Baseline Forecast | Commercial | Restaurant | New | Miscellaneous | Natural Gas | Pool Heater | E6 |  | Baseline Forecast | 0 | 0 | 0 | 0 | 0 | 0 | 0 | 0 | 0 | 0 | 0 | 0 | 0 | 0 | 0 | 0 | 0 | 0 | 0 | 0 | 0 | 0 | 0 | 0 | 0 | 0 | 0
Commercial_Restaurant_New_Miscellaneous_Natural Gas_Pool Heater_E7_Baseline Forecast | Commercial | Restaurant | New | Miscellaneous | Natural Gas | Pool Heater | E7 |  | Baseline Forecast | 0 | 0 | 0 | 0 | 0 | 0 | 0 | 0 | 0 | 0 | 0 | 0 | 0 | 0 | 0 | 0 | 0 | 0 | 0 | 0 | 0 | 0 | 0 | 0 | 0 | 0 | 0
Commercial_Restaurant_New_Miscellaneous_Natural Gas_Pool Heater_E8_Baseline Forecast | Commercial | Restaurant | New | Miscellaneous | Natural Gas | Pool Heater | E8 |  | Baseline Forecast | 0 | 0 | 0 | 0 | 0 | 0 | 0 | 0 | 0 | 0 | 0 | 0 | 0 | 0 | 0 | 0 | 0 | 0 | 0 | 0 | 0 | 0 | 0 | 0 | 0 | 0 | 0
Commercial_Restaurant_New_Miscellaneous_Natural Gas_Pool Heater_E9_Baseline Forecast | Commercial | Restaurant | New | Miscellaneous | Natural Gas | Pool Heater | E9 |  | Baseline Forecast | 0 | 0 | 0 | 0 | 0 | 0 | 0 | 0 | 0 | 0 | 0 | 0 | 0 | 0 | 0 | 0 | 0 | 0 | 0 | 0 | 0 | 0 | 0 | 0 | 0 | 0 | 0
Commercial_Restaurant_New_Miscellaneous_Natural Gas_Pool Heater_E10_Baseline Forecast | Commercial | Restaurant | New | Miscellaneous | Natural Gas | Pool Heater | E10 |  | Baseline Forecast | 0 | 0 | 0 | 0 | 0 | 0 | 0 | 0 | 0 | 0 | 0 | 0 | 0 | 0 | 0 | 0 | 0 | 0 | 0 | 0 | 0 | 0 | 0 | 0 | 0 | 0 | 0
Commercial_Restaurant_New_Miscellaneous_Natural Gas_Miscellaneous_E1_Baseline Forecast | Commercial | Restaurant | New | Miscellaneous | Natural Gas | Miscellaneous | E1 |  | Baseline Forecast | 0 | 53252.9763 | 52758.3072 | 51876.7641 | 58760.6045 | 64323.5142 | 69235.9173 | 74178.0035 | 79123.9046 | 83981.5611 | 88769.2118 | 109014.4079 | 111322.2736 | 113793.6526 | 120989.93 | 127027.5659 | 132292.0357 | 137768.1986 | 143253.9788 | 148611.9314 | 153897.0577 | 163646.3637 | 167475.1591 | 171493.7659 | 177642.9103 | 183059.3237 | 187988.1836
Commercial_Restaurant_New_Miscellaneous_Natural Gas_Miscellaneous_E2_Baseline Forecast | Commercial | Restaurant | New | Miscellaneous | Natural Gas | Miscellaneous | E2 |  | Baseline Forecast | 0 | 0 | 0 | 0 | 0 | 0 | 0 | 0 | 0 | 0 | 0 | 0 | 0 | 0 | 0 | 0 | 0 | 0 | 0 | 0 | 0 | 0 | 0 | 0 | 0 | 0 | 0
Commercial_Restaurant_New_Miscellaneous_Natural Gas_Miscellaneous_E3_Baseline Forecast | Commercial | Restaurant | New | Miscellaneous | Natural Gas | Miscellaneous | E3 |  | Baseline Forecast | 0 | 0 | 0 | 0 | 0 | 0 | 0 | 0 | 0 | 0 | 0 | 0 | 0 | 0 | 0 | 0 | 0 | 0 | 0 | 0 | 0 | 0 | 0 | 0 | 0 | 0 | 0
Commercial_Restaurant_New_Miscellaneous_Natural Gas_Miscellaneous_E4_Baseline Forecast | Commercial | Restaurant | New | Miscellaneous | Natural Gas | Miscellaneous | E4 |  | Baseline Forecast | 0 | 0 | 0 | 0 | 0 | 0 | 0 | 0 | 0 | 0 | 0 | 0 | 0 | 0 | 0 | 0 | 0 | 0 | 0 | 0 | 0 | 0 | 0 | 0 | 0 | 0 | 0
Commercial_Restaurant_New_Miscellaneous_Natural Gas_Miscellaneous_E5_Baseline Forecast | Commercial | Restaurant | New | Miscellaneous | Natural Gas | Miscellaneous | E5 |  | Baseline Forecast | 0 | 0 | 0 | 0 | 0 | 0 | 0 | 0 | 0 | 0 | 0 | 0 | 0 | 0 | 0 | 0 | 0 | 0 | 0 | 0 | 0 | 0 | 0 | 0 | 0 | 0 | 0
Commercial_Restaurant_New_Miscellaneous_Natural Gas_Miscellaneous_E6_Baseline Forecast | Commercial | Restaurant | New | Miscellaneous | Natural Gas | Miscellaneous | E6 |  | Baseline Forecast | 0 | 0 | 0 | 0 | 0 | 0 | 0 | 0 | 0 | 0 | 0 | 0 | 0 | 0 | 0 | 0 | 0 | 0 | 0 | 0 | 0 | 0 | 0 | 0 | 0 | 0 | 0
Commercial_Restaurant_New_Miscellaneous_Natural Gas_Miscellaneous_E7_Baseline Forecast | Commercial | Restaurant | New | Miscellaneous | Natural Gas | Miscellaneous | E7 |  | Baseline Forecast | 0 | 0 | 0 | 0 | 0 | 0 | 0 | 0 | 0 | 0 | 0 | 0 | 0 | 0 | 0 | 0 | 0 | 0 | 0 | 0 | 0 | 0 | 0 | 0 | 0 | 0 | 0
Commercial_Restaurant_New_Miscellaneous_Natural Gas_Miscellaneous_E8_Baseline Forecast | Commercial | Restaurant | New | Miscellaneous | Natural Gas | Miscellaneous | E8 |  | Baseline Forecast | 0 | 0 | 0 | 0 | 0 | 0 | 0 | 0 | 0 | 0 | 0 | 0 | 0 | 0 | 0 | 0 | 0 | 0 | 0 | 0 | 0 | 0 | 0 | 0 | 0 | 0 | 0
Commercial_Restaurant_New_Miscellaneous_Natural Gas_Miscellaneous_E9_Baseline Forecast | Commercial | Restaurant | New | Miscellaneous | Natural Gas | Miscellaneous | E9 |  | Baseline Forecast | 0 | 0 | 0 | 0 | 0 | 0 | 0 | 0 | 0 | 0 | 0 | 0 | 0 | 0 | 0 | 0 | 0 | 0 | 0 | 0 | 0 | 0 | 0 | 0 | 0 | 0 | 0
Commercial_Restaurant_New_Miscellaneous_Natural Gas_Miscellaneous_E10_Baseline Forecast | Commercial | Restaurant | New | Miscellaneous | Natural Gas | Miscellaneous | E10 |  | Baseline Forecast | 0 | 0 | 0 | 0 | 0 | 0 | 0 | 0 | 0 | 0 | 0 | 0 | 0 | 0 | 0 | 0 | 0 | 0 | 0 | 0 | 0 | 0 | 0 | 0 | 0 | 0 | 0
Commercial_Retail_Existing_Space Heating_Natural Gas_Furnace_E1_Baseline Forecast | Commercial | Retail | Existing | Space Heating | Natural Gas | Furnace | E1 |  | Baseline Forecast | 0 | 178332.924 | 200950.2785 | 0 | 0 | 0 | 0 | 0 | 0 | 0 | 0 | 0 | 0 | 0 | 0 | 0 | 0 | 0 | 0 | 0 | 0 | 0 | 0 | 0 | 0 | 0 | 0
Commercial_Retail_Existing_Space Heating_Natural Gas_Furnace_E2_Baseline Forecast | Commercial | Retail | Existing | Space Heating | Natural Gas | Furnace | E2 |  | Baseline Forecast | 0 | 3795.7796 | 4277.1853 | 229481.0313 | 254667.36 | 280587.6806 | 307064.3008 | 333938.608 | 361069.2572 | 388330.5265 | 412114.5203 | 432756.208 | 450559.5514 | 465800.3559 | 478728.8594 | 489572.0837 | 498535.9698 | 505807.3174 | 511555.5458 | 475043.8504 | 443210.3101 | 415691.7075 | 392145.4264 | 372248.8966 | 355698.9631 | 342211.1991 | 331519.1776
Commercial_Retail_Existing_Space Heating_Natural Gas_Furnace_E3_Baseline Forecast | Commercial | Retail | Existing | Space Heating | Natural Gas | Furnace | E3 |  | Baseline Forecast | 0 | 0 | 0 | 0 | 0 | 0 | 0 | 0 | 0 | 0 | 0 | 0 | 0 | 0 | 0 | 0 | 0 | 0 | 0 | 0 | 0 | 0 | 0 | 0 | 0 | 0 | 0
Commercial_Retail_Existing_Space Heating_Natural Gas_Furnace_E4_Baseline Forecast | Commercial | Retail | Existing | Space Heating | Natural Gas | Furnace | E4 |  | Baseline Forecast | 0 | 0 | 0 | 0 | 0 | 0 | 0 | 0 | 0 | 0 | 0 | 0 | 0 | 0 | 0 | 0 | 0 | 0 | 0 | 0 | 0 | 0 | 0 | 0 | 0 | 0 | 0
Commercial_Retail_Existing_Space Heating_Natural Gas_Furnace_E5_Baseline Forecast | Commercial | Retail | Existing | Space Heating | Natural Gas | Furnace | E5 |  | Baseline Forecast | 0 | 0 | 0 | 0 | 0 | 0 | 0 | 0 | 0 | 0 | 0 | 0 | 0 | 0 | 0 | 0 | 0 | 0 | 0 | 0 | 0 | 0 | 0 | 0 | 0 | 0 | 0
Commercial_Retail_Existing_Space Heating_Natural Gas_Furnace_E6_Baseline Forecast | Commercial | Retail | Existing | Space Heating | Natural Gas | Furnace | E6 |  | Baseline Forecast | 0 | 0 | 0 | 0 | 0 | 0 | 0 | 0 | 0 | 0 | 0 | 0 | 0 | 0 | 0 | 0 | 0 | 0 | 0 | 0 | 0 | 0 | 0 | 0 | 0 | 0 | 0
Commercial_Retail_Existing_Space Heating_Natural Gas_Furnace_E7_Baseline Forecast | Commercial | Retail | Existing | Space Heating | Natural Gas | Furnace | E7 |  | Baseline Forecast | 0 | 0 | 0 | 0 | 0 | 0 | 0 | 0 | 0 | 0 | 0 | 0 | 0 | 0 | 0 | 0 | 0 | 0 | 0 | 0 | 0 | 0 | 0 | 0 | 0 | 0 | 0
Commercial_Retail_Existing_Space Heating_Natural Gas_Furnace_E8_Baseline Forecast | Commercial | Retail | Existing | Space Heating | Natural Gas | Furnace | E8 |  | Baseline Forecast | 0 | 0 | 0 | 0 | 0 | 0 | 0 | 0 | 0 | 0 | 0 | 0 | 0 | 0 | 0 | 0 | 0 | 0 | 0 | 0 | 0 | 0 | 0 | 0 | 0 | 0 | 0
Commercial_Retail_Existing_Space Heating_Natural Gas_Furnace_E9_Baseline Forecast | Commercial | Retail | Existing | Space Heating | Natural Gas | Furnace | E9 |  | Baseline Forecast | 0 | 0 | 0 | 0 | 0 | 0 | 0 | 0 | 0 | 0 | 0 | 0 | 0 | 0 | 0 | 0 | 0 | 0 | 0 | 0 | 0 | 0 | 0 | 0 | 0 | 0 | 0
Commercial_Retail_Existing_Space Heating_Natural Gas_Furnace_E10_Baseline Forecast | Commercial | Retail | Existing | Space Heating | Natural Gas | Furnace | E10 |  | Baseline Forecast | 0 | 0 | 0 | 0 | 0 | 0 | 0 | 0 | 0 | 0 | 0 | 0 | 0 | 0 | 0 | 0 | 0 | 0 | 0 | 0 | 0 | 0 | 0 | 0 | 0 | 0 | 0
Commercial_Retail_Existing_Space Heating_Natural Gas_Boiler_E1_Baseline Forecast | Commercial | Retail | Existing | Space Heating | Natural Gas | Boiler | E1 |  | Baseline Forecast | 0 | 18275.2058 | 18143.903 | 17997.4614 | 17837.9469 | 17667.1999 | 17486.859 | 17298.3825 | 17103.0677 | 16902.0676 | 16696.4069 | 16486.9948 | 16274.6382 | 16060.052 | 15843.8692 | 15626.6494 | 15408.8869 | 15191.0177 | 14973.4256 | 14756.4477 | 14540.38 | 14325.481 | 13993.898 | 13688.8372 | 13406.5205 | 13143.702 | 12897.5975
Commercial_Retail_Existing_Space Heating_Natural Gas_Boiler_E2_Baseline Forecast | Commercial | Retail | Existing | Space Heating | Natural Gas | Boiler | E2 |  | Baseline Forecast | 0 | 4011.6305 | 3982.808 | 3950.6622 | 3915.6469 | 3878.1658 | 3838.5788 | 3797.2059 | 3754.3319 | 3710.21 | 3665.0649 | 3619.0964 | 3572.4816 | 3525.3773 | 3477.9225 | 3430.2401 | 3382.4386 | 3334.6136 | 3286.8495 | 3239.2202 | 3191.7907 | 3144.6178 | 3071.8313 | 3004.8667 | 2942.8947 | 2885.2029 | 2831.1799
Commercial_Retail_Existing_Space Heating_Natural Gas_Boiler_E3_Baseline Forecast | Commercial | Retail | Existing | Space Heating | Natural Gas | Boiler | E3 |  | Baseline Forecast | 0 | 0 | 0 | 0 | 0 | 0 | 0 | 0 | 0 | 0 | 0 | 0 | 0 | 0 | 0 | 0 | 0 | 0 | 0 | 0 | 0 | 0 | 0 | 0 | 0 | 0 | 0
Commercial_Retail_Existing_Space Heating_Natural Gas_Boiler_E4_Baseline Forecast | Commercial | Retail | Existing | Space Heating | Natural Gas | Boiler | E4 |  | Baseline Forecast | 0 | 0 | 0 | 0 | 0 | 0 | 0 | 0 | 0 | 0 | 0 | 0 | 0 | 0 | 0 | 0 | 0 | 0 | 0 | 0 | 0 | 0 | 0 | 0 | 0 | 0 | 0
Commercial_Retail_Existing_Space Heating_Natural Gas_Boiler_E5_Baseline Forecast | Commercial | Retail | Existing | Space Heating | Natural Gas | Boiler | E5 |  | Baseline Forecast | 0 | 0 | 0 | 0 | 0 | 0 | 0 | 0 | 0 | 0 | 0 | 0 | 0 | 0 | 0 | 0 | 0 | 0 | 0 | 0 | 0 | 0 | 0 | 0 | 0 | 0 | 0
Commercial_Retail_Existing_Space Heating_Natural Gas_Boiler_E6_Baseline Forecast | Commercial | Retail | Existing | Space Heating | Natural Gas | Boiler | E6 |  | Baseline Forecast | 0 | 0 | 0 | 0 | 0 | 0 | 0 | 0 | 0 | 0 | 0 | 0 | 0 | 0 | 0 | 0 | 0 | 0 | 0 | 0 | 0 | 0 | 0 | 0 | 0 | 0 | 0
Commercial_Retail_Existing_Space Heating_Natural Gas_Boiler_E7_Baseline Forecast | Commercial | Retail | Existing | Space Heating | Natural Gas | Boiler | E7 |  | Baseline Forecast | 0 | 0 | 0 | 0 | 0 | 0 | 0 | 0 | 0 | 0 | 0 | 0 | 0 | 0 | 0 | 0 | 0 | 0 | 0 | 0 | 0 | 0 | 0 | 0 | 0 | 0 | 0
Commercial_Retail_Existing_Space Heating_Natural Gas_Boiler_E8_Baseline Forecast | Commercial | Retail | Existing | Space Heating | Natural Gas | Boiler | E8 |  | Baseline Forecast | 0 | 0 | 0 | 0 | 0 | 0 | 0 | 0 | 0 | 0 | 0 | 0 | 0 | 0 | 0 | 0 | 0 | 0 | 0 | 0 | 0 | 0 | 0 | 0 | 0 | 0 | 0
Commercial_Retail_Existing_Space Heating_Natural Gas_Boiler_E9_Baseline Forecast | Commercial | Retail | Existing | Space Heating | Natural Gas | Boiler | E9 |  | Baseline Forecast | 0 | 0 | 0 | 0 | 0 | 0 | 0 | 0 | 0 | 0 | 0 | 0 | 0 | 0 | 0 | 0 | 0 | 0 | 0 | 0 | 0 | 0 | 0 | 0 | 0 | 0 | 0
Commercial_Retail_Existing_Space Heating_Natural Gas_Boiler_E10_Baseline Forecast | Commercial | Retail | Existing | Space Heating | Natural Gas | Boiler | E10 |  | Baseline Forecast | 0 | 0 | 0 | 0 | 0 | 0 | 0 | 0 | 0 | 0 | 0 | 0 | 0 | 0 | 0 | 0 | 0 | 0 | 0 | 0 | 0 | 0 | 0 | 0 | 0 | 0 | 0
Commercial_Retail_Existing_Space Heating_Natural Gas_Unit Heater_E1_Baseline Forecast | Commercial | Retail | Existing | Space Heating | Natural Gas | Unit Heater | E1 |  | Baseline Forecast | 0 | 1247.5662 | 3570.7467 | 6816.7165 | 10849.7372 | 15549.3329 | 20808.6587 | 26533.0418 | 32638.6772 | 39051.4617 | 44628.2284 | 49459.802 | 53627.3772 | 57203.5361 | 60253.158 | 62834.2338 | 64998.593 | 58224.0056 | 52327.4413 | 47280.878 | 43049.7392 | 39594.655 | 36872.924 | 34839.7177 | 33449.0669 | 32654.6619 | 32334.9648
Commercial_Retail_Existing_Space Heating_Natural Gas_Unit Heater_E2_Baseline Forecast | Commercial | Retail | Existing | Space Heating | Natural Gas | Unit Heater | E2 |  | Baseline Forecast | 0 | 0 | 0 | 0 | 0 | 0 | 0 | 0 | 0 | 0 | 0 | 0 | 0 | 0 | 0 | 0 | 0 | 0 | 0 | 0 | 0 | 0 | 0 | 0 | 0 | 0 | 0
Commercial_Retail_Existing_Space Heating_Natural Gas_Unit Heater_E3_Baseline Forecast | Commercial | Retail | Existing | Space Heating | Natural Gas | Unit Heater | E3 |  | Baseline Forecast | 0 | 0 | 0 | 0 | 0 | 0 | 0 | 0 | 0 | 0 | 0 | 0 | 0 | 0 | 0 | 0 | 0 | 0 | 0 | 0 | 0 | 0 | 0 | 0 | 0 | 0 | 0
Commercial_Retail_Existing_Space Heating_Natural Gas_Unit Heater_E4_Baseline Forecast | Commercial | Retail | Existing | Space Heating | Natural Gas | Unit Heater | E4 |  | Baseline Forecast | 0 | 0 | 0 | 0 | 0 | 0 | 0 | 0 | 0 | 0 | 0 | 0 | 0 | 0 | 0 | 0 | 0 | 0 | 0 | 0 | 0 | 0 | 0 | 0 | 0 | 0 | 0
Commercial_Retail_Existing_Space Heating_Natural Gas_Unit Heater_E5_Baseline Forecast | Commercial | Retail | Existing | Space Heating | Natural Gas | Unit Heater | E5 |  | Baseline Forecast | 0 | 0 | 0 | 0 | 0 | 0 | 0 | 0 | 0 | 0 | 0 | 0 | 0 | 0 | 0 | 0 | 0 | 0 | 0 | 0 | 0 | 0 | 0 | 0 | 0 | 0 | 0
Commercial_Retail_Existing_Space Heating_Natural Gas_Unit Heater_E6_Baseline Forecast | Commercial | Retail | Existing | Space Heating | Natural Gas | Unit Heater | E6 |  | Baseline Forecast | 0 | 0 | 0 | 0 | 0 | 0 | 0 | 0 | 0 | 0 | 0 | 0 | 0 | 0 | 0 | 0 | 0 | 0 | 0 | 0 | 0 | 0 | 0 | 0 | 0 | 0 | 0
Commercial_Retail_Existing_Space Heating_Natural Gas_Unit Heater_E7_Baseline Forecast | Commercial | Retail | Existing | Space Heating | Natural Gas | Unit Heater | E7 |  | Baseline Forecast | 0 | 0 | 0 | 0 | 0 | 0 | 0 | 0 | 0 | 0 | 0 | 0 | 0 | 0 | 0 | 0 | 0 | 0 | 0 | 0 | 0 | 0 | 0 | 0 | 0 | 0 | 0
Commercial_Retail_Existing_Space Heating_Natural Gas_Unit Heater_E8_Baseline Forecast | Commercial | Retail | Existing | Space Heating | Natural Gas | Unit Heater | E8 |  | Baseline Forecast | 0 | 0 | 0 | 0 | 0 | 0 | 0 | 0 | 0 | 0 | 0 | 0 | 0 | 0 | 0 | 0 | 0 | 0 | 0 | 0 | 0 | 0 | 0 | 0 | 0 | 0 | 0
Commercial_Retail_Existing_Space Heating_Natural Gas_Unit Heater_E9_Baseline Forecast | Commercial | Retail | Existing | Space Heating | Natural Gas | Unit Heater | E9 |  | Baseline Forecast | 0 | 0 | 0 | 0 | 0 | 0 | 0 | 0 | 0 | 0 | 0 | 0 | 0 | 0 | 0 | 0 | 0 | 0 | 0 | 0 | 0 | 0 | 0 | 0 | 0 | 0 | 0
Commercial_Retail_Existing_Space Heating_Natural Gas_Unit Heater_E10_Baseline Forecast | Commercial | Retail | Existing | Space Heating | Natural Gas | Unit Heater | E10 |  | Baseline Forecast | 0 | 0 | 0 | 0 | 0 | 0 | 0 | 0 | 0 | 0 | 0 | 0 | 0 | 0 | 0 | 0 | 0 | 0 | 0 | 0 | 0 | 0 | 0 | 0 | 0 | 0 | 0
Commercial_Retail_Existing_Water Heating_Natural Gas_Water Heater_E1_Baseline Forecast | Commercial | Retail | Existing | Water Heating | Natural Gas | Water Heater | E1 |  | Baseline Forecast | 0 | 374805.9683 | 347688.6702 | 325495.0532 | 307190.5543 | 291960.6512 | 279164.0185 | 268295.657 | 258957.8732 | 250837.4365 | 262189.3056 | 266439.2159 | 265949.8715 | 262402.2057 | 256978.5488 | 328748.0057 | 300711.1968 | 277966.8262 | 259399.0311 | 247325.9195 | 239014.1948 | 232746.9986 | 227484.1173 | 222627.3704 | 235242.3358 | 238883.0887 | 236844.0068
Commercial_Retail_Existing_Water Heating_Natural Gas_Water Heater_E2_Baseline Forecast | Commercial | Retail | Existing | Water Heating | Natural Gas | Water Heater | E2 |  | Baseline Forecast | 0 | 390104.1711 | 361880.0444 | 338780.5656 | 319728.9443 | 303877.4125 | 290558.4682 | 279246.5002 | 269527.5823 | 261075.6992 | 272890.9099 | 277314.286 | 276804.9683 | 273112.4998 | 267467.4692 | 342166.2917 | 312985.1232 | 289312.411 | 269986.7466 | 257420.855 | 248769.8762 | 242246.8761 | 236769.1834 | 231714.2019 | 244844.0638 | 248633.4189 | 246511.1091
Commercial_Retail_Existing_Water Heating_Natural Gas_Water Heater_E3_Baseline Forecast | Commercial | Retail | Existing | Water Heating | Natural Gas | Water Heater | E3 |  | Baseline Forecast | 0 | 0 | 0 | 0 | 0 | 0 | 0 | 0 | 0 | 0 | 0 | 0 | 0 | 0 | 0 | 0 | 0 | 0 | 0 | 0 | 0 | 0 | 0 | 0 | 0 | 0 | 0
Commercial_Retail_Existing_Water Heating_Natural Gas_Water Heater_E4_Baseline Forecast | Commercial | Retail | Existing | Water Heating | Natural Gas | Water Heater | E4 |  | Baseline Forecast | 0 | 0 | 0 | 0 | 0 | 0 | 0 | 0 | 0 | 0 | 0 | 0 | 0 | 0 | 0 | 0 | 0 | 0 | 0 | 0 | 0 | 0 | 0 | 0 | 0 | 0 | 0
Commercial_Retail_Existing_Water Heating_Natural Gas_Water Heater_E5_Baseline Forecast | Commercial | Retail | Existing | Water Heating | Natural Gas | Water Heater | E5 |  | Baseline Forecast | 0 | 0 | 0 | 0 | 0 | 0 | 0 | 0 | 0 | 0 | 0 | 0 | 0 | 0 | 0 | 0 | 0 | 0 | 0 | 0 | 0 | 0 | 0 | 0 | 0 | 0 | 0
Commercial_Retail_Existing_Water Heating_Natural Gas_Water Heater_E6_Baseline Forecast | Commercial | Retail | Existing | Water Heating | Natural Gas | Water Heater | E6 |  | Baseline Forecast | 0 | 0 | 0 | 0 | 0 | 0 | 0 | 0 | 0 | 0 | 0 | 0 | 0 | 0 | 0 | 0 | 0 | 0 | 0 | 0 | 0 | 0 | 0 | 0 | 0 | 0 | 0
Commercial_Retail_Existing_Water Heating_Natural Gas_Water Heater_E7_Baseline Forecast | Commercial | Retail | Existing | Water Heating | Natural Gas | Water Heater | E7 |  | Baseline Forecast | 0 | 0 | 0 | 0 | 0 | 0 | 0 | 0 | 0 | 0 | 0 | 0 | 0 | 0 | 0 | 0 | 0 | 0 | 0 | 0 | 0 | 0 | 0 | 0 | 0 | 0 | 0
Commercial_Retail_Existing_Water Heating_Natural Gas_Water Heater_E8_Baseline Forecast | Commercial | Retail | Existing | Water Heating | Natural Gas | Water Heater | E8 |  | Baseline Forecast | 0 | 0 | 0 | 0 | 0 | 0 | 0 | 0 | 0 | 0 | 0 | 0 | 0 | 0 | 0 | 0 | 0 | 0 | 0 | 0 | 0 | 0 | 0 | 0 | 0 | 0 | 0
Commercial_Retail_Existing_Water Heating_Natural Gas_Water Heater_E9_Baseline Forecast | Commercial | Retail | Existing | Water Heating | Natural Gas | Water Heater | E9 |  | Baseline Forecast | 0 | 0 | 0 | 0 | 0 | 0 | 0 | 0 | 0 | 0 | 0 | 0 | 0 | 0 | 0 | 0 | 0 | 0 | 0 | 0 | 0 | 0 | 0 | 0 | 0 | 0 | 0
Commercial_Retail_Existing_Water Heating_Natural Gas_Water Heater_E10_Baseline Forecast | Commercial | Retail | Existing | Water Heating | Natural Gas | Water Heater | E10 |  | Baseline Forecast | 0 | 0 | 0 | 0 | 0 | 0 | 0 | 0 | 0 | 0 | 0 | 0 | 0 | 0 | 0 | 0 | 0 | 0 | 0 | 0 | 0 | 0 | 0 | 0 | 0 | 0 | 0
Commercial_Retail_Existing_Food Preparation_Natural Gas_Oven_E1_Baseline Forecast | Commercial | Retail | Existing | Food Preparation | Natural Gas | Oven | E1 |  | Baseline Forecast | 0 | 1741.0096 | 3083.2719 | 4673.9013 | 6442.3438 | 7789.706 | 8806.3564 | 9563.4117 | 10116.8367 | 10510.6694 | 10779.5613 | 10950.7754 | 8910.4928 | 7529.0777 | 6707.793 | 6357.1232 | 6306.4499 | 6788.4385 | 7219.5139 | 7705.937 | 8195.7846 | 8546.9796 | 8789.596 | 8590.1859 | 8163.5135 | 7659.8779 | 7180.8547
Commercial_Retail_Existing_Food Preparation_Natural Gas_Oven_E2_Baseline Forecast | Commercial | Retail | Existing | Food Preparation | Natural Gas | Oven | E2 |  | Baseline Forecast | 0 | 2043.7939 | 3619.4931 | 5486.7537 | 7562.7514 | 9144.4375 | 10337.8966 | 11226.6138 | 11876.2865 | 12338.6119 | 12654.2676 | 12855.2581 | 10460.1437 | 8838.4826 | 7874.3657 | 7462.7099 | 7403.2239 | 7969.0365 | 8475.0815 | 9046.1 | 9621.1384 | 10033.4109 | 10318.2214 | 10084.1313 | 9583.2549 | 8992.0305 | 8429.699
Commercial_Retail_Existing_Food Preparation_Natural Gas_Oven_E3_Baseline Forecast | Commercial | Retail | Existing | Food Preparation | Natural Gas | Oven | E3 |  | Baseline Forecast | 0 | 0 | 0 | 0 | 0 | 0 | 0 | 0 | 0 | 0 | 0 | 0 | 0 | 0 | 0 | 0 | 0 | 0 | 0 | 0 | 0 | 0 | 0 | 0 | 0 | 0 | 0
Commercial_Retail_Existing_Food Preparation_Natural Gas_Oven_E4_Baseline Forecast | Commercial | Retail | Existing | Food Preparation | Natural Gas | Oven | E4 |  | Baseline Forecast | 0 | 0 | 0 | 0 | 0 | 0 | 0 | 0 | 0 | 0 | 0 | 0 | 0 | 0 | 0 | 0 | 0 | 0 | 0 | 0 | 0 | 0 | 0 | 0 | 0 | 0 | 0
Commercial_Retail_Existing_Food Preparation_Natural Gas_Oven_E5_Baseline Forecast | Commercial | Retail | Existing | Food Preparation | Natural Gas | Oven | E5 |  | Baseline Forecast | 0 | 0 | 0 | 0 | 0 | 0 | 0 | 0 | 0 | 0 | 0 | 0 | 0 | 0 | 0 | 0 | 0 | 0 | 0 | 0 | 0 | 0 | 0 | 0 | 0 | 0 | 0
Commercial_Retail_Existing_Food Preparation_Natural Gas_Oven_E6_Baseline Forecast | Commercial | Retail | Existing | Food Preparation | Natural Gas | Oven | E6 |  | Baseline Forecast | 0 | 0 | 0 | 0 | 0 | 0 | 0 | 0 | 0 | 0 | 0 | 0 | 0 | 0 | 0 | 0 | 0 | 0 | 0 | 0 | 0 | 0 | 0 | 0 | 0 | 0 | 0
Commercial_Retail_Existing_Food Preparation_Natural Gas_Oven_E7_Baseline Forecast | Commercial | Retail | Existing | Food Preparation | Natural Gas | Oven | E7 |  | Baseline Forecast | 0 | 0 | 0 | 0 | 0 | 0 | 0 | 0 | 0 | 0 | 0 | 0 | 0 | 0 | 0 | 0 | 0 | 0 | 0 | 0 | 0 | 0 | 0 | 0 | 0 | 0 | 0
Commercial_Retail_Existing_Food Preparation_Natural Gas_Oven_E8_Baseline Forecast | Commercial | Retail | Existing | Food Preparation | Natural Gas | Oven | E8 |  | Baseline Forecast | 0 | 0 | 0 | 0 | 0 | 0 | 0 | 0 | 0 | 0 | 0 | 0 | 0 | 0 | 0 | 0 | 0 | 0 | 0 | 0 | 0 | 0 | 0 | 0 | 0 | 0 | 0
Commercial_Retail_Existing_Food Preparation_Natural Gas_Oven_E9_Baseline Forecast | Commercial | Retail | Existing | Food Preparation | Natural Gas | Oven | E9 |  | Baseline Forecast | 0 | 0 | 0 | 0 | 0 | 0 | 0 | 0 | 0 | 0 | 0 | 0 | 0 | 0 | 0 | 0 | 0 | 0 | 0 | 0 | 0 | 0 | 0 | 0 | 0 | 0 | 0
Commercial_Retail_Existing_Food Preparation_Natural Gas_Oven_E10_Baseline Forecast | Commercial | Retail | Existing | Food Preparation | Natural Gas | Oven | E10 |  | Baseline Forecast | 0 | 0 | 0 | 0 | 0 | 0 | 0 | 0 | 0 | 0 | 0 | 0 | 0 | 0 | 0 | 0 | 0 | 0 | 0 | 0 | 0 | 0 | 0 | 0 | 0 | 0 | 0
Commercial_Retail_Existing_Food Preparation_Natural Gas_Conveyor Oven_E1_Baseline Forecast | Commercial | Retail | Existing | Food Preparation | Natural Gas | Conveyor Oven | E1 |  | Baseline Forecast | 0 | 0 | 0 | 0 | 0 | 271.8958 | 749.0291 | 1379.1455 | 2121.3234 | 2943.5568 | 3570.1877 | 4043.192 | 4395.6033 | 4653.417 | 4837.0889 | 4962.7145 | 5042.9577 | 3969.2957 | 3124.2199 | 2459.0634 | 1935.5208 | 1565.3643 | 1347.5818 | 1273.3199 | 1329.3009 | 1500.1389 | 1781.879
Commercial_Retail_Existing_Food Preparation_Natural Gas_Conveyor Oven_E2_Baseline Forecast | Commercial | Retail | Existing | Food Preparation | Natural Gas | Conveyor Oven | E2 |  | Baseline Forecast | 0 | 0 | 0 | 0 | 0 | 319.182 | 879.295 | 1618.9969 | 2490.2492 | 3455.4797 | 4191.0899 | 4746.3558 | 5160.056 | 5462.7069 | 5678.3218 | 5825.7953 | 5919.9938 | 4659.608 | 3667.5624 | 2886.7266 | 2272.1332 | 1837.6016 | 1581.9438 | 1494.7669 | 1560.4837 | 1761.0326 | 2091.771
Commercial_Retail_Existing_Food Preparation_Natural Gas_Conveyor Oven_E3_Baseline Forecast | Commercial | Retail | Existing | Food Preparation | Natural Gas | Conveyor Oven | E3 |  | Baseline Forecast | 0 | 0 | 0 | 0 | 0 | 0 | 0 | 0 | 0 | 0 | 0 | 0 | 0 | 0 | 0 | 0 | 0 | 0 | 0 | 0 | 0 | 0 | 0 | 0 | 0 | 0 | 0
Commercial_Retail_Existing_Food Preparation_Natural Gas_Conveyor Oven_E4_Baseline Forecast | Commercial | Retail | Existing | Food Preparation | Natural Gas | Conveyor Oven | E4 |  | Baseline Forecast | 0 | 0 | 0 | 0 | 0 | 0 | 0 | 0 | 0 | 0 | 0 | 0 | 0 | 0 | 0 | 0 | 0 | 0 | 0 | 0 | 0 | 0 | 0 | 0 | 0 | 0 | 0
Commercial_Retail_Existing_Food Preparation_Natural Gas_Conveyor Oven_E5_Baseline Forecast | Commercial | Retail | Existing | Food Preparation | Natural Gas | Conveyor Oven | E5 |  | Baseline Forecast | 0 | 0 | 0 | 0 | 0 | 0 | 0 | 0 | 0 | 0 | 0 | 0 | 0 | 0 | 0 | 0 | 0 | 0 | 0 | 0 | 0 | 0 | 0 | 0 | 0 | 0 | 0
Commercial_Retail_Existing_Food Preparation_Natural Gas_Conveyor Oven_E6_Baseline Forecast | Commercial | Retail | Existing | Food Preparation | Natural Gas | Conveyor Oven | E6 |  | Baseline Forecast | 0 | 0 | 0 | 0 | 0 | 0 | 0 | 0 | 0 | 0 | 0 | 0 | 0 | 0 | 0 | 0 | 0 | 0 | 0 | 0 | 0 | 0 | 0 | 0 | 0 | 0 | 0
Commercial_Retail_Existing_Food Preparation_Natural Gas_Conveyor Oven_E7_Baseline Forecast | Commercial | Retail | Existing | Food Preparation | Natural Gas | Conveyor Oven | E7 |  | Baseline Forecast | 0 | 0 | 0 | 0 | 0 | 0 | 0 | 0 | 0 | 0 | 0 | 0 | 0 | 0 | 0 | 0 | 0 | 0 | 0 | 0 | 0 | 0 | 0 | 0 | 0 | 0 | 0
Commercial_Retail_Existing_Food Preparation_Natural Gas_Conveyor Oven_E8_Baseline Forecast | Commercial | Retail | Existing | Food Preparation | Natural Gas | Conveyor Oven | E8 |  | Baseline Forecast | 0 | 0 | 0 | 0 | 0 | 0 | 0 | 0 | 0 | 0 | 0 | 0 | 0 | 0 | 0 | 0 | 0 | 0 | 0 | 0 | 0 | 0 | 0 | 0 | 0 | 0 | 0
Commercial_Retail_Existing_Food Preparation_Natural Gas_Conveyor Oven_E9_Baseline Forecast | Commercial | Retail | Existing | Food Preparation | Natural Gas | Conveyor Oven | E9 |  | Baseline Forecast | 0 | 0 | 0 | 0 | 0 | 0 | 0 | 0 | 0 | 0 | 0 | 0 | 0 | 0 | 0 | 0 | 0 | 0 | 0 | 0 | 0 | 0 | 0 | 0 | 0 | 0 | 0
Commercial_Retail_Existing_Food Preparation_Natural Gas_Conveyor Oven_E10_Baseline Forecast | Commercial | Retail | Existing | Food Preparation | Natural Gas | Conveyor Oven | E10 |  | Baseline Forecast | 0 | 0 | 0 | 0 | 0 | 0 | 0 | 0 | 0 | 0 | 0 | 0 | 0 | 0 | 0 | 0 | 0 | 0 | 0 | 0 | 0 | 0 | 0 | 0 | 0 | 0 | 0
Commercial_Retail_Existing_Food Preparation_Natural Gas_Double Rack Oven_E1_Baseline Forecast | Commercial | Retail | Existing | Food Preparation | Natural Gas | Double Rack Oven | E1 |  | Baseline Forecast | 0 | 1612.046 | 2202.8406 | 2706.7305 | 3134.824 | 3496.8327 | 3801.2463 | 4055.4866 | 4266.0411 | 4438.5802 | 4036.5003 | 3741.5677 | 3531.9994 | 3389.8114 | 3300.2077 | 3251.0636 | 3232.4877 | 3236.452 | 3256.4801 | 3605.8601 | 3654.3876 | 3658.9307 | 3633.7053 | 3589.4438 | 3534.1239 | 3473.559 | 3411.8754
Commercial_Retail_Existing_Food Preparation_Natural Gas_Double Rack Oven_E2_Baseline Forecast | Commercial | Retail | Existing | Food Preparation | Natural Gas | Double Rack Oven | E2 |  | Baseline Forecast | 0 | 1892.4018 | 2585.9433 | 3177.4662 | 3680.0108 | 4104.9775 | 4462.3326 | 4760.7886 | 5007.9613 | 5210.5071 | 4738.5004 | 4392.2752 | 4146.2602 | 3979.3438 | 3874.1569 | 3816.466 | 3794.6595 | 3799.3132 | 3822.8244 | 4232.9662 | 4289.9333 | 4295.2665 | 4265.654 | 4213.6949 | 4148.7542 | 4077.6562 | 4005.2451
Commercial_Retail_Existing_Food Preparation_Natural Gas_Double Rack Oven_E3_Baseline Forecast | Commercial | Retail | Existing | Food Preparation | Natural Gas | Double Rack Oven | E3 |  | Baseline Forecast | 0 | 0 | 0 | 0 | 0 | 0 | 0 | 0 | 0 | 0 | 0 | 0 | 0 | 0 | 0 | 0 | 0 | 0 | 0 | 0 | 0 | 0 | 0 | 0 | 0 | 0 | 0
Commercial_Retail_Existing_Food Preparation_Natural Gas_Double Rack Oven_E4_Baseline Forecast | Commercial | Retail | Existing | Food Preparation | Natural Gas | Double Rack Oven | E4 |  | Baseline Forecast | 0 | 0 | 0 | 0 | 0 | 0 | 0 | 0 | 0 | 0 | 0 | 0 | 0 | 0 | 0 | 0 | 0 | 0 | 0 | 0 | 0 | 0 | 0 | 0 | 0 | 0 | 0
Commercial_Retail_Existing_Food Preparation_Natural Gas_Double Rack Oven_E5_Baseline Forecast | Commercial | Retail | Existing | Food Preparation | Natural Gas | Double Rack Oven | E5 |  | Baseline Forecast | 0 | 0 | 0 | 0 | 0 | 0 | 0 | 0 | 0 | 0 | 0 | 0 | 0 | 0 | 0 | 0 | 0 | 0 | 0 | 0 | 0 | 0 | 0 | 0 | 0 | 0 | 0
Commercial_Retail_Existing_Food Preparation_Natural Gas_Double Rack Oven_E6_Baseline Forecast | Commercial | Retail | Existing | Food Preparation | Natural Gas | Double Rack Oven | E6 |  | Baseline Forecast | 0 | 0 | 0 | 0 | 0 | 0 | 0 | 0 | 0 | 0 | 0 | 0 | 0 | 0 | 0 | 0 | 0 | 0 | 0 | 0 | 0 | 0 | 0 | 0 | 0 | 0 | 0
Commercial_Retail_Existing_Food Preparation_Natural Gas_Double Rack Oven_E7_Baseline Forecast | Commercial | Retail | Existing | Food Preparation | Natural Gas | Double Rack Oven | E7 |  | Baseline Forecast | 0 | 0 | 0 | 0 | 0 | 0 | 0 | 0 | 0 | 0 | 0 | 0 | 0 | 0 | 0 | 0 | 0 | 0 | 0 | 0 | 0 | 0 | 0 | 0 | 0 | 0 | 0
Commercial_Retail_Existing_Food Preparation_Natural Gas_Double Rack Oven_E8_Baseline Forecast | Commercial | Retail | Existing | Food Preparation | Natural Gas | Double Rack Oven | E8 |  | Baseline Forecast | 0 | 0 | 0 | 0 | 0 | 0 | 0 | 0 | 0 | 0 | 0 | 0 | 0 | 0 | 0 | 0 | 0 | 0 | 0 | 0 | 0 | 0 | 0 | 0 | 0 | 0 | 0
Commercial_Retail_Existing_Food Preparation_Natural Gas_Double Rack Oven_E9_Baseline Forecast | Commercial | Retail | Existing | Food Preparation | Natural Gas | Double Rack Oven | E9 |  | Baseline Forecast | 0 | 0 | 0 | 0 | 0 | 0 | 0 | 0 | 0 | 0 | 0 | 0 | 0 | 0 | 0 | 0 | 0 | 0 | 0 | 0 | 0 | 0 | 0 | 0 | 0 | 0 | 0
Commercial_Retail_Existing_Food Preparation_Natural Gas_Double Rack Oven_E10_Baseline Forecast | Commercial | Retail | Existing | Food Preparation | Natural Gas | Double Rack Oven | E10 |  | Baseline Forecast | 0 | 0 | 0 | 0 | 0 | 0 | 0 | 0 | 0 | 0 | 0 | 0 | 0 | 0 | 0 | 0 | 0 | 0 | 0 | 0 | 0 | 0 | 0 | 0 | 0 | 0 | 0
Commercial_Retail_Existing_Food Preparation_Natural Gas_Fryer_E1_Baseline Forecast | Commercial | Retail | Existing | Food Preparation | Natural Gas | Fryer | E1 |  | Baseline Forecast | 0 | 0 | 0 | 0 | 0 | 0 | 0 | 0 | 0 | 0 | 0 | 0 | 0 | 0 | 0 | 0 | 0 | 0 | 0 | 0 | 0 | 0 | 0 | 0 | 0 | 0 | 0
Commercial_Retail_Existing_Food Preparation_Natural Gas_Fryer_E2_Baseline Forecast | Commercial | Retail | Existing | Food Preparation | Natural Gas | Fryer | E2 |  | Baseline Forecast | 0 | 67285.3965 | 61235.137 | 56339.5293 | 52354.8969 | 49089.4083 | 46392.0392 | 44143.8854 | 42251.3246 | 45071.4867 | 46228.7755 | 46279.984 | 45620.5714 | 44528.116 | 57472.2249 | 51934.507 | 47467.75 | 44623.762 | 42727.4546 | 41353.2458 | 40241.9044 | 39243.0921 | 41723.512 | 42360.1934 | 41846.1973 | 40791.6008 | 39534.3851
Commercial_Retail_Existing_Food Preparation_Natural Gas_Fryer_E3_Baseline Forecast | Commercial | Retail | Existing | Food Preparation | Natural Gas | Fryer | E3 |  | Baseline Forecast | 0 | 0 | 0 | 0 | 0 | 0 | 0 | 0 | 0 | 0 | 0 | 0 | 0 | 0 | 0 | 0 | 0 | 0 | 0 | 0 | 0 | 0 | 0 | 0 | 0 | 0 | 0
Commercial_Retail_Existing_Food Preparation_Natural Gas_Fryer_E4_Baseline Forecast | Commercial | Retail | Existing | Food Preparation | Natural Gas | Fryer | E4 |  | Baseline Forecast | 0 | 0 | 0 | 0 | 0 | 0 | 0 | 0 | 0 | 0 | 0 | 0 | 0 | 0 | 0 | 0 | 0 | 0 | 0 | 0 | 0 | 0 | 0 | 0 | 0 | 0 | 0
Commercial_Retail_Existing_Food Preparation_Natural Gas_Fryer_E5_Baseline Forecast | Commercial | Retail | Existing | Food Preparation | Natural Gas | Fryer | E5 |  | Baseline Forecast | 0 | 0 | 0 | 0 | 0 | 0 | 0 | 0 | 0 | 0 | 0 | 0 | 0 | 0 | 0 | 0 | 0 | 0 | 0 | 0 | 0 | 0 | 0 | 0 | 0 | 0 | 0
Commercial_Retail_Existing_Food Preparation_Natural Gas_Fryer_E6_Baseline Forecast | Commercial | Retail | Existing | Food Preparation | Natural Gas | Fryer | E6 |  | Baseline Forecast | 0 | 0 | 0 | 0 | 0 | 0 | 0 | 0 | 0 | 0 | 0 | 0 | 0 | 0 | 0 | 0 | 0 | 0 | 0 | 0 | 0 | 0 | 0 | 0 | 0 | 0 | 0
Commercial_Retail_Existing_Food Preparation_Natural Gas_Fryer_E7_Baseline Forecast | Commercial | Retail | Existing | Food Preparation | Natural Gas | Fryer | E7 |  | Baseline Forecast | 0 | 0 | 0 | 0 | 0 | 0 | 0 | 0 | 0 | 0 | 0 | 0 | 0 | 0 | 0 | 0 | 0 | 0 | 0 | 0 | 0 | 0 | 0 | 0 | 0 | 0 | 0
Commercial_Retail_Existing_Food Preparation_Natural Gas_Fryer_E8_Baseline Forecast | Commercial | Retail | Existing | Food Preparation | Natural Gas | Fryer | E8 |  | Baseline Forecast | 0 | 0 | 0 | 0 | 0 | 0 | 0 | 0 | 0 | 0 | 0 | 0 | 0 | 0 | 0 | 0 | 0 | 0 | 0 | 0 | 0 | 0 | 0 | 0 | 0 | 0 | 0
Commercial_Retail_Existing_Food Preparation_Natural Gas_Fryer_E9_Baseline Forecast | Commercial | Retail | Existing | Food Preparation | Natural Gas | Fryer | E9 |  | Baseline Forecast | 0 | 0 | 0 | 0 | 0 | 0 | 0 | 0 | 0 | 0 | 0 | 0 | 0 | 0 | 0 | 0 | 0 | 0 | 0 | 0 | 0 | 0 | 0 | 0 | 0 | 0 | 0
Commercial_Retail_Existing_Food Preparation_Natural Gas_Fryer_E10_Baseline Forecast | Commercial | Retail | Existing | Food Preparation | Natural Gas | Fryer | E10 |  | Baseline Forecast | 0 | 0 | 0 | 0 | 0 | 0 | 0 | 0 | 0 | 0 | 0 | 0 | 0 | 0 | 0 | 0 | 0 | 0 | 0 | 0 | 0 | 0 | 0 | 0 | 0 | 0 | 0
Commercial_Retail_Existing_Food Preparation_Natural Gas_Broiler_E1_Baseline Forecast | Commercial | Retail | Existing | Food Preparation | Natural Gas | Broiler | E1 |  | Baseline Forecast | 0 | 0 | 0 | 0 | 0 | 0 | 0 | 0 | 0 | 0 | 0 | 0 | 0 | 0 | 0 | 0 | 0 | 0 | 0 | 0 | 0 | 0 | 0 | 0 | 0 | 0 | 0
Commercial_Retail_Existing_Food Preparation_Natural Gas_Broiler_E2_Baseline Forecast | Commercial | Retail | Existing | Food Preparation | Natural Gas | Broiler | E2 |  | Baseline Forecast | 0 | 0 | 0 | 0 | 0 | 0 | 0 | 0 | 0 | 0 | 0 | 0 | 0 | 0 | 0 | 0 | 0 | 0 | 0 | 0 | 0 | 0 | 0 | 0 | 0 | 0 | 0
Commercial_Retail_Existing_Food Preparation_Natural Gas_Broiler_E3_Baseline Forecast | Commercial | Retail | Existing | Food Preparation | Natural Gas | Broiler | E3 |  | Baseline Forecast | 0 | 0 | 0 | 0 | 0 | 0 | 0 | 0 | 0 | 0 | 0 | 0 | 0 | 0 | 0 | 0 | 0 | 0 | 0 | 0 | 0 | 0 | 0 | 0 | 0 | 0 | 0
Commercial_Retail_Existing_Food Preparation_Natural Gas_Broiler_E4_Baseline Forecast | Commercial | Retail | Existing | Food Preparation | Natural Gas | Broiler | E4 |  | Baseline Forecast | 0 | 0 | 0 | 0 | 0 | 0 | 0 | 0 | 0 | 0 | 0 | 0 | 0 | 0 | 0 | 0 | 0 | 0 | 0 | 0 | 0 | 0 | 0 | 0 | 0 | 0 | 0
Commercial_Retail_Existing_Food Preparation_Natural Gas_Broiler_E5_Baseline Forecast | Commercial | Retail | Existing | Food Preparation | Natural Gas | Broiler | E5 |  | Baseline Forecast | 0 | 0 | 0 | 0 | 0 | 0 | 0 | 0 | 0 | 0 | 0 | 0 | 0 | 0 | 0 | 0 | 0 | 0 | 0 | 0 | 0 | 0 | 0 | 0 | 0 | 0 | 0
Commercial_Retail_Existing_Food Preparation_Natural Gas_Broiler_E6_Baseline Forecast | Commercial | Retail | Existing | Food Preparation | Natural Gas | Broiler | E6 |  | Baseline Forecast | 0 | 0 | 0 | 0 | 0 | 0 | 0 | 0 | 0 | 0 | 0 | 0 | 0 | 0 | 0 | 0 | 0 | 0 | 0 | 0 | 0 | 0 | 0 | 0 | 0 | 0 | 0
Commercial_Retail_Existing_Food Preparation_Natural Gas_Broiler_E7_Baseline Forecast | Commercial | Retail | Existing | Food Preparation | Natural Gas | Broiler | E7 |  | Baseline Forecast | 0 | 0 | 0 | 0 | 0 | 0 | 0 | 0 | 0 | 0 | 0 | 0 | 0 | 0 | 0 | 0 | 0 | 0 | 0 | 0 | 0 | 0 | 0 | 0 | 0 | 0 | 0
Commercial_Retail_Existing_Food Preparation_Natural Gas_Broiler_E8_Baseline Forecast | Commercial | Retail | Existing | Food Preparation | Natural Gas | Broiler | E8 |  | Baseline Forecast | 0 | 0 | 0 | 0 | 0 | 0 | 0 | 0 | 0 | 0 | 0 | 0 | 0 | 0 | 0 | 0 | 0 | 0 | 0 | 0 | 0 | 0 | 0 | 0 | 0 | 0 | 0
Commercial_Retail_Existing_Food Preparation_Natural Gas_Broiler_E9_Baseline Forecast | Commercial | Retail | Existing | Food Preparation | Natural Gas | Broiler | E9 |  | Baseline Forecast | 0 | 0 | 0 | 0 | 0 | 0 | 0 | 0 | 0 | 0 | 0 | 0 | 0 | 0 | 0 | 0 | 0 | 0 | 0 | 0 | 0 | 0 | 0 | 0 | 0 | 0 | 0
Commercial_Retail_Existing_Food Preparation_Natural Gas_Broiler_E10_Baseline Forecast | Commercial | Retail | Existing | Food Preparation | Natural Gas | Broiler | E10 |  | Baseline Forecast | 0 | 0 | 0 | 0 | 0 | 0 | 0 | 0 | 0 | 0 | 0 | 0 | 0 | 0 | 0 | 0 | 0 | 0 | 0 | 0 | 0 | 0 | 0 | 0 | 0 | 0 | 0
Commercial_Retail_Existing_Food Preparation_Natural Gas_Griddle_E1_Baseline Forecast | Commercial | Retail | Existing | Food Preparation | Natural Gas | Griddle | E1 |  | Baseline Forecast | 0 | 0 | 0 | 0 | 0 | 0 | 0 | 0 | 0 | 0 | 0 | 0 | 0 | 0 | 0 | 0 | 0 | 0 | 0 | 0 | 0 | 0 | 0 | 0 | 0 | 0 | 0
Commercial_Retail_Existing_Food Preparation_Natural Gas_Griddle_E2_Baseline Forecast | Commercial | Retail | Existing | Food Preparation | Natural Gas | Griddle | E2 |  | Baseline Forecast | 0 | 0 | 0 | 0 | 0 | 0 | 0 | 0 | 0 | 0 | 0 | 0 | 0 | 0 | 0 | 0 | 0 | 0 | 0 | 0 | 0 | 0 | 0 | 0 | 0 | 0 | 0
Commercial_Retail_Existing_Food Preparation_Natural Gas_Griddle_E3_Baseline Forecast | Commercial | Retail | Existing | Food Preparation | Natural Gas | Griddle | E3 |  | Baseline Forecast | 0 | 0 | 0 | 0 | 0 | 0 | 0 | 0 | 0 | 0 | 0 | 0 | 0 | 0 | 0 | 0 | 0 | 0 | 0 | 0 | 0 | 0 | 0 | 0 | 0 | 0 | 0
Commercial_Retail_Existing_Food Preparation_Natural Gas_Griddle_E4_Baseline Forecast | Commercial | Retail | Existing | Food Preparation | Natural Gas | Griddle | E4 |  | Baseline Forecast | 0 | 0 | 0 | 0 | 0 | 0 | 0 | 0 | 0 | 0 | 0 | 0 | 0 | 0 | 0 | 0 | 0 | 0 | 0 | 0 | 0 | 0 | 0 | 0 | 0 | 0 | 0
Commercial_Retail_Existing_Food Preparation_Natural Gas_Griddle_E5_Baseline Forecast | Commercial | Retail | Existing | Food Preparation | Natural Gas | Griddle | E5 |  | Baseline Forecast | 0 | 0 | 0 | 0 | 0 | 0 | 0 | 0 | 0 | 0 | 0 | 0 | 0 | 0 | 0 | 0 | 0 | 0 | 0 | 0 | 0 | 0 | 0 | 0 | 0 | 0 | 0
Commercial_Retail_Existing_Food Preparation_Natural Gas_Griddle_E6_Baseline Forecast | Commercial | Retail | Existing | Food Preparation | Natural Gas | Griddle | E6 |  | Baseline Forecast | 0 | 0 | 0 | 0 | 0 | 0 | 0 | 0 | 0 | 0 | 0 | 0 | 0 | 0 | 0 | 0 | 0 | 0 | 0 | 0 | 0 | 0 | 0 | 0 | 0 | 0 | 0
Commercial_Retail_Existing_Food Preparation_Natural Gas_Griddle_E7_Baseline Forecast | Commercial | Retail | Existing | Food Preparation | Natural Gas | Griddle | E7 |  | Baseline Forecast | 0 | 0 | 0 | 0 | 0 | 0 | 0 | 0 | 0 | 0 | 0 | 0 | 0 | 0 | 0 | 0 | 0 | 0 | 0 | 0 | 0 | 0 | 0 | 0 | 0 | 0 | 0
Commercial_Retail_Existing_Food Preparation_Natural Gas_Griddle_E8_Baseline Forecast | Commercial | Retail | Existing | Food Preparation | Natural Gas | Griddle | E8 |  | Baseline Forecast | 0 | 0 | 0 | 0 | 0 | 0 | 0 | 0 | 0 | 0 | 0 | 0 | 0 | 0 | 0 | 0 | 0 | 0 | 0 | 0 | 0 | 0 | 0 | 0 | 0 | 0 | 0
Commercial_Retail_Existing_Food Preparation_Natural Gas_Griddle_E9_Baseline Forecast | Commercial | Retail | Existing | Food Preparation | Natural Gas | Griddle | E9 |  | Baseline Forecast | 0 | 0 | 0 | 0 | 0 | 0 | 0 | 0 | 0 | 0 | 0 | 0 | 0 | 0 | 0 | 0 | 0 | 0 | 0 | 0 | 0 | 0 | 0 | 0 | 0 | 0 | 0
Commercial_Retail_Existing_Food Preparation_Natural Gas_Griddle_E10_Baseline Forecast | Commercial | Retail | Existing | Food Preparation | Natural Gas | Griddle | E10 |  | Baseline Forecast | 0 | 0 | 0 | 0 | 0 | 0 | 0 | 0 | 0 | 0 | 0 | 0 | 0 | 0 | 0 | 0 | 0 | 0 | 0 | 0 | 0 | 0 | 0 | 0 | 0 | 0 | 0
Commercial_Retail_Existing_Food Preparation_Natural Gas_Range_E1_Baseline Forecast | Commercial | Retail | Existing | Food Preparation | Natural Gas | Range | E1 |  | Baseline Forecast | 0 | 0 | 0 | 0 | 0 | 0 | 0 | 0 | 0 | 0 | 0 | 0 | 0 | 0 | 0 | 0 | 0 | 0 | 0 | 0 | 0 | 0 | 0 | 0 | 0 | 0 | 0
Commercial_Retail_Existing_Food Preparation_Natural Gas_Range_E2_Baseline Forecast | Commercial | Retail | Existing | Food Preparation | Natural Gas | Range | E2 |  | Baseline Forecast | 0 | 0 | 0 | 0 | 0 | 0 | 0 | 0 | 0 | 0 | 0 | 0 | 0 | 0 | 0 | 0 | 0 | 0 | 0 | 0 | 0 | 0 | 0 | 0 | 0 | 0 | 0
Commercial_Retail_Existing_Food Preparation_Natural Gas_Range_E3_Baseline Forecast | Commercial | Retail | Existing | Food Preparation | Natural Gas | Range | E3 |  | Baseline Forecast | 0 | 0 | 0 | 0 | 0 | 0 | 0 | 0 | 0 | 0 | 0 | 0 | 0 | 0 | 0 | 0 | 0 | 0 | 0 | 0 | 0 | 0 | 0 | 0 | 0 | 0 | 0
Commercial_Retail_Existing_Food Preparation_Natural Gas_Range_E4_Baseline Forecast | Commercial | Retail | Existing | Food Preparation | Natural Gas | Range | E4 |  | Baseline Forecast | 0 | 0 | 0 | 0 | 0 | 0 | 0 | 0 | 0 | 0 | 0 | 0 | 0 | 0 | 0 | 0 | 0 | 0 | 0 | 0 | 0 | 0 | 0 | 0 | 0 | 0 | 0
Commercial_Retail_Existing_Food Preparation_Natural Gas_Range_E5_Baseline Forecast | Commercial | Retail | Existing | Food Preparation | Natural Gas | Range | E5 |  | Baseline Forecast | 0 | 0 | 0 | 0 | 0 | 0 | 0 | 0 | 0 | 0 | 0 | 0 | 0 | 0 | 0 | 0 | 0 | 0 | 0 | 0 | 0 | 0 | 0 | 0 | 0 | 0 | 0
Commercial_Retail_Existing_Food Preparation_Natural Gas_Range_E6_Baseline Forecast | Commercial | Retail | Existing | Food Preparation | Natural Gas | Range | E6 |  | Baseline Forecast | 0 | 0 | 0 | 0 | 0 | 0 | 0 | 0 | 0 | 0 | 0 | 0 | 0 | 0 | 0 | 0 | 0 | 0 | 0 | 0 | 0 | 0 | 0 | 0 | 0 | 0 | 0
Commercial_Retail_Existing_Food Preparation_Natural Gas_Range_E7_Baseline Forecast | Commercial | Retail | Existing | Food Preparation | Natural Gas | Range | E7 |  | Baseline Forecast | 0 | 0 | 0 | 0 | 0 | 0 | 0 | 0 | 0 | 0 | 0 | 0 | 0 | 0 | 0 | 0 | 0 | 0 | 0 | 0 | 0 | 0 | 0 | 0 | 0 | 0 | 0
Commercial_Retail_Existing_Food Preparation_Natural Gas_Range_E8_Baseline Forecast | Commercial | Retail | Existing | Food Preparation | Natural Gas | Range | E8 |  | Baseline Forecast | 0 | 0 | 0 | 0 | 0 | 0 | 0 | 0 | 0 | 0 | 0 | 0 | 0 | 0 | 0 | 0 | 0 | 0 | 0 | 0 | 0 | 0 | 0 | 0 | 0 | 0 | 0
Commercial_Retail_Existing_Food Preparation_Natural Gas_Range_E9_Baseline Forecast | Commercial | Retail | Existing | Food Preparation | Natural Gas | Range | E9 |  | Baseline Forecast | 0 | 0 | 0 | 0 | 0 | 0 | 0 | 0 | 0 | 0 | 0 | 0 | 0 | 0 | 0 | 0 | 0 | 0 | 0 | 0 | 0 | 0 | 0 | 0 | 0 | 0 | 0
Commercial_Retail_Existing_Food Preparation_Natural Gas_Range_E10_Baseline Forecast | Commercial | Retail | Existing | Food Preparation | Natural Gas | Range | E10 |  | Baseline Forecast | 0 | 0 | 0 | 0 | 0 | 0 | 0 | 0 | 0 | 0 | 0 | 0 | 0 | 0 | 0 | 0 | 0 | 0 | 0 | 0 | 0 | 0 | 0 | 0 | 0 | 0 | 0
Commercial_Retail_Existing_Food Preparation_Natural Gas_Steamer_E1_Baseline Forecast | Commercial | Retail | Existing | Food Preparation | Natural Gas | Steamer | E1 |  | Baseline Forecast | 0 | 0 | 0 | 0 | 0 | 0 | 0 | 0 | 0 | 0 | 0 | 0 | 0 | 0 | 0 | 0 | 0 | 0 | 0 | 0 | 0 | 0 | 0 | 0 | 0 | 0 | 0
Commercial_Retail_Existing_Food Preparation_Natural Gas_Steamer_E2_Baseline Forecast | Commercial | Retail | Existing | Food Preparation | Natural Gas | Steamer | E2 |  | Baseline Forecast | 0 | 0 | 0 | 0 | 0 | 0 | 0 | 0 | 0 | 0 | 0 | 0 | 0 | 0 | 0 | 0 | 0 | 0 | 0 | 0 | 0 | 0 | 0 | 0 | 0 | 0 | 0
Commercial_Retail_Existing_Food Preparation_Natural Gas_Steamer_E3_Baseline Forecast | Commercial | Retail | Existing | Food Preparation | Natural Gas | Steamer | E3 |  | Baseline Forecast | 0 | 0 | 0 | 0 | 0 | 0 | 0 | 0 | 0 | 0 | 0 | 0 | 0 | 0 | 0 | 0 | 0 | 0 | 0 | 0 | 0 | 0 | 0 | 0 | 0 | 0 | 0
Commercial_Retail_Existing_Food Preparation_Natural Gas_Steamer_E4_Baseline Forecast | Commercial | Retail | Existing | Food Preparation | Natural Gas | Steamer | E4 |  | Baseline Forecast | 0 | 0 | 0 | 0 | 0 | 0 | 0 | 0 | 0 | 0 | 0 | 0 | 0 | 0 | 0 | 0 | 0 | 0 | 0 | 0 | 0 | 0 | 0 | 0 | 0 | 0 | 0
Commercial_Retail_Existing_Food Preparation_Natural Gas_Steamer_E5_Baseline Forecast | Commercial | Retail | Existing | Food Preparation | Natural Gas | Steamer | E5 |  | Baseline Forecast | 0 | 0 | 0 | 0 | 0 | 0 | 0 | 0 | 0 | 0 | 0 | 0 | 0 | 0 | 0 | 0 | 0 | 0 | 0 | 0 | 0 | 0 | 0 | 0 | 0 | 0 | 0
Commercial_Retail_Existing_Food Preparation_Natural Gas_Steamer_E6_Baseline Forecast | Commercial | Retail | Existing | Food Preparation | Natural Gas | Steamer | E6 |  | Baseline Forecast | 0 | 0 | 0 | 0 | 0 | 0 | 0 | 0 | 0 | 0 | 0 | 0 | 0 | 0 | 0 | 0 | 0 | 0 | 0 | 0 | 0 | 0 | 0 | 0 | 0 | 0 | 0
Commercial_Retail_Existing_Food Preparation_Natural Gas_Steamer_E7_Baseline Forecast | Commercial | Retail | Existing | Food Preparation | Natural Gas | Steamer | E7 |  | Baseline Forecast | 0 | 0 | 0 | 0 | 0 | 0 | 0 | 0 | 0 | 0 | 0 | 0 | 0 | 0 | 0 | 0 | 0 | 0 | 0 | 0 | 0 | 0 | 0 | 0 | 0 | 0 | 0
Commercial_Retail_Existing_Food Preparation_Natural Gas_Steamer_E8_Baseline Forecast | Commercial | Retail | Existing | Food Preparation | Natural Gas | Steamer | E8 |  | Baseline Forecast | 0 | 0 | 0 | 0 | 0 | 0 | 0 | 0 | 0 | 0 | 0 | 0 | 0 | 0 | 0 | 0 | 0 | 0 | 0 | 0 | 0 | 0 | 0 | 0 | 0 | 0 | 0
Commercial_Retail_Existing_Food Preparation_Natural Gas_Steamer_E9_Baseline Forecast | Commercial | Retail | Existing | Food Preparation | Natural Gas | Steamer | E9 |  | Baseline Forecast | 0 | 0 | 0 | 0 | 0 | 0 | 0 | 0 | 0 | 0 | 0 | 0 | 0 | 0 | 0 | 0 | 0 | 0 | 0 | 0 | 0 | 0 | 0 | 0 | 0 | 0 | 0
Commercial_Retail_Existing_Food Preparation_Natural Gas_Steamer_E10_Baseline Forecast | Commercial | Retail | Existing | Food Preparation | Natural Gas | Steamer | E10 |  | Baseline Forecast | 0 | 0 | 0 | 0 | 0 | 0 | 0 | 0 | 0 | 0 | 0 | 0 | 0 | 0 | 0 | 0 | 0 | 0 | 0 | 0 | 0 | 0 | 0 | 0 | 0 | 0 | 0
Commercial_Retail_Existing_Food Preparation_Natural Gas_Commercial Food Prep Other_E1_Baseline Forecast | Commercial | Retail | Existing | Food Preparation | Natural Gas | Commercial Food Prep Other | E1 |  | Baseline Forecast | 0 | 0 | 0 | 0 | 0 | 0 | 0 | 0 | 0 | 0 | 0 | 0 | 0 | 0 | 0 | 0 | 0 | 0 | 0 | 0 | 0 | 0 | 0 | 0 | 0 | 0 | 0
Commercial_Retail_Existing_Food Preparation_Natural Gas_Commercial Food Prep Other_E2_Baseline Forecast | Commercial | Retail | Existing | Food Preparation | Natural Gas | Commercial Food Prep Other | E2 |  | Baseline Forecast | 0 | 0 | 0 | 0 | 0 | 0 | 0 | 0 | 0 | 0 | 0 | 0 | 0 | 0 | 0 | 0 | 0 | 0 | 0 | 0 | 0 | 0 | 0 | 0 | 0 | 0 | 0
Commercial_Retail_Existing_Food Preparation_Natural Gas_Commercial Food Prep Other_E3_Baseline Forecast | Commercial | Retail | Existing | Food Preparation | Natural Gas | Commercial Food Prep Other | E3 |  | Baseline Forecast | 0 | 0 | 0 | 0 | 0 | 0 | 0 | 0 | 0 | 0 | 0 | 0 | 0 | 0 | 0 | 0 | 0 | 0 | 0 | 0 | 0 | 0 | 0 | 0 | 0 | 0 | 0
Commercial_Retail_Existing_Food Preparation_Natural Gas_Commercial Food Prep Other_E4_Baseline Forecast | Commercial | Retail | Existing | Food Preparation | Natural Gas | Commercial Food Prep Other | E4 |  | Baseline Forecast | 0 | 0 | 0 | 0 | 0 | 0 | 0 | 0 | 0 | 0 | 0 | 0 | 0 | 0 | 0 | 0 | 0 | 0 | 0 | 0 | 0 | 0 | 0 | 0 | 0 | 0 | 0
Commercial_Retail_Existing_Food Preparation_Natural Gas_Commercial Food Prep Other_E5_Baseline Forecast | Commercial | Retail | Existing | Food Preparation | Natural Gas | Commercial Food Prep Other | E5 |  | Baseline Forecast | 0 | 0 | 0 | 0 | 0 | 0 | 0 | 0 | 0 | 0 | 0 | 0 | 0 | 0 | 0 | 0 | 0 | 0 | 0 | 0 | 0 | 0 | 0 | 0 | 0 | 0 | 0
Commercial_Retail_Existing_Food Preparation_Natural Gas_Commercial Food Prep Other_E6_Baseline Forecast | Commercial | Retail | Existing | Food Preparation | Natural Gas | Commercial Food Prep Other | E6 |  | Baseline Forecast | 0 | 0 | 0 | 0 | 0 | 0 | 0 | 0 | 0 | 0 | 0 | 0 | 0 | 0 | 0 | 0 | 0 | 0 | 0 | 0 | 0 | 0 | 0 | 0 | 0 | 0 | 0
Commercial_Retail_Existing_Food Preparation_Natural Gas_Commercial Food Prep Other_E7_Baseline Forecast | Commercial | Retail | Existing | Food Preparation | Natural Gas | Commercial Food Prep Other | E7 |  | Baseline Forecast | 0 | 0 | 0 | 0 | 0 | 0 | 0 | 0 | 0 | 0 | 0 | 0 | 0 | 0 | 0 | 0 | 0 | 0 | 0 | 0 | 0 | 0 | 0 | 0 | 0 | 0 | 0
Commercial_Retail_Existing_Food Preparation_Natural Gas_Commercial Food Prep Other_E8_Baseline Forecast | Commercial | Retail | Existing | Food Preparation | Natural Gas | Commercial Food Prep Other | E8 |  | Baseline Forecast | 0 | 0 | 0 | 0 | 0 | 0 | 0 | 0 | 0 | 0 | 0 | 0 | 0 | 0 | 0 | 0 | 0 | 0 | 0 | 0 | 0 | 0 | 0 | 0 | 0 | 0 | 0
Commercial_Retail_Existing_Food Preparation_Natural Gas_Commercial Food Prep Other_E9_Baseline Forecast | Commercial | Retail | Existing | Food Preparation | Natural Gas | Commercial Food Prep Other | E9 |  | Baseline Forecast | 0 | 0 | 0 | 0 | 0 | 0 | 0 | 0 | 0 | 0 | 0 | 0 | 0 | 0 | 0 | 0 | 0 | 0 | 0 | 0 | 0 | 0 | 0 | 0 | 0 | 0 | 0
Commercial_Retail_Existing_Food Preparation_Natural Gas_Commercial Food Prep Other_E10_Baseline Forecast | Commercial | Retail | Existing | Food Preparation | Natural Gas | Commercial Food Prep Other | E10 |  | Baseline Forecast | 0 | 0 | 0 | 0 | 0 | 0 | 0 | 0 | 0 | 0 | 0 | 0 | 0 | 0 | 0 | 0 | 0 | 0 | 0 | 0 | 0 | 0 | 0 | 0 | 0 | 0 | 0
Commercial_Retail_Existing_Miscellaneous_Natural Gas_Pool Heater_E1_Baseline Forecast | Commercial | Retail | Existing | Miscellaneous | Natural Gas | Pool Heater | E1 |  | Baseline Forecast | 0 | 0 | 0 | 0 | 0 | 0 | 0 | 0 | 0 | 0 | 0 | 0 | 0 | 0 | 0 | 0 | 0 | 0 | 0 | 0 | 0 | 0 | 0 | 0 | 0 | 0 | 0
Commercial_Retail_Existing_Miscellaneous_Natural Gas_Pool Heater_E2_Baseline Forecast | Commercial | Retail | Existing | Miscellaneous | Natural Gas | Pool Heater | E2 |  | Baseline Forecast | 0 | 0 | 0 | 0 | 0 | 0 | 0 | 0 | 0 | 0 | 0 | 0 | 0 | 0 | 0 | 0 | 0 | 0 | 0 | 0 | 0 | 0 | 0 | 0 | 0 | 0 | 0
Commercial_Retail_Existing_Miscellaneous_Natural Gas_Pool Heater_E3_Baseline Forecast | Commercial | Retail | Existing | Miscellaneous | Natural Gas | Pool Heater | E3 |  | Baseline Forecast | 0 | 0 | 0 | 0 | 0 | 0 | 0 | 0 | 0 | 0 | 0 | 0 | 0 | 0 | 0 | 0 | 0 | 0 | 0 | 0 | 0 | 0 | 0 | 0 | 0 | 0 | 0
Commercial_Retail_Existing_Miscellaneous_Natural Gas_Pool Heater_E4_Baseline Forecast | Commercial | Retail | Existing | Miscellaneous | Natural Gas | Pool Heater | E4 |  | Baseline Forecast | 0 | 0 | 0 | 0 | 0 | 0 | 0 | 0 | 0 | 0 | 0 | 0 | 0 | 0 | 0 | 0 | 0 | 0 | 0 | 0 | 0 | 0 | 0 | 0 | 0 | 0 | 0
Commercial_Retail_Existing_Miscellaneous_Natural Gas_Pool Heater_E5_Baseline Forecast | Commercial | Retail | Existing | Miscellaneous | Natural Gas | Pool Heater | E5 |  | Baseline Forecast | 0 | 0 | 0 | 0 | 0 | 0 | 0 | 0 | 0 | 0 | 0 | 0 | 0 | 0 | 0 | 0 | 0 | 0 | 0 | 0 | 0 | 0 | 0 | 0 | 0 | 0 | 0
Commercial_Retail_Existing_Miscellaneous_Natural Gas_Pool Heater_E6_Baseline Forecast | Commercial | Retail | Existing | Miscellaneous | Natural Gas | Pool Heater | E6 |  | Baseline Forecast | 0 | 0 | 0 | 0 | 0 | 0 | 0 | 0 | 0 | 0 | 0 | 0 | 0 | 0 | 0 | 0 | 0 | 0 | 0 | 0 | 0 | 0 | 0 | 0 | 0 | 0 | 0
Commercial_Retail_Existing_Miscellaneous_Natural Gas_Pool Heater_E7_Baseline Forecast | Commercial | Retail | Existing | Miscellaneous | Natural Gas | Pool Heater | E7 |  | Baseline Forecast | 0 | 0 | 0 | 0 | 0 | 0 | 0 | 0 | 0 | 0 | 0 | 0 | 0 | 0 | 0 | 0 | 0 | 0 | 0 | 0 | 0 | 0 | 0 | 0 | 0 | 0 | 0
Commercial_Retail_Existing_Miscellaneous_Natural Gas_Pool Heater_E8_Baseline Forecast | Commercial | Retail | Existing | Miscellaneous | Natural Gas | Pool Heater | E8 |  | Baseline Forecast | 0 | 0 | 0 | 0 | 0 | 0 | 0 | 0 | 0 | 0 | 0 | 0 | 0 | 0 | 0 | 0 | 0 | 0 | 0 | 0 | 0 | 0 | 0 | 0 | 0 | 0 | 0
Commercial_Retail_Existing_Miscellaneous_Natural Gas_Pool Heater_E9_Baseline Forecast | Commercial | Retail | Existing | Miscellaneous | Natural Gas | Pool Heater | E9 |  | Baseline Forecast | 0 | 0 | 0 | 0 | 0 | 0 | 0 | 0 | 0 | 0 | 0 | 0 | 0 | 0 | 0 | 0 | 0 | 0 | 0 | 0 | 0 | 0 | 0 | 0 | 0 | 0 | 0
Commercial_Retail_Existing_Miscellaneous_Natural Gas_Pool Heater_E10_Baseline Forecast | Commercial | Retail | Existing | Miscellaneous | Natural Gas | Pool Heater | E10 |  | Baseline Forecast | 0 | 0 | 0 | 0 | 0 | 0 | 0 | 0 | 0 | 0 | 0 | 0 | 0 | 0 | 0 | 0 | 0 | 0 | 0 | 0 | 0 | 0 | 0 | 0 | 0 | 0 | 0
Commercial_Retail_Existing_Miscellaneous_Natural Gas_Miscellaneous_E1_Baseline Forecast | Commercial | Retail | Existing | Miscellaneous | Natural Gas | Miscellaneous | E1 |  | Baseline Forecast | 0 | 1641883.8263 | 1923097.4156 | 2151564.9334 | 2037840.8531 | 1980195.9737 | 1962667.2942 | 1932412.2467 | 1899054.7132 | 1868538.8309 | 1838687.8704 | 2215558.8647 | 2198841.1052 | 2168742.8879 | 2110810.7787 | 2073113.8401 | 2046932.1293 | 2013749.1652 | 1979747.3797 | 1948081.3469 | 1916904.858 | 1986585.2624 | 1945079.6532 | 1902455.2872 | 1868977.0194 | 1839876.6196 | 1812237.4232
Commercial_Retail_Existing_Miscellaneous_Natural Gas_Miscellaneous_E2_Baseline Forecast | Commercial | Retail | Existing | Miscellaneous | Natural Gas | Miscellaneous | E2 |  | Baseline Forecast | 0 | 0 | 0 | 0 | 0 | 0 | 0 | 0 | 0 | 0 | 0 | 0 | 0 | 0 | 0 | 0 | 0 | 0 | 0 | 0 | 0 | 0 | 0 | 0 | 0 | 0 | 0
Commercial_Retail_Existing_Miscellaneous_Natural Gas_Miscellaneous_E3_Baseline Forecast | Commercial | Retail | Existing | Miscellaneous | Natural Gas | Miscellaneous | E3 |  | Baseline Forecast | 0 | 0 | 0 | 0 | 0 | 0 | 0 | 0 | 0 | 0 | 0 | 0 | 0 | 0 | 0 | 0 | 0 | 0 | 0 | 0 | 0 | 0 | 0 | 0 | 0 | 0 | 0
Commercial_Retail_Existing_Miscellaneous_Natural Gas_Miscellaneous_E4_Baseline Forecast | Commercial | Retail | Existing | Miscellaneous | Natural Gas | Miscellaneous | E4 |  | Baseline Forecast | 0 | 0 | 0 | 0 | 0 | 0 | 0 | 0 | 0 | 0 | 0 | 0 | 0 | 0 | 0 | 0 | 0 | 0 | 0 | 0 | 0 | 0 | 0 | 0 | 0 | 0 | 0
Commercial_Retail_Existing_Miscellaneous_Natural Gas_Miscellaneous_E5_Baseline Forecast | Commercial | Retail | Existing | Miscellaneous | Natural Gas | Miscellaneous | E5 |  | Baseline Forecast | 0 | 0 | 0 | 0 | 0 | 0 | 0 | 0 | 0 | 0 | 0 | 0 | 0 | 0 | 0 | 0 | 0 | 0 | 0 | 0 | 0 | 0 | 0 | 0 | 0 | 0 | 0
Commercial_Retail_Existing_Miscellaneous_Natural Gas_Miscellaneous_E6_Baseline Forecast | Commercial | Retail | Existing | Miscellaneous | Natural Gas | Miscellaneous | E6 |  | Baseline Forecast | 0 | 0 | 0 | 0 | 0 | 0 | 0 | 0 | 0 | 0 | 0 | 0 | 0 | 0 | 0 | 0 | 0 | 0 | 0 | 0 | 0 | 0 | 0 | 0 | 0 | 0 | 0
Commercial_Retail_Existing_Miscellaneous_Natural Gas_Miscellaneous_E7_Baseline Forecast | Commercial | Retail | Existing | Miscellaneous | Natural Gas | Miscellaneous | E7 |  | Baseline Forecast | 0 | 0 | 0 | 0 | 0 | 0 | 0 | 0 | 0 | 0 | 0 | 0 | 0 | 0 | 0 | 0 | 0 | 0 | 0 | 0 | 0 | 0 | 0 | 0 | 0 | 0 | 0
Commercial_Retail_Existing_Miscellaneous_Natural Gas_Miscellaneous_E8_Baseline Forecast | Commercial | Retail | Existing | Miscellaneous | Natural Gas | Miscellaneous | E8 |  | Baseline Forecast | 0 | 0 | 0 | 0 | 0 | 0 | 0 | 0 | 0 | 0 | 0 | 0 | 0 | 0 | 0 | 0 | 0 | 0 | 0 | 0 | 0 | 0 | 0 | 0 | 0 | 0 | 0
Commercial_Retail_Existing_Miscellaneous_Natural Gas_Miscellaneous_E9_Baseline Forecast | Commercial | Retail | Existing | Miscellaneous | Natural Gas | Miscellaneous | E9 |  | Baseline Forecast | 0 | 0 | 0 | 0 | 0 | 0 | 0 | 0 | 0 | 0 | 0 | 0 | 0 | 0 | 0 | 0 | 0 | 0 | 0 | 0 | 0 | 0 | 0 | 0 | 0 | 0 | 0
Commercial_Retail_Existing_Miscellaneous_Natural Gas_Miscellaneous_E10_Baseline Forecast | Commercial | Retail | Existing | Miscellaneous | Natural Gas | Miscellaneous | E10 |  | Baseline Forecast | 0 | 0 | 0 | 0 | 0 | 0 | 0 | 0 | 0 | 0 | 0 | 0 | 0 | 0 | 0 | 0 | 0 | 0 | 0 | 0 | 0 | 0 | 0 | 0 | 0 | 0 | 0
Commercial_Retail_New_Space Heating_Natural Gas_Furnace_E1_Baseline Forecast | Commercial | Retail | New | Space Heating | Natural Gas | Furnace | E1 |  | Baseline Forecast | 0 | 668717.1926 | 498846.2377 | 0 | 0 | 0 | 0 | 0 | 0 | 0 | 0 | 0 | 0 | 0 | 0 | 0 | 0 | 0 | 0 | 0 | 0 | 0 | 0 | 0 | 0 | 0 | 0
Commercial_Retail_New_Space Heating_Natural Gas_Furnace_E2_Baseline Forecast | Commercial | Retail | New | Space Heating | Natural Gas | Furnace | E2 |  | Baseline Forecast | 0 | 0 | 0 | 499041.7435 | 496382.2057 | 491353.6344 | 494943.5903 | 494587.6199 | 494345.5647 | 494217.1215 | 494202.0138 | 494299.9917 | 494510.8317 | 494834.3366 | 495270.3354 | 495818.683 | 496479.2607 | 497251.9755 | 498136.7603 | 550573.3578 | 586098.0653 | 619102.4593 | 649569.4442 | 677520.653 | 703821.282 | 728303.5096 | 751124.7529
Commercial_Retail_New_Space Heating_Natural Gas_Furnace_E3_Baseline Forecast | Commercial | Retail | New | Space Heating | Natural Gas | Furnace | E3 |  | Baseline Forecast | 0 | 0 | 0 | 0 | 0 | 0 | 0 | 0 | 0 | 0 | 0 | 0 | 0 | 0 | 0 | 0 | 0 | 0 | 0 | 0 | 0 | 0 | 0 | 0 | 0 | 0 | 0
Commercial_Retail_New_Space Heating_Natural Gas_Furnace_E4_Baseline Forecast | Commercial | Retail | New | Space Heating | Natural Gas | Furnace | E4 |  | Baseline Forecast | 0 | 0 | 0 | 0 | 0 | 0 | 0 | 0 | 0 | 0 | 0 | 0 | 0 | 0 | 0 | 0 | 0 | 0 | 0 | 0 | 0 | 0 | 0 | 0 | 0 | 0 | 0
Commercial_Retail_New_Space Heating_Natural Gas_Furnace_E5_Baseline Forecast | Commercial | Retail | New | Space Heating | Natural Gas | Furnace | E5 |  | Baseline Forecast | 0 | 0 | 0 | 0 | 0 | 0 | 0 | 0 | 0 | 0 | 0 | 0 | 0 | 0 | 0 | 0 | 0 | 0 | 0 | 0 | 0 | 0 | 0 | 0 | 0 | 0 | 0
Commercial_Retail_New_Space Heating_Natural Gas_Furnace_E6_Baseline Forecast | Commercial | Retail | New | Space Heating | Natural Gas | Furnace | E6 |  | Baseline Forecast | 0 | 0 | 0 | 0 | 0 | 0 | 0 | 0 | 0 | 0 | 0 | 0 | 0 | 0 | 0 | 0 | 0 | 0 | 0 | 0 | 0 | 0 | 0 | 0 | 0 | 0 | 0
Commercial_Retail_New_Space Heating_Natural Gas_Furnace_E7_Baseline Forecast | Commercial | Retail | New | Space Heating | Natural Gas | Furnace | E7 |  | Baseline Forecast | 0 | 0 | 0 | 0 | 0 | 0 | 0 | 0 | 0 | 0 | 0 | 0 | 0 | 0 | 0 | 0 | 0 | 0 | 0 | 0 | 0 | 0 | 0 | 0 | 0 | 0 | 0
Commercial_Retail_New_Space Heating_Natural Gas_Furnace_E8_Baseline Forecast | Commercial | Retail | New | Space Heating | Natural Gas | Furnace | E8 |  | Baseline Forecast | 0 | 0 | 0 | 0 | 0 | 0 | 0 | 0 | 0 | 0 | 0 | 0 | 0 | 0 | 0 | 0 | 0 | 0 | 0 | 0 | 0 | 0 | 0 | 0 | 0 | 0 | 0
Commercial_Retail_New_Space Heating_Natural Gas_Furnace_E9_Baseline Forecast | Commercial | Retail | New | Space Heating | Natural Gas | Furnace | E9 |  | Baseline Forecast | 0 | 0 | 0 | 0 | 0 | 0 | 0 | 0 | 0 | 0 | 0 | 0 | 0 | 0 | 0 | 0 | 0 | 0 | 0 | 0 | 0 | 0 | 0 | 0 | 0 | 0 | 0
Commercial_Retail_New_Space Heating_Natural Gas_Furnace_E10_Baseline Forecast | Commercial | Retail | New | Space Heating | Natural Gas | Furnace | E10 |  | Baseline Forecast | 0 | 0 | 0 | 0 | 0 | 0 | 0 | 0 | 0 | 0 | 0 | 0 | 0 | 0 | 0 | 0 | 0 | 0 | 0 | 0 | 0 | 0 | 0 | 0 | 0 | 0 | 0
Commercial_Retail_New_Space Heating_Natural Gas_Boiler_E1_Baseline Forecast | Commercial | Retail | New | Space Heating | Natural Gas | Boiler | E1 |  | Baseline Forecast | 0 | 25048.8645 | 18685.8241 | 18693.1474 | 18593.5262 | 18405.1655 | 18539.6384 | 18526.3044 | 18517.2375 | 18512.4263 | 18511.8604 | 18515.5304 | 18523.4281 | 18535.546 | 18551.8776 | 18572.4177 | 18597.1617 | 18626.1061 | 18659.2484 | 18696.5871 | 18738.1217 | 18783.8523 | 21110.95 | 22656.7739 | 24071.8578 | 25358.7514 | 26521.4286
Commercial_Retail_New_Space Heating_Natural Gas_Boiler_E2_Baseline Forecast | Commercial | Retail | New | Space Heating | Natural Gas | Boiler | E2 |  | Baseline Forecast | 0 | 5498.5312 | 4101.7663 | 4103.3738 | 4081.5057 | 4040.1583 | 4069.6767 | 4066.7498 | 4064.7595 | 4063.7033 | 4063.5791 | 4064.3847 | 4066.1184 | 4068.7784 | 4072.3634 | 4076.8722 | 4082.3038 | 4088.6574 | 4095.9326 | 4104.1289 | 4113.2462 | 4123.2847 | 4634.111 | 4973.4382 | 5284.0664 | 5566.5552 | 5821.777
Commercial_Retail_New_Space Heating_Natural Gas_Boiler_E3_Baseline Forecast | Commercial | Retail | New | Space Heating | Natural Gas | Boiler | E3 |  | Baseline Forecast | 0 | 0 | 0 | 0 | 0 | 0 | 0 | 0 | 0 | 0 | 0 | 0 | 0 | 0 | 0 | 0 | 0 | 0 | 0 | 0 | 0 | 0 | 0 | 0 | 0 | 0 | 0
Commercial_Retail_New_Space Heating_Natural Gas_Boiler_E4_Baseline Forecast | Commercial | Retail | New | Space Heating | Natural Gas | Boiler | E4 |  | Baseline Forecast | 0 | 0 | 0 | 0 | 0 | 0 | 0 | 0 | 0 | 0 | 0 | 0 | 0 | 0 | 0 | 0 | 0 | 0 | 0 | 0 | 0 | 0 | 0 | 0 | 0 | 0 | 0
Commercial_Retail_New_Space Heating_Natural Gas_Boiler_E5_Baseline Forecast | Commercial | Retail | New | Space Heating | Natural Gas | Boiler | E5 |  | Baseline Forecast | 0 | 0 | 0 | 0 | 0 | 0 | 0 | 0 | 0 | 0 | 0 | 0 | 0 | 0 | 0 | 0 | 0 | 0 | 0 | 0 | 0 | 0 | 0 | 0 | 0 | 0 | 0
Commercial_Retail_New_Space Heating_Natural Gas_Boiler_E6_Baseline Forecast | Commercial | Retail | New | Space Heating | Natural Gas | Boiler | E6 |  | Baseline Forecast | 0 | 0 | 0 | 0 | 0 | 0 | 0 | 0 | 0 | 0 | 0 | 0 | 0 | 0 | 0 | 0 | 0 | 0 | 0 | 0 | 0 | 0 | 0 | 0 | 0 | 0 | 0
Commercial_Retail_New_Space Heating_Natural Gas_Boiler_E7_Baseline Forecast | Commercial | Retail | New | Space Heating | Natural Gas | Boiler | E7 |  | Baseline Forecast | 0 | 0 | 0 | 0 | 0 | 0 | 0 | 0 | 0 | 0 | 0 | 0 | 0 | 0 | 0 | 0 | 0 | 0 | 0 | 0 | 0 | 0 | 0 | 0 | 0 | 0 | 0
Commercial_Retail_New_Space Heating_Natural Gas_Boiler_E8_Baseline Forecast | Commercial | Retail | New | Space Heating | Natural Gas | Boiler | E8 |  | Baseline Forecast | 0 | 0 | 0 | 0 | 0 | 0 | 0 | 0 | 0 | 0 | 0 | 0 | 0 | 0 | 0 | 0 | 0 | 0 | 0 | 0 | 0 | 0 | 0 | 0 | 0 | 0 | 0
Commercial_Retail_New_Space Heating_Natural Gas_Boiler_E9_Baseline Forecast | Commercial | Retail | New | Space Heating | Natural Gas | Boiler | E9 |  | Baseline Forecast | 0 | 0 | 0 | 0 | 0 | 0 | 0 | 0 | 0 | 0 | 0 | 0 | 0 | 0 | 0 | 0 | 0 | 0 | 0 | 0 | 0 | 0 | 0 | 0 | 0 | 0 | 0
Commercial_Retail_New_Space Heating_Natural Gas_Boiler_E10_Baseline Forecast | Commercial | Retail | New | Space Heating | Natural Gas | Boiler | E10 |  | Baseline Forecast | 0 | 0 | 0 | 0 | 0 | 0 | 0 | 0 | 0 | 0 | 0 | 0 | 0 | 0 | 0 | 0 | 0 | 0 | 0 | 0 | 0 | 0 | 0 | 0 | 0 | 0 | 0
Commercial_Retail_New_Space Heating_Natural Gas_Unit Heater_E1_Baseline Forecast | Commercial | Retail | New | Space Heating | Natural Gas | Unit Heater | E1 |  | Baseline Forecast | 0 | 61559.045 | 45921.5021 | 45939.4995 | 45694.6746 | 45231.7673 | 45562.2423 | 45529.4733 | 45507.1908 | 45495.3669 | 45493.9761 | 45502.9955 | 45522.4045 | 45552.1849 | 45592.3209 | 45642.7993 | 45703.6091 | 51371.0185 | 55118.3973 | 58544.4587 | 61655.4567 | 64461.1458 | 67062.3481 | 69445.5743 | 71632.5401 | 73642.9875 | 75494.8647
Commercial_Retail_New_Space Heating_Natural Gas_Unit Heater_E2_Baseline Forecast | Commercial | Retail | New | Space Heating | Natural Gas | Unit Heater | E2 |  | Baseline Forecast | 0 | 0 | 0 | 0 | 0 | 0 | 0 | 0 | 0 | 0 | 0 | 0 | 0 | 0 | 0 | 0 | 0 | 0 | 0 | 0 | 0 | 0 | 0 | 0 | 0 | 0 | 0
Commercial_Retail_New_Space Heating_Natural Gas_Unit Heater_E3_Baseline Forecast | Commercial | Retail | New | Space Heating | Natural Gas | Unit Heater | E3 |  | Baseline Forecast | 0 | 0 | 0 | 0 | 0 | 0 | 0 | 0 | 0 | 0 | 0 | 0 | 0 | 0 | 0 | 0 | 0 | 0 | 0 | 0 | 0 | 0 | 0 | 0 | 0 | 0 | 0
Commercial_Retail_New_Space Heating_Natural Gas_Unit Heater_E4_Baseline Forecast | Commercial | Retail | New | Space Heating | Natural Gas | Unit Heater | E4 |  | Baseline Forecast | 0 | 0 | 0 | 0 | 0 | 0 | 0 | 0 | 0 | 0 | 0 | 0 | 0 | 0 | 0 | 0 | 0 | 0 | 0 | 0 | 0 | 0 | 0 | 0 | 0 | 0 | 0
Commercial_Retail_New_Space Heating_Natural Gas_Unit Heater_E5_Baseline Forecast | Commercial | Retail | New | Space Heating | Natural Gas | Unit Heater | E5 |  | Baseline Forecast | 0 | 0 | 0 | 0 | 0 | 0 | 0 | 0 | 0 | 0 | 0 | 0 | 0 | 0 | 0 | 0 | 0 | 0 | 0 | 0 | 0 | 0 | 0 | 0 | 0 | 0 | 0
Commercial_Retail_New_Space Heating_Natural Gas_Unit Heater_E6_Baseline Forecast | Commercial | Retail | New | Space Heating | Natural Gas | Unit Heater | E6 |  | Baseline Forecast | 0 | 0 | 0 | 0 | 0 | 0 | 0 | 0 | 0 | 0 | 0 | 0 | 0 | 0 | 0 | 0 | 0 | 0 | 0 | 0 | 0 | 0 | 0 | 0 | 0 | 0 | 0
Commercial_Retail_New_Space Heating_Natural Gas_Unit Heater_E7_Baseline Forecast | Commercial | Retail | New | Space Heating | Natural Gas | Unit Heater | E7 |  | Baseline Forecast | 0 | 0 | 0 | 0 | 0 | 0 | 0 | 0 | 0 | 0 | 0 | 0 | 0 | 0 | 0 | 0 | 0 | 0 | 0 | 0 | 0 | 0 | 0 | 0 | 0 | 0 | 0
Commercial_Retail_New_Space Heating_Natural Gas_Unit Heater_E8_Baseline Forecast | Commercial | Retail | New | Space Heating | Natural Gas | Unit Heater | E8 |  | Baseline Forecast | 0 | 0 | 0 | 0 | 0 | 0 | 0 | 0 | 0 | 0 | 0 | 0 | 0 | 0 | 0 | 0 | 0 | 0 | 0 | 0 | 0 | 0 | 0 | 0 | 0 | 0 | 0
Commercial_Retail_New_Space Heating_Natural Gas_Unit Heater_E9_Baseline Forecast | Commercial | Retail | New | Space Heating | Natural Gas | Unit Heater | E9 |  | Baseline Forecast | 0 | 0 | 0 | 0 | 0 | 0 | 0 | 0 | 0 | 0 | 0 | 0 | 0 | 0 | 0 | 0 | 0 | 0 | 0 | 0 | 0 | 0 | 0 | 0 | 0 | 0 | 0
Commercial_Retail_New_Space Heating_Natural Gas_Unit Heater_E10_Baseline Forecast | Commercial | Retail | New | Space Heating | Natural Gas | Unit Heater | E10 |  | Baseline Forecast | 0 | 0 | 0 | 0 | 0 | 0 | 0 | 0 | 0 | 0 | 0 | 0 | 0 | 0 | 0 | 0 | 0 | 0 | 0 | 0 | 0 | 0 | 0 | 0 | 0 | 0 | 0
Commercial_Retail_New_Water Heating_Natural Gas_Water Heater_E1_Baseline Forecast | Commercial | Retail | New | Water Heating | Natural Gas | Water Heater | E1 |  | Baseline Forecast | 0 | 166794.4321 | 124424.459 | 124473.223 | 123809.8691 | 122555.6204 | 123451.0433 | 123362.2556 | 123301.8811 | 123269.8442 | 156624.9624 | 174862.515 | 189495.348 | 201107.5628 | 210190.6817 | 261410.1932 | 247592.1983 | 247706.4674 | 247671.2977 | 254231.3661 | 263768.1196 | 274149.3391 | 284873.0581 | 295370.5431 | 322864.748 | 338239.2313 | 349728.0512
Commercial_Retail_New_Water Heating_Natural Gas_Water Heater_E2_Baseline Forecast | Commercial | Retail | New | Water Heating | Natural Gas | Water Heater | E2 |  | Baseline Forecast | 0 | 173602.3681 | 129503.0084 | 129553.7627 | 128863.3332 | 127557.8907 | 128489.8614 | 128397.4497 | 128334.6109 | 128301.2664 | 163017.818 | 181999.7605 | 197229.852 | 209316.0348 | 218769.8932 | 272079.997 | 257698.0023 | 257816.9354 | 257780.3303 | 264608.1566 | 274534.1653 | 285339.108 | 296500.5299 | 307426.4837 | 336042.901 | 352044.9143 | 364002.6655
Commercial_Retail_New_Water Heating_Natural Gas_Water Heater_E3_Baseline Forecast | Commercial | Retail | New | Water Heating | Natural Gas | Water Heater | E3 |  | Baseline Forecast | 0 | 0 | 0 | 0 | 0 | 0 | 0 | 0 | 0 | 0 | 0 | 0 | 0 | 0 | 0 | 0 | 0 | 0 | 0 | 0 | 0 | 0 | 0 | 0 | 0 | 0 | 0
Commercial_Retail_New_Water Heating_Natural Gas_Water Heater_E4_Baseline Forecast | Commercial | Retail | New | Water Heating | Natural Gas | Water Heater | E4 |  | Baseline Forecast | 0 | 0 | 0 | 0 | 0 | 0 | 0 | 0 | 0 | 0 | 0 | 0 | 0 | 0 | 0 | 0 | 0 | 0 | 0 | 0 | 0 | 0 | 0 | 0 | 0 | 0 | 0
Commercial_Retail_New_Water Heating_Natural Gas_Water Heater_E5_Baseline Forecast | Commercial | Retail | New | Water Heating | Natural Gas | Water Heater | E5 |  | Baseline Forecast | 0 | 0 | 0 | 0 | 0 | 0 | 0 | 0 | 0 | 0 | 0 | 0 | 0 | 0 | 0 | 0 | 0 | 0 | 0 | 0 | 0 | 0 | 0 | 0 | 0 | 0 | 0
Commercial_Retail_New_Water Heating_Natural Gas_Water Heater_E6_Baseline Forecast | Commercial | Retail | New | Water Heating | Natural Gas | Water Heater | E6 |  | Baseline Forecast | 0 | 0 | 0 | 0 | 0 | 0 | 0 | 0 | 0 | 0 | 0 | 0 | 0 | 0 | 0 | 0 | 0 | 0 | 0 | 0 | 0 | 0 | 0 | 0 | 0 | 0 | 0
Commercial_Retail_New_Water Heating_Natural Gas_Water Heater_E7_Baseline Forecast | Commercial | Retail | New | Water Heating | Natural Gas | Water Heater | E7 |  | Baseline Forecast | 0 | 0 | 0 | 0 | 0 | 0 | 0 | 0 | 0 | 0 | 0 | 0 | 0 | 0 | 0 | 0 | 0 | 0 | 0 | 0 | 0 | 0 | 0 | 0 | 0 | 0 | 0
Commercial_Retail_New_Water Heating_Natural Gas_Water Heater_E8_Baseline Forecast | Commercial | Retail | New | Water Heating | Natural Gas | Water Heater | E8 |  | Baseline Forecast | 0 | 0 | 0 | 0 | 0 | 0 | 0 | 0 | 0 | 0 | 0 | 0 | 0 | 0 | 0 | 0 | 0 | 0 | 0 | 0 | 0 | 0 | 0 | 0 | 0 | 0 | 0
Commercial_Retail_New_Water Heating_Natural Gas_Water Heater_E9_Baseline Forecast | Commercial | Retail | New | Water Heating | Natural Gas | Water Heater | E9 |  | Baseline Forecast | 0 | 0 | 0 | 0 | 0 | 0 | 0 | 0 | 0 | 0 | 0 | 0 | 0 | 0 | 0 | 0 | 0 | 0 | 0 | 0 | 0 | 0 | 0 | 0 | 0 | 0 | 0
Commercial_Retail_New_Water Heating_Natural Gas_Water Heater_E10_Baseline Forecast | Commercial | Retail | New | Water Heating | Natural Gas | Water Heater | E10 |  | Baseline Forecast | 0 | 0 | 0 | 0 | 0 | 0 | 0 | 0 | 0 | 0 | 0 | 0 | 0 | 0 | 0 | 0 | 0 | 0 | 0 | 0 | 0 | 0 | 0 | 0 | 0 | 0 | 0
Commercial_Retail_New_Food Preparation_Natural Gas_Oven_E1_Baseline Forecast | Commercial | Retail | New | Food Preparation | Natural Gas | Oven | E1 |  | Baseline Forecast | 0 | 6026.0365 | 4495.2719 | 4497.0337 | 4473.0677 | 4427.7535 | 4460.1039 | 4456.8961 | 4454.7148 | 4453.5574 | 4453.4213 | 4454.3042 | 5661.4114 | 6322.3396 | 6853.0312 | 7274.5895 | 7604.7729 | 9457.2801 | 8960.0767 | 8966.2245 | 8966.9728 | 8964.9558 | 8987.0881 | 9240.3067 | 9578.9518 | 9960.0932 | 10353.6082
Commercial_Retail_New_Food Preparation_Natural Gas_Oven_E2_Baseline Forecast | Commercial | Retail | New | Food Preparation | Natural Gas | Oven | E2 |  | Baseline Forecast | 0 | 7074.0428 | 5277.0583 | 5279.1265 | 5250.9925 | 5197.7976 | 5235.7741 | 5232.0084 | 5229.4479 | 5228.0891 | 5227.9293 | 5228.9658 | 6646.0047 | 7421.8769 | 8044.8627 | 8539.7355 | 8927.3421 | 11102.0244 | 10518.3509 | 10525.5679 | 10526.4463 | 10524.0785 | 10550.06 | 10847.3166 | 11244.8564 | 11692.2834 | 12154.2357
Commercial_Retail_New_Food Preparation_Natural Gas_Oven_E3_Baseline Forecast | Commercial | Retail | New | Food Preparation | Natural Gas | Oven | E3 |  | Baseline Forecast | 0 | 0 | 0 | 0 | 0 | 0 | 0 | 0 | 0 | 0 | 0 | 0 | 0 | 0 | 0 | 0 | 0 | 0 | 0 | 0 | 0 | 0 | 0 | 0 | 0 | 0 | 0
Commercial_Retail_New_Food Preparation_Natural Gas_Oven_E4_Baseline Forecast | Commercial | Retail | New | Food Preparation | Natural Gas | Oven | E4 |  | Baseline Forecast | 0 | 0 | 0 | 0 | 0 | 0 | 0 | 0 | 0 | 0 | 0 | 0 | 0 | 0 | 0 | 0 | 0 | 0 | 0 | 0 | 0 | 0 | 0 | 0 | 0 | 0 | 0
Commercial_Retail_New_Food Preparation_Natural Gas_Oven_E5_Baseline Forecast | Commercial | Retail | New | Food Preparation | Natural Gas | Oven | E5 |  | Baseline Forecast | 0 | 0 | 0 | 0 | 0 | 0 | 0 | 0 | 0 | 0 | 0 | 0 | 0 | 0 | 0 | 0 | 0 | 0 | 0 | 0 | 0 | 0 | 0 | 0 | 0 | 0 | 0
Commercial_Retail_New_Food Preparation_Natural Gas_Oven_E6_Baseline Forecast | Commercial | Retail | New | Food Preparation | Natural Gas | Oven | E6 |  | Baseline Forecast | 0 | 0 | 0 | 0 | 0 | 0 | 0 | 0 | 0 | 0 | 0 | 0 | 0 | 0 | 0 | 0 | 0 | 0 | 0 | 0 | 0 | 0 | 0 | 0 | 0 | 0 | 0
Commercial_Retail_New_Food Preparation_Natural Gas_Oven_E7_Baseline Forecast | Commercial | Retail | New | Food Preparation | Natural Gas | Oven | E7 |  | Baseline Forecast | 0 | 0 | 0 | 0 | 0 | 0 | 0 | 0 | 0 | 0 | 0 | 0 | 0 | 0 | 0 | 0 | 0 | 0 | 0 | 0 | 0 | 0 | 0 | 0 | 0 | 0 | 0
Commercial_Retail_New_Food Preparation_Natural Gas_Oven_E8_Baseline Forecast | Commercial | Retail | New | Food Preparation | Natural Gas | Oven | E8 |  | Baseline Forecast | 0 | 0 | 0 | 0 | 0 | 0 | 0 | 0 | 0 | 0 | 0 | 0 | 0 | 0 | 0 | 0 | 0 | 0 | 0 | 0 | 0 | 0 | 0 | 0 | 0 | 0 | 0
Commercial_Retail_New_Food Preparation_Natural Gas_Oven_E9_Baseline Forecast | Commercial | Retail | New | Food Preparation | Natural Gas | Oven | E9 |  | Baseline Forecast | 0 | 0 | 0 | 0 | 0 | 0 | 0 | 0 | 0 | 0 | 0 | 0 | 0 | 0 | 0 | 0 | 0 | 0 | 0 | 0 | 0 | 0 | 0 | 0 | 0 | 0 | 0
Commercial_Retail_New_Food Preparation_Natural Gas_Oven_E10_Baseline Forecast | Commercial | Retail | New | Food Preparation | Natural Gas | Oven | E10 |  | Baseline Forecast | 0 | 0 | 0 | 0 | 0 | 0 | 0 | 0 | 0 | 0 | 0 | 0 | 0 | 0 | 0 | 0 | 0 | 0 | 0 | 0 | 0 | 0 | 0 | 0 | 0 | 0 | 0
Commercial_Retail_New_Food Preparation_Natural Gas_Conveyor Oven_E1_Baseline Forecast | Commercial | Retail | New | Food Preparation | Natural Gas | Conveyor Oven | E1 |  | Baseline Forecast | 0 | 3013.0182 | 2247.636 | 2248.5168 | 2236.5339 | 2213.8768 | 2230.0519 | 2228.448 | 2227.3574 | 2226.7787 | 2226.7106 | 2227.1521 | 2228.1021 | 2229.5597 | 2231.5241 | 2233.9948 | 2236.9711 | 2843.0564 | 3176.0494 | 3443.9221 | 3657.2265 | 3824.8427 | 4753.6203 | 4507.5429 | 4513.1419 | 4516.0424 | 4517.5623
Commercial_Retail_New_Food Preparation_Natural Gas_Conveyor Oven_E2_Baseline Forecast | Commercial | Retail | New | Food Preparation | Natural Gas | Conveyor Oven | E2 |  | Baseline Forecast | 0 | 3537.0214 | 2638.5292 | 2639.5633 | 2625.4963 | 2598.8988 | 2617.887 | 2616.0042 | 2614.7239 | 2614.0446 | 2613.9647 | 2614.4829 | 2615.5981 | 2617.3092 | 2619.6153 | 2622.5156 | 2626.0096 | 3337.501 | 3728.4058 | 4042.865 | 4293.2659 | 4490.0327 | 5580.3368 | 5291.4634 | 5298.0361 | 5301.4411 | 5303.2254
Commercial_Retail_New_Food Preparation_Natural Gas_Conveyor Oven_E3_Baseline Forecast | Commercial | Retail | New | Food Preparation | Natural Gas | Conveyor Oven | E3 |  | Baseline Forecast | 0 | 0 | 0 | 0 | 0 | 0 | 0 | 0 | 0 | 0 | 0 | 0 | 0 | 0 | 0 | 0 | 0 | 0 | 0 | 0 | 0 | 0 | 0 | 0 | 0 | 0 | 0
Commercial_Retail_New_Food Preparation_Natural Gas_Conveyor Oven_E4_Baseline Forecast | Commercial | Retail | New | Food Preparation | Natural Gas | Conveyor Oven | E4 |  | Baseline Forecast | 0 | 0 | 0 | 0 | 0 | 0 | 0 | 0 | 0 | 0 | 0 | 0 | 0 | 0 | 0 | 0 | 0 | 0 | 0 | 0 | 0 | 0 | 0 | 0 | 0 | 0 | 0
Commercial_Retail_New_Food Preparation_Natural Gas_Conveyor Oven_E5_Baseline Forecast | Commercial | Retail | New | Food Preparation | Natural Gas | Conveyor Oven | E5 |  | Baseline Forecast | 0 | 0 | 0 | 0 | 0 | 0 | 0 | 0 | 0 | 0 | 0 | 0 | 0 | 0 | 0 | 0 | 0 | 0 | 0 | 0 | 0 | 0 | 0 | 0 | 0 | 0 | 0
Commercial_Retail_New_Food Preparation_Natural Gas_Conveyor Oven_E6_Baseline Forecast | Commercial | Retail | New | Food Preparation | Natural Gas | Conveyor Oven | E6 |  | Baseline Forecast | 0 | 0 | 0 | 0 | 0 | 0 | 0 | 0 | 0 | 0 | 0 | 0 | 0 | 0 | 0 | 0 | 0 | 0 | 0 | 0 | 0 | 0 | 0 | 0 | 0 | 0 | 0
Commercial_Retail_New_Food Preparation_Natural Gas_Conveyor Oven_E7_Baseline Forecast | Commercial | Retail | New | Food Preparation | Natural Gas | Conveyor Oven | E7 |  | Baseline Forecast | 0 | 0 | 0 | 0 | 0 | 0 | 0 | 0 | 0 | 0 | 0 | 0 | 0 | 0 | 0 | 0 | 0 | 0 | 0 | 0 | 0 | 0 | 0 | 0 | 0 | 0 | 0
Commercial_Retail_New_Food Preparation_Natural Gas_Conveyor Oven_E8_Baseline Forecast | Commercial | Retail | New | Food Preparation | Natural Gas | Conveyor Oven | E8 |  | Baseline Forecast | 0 | 0 | 0 | 0 | 0 | 0 | 0 | 0 | 0 | 0 | 0 | 0 | 0 | 0 | 0 | 0 | 0 | 0 | 0 | 0 | 0 | 0 | 0 | 0 | 0 | 0 | 0
Commercial_Retail_New_Food Preparation_Natural Gas_Conveyor Oven_E9_Baseline Forecast | Commercial | Retail | New | Food Preparation | Natural Gas | Conveyor Oven | E9 |  | Baseline Forecast | 0 | 0 | 0 | 0 | 0 | 0 | 0 | 0 | 0 | 0 | 0 | 0 | 0 | 0 | 0 | 0 | 0 | 0 | 0 | 0 | 0 | 0 | 0 | 0 | 0 | 0 | 0
Commercial_Retail_New_Food Preparation_Natural Gas_Conveyor Oven_E10_Baseline Forecast | Commercial | Retail | New | Food Preparation | Natural Gas | Conveyor Oven | E10 |  | Baseline Forecast | 0 | 0 | 0 | 0 | 0 | 0 | 0 | 0 | 0 | 0 | 0 | 0 | 0 | 0 | 0 | 0 | 0 | 0 | 0 | 0 | 0 | 0 | 0 | 0 | 0 | 0 | 0
Commercial_Retail_New_Food Preparation_Natural Gas_Double Rack Oven_E1_Baseline Forecast | Commercial | Retail | New | Food Preparation | Natural Gas | Double Rack Oven | E1 |  | Baseline Forecast | 0 | 3013.0182 | 2247.636 | 2248.5168 | 2236.5339 | 2213.8768 | 2230.0519 | 2228.448 | 2227.3574 | 2226.7787 | 2561.4904 | 2774.4715 | 2964.4434 | 3132.589 | 3280.2032 | 3413.9375 | 3533.4145 | 3640.331 | 3736.1953 | 4787.3934 | 4582.9161 | 4659.2941 | 4743.0232 | 4831.7361 | 4938.6386 | 5042.7489 | 5148.6716
Commercial_Retail_New_Food Preparation_Natural Gas_Double Rack Oven_E2_Baseline Forecast | Commercial | Retail | New | Food Preparation | Natural Gas | Double Rack Oven | E2 |  | Baseline Forecast | 0 | 3537.0214 | 2638.5292 | 2639.5633 | 2625.4963 | 2598.8988 | 2617.887 | 2616.0042 | 2614.7239 | 2614.0446 | 3006.967 | 3256.9882 | 3479.9987 | 3677.3871 | 3850.6733 | 4007.6658 | 4147.9213 | 4273.432 | 4385.9685 | 5619.9836 | 5379.9449 | 5469.6061 | 5567.8968 | 5672.038 | 5797.5322 | 5919.7487 | 6044.0928
Commercial_Retail_New_Food Preparation_Natural Gas_Double Rack Oven_E3_Baseline Forecast | Commercial | Retail | New | Food Preparation | Natural Gas | Double Rack Oven | E3 |  | Baseline Forecast | 0 | 0 | 0 | 0 | 0 | 0 | 0 | 0 | 0 | 0 | 0 | 0 | 0 | 0 | 0 | 0 | 0 | 0 | 0 | 0 | 0 | 0 | 0 | 0 | 0 | 0 | 0
Commercial_Retail_New_Food Preparation_Natural Gas_Double Rack Oven_E4_Baseline Forecast | Commercial | Retail | New | Food Preparation | Natural Gas | Double Rack Oven | E4 |  | Baseline Forecast | 0 | 0 | 0 | 0 | 0 | 0 | 0 | 0 | 0 | 0 | 0 | 0 | 0 | 0 | 0 | 0 | 0 | 0 | 0 | 0 | 0 | 0 | 0 | 0 | 0 | 0 | 0
Commercial_Retail_New_Food Preparation_Natural Gas_Double Rack Oven_E5_Baseline Forecast | Commercial | Retail | New | Food Preparation | Natural Gas | Double Rack Oven | E5 |  | Baseline Forecast | 0 | 0 | 0 | 0 | 0 | 0 | 0 | 0 | 0 | 0 | 0 | 0 | 0 | 0 | 0 | 0 | 0 | 0 | 0 | 0 | 0 | 0 | 0 | 0 | 0 | 0 | 0
Commercial_Retail_New_Food Preparation_Natural Gas_Double Rack Oven_E6_Baseline Forecast | Commercial | Retail | New | Food Preparation | Natural Gas | Double Rack Oven | E6 |  | Baseline Forecast | 0 | 0 | 0 | 0 | 0 | 0 | 0 | 0 | 0 | 0 | 0 | 0 | 0 | 0 | 0 | 0 | 0 | 0 | 0 | 0 | 0 | 0 | 0 | 0 | 0 | 0 | 0
Commercial_Retail_New_Food Preparation_Natural Gas_Double Rack Oven_E7_Baseline Forecast | Commercial | Retail | New | Food Preparation | Natural Gas | Double Rack Oven | E7 |  | Baseline Forecast | 0 | 0 | 0 | 0 | 0 | 0 | 0 | 0 | 0 | 0 | 0 | 0 | 0 | 0 | 0 | 0 | 0 | 0 | 0 | 0 | 0 | 0 | 0 | 0 | 0 | 0 | 0
Commercial_Retail_New_Food Preparation_Natural Gas_Double Rack Oven_E8_Baseline Forecast | Commercial | Retail | New | Food Preparation | Natural Gas | Double Rack Oven | E8 |  | Baseline Forecast | 0 | 0 | 0 | 0 | 0 | 0 | 0 | 0 | 0 | 0 | 0 | 0 | 0 | 0 | 0 | 0 | 0 | 0 | 0 | 0 | 0 | 0 | 0 | 0 | 0 | 0 | 0
Commercial_Retail_New_Food Preparation_Natural Gas_Double Rack Oven_E9_Baseline Forecast | Commercial | Retail | New | Food Preparation | Natural Gas | Double Rack Oven | E9 |  | Baseline Forecast | 0 | 0 | 0 | 0 | 0 | 0 | 0 | 0 | 0 | 0 | 0 | 0 | 0 | 0 | 0 | 0 | 0 | 0 | 0 | 0 | 0 | 0 | 0 | 0 | 0 | 0 | 0
Commercial_Retail_New_Food Preparation_Natural Gas_Double Rack Oven_E10_Baseline Forecast | Commercial | Retail | New | Food Preparation | Natural Gas | Double Rack Oven | E10 |  | Baseline Forecast | 0 | 0 | 0 | 0 | 0 | 0 | 0 | 0 | 0 | 0 | 0 | 0 | 0 | 0 | 0 | 0 | 0 | 0 | 0 | 0 | 0 | 0 | 0 | 0 | 0 | 0 | 0
Commercial_Retail_New_Food Preparation_Natural Gas_Fryer_E1_Baseline Forecast | Commercial | Retail | New | Food Preparation | Natural Gas | Fryer | E1 |  | Baseline Forecast | 0 | 0 | 0 | 0 | 0 | 0 | 0 | 0 | 0 | 0 | 0 | 0 | 0 | 0 | 0 | 0 | 0 | 0 | 0 | 0 | 0 | 0 | 0 | 0 | 0 | 0 | 0
Commercial_Retail_New_Food Preparation_Natural Gas_Fryer_E2_Baseline Forecast | Commercial | Retail | New | Food Preparation | Natural Gas | Fryer | E2 |  | Baseline Forecast | 0 | 26200.1586 | 19544.6606 | 19552.3204 | 19448.1204 | 19251.1024 | 19391.7559 | 19377.8091 | 19368.3254 | 24603.3247 | 27463.6586 | 29757.7699 | 31577.4087 | 32999.7823 | 41040.9688 | 38866.0336 | 38879.5896 | 39917.6806 | 41306.3343 | 42975.9204 | 44647.1892 | 46282.9267 | 50588.5206 | 52990.3419 | 54781.7976 | 56314.8033 | 57732.2865
Commercial_Retail_New_Food Preparation_Natural Gas_Fryer_E3_Baseline Forecast | Commercial | Retail | New | Food Preparation | Natural Gas | Fryer | E3 |  | Baseline Forecast | 0 | 0 | 0 | 0 | 0 | 0 | 0 | 0 | 0 | 0 | 0 | 0 | 0 | 0 | 0 | 0 | 0 | 0 | 0 | 0 | 0 | 0 | 0 | 0 | 0 | 0 | 0
Commercial_Retail_New_Food Preparation_Natural Gas_Fryer_E4_Baseline Forecast | Commercial | Retail | New | Food Preparation | Natural Gas | Fryer | E4 |  | Baseline Forecast | 0 | 0 | 0 | 0 | 0 | 0 | 0 | 0 | 0 | 0 | 0 | 0 | 0 | 0 | 0 | 0 | 0 | 0 | 0 | 0 | 0 | 0 | 0 | 0 | 0 | 0 | 0
Commercial_Retail_New_Food Preparation_Natural Gas_Fryer_E5_Baseline Forecast | Commercial | Retail | New | Food Preparation | Natural Gas | Fryer | E5 |  | Baseline Forecast | 0 | 0 | 0 | 0 | 0 | 0 | 0 | 0 | 0 | 0 | 0 | 0 | 0 | 0 | 0 | 0 | 0 | 0 | 0 | 0 | 0 | 0 | 0 | 0 | 0 | 0 | 0
Commercial_Retail_New_Food Preparation_Natural Gas_Fryer_E6_Baseline Forecast | Commercial | Retail | New | Food Preparation | Natural Gas | Fryer | E6 |  | Baseline Forecast | 0 | 0 | 0 | 0 | 0 | 0 | 0 | 0 | 0 | 0 | 0 | 0 | 0 | 0 | 0 | 0 | 0 | 0 | 0 | 0 | 0 | 0 | 0 | 0 | 0 | 0 | 0
Commercial_Retail_New_Food Preparation_Natural Gas_Fryer_E7_Baseline Forecast | Commercial | Retail | New | Food Preparation | Natural Gas | Fryer | E7 |  | Baseline Forecast | 0 | 0 | 0 | 0 | 0 | 0 | 0 | 0 | 0 | 0 | 0 | 0 | 0 | 0 | 0 | 0 | 0 | 0 | 0 | 0 | 0 | 0 | 0 | 0 | 0 | 0 | 0
Commercial_Retail_New_Food Preparation_Natural Gas_Fryer_E8_Baseline Forecast | Commercial | Retail | New | Food Preparation | Natural Gas | Fryer | E8 |  | Baseline Forecast | 0 | 0 | 0 | 0 | 0 | 0 | 0 | 0 | 0 | 0 | 0 | 0 | 0 | 0 | 0 | 0 | 0 | 0 | 0 | 0 | 0 | 0 | 0 | 0 | 0 | 0 | 0
Commercial_Retail_New_Food Preparation_Natural Gas_Fryer_E9_Baseline Forecast | Commercial | Retail | New | Food Preparation | Natural Gas | Fryer | E9 |  | Baseline Forecast | 0 | 0 | 0 | 0 | 0 | 0 | 0 | 0 | 0 | 0 | 0 | 0 | 0 | 0 | 0 | 0 | 0 | 0 | 0 | 0 | 0 | 0 | 0 | 0 | 0 | 0 | 0
Commercial_Retail_New_Food Preparation_Natural Gas_Fryer_E10_Baseline Forecast | Commercial | Retail | New | Food Preparation | Natural Gas | Fryer | E10 |  | Baseline Forecast | 0 | 0 | 0 | 0 | 0 | 0 | 0 | 0 | 0 | 0 | 0 | 0 | 0 | 0 | 0 | 0 | 0 | 0 | 0 | 0 | 0 | 0 | 0 | 0 | 0 | 0 | 0
Commercial_Retail_New_Food Preparation_Natural Gas_Broiler_E1_Baseline Forecast | Commercial | Retail | New | Food Preparation | Natural Gas | Broiler | E1 |  | Baseline Forecast | 0 | 0 | 0 | 0 | 0 | 0 | 0 | 0 | 0 | 0 | 0 | 0 | 0 | 0 | 0 | 0 | 0 | 0 | 0 | 0 | 0 | 0 | 0 | 0 | 0 | 0 | 0
Commercial_Retail_New_Food Preparation_Natural Gas_Broiler_E2_Baseline Forecast | Commercial | Retail | New | Food Preparation | Natural Gas | Broiler | E2 |  | Baseline Forecast | 0 | 0 | 0 | 0 | 0 | 0 | 0 | 0 | 0 | 0 | 0 | 0 | 0 | 0 | 0 | 0 | 0 | 0 | 0 | 0 | 0 | 0 | 0 | 0 | 0 | 0 | 0
Commercial_Retail_New_Food Preparation_Natural Gas_Broiler_E3_Baseline Forecast | Commercial | Retail | New | Food Preparation | Natural Gas | Broiler | E3 |  | Baseline Forecast | 0 | 0 | 0 | 0 | 0 | 0 | 0 | 0 | 0 | 0 | 0 | 0 | 0 | 0 | 0 | 0 | 0 | 0 | 0 | 0 | 0 | 0 | 0 | 0 | 0 | 0 | 0
Commercial_Retail_New_Food Preparation_Natural Gas_Broiler_E4_Baseline Forecast | Commercial | Retail | New | Food Preparation | Natural Gas | Broiler | E4 |  | Baseline Forecast | 0 | 0 | 0 | 0 | 0 | 0 | 0 | 0 | 0 | 0 | 0 | 0 | 0 | 0 | 0 | 0 | 0 | 0 | 0 | 0 | 0 | 0 | 0 | 0 | 0 | 0 | 0
Commercial_Retail_New_Food Preparation_Natural Gas_Broiler_E5_Baseline Forecast | Commercial | Retail | New | Food Preparation | Natural Gas | Broiler | E5 |  | Baseline Forecast | 0 | 0 | 0 | 0 | 0 | 0 | 0 | 0 | 0 | 0 | 0 | 0 | 0 | 0 | 0 | 0 | 0 | 0 | 0 | 0 | 0 | 0 | 0 | 0 | 0 | 0 | 0
Commercial_Retail_New_Food Preparation_Natural Gas_Broiler_E6_Baseline Forecast | Commercial | Retail | New | Food Preparation | Natural Gas | Broiler | E6 |  | Baseline Forecast | 0 | 0 | 0 | 0 | 0 | 0 | 0 | 0 | 0 | 0 | 0 | 0 | 0 | 0 | 0 | 0 | 0 | 0 | 0 | 0 | 0 | 0 | 0 | 0 | 0 | 0 | 0
Commercial_Retail_New_Food Preparation_Natural Gas_Broiler_E7_Baseline Forecast | Commercial | Retail | New | Food Preparation | Natural Gas | Broiler | E7 |  | Baseline Forecast | 0 | 0 | 0 | 0 | 0 | 0 | 0 | 0 | 0 | 0 | 0 | 0 | 0 | 0 | 0 | 0 | 0 | 0 | 0 | 0 | 0 | 0 | 0 | 0 | 0 | 0 | 0
Commercial_Retail_New_Food Preparation_Natural Gas_Broiler_E8_Baseline Forecast | Commercial | Retail | New | Food Preparation | Natural Gas | Broiler | E8 |  | Baseline Forecast | 0 | 0 | 0 | 0 | 0 | 0 | 0 | 0 | 0 | 0 | 0 | 0 | 0 | 0 | 0 | 0 | 0 | 0 | 0 | 0 | 0 | 0 | 0 | 0 | 0 | 0 | 0
Commercial_Retail_New_Food Preparation_Natural Gas_Broiler_E9_Baseline Forecast | Commercial | Retail | New | Food Preparation | Natural Gas | Broiler | E9 |  | Baseline Forecast | 0 | 0 | 0 | 0 | 0 | 0 | 0 | 0 | 0 | 0 | 0 | 0 | 0 | 0 | 0 | 0 | 0 | 0 | 0 | 0 | 0 | 0 | 0 | 0 | 0 | 0 | 0
Commercial_Retail_New_Food Preparation_Natural Gas_Broiler_E10_Baseline Forecast | Commercial | Retail | New | Food Preparation | Natural Gas | Broiler | E10 |  | Baseline Forecast | 0 | 0 | 0 | 0 | 0 | 0 | 0 | 0 | 0 | 0 | 0 | 0 | 0 | 0 | 0 | 0 | 0 | 0 | 0 | 0 | 0 | 0 | 0 | 0 | 0 | 0 | 0
Commercial_Retail_New_Food Preparation_Natural Gas_Griddle_E1_Baseline Forecast | Commercial | Retail | New | Food Preparation | Natural Gas | Griddle | E1 |  | Baseline Forecast | 0 | 0 | 0 | 0 | 0 | 0 | 0 | 0 | 0 | 0 | 0 | 0 | 0 | 0 | 0 | 0 | 0 | 0 | 0 | 0 | 0 | 0 | 0 | 0 | 0 | 0 | 0
Commercial_Retail_New_Food Preparation_Natural Gas_Griddle_E2_Baseline Forecast | Commercial | Retail | New | Food Preparation | Natural Gas | Griddle | E2 |  | Baseline Forecast | 0 | 0 | 0 | 0 | 0 | 0 | 0 | 0 | 0 | 0 | 0 | 0 | 0 | 0 | 0 | 0 | 0 | 0 | 0 | 0 | 0 | 0 | 0 | 0 | 0 | 0 | 0
Commercial_Retail_New_Food Preparation_Natural Gas_Griddle_E3_Baseline Forecast | Commercial | Retail | New | Food Preparation | Natural Gas | Griddle | E3 |  | Baseline Forecast | 0 | 0 | 0 | 0 | 0 | 0 | 0 | 0 | 0 | 0 | 0 | 0 | 0 | 0 | 0 | 0 | 0 | 0 | 0 | 0 | 0 | 0 | 0 | 0 | 0 | 0 | 0
Commercial_Retail_New_Food Preparation_Natural Gas_Griddle_E4_Baseline Forecast | Commercial | Retail | New | Food Preparation | Natural Gas | Griddle | E4 |  | Baseline Forecast | 0 | 0 | 0 | 0 | 0 | 0 | 0 | 0 | 0 | 0 | 0 | 0 | 0 | 0 | 0 | 0 | 0 | 0 | 0 | 0 | 0 | 0 | 0 | 0 | 0 | 0 | 0
Commercial_Retail_New_Food Preparation_Natural Gas_Griddle_E5_Baseline Forecast | Commercial | Retail | New | Food Preparation | Natural Gas | Griddle | E5 |  | Baseline Forecast | 0 | 0 | 0 | 0 | 0 | 0 | 0 | 0 | 0 | 0 | 0 | 0 | 0 | 0 | 0 | 0 | 0 | 0 | 0 | 0 | 0 | 0 | 0 | 0 | 0 | 0 | 0
Commercial_Retail_New_Food Preparation_Natural Gas_Griddle_E6_Baseline Forecast | Commercial | Retail | New | Food Preparation | Natural Gas | Griddle | E6 |  | Baseline Forecast | 0 | 0 | 0 | 0 | 0 | 0 | 0 | 0 | 0 | 0 | 0 | 0 | 0 | 0 | 0 | 0 | 0 | 0 | 0 | 0 | 0 | 0 | 0 | 0 | 0 | 0 | 0
Commercial_Retail_New_Food Preparation_Natural Gas_Griddle_E7_Baseline Forecast | Commercial | Retail | New | Food Preparation | Natural Gas | Griddle | E7 |  | Baseline Forecast | 0 | 0 | 0 | 0 | 0 | 0 | 0 | 0 | 0 | 0 | 0 | 0 | 0 | 0 | 0 | 0 | 0 | 0 | 0 | 0 | 0 | 0 | 0 | 0 | 0 | 0 | 0
Commercial_Retail_New_Food Preparation_Natural Gas_Griddle_E8_Baseline Forecast | Commercial | Retail | New | Food Preparation | Natural Gas | Griddle | E8 |  | Baseline Forecast | 0 | 0 | 0 | 0 | 0 | 0 | 0 | 0 | 0 | 0 | 0 | 0 | 0 | 0 | 0 | 0 | 0 | 0 | 0 | 0 | 0 | 0 | 0 | 0 | 0 | 0 | 0
Commercial_Retail_New_Food Preparation_Natural Gas_Griddle_E9_Baseline Forecast | Commercial | Retail | New | Food Preparation | Natural Gas | Griddle | E9 |  | Baseline Forecast | 0 | 0 | 0 | 0 | 0 | 0 | 0 | 0 | 0 | 0 | 0 | 0 | 0 | 0 | 0 | 0 | 0 | 0 | 0 | 0 | 0 | 0 | 0 | 0 | 0 | 0 | 0
Commercial_Retail_New_Food Preparation_Natural Gas_Griddle_E10_Baseline Forecast | Commercial | Retail | New | Food Preparation | Natural Gas | Griddle | E10 |  | Baseline Forecast | 0 | 0 | 0 | 0 | 0 | 0 | 0 | 0 | 0 | 0 | 0 | 0 | 0 | 0 | 0 | 0 | 0 | 0 | 0 | 0 | 0 | 0 | 0 | 0 | 0 | 0 | 0
Commercial_Retail_New_Food Preparation_Natural Gas_Range_E1_Baseline Forecast | Commercial | Retail | New | Food Preparation | Natural Gas | Range | E1 |  | Baseline Forecast | 0 | 0 | 0 | 0 | 0 | 0 | 0 | 0 | 0 | 0 | 0 | 0 | 0 | 0 | 0 | 0 | 0 | 0 | 0 | 0 | 0 | 0 | 0 | 0 | 0 | 0 | 0
Commercial_Retail_New_Food Preparation_Natural Gas_Range_E2_Baseline Forecast | Commercial | Retail | New | Food Preparation | Natural Gas | Range | E2 |  | Baseline Forecast | 0 | 0 | 0 | 0 | 0 | 0 | 0 | 0 | 0 | 0 | 0 | 0 | 0 | 0 | 0 | 0 | 0 | 0 | 0 | 0 | 0 | 0 | 0 | 0 | 0 | 0 | 0
Commercial_Retail_New_Food Preparation_Natural Gas_Range_E3_Baseline Forecast | Commercial | Retail | New | Food Preparation | Natural Gas | Range | E3 |  | Baseline Forecast | 0 | 0 | 0 | 0 | 0 | 0 | 0 | 0 | 0 | 0 | 0 | 0 | 0 | 0 | 0 | 0 | 0 | 0 | 0 | 0 | 0 | 0 | 0 | 0 | 0 | 0 | 0
Commercial_Retail_New_Food Preparation_Natural Gas_Range_E4_Baseline Forecast | Commercial | Retail | New | Food Preparation | Natural Gas | Range | E4 |  | Baseline Forecast | 0 | 0 | 0 | 0 | 0 | 0 | 0 | 0 | 0 | 0 | 0 | 0 | 0 | 0 | 0 | 0 | 0 | 0 | 0 | 0 | 0 | 0 | 0 | 0 | 0 | 0 | 0
Commercial_Retail_New_Food Preparation_Natural Gas_Range_E5_Baseline Forecast | Commercial | Retail | New | Food Preparation | Natural Gas | Range | E5 |  | Baseline Forecast | 0 | 0 | 0 | 0 | 0 | 0 | 0 | 0 | 0 | 0 | 0 | 0 | 0 | 0 | 0 | 0 | 0 | 0 | 0 | 0 | 0 | 0 | 0 | 0 | 0 | 0 | 0
Commercial_Retail_New_Food Preparation_Natural Gas_Range_E6_Baseline Forecast | Commercial | Retail | New | Food Preparation | Natural Gas | Range | E6 |  | Baseline Forecast | 0 | 0 | 0 | 0 | 0 | 0 | 0 | 0 | 0 | 0 | 0 | 0 | 0 | 0 | 0 | 0 | 0 | 0 | 0 | 0 | 0 | 0 | 0 | 0 | 0 | 0 | 0
Commercial_Retail_New_Food Preparation_Natural Gas_Range_E7_Baseline Forecast | Commercial | Retail | New | Food Preparation | Natural Gas | Range | E7 |  | Baseline Forecast | 0 | 0 | 0 | 0 | 0 | 0 | 0 | 0 | 0 | 0 | 0 | 0 | 0 | 0 | 0 | 0 | 0 | 0 | 0 | 0 | 0 | 0 | 0 | 0 | 0 | 0 | 0
Commercial_Retail_New_Food Preparation_Natural Gas_Range_E8_Baseline Forecast | Commercial | Retail | New | Food Preparation | Natural Gas | Range | E8 |  | Baseline Forecast | 0 | 0 | 0 | 0 | 0 | 0 | 0 | 0 | 0 | 0 | 0 | 0 | 0 | 0 | 0 | 0 | 0 | 0 | 0 | 0 | 0 | 0 | 0 | 0 | 0 | 0 | 0
Commercial_Retail_New_Food Preparation_Natural Gas_Range_E9_Baseline Forecast | Commercial | Retail | New | Food Preparation | Natural Gas | Range | E9 |  | Baseline Forecast | 0 | 0 | 0 | 0 | 0 | 0 | 0 | 0 | 0 | 0 | 0 | 0 | 0 | 0 | 0 | 0 | 0 | 0 | 0 | 0 | 0 | 0 | 0 | 0 | 0 | 0 | 0
Commercial_Retail_New_Food Preparation_Natural Gas_Range_E10_Baseline Forecast | Commercial | Retail | New | Food Preparation | Natural Gas | Range | E10 |  | Baseline Forecast | 0 | 0 | 0 | 0 | 0 | 0 | 0 | 0 | 0 | 0 | 0 | 0 | 0 | 0 | 0 | 0 | 0 | 0 | 0 | 0 | 0 | 0 | 0 | 0 | 0 | 0 | 0
Commercial_Retail_New_Food Preparation_Natural Gas_Steamer_E1_Baseline Forecast | Commercial | Retail | New | Food Preparation | Natural Gas | Steamer | E1 |  | Baseline Forecast | 0 | 0 | 0 | 0 | 0 | 0 | 0 | 0 | 0 | 0 | 0 | 0 | 0 | 0 | 0 | 0 | 0 | 0 | 0 | 0 | 0 | 0 | 0 | 0 | 0 | 0 | 0
Commercial_Retail_New_Food Preparation_Natural Gas_Steamer_E2_Baseline Forecast | Commercial | Retail | New | Food Preparation | Natural Gas | Steamer | E2 |  | Baseline Forecast | 0 | 0 | 0 | 0 | 0 | 0 | 0 | 0 | 0 | 0 | 0 | 0 | 0 | 0 | 0 | 0 | 0 | 0 | 0 | 0 | 0 | 0 | 0 | 0 | 0 | 0 | 0
Commercial_Retail_New_Food Preparation_Natural Gas_Steamer_E3_Baseline Forecast | Commercial | Retail | New | Food Preparation | Natural Gas | Steamer | E3 |  | Baseline Forecast | 0 | 0 | 0 | 0 | 0 | 0 | 0 | 0 | 0 | 0 | 0 | 0 | 0 | 0 | 0 | 0 | 0 | 0 | 0 | 0 | 0 | 0 | 0 | 0 | 0 | 0 | 0
Commercial_Retail_New_Food Preparation_Natural Gas_Steamer_E4_Baseline Forecast | Commercial | Retail | New | Food Preparation | Natural Gas | Steamer | E4 |  | Baseline Forecast | 0 | 0 | 0 | 0 | 0 | 0 | 0 | 0 | 0 | 0 | 0 | 0 | 0 | 0 | 0 | 0 | 0 | 0 | 0 | 0 | 0 | 0 | 0 | 0 | 0 | 0 | 0
Commercial_Retail_New_Food Preparation_Natural Gas_Steamer_E5_Baseline Forecast | Commercial | Retail | New | Food Preparation | Natural Gas | Steamer | E5 |  | Baseline Forecast | 0 | 0 | 0 | 0 | 0 | 0 | 0 | 0 | 0 | 0 | 0 | 0 | 0 | 0 | 0 | 0 | 0 | 0 | 0 | 0 | 0 | 0 | 0 | 0 | 0 | 0 | 0
Commercial_Retail_New_Food Preparation_Natural Gas_Steamer_E6_Baseline Forecast | Commercial | Retail | New | Food Preparation | Natural Gas | Steamer | E6 |  | Baseline Forecast | 0 | 0 | 0 | 0 | 0 | 0 | 0 | 0 | 0 | 0 | 0 | 0 | 0 | 0 | 0 | 0 | 0 | 0 | 0 | 0 | 0 | 0 | 0 | 0 | 0 | 0 | 0
Commercial_Retail_New_Food Preparation_Natural Gas_Steamer_E7_Baseline Forecast | Commercial | Retail | New | Food Preparation | Natural Gas | Steamer | E7 |  | Baseline Forecast | 0 | 0 | 0 | 0 | 0 | 0 | 0 | 0 | 0 | 0 | 0 | 0 | 0 | 0 | 0 | 0 | 0 | 0 | 0 | 0 | 0 | 0 | 0 | 0 | 0 | 0 | 0
Commercial_Retail_New_Food Preparation_Natural Gas_Steamer_E8_Baseline Forecast | Commercial | Retail | New | Food Preparation | Natural Gas | Steamer | E8 |  | Baseline Forecast | 0 | 0 | 0 | 0 | 0 | 0 | 0 | 0 | 0 | 0 | 0 | 0 | 0 | 0 | 0 | 0 | 0 | 0 | 0 | 0 | 0 | 0 | 0 | 0 | 0 | 0 | 0
Commercial_Retail_New_Food Preparation_Natural Gas_Steamer_E9_Baseline Forecast | Commercial | Retail | New | Food Preparation | Natural Gas | Steamer | E9 |  | Baseline Forecast | 0 | 0 | 0 | 0 | 0 | 0 | 0 | 0 | 0 | 0 | 0 | 0 | 0 | 0 | 0 | 0 | 0 | 0 | 0 | 0 | 0 | 0 | 0 | 0 | 0 | 0 | 0
Commercial_Retail_New_Food Preparation_Natural Gas_Steamer_E10_Baseline Forecast | Commercial | Retail | New | Food Preparation | Natural Gas | Steamer | E10 |  | Baseline Forecast | 0 | 0 | 0 | 0 | 0 | 0 | 0 | 0 | 0 | 0 | 0 | 0 | 0 | 0 | 0 | 0 | 0 | 0 | 0 | 0 | 0 | 0 | 0 | 0 | 0 | 0 | 0
Commercial_Retail_New_Food Preparation_Natural Gas_Commercial Food Prep Other_E1_Baseline Forecast | Commercial | Retail | New | Food Preparation | Natural Gas | Commercial Food Prep Other | E1 |  | Baseline Forecast | 0 | 0 | 0 | 0 | 0 | 0 | 0 | 0 | 0 | 0 | 0 | 0 | 0 | 0 | 0 | 0 | 0 | 0 | 0 | 0 | 0 | 0 | 0 | 0 | 0 | 0 | 0
Commercial_Retail_New_Food Preparation_Natural Gas_Commercial Food Prep Other_E2_Baseline Forecast | Commercial | Retail | New | Food Preparation | Natural Gas | Commercial Food Prep Other | E2 |  | Baseline Forecast | 0 | 0 | 0 | 0 | 0 | 0 | 0 | 0 | 0 | 0 | 0 | 0 | 0 | 0 | 0 | 0 | 0 | 0 | 0 | 0 | 0 | 0 | 0 | 0 | 0 | 0 | 0
Commercial_Retail_New_Food Preparation_Natural Gas_Commercial Food Prep Other_E3_Baseline Forecast | Commercial | Retail | New | Food Preparation | Natural Gas | Commercial Food Prep Other | E3 |  | Baseline Forecast | 0 | 0 | 0 | 0 | 0 | 0 | 0 | 0 | 0 | 0 | 0 | 0 | 0 | 0 | 0 | 0 | 0 | 0 | 0 | 0 | 0 | 0 | 0 | 0 | 0 | 0 | 0
Commercial_Retail_New_Food Preparation_Natural Gas_Commercial Food Prep Other_E4_Baseline Forecast | Commercial | Retail | New | Food Preparation | Natural Gas | Commercial Food Prep Other | E4 |  | Baseline Forecast | 0 | 0 | 0 | 0 | 0 | 0 | 0 | 0 | 0 | 0 | 0 | 0 | 0 | 0 | 0 | 0 | 0 | 0 | 0 | 0 | 0 | 0 | 0 | 0 | 0 | 0 | 0
Commercial_Retail_New_Food Preparation_Natural Gas_Commercial Food Prep Other_E5_Baseline Forecast | Commercial | Retail | New | Food Preparation | Natural Gas | Commercial Food Prep Other | E5 |  | Baseline Forecast | 0 | 0 | 0 | 0 | 0 | 0 | 0 | 0 | 0 | 0 | 0 | 0 | 0 | 0 | 0 | 0 | 0 | 0 | 0 | 0 | 0 | 0 | 0 | 0 | 0 | 0 | 0
Commercial_Retail_New_Food Preparation_Natural Gas_Commercial Food Prep Other_E6_Baseline Forecast | Commercial | Retail | New | Food Preparation | Natural Gas | Commercial Food Prep Other | E6 |  | Baseline Forecast | 0 | 0 | 0 | 0 | 0 | 0 | 0 | 0 | 0 | 0 | 0 | 0 | 0 | 0 | 0 | 0 | 0 | 0 | 0 | 0 | 0 | 0 | 0 | 0 | 0 | 0 | 0
Commercial_Retail_New_Food Preparation_Natural Gas_Commercial Food Prep Other_E7_Baseline Forecast | Commercial | Retail | New | Food Preparation | Natural Gas | Commercial Food Prep Other | E7 |  | Baseline Forecast | 0 | 0 | 0 | 0 | 0 | 0 | 0 | 0 | 0 | 0 | 0 | 0 | 0 | 0 | 0 | 0 | 0 | 0 | 0 | 0 | 0 | 0 | 0 | 0 | 0 | 0 | 0
Commercial_Retail_New_Food Preparation_Natural Gas_Commercial Food Prep Other_E8_Baseline Forecast | Commercial | Retail | New | Food Preparation | Natural Gas | Commercial Food Prep Other | E8 |  | Baseline Forecast | 0 | 0 | 0 | 0 | 0 | 0 | 0 | 0 | 0 | 0 | 0 | 0 | 0 | 0 | 0 | 0 | 0 | 0 | 0 | 0 | 0 | 0 | 0 | 0 | 0 | 0 | 0
Commercial_Retail_New_Food Preparation_Natural Gas_Commercial Food Prep Other_E9_Baseline Forecast | Commercial | Retail | New | Food Preparation | Natural Gas | Commercial Food Prep Other | E9 |  | Baseline Forecast | 0 | 0 | 0 | 0 | 0 | 0 | 0 | 0 | 0 | 0 | 0 | 0 | 0 | 0 | 0 | 0 | 0 | 0 | 0 | 0 | 0 | 0 | 0 | 0 | 0 | 0 | 0
Commercial_Retail_New_Food Preparation_Natural Gas_Commercial Food Prep Other_E10_Baseline Forecast | Commercial | Retail | New | Food Preparation | Natural Gas | Commercial Food Prep Other | E10 |  | Baseline Forecast | 0 | 0 | 0 | 0 | 0 | 0 | 0 | 0 | 0 | 0 | 0 | 0 | 0 | 0 | 0 | 0 | 0 | 0 | 0 | 0 | 0 | 0 | 0 | 0 | 0 | 0 | 0
Commercial_Retail_New_Miscellaneous_Natural Gas_Pool Heater_E1_Baseline Forecast | Commercial | Retail | New | Miscellaneous | Natural Gas | Pool Heater | E1 |  | Baseline Forecast | 0 | 0 | 0 | 0 | 0 | 0 | 0 | 0 | 0 | 0 | 0 | 0 | 0 | 0 | 0 | 0 | 0 | 0 | 0 | 0 | 0 | 0 | 0 | 0 | 0 | 0 | 0
Commercial_Retail_New_Miscellaneous_Natural Gas_Pool Heater_E2_Baseline Forecast | Commercial | Retail | New | Miscellaneous | Natural Gas | Pool Heater | E2 |  | Baseline Forecast | 0 | 0 | 0 | 0 | 0 | 0 | 0 | 0 | 0 | 0 | 0 | 0 | 0 | 0 | 0 | 0 | 0 | 0 | 0 | 0 | 0 | 0 | 0 | 0 | 0 | 0 | 0
Commercial_Retail_New_Miscellaneous_Natural Gas_Pool Heater_E3_Baseline Forecast | Commercial | Retail | New | Miscellaneous | Natural Gas | Pool Heater | E3 |  | Baseline Forecast | 0 | 0 | 0 | 0 | 0 | 0 | 0 | 0 | 0 | 0 | 0 | 0 | 0 | 0 | 0 | 0 | 0 | 0 | 0 | 0 | 0 | 0 | 0 | 0 | 0 | 0 | 0
Commercial_Retail_New_Miscellaneous_Natural Gas_Pool Heater_E4_Baseline Forecast | Commercial | Retail | New | Miscellaneous | Natural Gas | Pool Heater | E4 |  | Baseline Forecast | 0 | 0 | 0 | 0 | 0 | 0 | 0 | 0 | 0 | 0 | 0 | 0 | 0 | 0 | 0 | 0 | 0 | 0 | 0 | 0 | 0 | 0 | 0 | 0 | 0 | 0 | 0
Commercial_Retail_New_Miscellaneous_Natural Gas_Pool Heater_E5_Baseline Forecast | Commercial | Retail | New | Miscellaneous | Natural Gas | Pool Heater | E5 |  | Baseline Forecast | 0 | 0 | 0 | 0 | 0 | 0 | 0 | 0 | 0 | 0 | 0 | 0 | 0 | 0 | 0 | 0 | 0 | 0 | 0 | 0 | 0 | 0 | 0 | 0 | 0 | 0 | 0
Commercial_Retail_New_Miscellaneous_Natural Gas_Pool Heater_E6_Baseline Forecast | Commercial | Retail | New | Miscellaneous | Natural Gas | Pool Heater | E6 |  | Baseline Forecast | 0 | 0 | 0 | 0 | 0 | 0 | 0 | 0 | 0 | 0 | 0 | 0 | 0 | 0 | 0 | 0 | 0 | 0 | 0 | 0 | 0 | 0 | 0 | 0 | 0 | 0 | 0
Commercial_Retail_New_Miscellaneous_Natural Gas_Pool Heater_E7_Baseline Forecast | Commercial | Retail | New | Miscellaneous | Natural Gas | Pool Heater | E7 |  | Baseline Forecast | 0 | 0 | 0 | 0 | 0 | 0 | 0 | 0 | 0 | 0 | 0 | 0 | 0 | 0 | 0 | 0 | 0 | 0 | 0 | 0 | 0 | 0 | 0 | 0 | 0 | 0 | 0
Commercial_Retail_New_Miscellaneous_Natural Gas_Pool Heater_E8_Baseline Forecast | Commercial | Retail | New | Miscellaneous | Natural Gas | Pool Heater | E8 |  | Baseline Forecast | 0 | 0 | 0 | 0 | 0 | 0 | 0 | 0 | 0 | 0 | 0 | 0 | 0 | 0 | 0 | 0 | 0 | 0 | 0 | 0 | 0 | 0 | 0 | 0 | 0 | 0 | 0
Commercial_Retail_New_Miscellaneous_Natural Gas_Pool Heater_E9_Baseline Forecast | Commercial | Retail | New | Miscellaneous | Natural Gas | Pool Heater | E9 |  | Baseline Forecast | 0 | 0 | 0 | 0 | 0 | 0 | 0 | 0 | 0 | 0 | 0 | 0 | 0 | 0 | 0 | 0 | 0 | 0 | 0 | 0 | 0 | 0 | 0 | 0 | 0 | 0 | 0
Commercial_Retail_New_Miscellaneous_Natural Gas_Pool Heater_E10_Baseline Forecast | Commercial | Retail | New | Miscellaneous | Natural Gas | Pool Heater | E10 |  | Baseline Forecast | 0 | 0 | 0 | 0 | 0 | 0 | 0 | 0 | 0 | 0 | 0 | 0 | 0 | 0 | 0 | 0 | 0 | 0 | 0 | 0 | 0 | 0 | 0 | 0 | 0 | 0 | 0
Commercial_Retail_New_Miscellaneous_Natural Gas_Miscellaneous_E1_Baseline Forecast | Commercial | Retail | New | Miscellaneous | Natural Gas | Miscellaneous | E1 |  | Baseline Forecast | 0 | 795611.4822 | 593506.1921 | 593738.7966 | 704233.374 | 766800.2222 | 829861.4549 | 895614.3515 | 960987.1272 | 1026123.7122 | 1091461.3526 | 1388743.0845 | 1362320.2382 | 1408128.505 | 1522175.992 | 1602399.9745 | 1678078.1954 | 1760267.6669 | 1842330.2742 | 1923695.6802 | 2005540.0809 | 2155315.9663 | 2201346.1071 | 2273897.566 | 2377742.1742 | 2463871.1612 | 2547153.6235
Commercial_Retail_New_Miscellaneous_Natural Gas_Miscellaneous_E2_Baseline Forecast | Commercial | Retail | New | Miscellaneous | Natural Gas | Miscellaneous | E2 |  | Baseline Forecast | 0 | 0 | 0 | 0 | 0 | 0 | 0 | 0 | 0 | 0 | 0 | 0 | 0 | 0 | 0 | 0 | 0 | 0 | 0 | 0 | 0 | 0 | 0 | 0 | 0 | 0 | 0
Commercial_Retail_New_Miscellaneous_Natural Gas_Miscellaneous_E3_Baseline Forecast | Commercial | Retail | New | Miscellaneous | Natural Gas | Miscellaneous | E3 |  | Baseline Forecast | 0 | 0 | 0 | 0 | 0 | 0 | 0 | 0 | 0 | 0 | 0 | 0 | 0 | 0 | 0 | 0 | 0 | 0 | 0 | 0 | 0 | 0 | 0 | 0 | 0 | 0 | 0
Commercial_Retail_New_Miscellaneous_Natural Gas_Miscellaneous_E4_Baseline Forecast | Commercial | Retail | New | Miscellaneous | Natural Gas | Miscellaneous | E4 |  | Baseline Forecast | 0 | 0 | 0 | 0 | 0 | 0 | 0 | 0 | 0 | 0 | 0 | 0 | 0 | 0 | 0 | 0 | 0 | 0 | 0 | 0 | 0 | 0 | 0 | 0 | 0 | 0 | 0
Commercial_Retail_New_Miscellaneous_Natural Gas_Miscellaneous_E5_Baseline Forecast | Commercial | Retail | New | Miscellaneous | Natural Gas | Miscellaneous | E5 |  | Baseline Forecast | 0 | 0 | 0 | 0 | 0 | 0 | 0 | 0 | 0 | 0 | 0 | 0 | 0 | 0 | 0 | 0 | 0 | 0 | 0 | 0 | 0 | 0 | 0 | 0 | 0 | 0 | 0
Commercial_Retail_New_Miscellaneous_Natural Gas_Miscellaneous_E6_Baseline Forecast | Commercial | Retail | New | Miscellaneous | Natural Gas | Miscellaneous | E6 |  | Baseline Forecast | 0 | 0 | 0 | 0 | 0 | 0 | 0 | 0 | 0 | 0 | 0 | 0 | 0 | 0 | 0 | 0 | 0 | 0 | 0 | 0 | 0 | 0 | 0 | 0 | 0 | 0 | 0
Commercial_Retail_New_Miscellaneous_Natural Gas_Miscellaneous_E7_Baseline Forecast | Commercial | Retail | New | Miscellaneous | Natural Gas | Miscellaneous | E7 |  | Baseline Forecast | 0 | 0 | 0 | 0 | 0 | 0 | 0 | 0 | 0 | 0 | 0 | 0 | 0 | 0 | 0 | 0 | 0 | 0 | 0 | 0 | 0 | 0 | 0 | 0 | 0 | 0 | 0
Commercial_Retail_New_Miscellaneous_Natural Gas_Miscellaneous_E8_Baseline Forecast | Commercial | Retail | New | Miscellaneous | Natural Gas | Miscellaneous | E8 |  | Baseline Forecast | 0 | 0 | 0 | 0 | 0 | 0 | 0 | 0 | 0 | 0 | 0 | 0 | 0 | 0 | 0 | 0 | 0 | 0 | 0 | 0 | 0 | 0 | 0 | 0 | 0 | 0 | 0
Commercial_Retail_New_Miscellaneous_Natural Gas_Miscellaneous_E9_Baseline Forecast | Commercial | Retail | New | Miscellaneous | Natural Gas | Miscellaneous | E9 |  | Baseline Forecast | 0 | 0 | 0 | 0 | 0 | 0 | 0 | 0 | 0 | 0 | 0 | 0 | 0 | 0 | 0 | 0 | 0 | 0 | 0 | 0 | 0 | 0 | 0 | 0 | 0 | 0 | 0
Commercial_Retail_New_Miscellaneous_Natural Gas_Miscellaneous_E10_Baseline Forecast | Commercial | Retail | New | Miscellaneous | Natural Gas | Miscellaneous | E10 |  | Baseline Forecast | 0 | 0 | 0 | 0 | 0 | 0 | 0 | 0 | 0 | 0 | 0 | 0 | 0 | 0 | 0 | 0 | 0 | 0 | 0 | 0 | 0 | 0 | 0 | 0 | 0 | 0 | 0
Commercial_Grocery_Existing_Space Heating_Natural Gas_Furnace_E1_Baseline Forecast | Commercial | Grocery | Existing | Space Heating | Natural Gas | Furnace | E1 |  | Baseline Forecast | 0 | 4880.2832 | 5487.7591 | 0 | 0 | 0 | 0 | 0 | 0 | 0 | 0 | 0 | 0 | 0 | 0 | 0 | 0 | 0 | 0 | 0 | 0 | 0 | 0 | 0 | 0 | 0 | 0
Commercial_Grocery_Existing_Space Heating_Natural Gas_Furnace_E2_Baseline Forecast | Commercial | Grocery | Existing | Space Heating | Natural Gas | Furnace | E2 |  | Baseline Forecast | 0 | 5789.407 | 6510.0465 | 13387.7027 | 14826.0506 | 16300.98 | 17801.9415 | 19319.5763 | 20845.6001 | 22372.6973 | 23693.4147 | 24828.2421 | 25795.728 | 26612.6627 | 27294.2426 | 27854.2205 | 28305.0409 | 28657.9632 | 28923.173 | 26802.7752 | 24954.4982 | 23356.2585 | 21987.3045 | 20828.1732 | 19860.6421 | 19067.6789 | 18433.3892
Commercial_Grocery_Existing_Space Heating_Natural Gas_Furnace_E3_Baseline Forecast | Commercial | Grocery | Existing | Space Heating | Natural Gas | Furnace | E3 |  | Baseline Forecast | 0 | 0 | 0 | 0 | 0 | 0 | 0 | 0 | 0 | 0 | 0 | 0 | 0 | 0 | 0 | 0 | 0 | 0 | 0 | 0 | 0 | 0 | 0 | 0 | 0 | 0 | 0
Commercial_Grocery_Existing_Space Heating_Natural Gas_Furnace_E4_Baseline Forecast | Commercial | Grocery | Existing | Space Heating | Natural Gas | Furnace | E4 |  | Baseline Forecast | 0 | 0 | 0 | 0 | 0 | 0 | 0 | 0 | 0 | 0 | 0 | 0 | 0 | 0 | 0 | 0 | 0 | 0 | 0 | 0 | 0 | 0 | 0 | 0 | 0 | 0 | 0
Commercial_Grocery_Existing_Space Heating_Natural Gas_Furnace_E5_Baseline Forecast | Commercial | Grocery | Existing | Space Heating | Natural Gas | Furnace | E5 |  | Baseline Forecast | 0 | 0 | 0 | 0 | 0 | 0 | 0 | 0 | 0 | 0 | 0 | 0 | 0 | 0 | 0 | 0 | 0 | 0 | 0 | 0 | 0 | 0 | 0 | 0 | 0 | 0 | 0
Commercial_Grocery_Existing_Space Heating_Natural Gas_Furnace_E6_Baseline Forecast | Commercial | Grocery | Existing | Space Heating | Natural Gas | Furnace | E6 |  | Baseline Forecast | 0 | 0 | 0 | 0 | 0 | 0 | 0 | 0 | 0 | 0 | 0 | 0 | 0 | 0 | 0 | 0 | 0 | 0 | 0 | 0 | 0 | 0 | 0 | 0 | 0 | 0 | 0
Commercial_Grocery_Existing_Space Heating_Natural Gas_Furnace_E7_Baseline Forecast | Commercial | Grocery | Existing | Space Heating | Natural Gas | Furnace | E7 |  | Baseline Forecast | 0 | 0 | 0 | 0 | 0 | 0 | 0 | 0 | 0 | 0 | 0 | 0 | 0 | 0 | 0 | 0 | 0 | 0 | 0 | 0 | 0 | 0 | 0 | 0 | 0 | 0 | 0
Commercial_Grocery_Existing_Space Heating_Natural Gas_Furnace_E8_Baseline Forecast | Commercial | Grocery | Existing | Space Heating | Natural Gas | Furnace | E8 |  | Baseline Forecast | 0 | 0 | 0 | 0 | 0 | 0 | 0 | 0 | 0 | 0 | 0 | 0 | 0 | 0 | 0 | 0 | 0 | 0 | 0 | 0 | 0 | 0 | 0 | 0 | 0 | 0 | 0
Commercial_Grocery_Existing_Space Heating_Natural Gas_Furnace_E9_Baseline Forecast | Commercial | Grocery | Existing | Space Heating | Natural Gas | Furnace | E9 |  | Baseline Forecast | 0 | 0 | 0 | 0 | 0 | 0 | 0 | 0 | 0 | 0 | 0 | 0 | 0 | 0 | 0 | 0 | 0 | 0 | 0 | 0 | 0 | 0 | 0 | 0 | 0 | 0 | 0
Commercial_Grocery_Existing_Space Heating_Natural Gas_Furnace_E10_Baseline Forecast | Commercial | Grocery | Existing | Space Heating | Natural Gas | Furnace | E10 |  | Baseline Forecast | 0 | 0 | 0 | 0 | 0 | 0 | 0 | 0 | 0 | 0 | 0 | 0 | 0 | 0 | 0 | 0 | 0 | 0 | 0 | 0 | 0 | 0 | 0 | 0 | 0 | 0 | 0
Commercial_Grocery_Existing_Space Heating_Natural Gas_Boiler_E1_Baseline Forecast | Commercial | Grocery | Existing | Space Heating | Natural Gas | Boiler | E1 |  | Baseline Forecast | 0 | 156.4478 | 154.9997 | 153.4279 | 151.7507 | 149.9846 | 148.1438 | 146.2414 | 144.2885 | 142.2953 | 140.2706 | 138.2222 | 136.1572 | 134.0816 | 132.0008 | 129.9194 | 127.8416 | 125.7711 | 123.7109 | 121.6639 | 119.6323 | 117.6183 | 114.6561 | 111.9227 | 109.3857 | 107.0176 | 104.7947
Commercial_Grocery_Existing_Space Heating_Natural Gas_Boiler_E2_Baseline Forecast | Commercial | Grocery | Existing | Space Heating | Natural Gas | Boiler | E2 |  | Baseline Forecast | 0 | 34.3422 | 34.0243 | 33.6793 | 33.3111 | 32.9234 | 32.5194 | 32.1018 | 31.6731 | 31.2355 | 30.7911 | 30.3415 | 29.8882 | 29.4326 | 28.9758 | 28.5189 | 28.0628 | 27.6083 | 27.1561 | 26.7067 | 26.2608 | 25.8187 | 25.1684 | 24.5684 | 24.0115 | 23.4917 | 23.0037
Commercial_Grocery_Existing_Space Heating_Natural Gas_Boiler_E3_Baseline Forecast | Commercial | Grocery | Existing | Space Heating | Natural Gas | Boiler | E3 |  | Baseline Forecast | 0 | 0 | 0 | 0 | 0 | 0 | 0 | 0 | 0 | 0 | 0 | 0 | 0 | 0 | 0 | 0 | 0 | 0 | 0 | 0 | 0 | 0 | 0 | 0 | 0 | 0 | 0
Commercial_Grocery_Existing_Space Heating_Natural Gas_Boiler_E4_Baseline Forecast | Commercial | Grocery | Existing | Space Heating | Natural Gas | Boiler | E4 |  | Baseline Forecast | 0 | 0 | 0 | 0 | 0 | 0 | 0 | 0 | 0 | 0 | 0 | 0 | 0 | 0 | 0 | 0 | 0 | 0 | 0 | 0 | 0 | 0 | 0 | 0 | 0 | 0 | 0
Commercial_Grocery_Existing_Space Heating_Natural Gas_Boiler_E5_Baseline Forecast | Commercial | Grocery | Existing | Space Heating | Natural Gas | Boiler | E5 |  | Baseline Forecast | 0 | 0 | 0 | 0 | 0 | 0 | 0 | 0 | 0 | 0 | 0 | 0 | 0 | 0 | 0 | 0 | 0 | 0 | 0 | 0 | 0 | 0 | 0 | 0 | 0 | 0 | 0
Commercial_Grocery_Existing_Space Heating_Natural Gas_Boiler_E6_Baseline Forecast | Commercial | Grocery | Existing | Space Heating | Natural Gas | Boiler | E6 |  | Baseline Forecast | 0 | 0 | 0 | 0 | 0 | 0 | 0 | 0 | 0 | 0 | 0 | 0 | 0 | 0 | 0 | 0 | 0 | 0 | 0 | 0 | 0 | 0 | 0 | 0 | 0 | 0 | 0
Commercial_Grocery_Existing_Space Heating_Natural Gas_Boiler_E7_Baseline Forecast | Commercial | Grocery | Existing | Space Heating | Natural Gas | Boiler | E7 |  | Baseline Forecast | 0 | 0 | 0 | 0 | 0 | 0 | 0 | 0 | 0 | 0 | 0 | 0 | 0 | 0 | 0 | 0 | 0 | 0 | 0 | 0 | 0 | 0 | 0 | 0 | 0 | 0 | 0
Commercial_Grocery_Existing_Space Heating_Natural Gas_Boiler_E8_Baseline Forecast | Commercial | Grocery | Existing | Space Heating | Natural Gas | Boiler | E8 |  | Baseline Forecast | 0 | 0 | 0 | 0 | 0 | 0 | 0 | 0 | 0 | 0 | 0 | 0 | 0 | 0 | 0 | 0 | 0 | 0 | 0 | 0 | 0 | 0 | 0 | 0 | 0 | 0 | 0
Commercial_Grocery_Existing_Space Heating_Natural Gas_Boiler_E9_Baseline Forecast | Commercial | Grocery | Existing | Space Heating | Natural Gas | Boiler | E9 |  | Baseline Forecast | 0 | 0 | 0 | 0 | 0 | 0 | 0 | 0 | 0 | 0 | 0 | 0 | 0 | 0 | 0 | 0 | 0 | 0 | 0 | 0 | 0 | 0 | 0 | 0 | 0 | 0 | 0
Commercial_Grocery_Existing_Space Heating_Natural Gas_Boiler_E10_Baseline Forecast | Commercial | Grocery | Existing | Space Heating | Natural Gas | Boiler | E10 |  | Baseline Forecast | 0 | 0 | 0 | 0 | 0 | 0 | 0 | 0 | 0 | 0 | 0 | 0 | 0 | 0 | 0 | 0 | 0 | 0 | 0 | 0 | 0 | 0 | 0 | 0 | 0 | 0 | 0
Commercial_Grocery_Existing_Space Heating_Natural Gas_Unit Heater_E1_Baseline Forecast | Commercial | Grocery | Existing | Space Heating | Natural Gas | Unit Heater | E1 |  | Baseline Forecast | 0 | 0 | 0 | 0 | 0 | 0 | 0 | 0 | 0 | 0 | 0 | 0 | 0 | 0 | 0 | 0 | 0 | 0 | 0 | 0 | 0 | 0 | 0 | 0 | 0 | 0 | 0
Commercial_Grocery_Existing_Space Heating_Natural Gas_Unit Heater_E2_Baseline Forecast | Commercial | Grocery | Existing | Space Heating | Natural Gas | Unit Heater | E2 |  | Baseline Forecast | 0 | 0 | 0 | 0 | 0 | 0 | 0 | 0 | 0 | 0 | 0 | 0 | 0 | 0 | 0 | 0 | 0 | 0 | 0 | 0 | 0 | 0 | 0 | 0 | 0 | 0 | 0
Commercial_Grocery_Existing_Space Heating_Natural Gas_Unit Heater_E3_Baseline Forecast | Commercial | Grocery | Existing | Space Heating | Natural Gas | Unit Heater | E3 |  | Baseline Forecast | 0 | 0 | 0 | 0 | 0 | 0 | 0 | 0 | 0 | 0 | 0 | 0 | 0 | 0 | 0 | 0 | 0 | 0 | 0 | 0 | 0 | 0 | 0 | 0 | 0 | 0 | 0
Commercial_Grocery_Existing_Space Heating_Natural Gas_Unit Heater_E4_Baseline Forecast | Commercial | Grocery | Existing | Space Heating | Natural Gas | Unit Heater | E4 |  | Baseline Forecast | 0 | 0 | 0 | 0 | 0 | 0 | 0 | 0 | 0 | 0 | 0 | 0 | 0 | 0 | 0 | 0 | 0 | 0 | 0 | 0 | 0 | 0 | 0 | 0 | 0 | 0 | 0
Commercial_Grocery_Existing_Space Heating_Natural Gas_Unit Heater_E5_Baseline Forecast | Commercial | Grocery | Existing | Space Heating | Natural Gas | Unit Heater | E5 |  | Baseline Forecast | 0 | 0 | 0 | 0 | 0 | 0 | 0 | 0 | 0 | 0 | 0 | 0 | 0 | 0 | 0 | 0 | 0 | 0 | 0 | 0 | 0 | 0 | 0 | 0 | 0 | 0 | 0
Commercial_Grocery_Existing_Space Heating_Natural Gas_Unit Heater_E6_Baseline Forecast | Commercial | Grocery | Existing | Space Heating | Natural Gas | Unit Heater | E6 |  | Baseline Forecast | 0 | 0 | 0 | 0 | 0 | 0 | 0 | 0 | 0 | 0 | 0 | 0 | 0 | 0 | 0 | 0 | 0 | 0 | 0 | 0 | 0 | 0 | 0 | 0 | 0 | 0 | 0
Commercial_Grocery_Existing_Space Heating_Natural Gas_Unit Heater_E7_Baseline Forecast | Commercial | Grocery | Existing | Space Heating | Natural Gas | Unit Heater | E7 |  | Baseline Forecast | 0 | 0 | 0 | 0 | 0 | 0 | 0 | 0 | 0 | 0 | 0 | 0 | 0 | 0 | 0 | 0 | 0 | 0 | 0 | 0 | 0 | 0 | 0 | 0 | 0 | 0 | 0
Commercial_Grocery_Existing_Space Heating_Natural Gas_Unit Heater_E8_Baseline Forecast | Commercial | Grocery | Existing | Space Heating | Natural Gas | Unit Heater | E8 |  | Baseline Forecast | 0 | 0 | 0 | 0 | 0 | 0 | 0 | 0 | 0 | 0 | 0 | 0 | 0 | 0 | 0 | 0 | 0 | 0 | 0 | 0 | 0 | 0 | 0 | 0 | 0 | 0 | 0
Commercial_Grocery_Existing_Space Heating_Natural Gas_Unit Heater_E9_Baseline Forecast | Commercial | Grocery | Existing | Space Heating | Natural Gas | Unit Heater | E9 |  | Baseline Forecast | 0 | 0 | 0 | 0 | 0 | 0 | 0 | 0 | 0 | 0 | 0 | 0 | 0 | 0 | 0 | 0 | 0 | 0 | 0 | 0 | 0 | 0 | 0 | 0 | 0 | 0 | 0
Commercial_Grocery_Existing_Space Heating_Natural Gas_Unit Heater_E10_Baseline Forecast | Commercial | Grocery | Existing | Space Heating | Natural Gas | Unit Heater | E10 |  | Baseline Forecast | 0 | 0 | 0 | 0 | 0 | 0 | 0 | 0 | 0 | 0 | 0 | 0 | 0 | 0 | 0 | 0 | 0 | 0 | 0 | 0 | 0 | 0 | 0 | 0 | 0 | 0 | 0
Commercial_Grocery_Existing_Water Heating_Natural Gas_Water Heater_E1_Baseline Forecast | Commercial | Grocery | Existing | Water Heating | Natural Gas | Water Heater | E1 |  | Baseline Forecast | 0 | 63496.6862 | 58779.7895 | 54912.9537 | 51716.7464 | 49050.1777 | 46802.4543 | 44886.5012 | 43233.8743 | 41790.7644 | 43590.9023 | 44205.0573 | 44031.8082 | 43353.7972 | 42369.1213 | 54088.9607 | 49372.8314 | 45543.2824 | 42412.379 | 40354.0234 | 38916.5048 | 37817.0065 | 36884.7686 | 36021.9704 | 37983.7043 | 38491.0859 | 38082.9062
Commercial_Grocery_Existing_Water Heating_Natural Gas_Water Heater_E2_Baseline Forecast | Commercial | Grocery | Existing | Water Heating | Natural Gas | Water Heater | E2 |  | Baseline Forecast | 0 | 66088.3876 | 61178.9645 | 57154.2988 | 53827.634 | 51052.2258 | 48712.7585 | 46718.6032 | 44998.5223 | 43496.5099 | 45370.1229 | 46009.3453 | 45829.0248 | 45123.3399 | 44098.4732 | 56296.6734 | 51388.049 | 47402.1919 | 44143.4965 | 42001.1264 | 40504.9336 | 39360.5578 | 38390.2694 | 37492.2549 | 39534.0596 | 40062.1507 | 39637.3105
Commercial_Grocery_Existing_Water Heating_Natural Gas_Water Heater_E3_Baseline Forecast | Commercial | Grocery | Existing | Water Heating | Natural Gas | Water Heater | E3 |  | Baseline Forecast | 0 | 0 | 0 | 0 | 0 | 0 | 0 | 0 | 0 | 0 | 0 | 0 | 0 | 0 | 0 | 0 | 0 | 0 | 0 | 0 | 0 | 0 | 0 | 0 | 0 | 0 | 0
Commercial_Grocery_Existing_Water Heating_Natural Gas_Water Heater_E4_Baseline Forecast | Commercial | Grocery | Existing | Water Heating | Natural Gas | Water Heater | E4 |  | Baseline Forecast | 0 | 0 | 0 | 0 | 0 | 0 | 0 | 0 | 0 | 0 | 0 | 0 | 0 | 0 | 0 | 0 | 0 | 0 | 0 | 0 | 0 | 0 | 0 | 0 | 0 | 0 | 0
Commercial_Grocery_Existing_Water Heating_Natural Gas_Water Heater_E5_Baseline Forecast | Commercial | Grocery | Existing | Water Heating | Natural Gas | Water Heater | E5 |  | Baseline Forecast | 0 | 0 | 0 | 0 | 0 | 0 | 0 | 0 | 0 | 0 | 0 | 0 | 0 | 0 | 0 | 0 | 0 | 0 | 0 | 0 | 0 | 0 | 0 | 0 | 0 | 0 | 0
Commercial_Grocery_Existing_Water Heating_Natural Gas_Water Heater_E6_Baseline Forecast | Commercial | Grocery | Existing | Water Heating | Natural Gas | Water Heater | E6 |  | Baseline Forecast | 0 | 0 | 0 | 0 | 0 | 0 | 0 | 0 | 0 | 0 | 0 | 0 | 0 | 0 | 0 | 0 | 0 | 0 | 0 | 0 | 0 | 0 | 0 | 0 | 0 | 0 | 0
Commercial_Grocery_Existing_Water Heating_Natural Gas_Water Heater_E7_Baseline Forecast | Commercial | Grocery | Existing | Water Heating | Natural Gas | Water Heater | E7 |  | Baseline Forecast | 0 | 0 | 0 | 0 | 0 | 0 | 0 | 0 | 0 | 0 | 0 | 0 | 0 | 0 | 0 | 0 | 0 | 0 | 0 | 0 | 0 | 0 | 0 | 0 | 0 | 0 | 0
Commercial_Grocery_Existing_Water Heating_Natural Gas_Water Heater_E8_Baseline Forecast | Commercial | Grocery | Existing | Water Heating | Natural Gas | Water Heater | E8 |  | Baseline Forecast | 0 | 0 | 0 | 0 | 0 | 0 | 0 | 0 | 0 | 0 | 0 | 0 | 0 | 0 | 0 | 0 | 0 | 0 | 0 | 0 | 0 | 0 | 0 | 0 | 0 | 0 | 0
Commercial_Grocery_Existing_Water Heating_Natural Gas_Water Heater_E9_Baseline Forecast | Commercial | Grocery | Existing | Water Heating | Natural Gas | Water Heater | E9 |  | Baseline Forecast | 0 | 0 | 0 | 0 | 0 | 0 | 0 | 0 | 0 | 0 | 0 | 0 | 0 | 0 | 0 | 0 | 0 | 0 | 0 | 0 | 0 | 0 | 0 | 0 | 0 | 0 | 0
Commercial_Grocery_Existing_Water Heating_Natural Gas_Water Heater_E10_Baseline Forecast | Commercial | Grocery | Existing | Water Heating | Natural Gas | Water Heater | E10 |  | Baseline Forecast | 0 | 0 | 0 | 0 | 0 | 0 | 0 | 0 | 0 | 0 | 0 | 0 | 0 | 0 | 0 | 0 | 0 | 0 | 0 | 0 | 0 | 0 | 0 | 0 | 0 | 0 | 0
Commercial_Grocery_Existing_Food Preparation_Natural Gas_Oven_E1_Baseline Forecast | Commercial | Grocery | Existing | Food Preparation | Natural Gas | Oven | E1 |  | Baseline Forecast | 0 | 1757.042 | 3105.1724 | 4697.279 | 6461.058 | 7796.0342 | 8795.1216 | 9531.2832 | 10061.8116 | 10431.6917 | 10676.2412 | 10823.1852 | 8788.2998 | 7410.3351 | 6588.2284 | 6230.7819 | 6168.2191 | 6625.7898 | 7031.8346 | 7489.9526 | 7949.4499 | 8272.7925 | 8489.8752 | 8279.9531 | 7852.2723 | 7352.4657 | 6878.286
Commercial_Grocery_Existing_Food Preparation_Natural Gas_Oven_E2_Baseline Forecast | Commercial | Grocery | Existing | Food Preparation | Natural Gas | Oven | E2 |  | Baseline Forecast | 0 | 2062.6145 | 3645.2024 | 5514.1971 | 7584.7202 | 9151.8663 | 10324.708 | 11188.8976 | 11811.6919 | 12245.8989 | 12532.9788 | 12705.4783 | 10316.6998 | 8699.089 | 7734.0072 | 7314.3961 | 7240.9529 | 7778.1011 | 8254.7623 | 8792.5531 | 9331.9629 | 9711.5391 | 9966.3752 | 9719.945 | 9217.8849 | 8631.1554 | 8074.5096
Commercial_Grocery_Existing_Food Preparation_Natural Gas_Oven_E3_Baseline Forecast | Commercial | Grocery | Existing | Food Preparation | Natural Gas | Oven | E3 |  | Baseline Forecast | 0 | 0 | 0 | 0 | 0 | 0 | 0 | 0 | 0 | 0 | 0 | 0 | 0 | 0 | 0 | 0 | 0 | 0 | 0 | 0 | 0 | 0 | 0 | 0 | 0 | 0 | 0
Commercial_Grocery_Existing_Food Preparation_Natural Gas_Oven_E4_Baseline Forecast | Commercial | Grocery | Existing | Food Preparation | Natural Gas | Oven | E4 |  | Baseline Forecast | 0 | 0 | 0 | 0 | 0 | 0 | 0 | 0 | 0 | 0 | 0 | 0 | 0 | 0 | 0 | 0 | 0 | 0 | 0 | 0 | 0 | 0 | 0 | 0 | 0 | 0 | 0
Commercial_Grocery_Existing_Food Preparation_Natural Gas_Oven_E5_Baseline Forecast | Commercial | Grocery | Existing | Food Preparation | Natural Gas | Oven | E5 |  | Baseline Forecast | 0 | 0 | 0 | 0 | 0 | 0 | 0 | 0 | 0 | 0 | 0 | 0 | 0 | 0 | 0 | 0 | 0 | 0 | 0 | 0 | 0 | 0 | 0 | 0 | 0 | 0 | 0
Commercial_Grocery_Existing_Food Preparation_Natural Gas_Oven_E6_Baseline Forecast | Commercial | Grocery | Existing | Food Preparation | Natural Gas | Oven | E6 |  | Baseline Forecast | 0 | 0 | 0 | 0 | 0 | 0 | 0 | 0 | 0 | 0 | 0 | 0 | 0 | 0 | 0 | 0 | 0 | 0 | 0 | 0 | 0 | 0 | 0 | 0 | 0 | 0 | 0
Commercial_Grocery_Existing_Food Preparation_Natural Gas_Oven_E7_Baseline Forecast | Commercial | Grocery | Existing | Food Preparation | Natural Gas | Oven | E7 |  | Baseline Forecast | 0 | 0 | 0 | 0 | 0 | 0 | 0 | 0 | 0 | 0 | 0 | 0 | 0 | 0 | 0 | 0 | 0 | 0 | 0 | 0 | 0 | 0 | 0 | 0 | 0 | 0 | 0
Commercial_Grocery_Existing_Food Preparation_Natural Gas_Oven_E8_Baseline Forecast | Commercial | Grocery | Existing | Food Preparation | Natural Gas | Oven | E8 |  | Baseline Forecast | 0 | 0 | 0 | 0 | 0 | 0 | 0 | 0 | 0 | 0 | 0 | 0 | 0 | 0 | 0 | 0 | 0 | 0 | 0 | 0 | 0 | 0 | 0 | 0 | 0 | 0 | 0
Commercial_Grocery_Existing_Food Preparation_Natural Gas_Oven_E9_Baseline Forecast | Commercial | Grocery | Existing | Food Preparation | Natural Gas | Oven | E9 |  | Baseline Forecast | 0 | 0 | 0 | 0 | 0 | 0 | 0 | 0 | 0 | 0 | 0 | 0 | 0 | 0 | 0 | 0 | 0 | 0 | 0 | 0 | 0 | 0 | 0 | 0 | 0 | 0 | 0
Commercial_Grocery_Existing_Food Preparation_Natural Gas_Oven_E10_Baseline Forecast | Commercial | Grocery | Existing | Food Preparation | Natural Gas | Oven | E10 |  | Baseline Forecast | 0 | 0 | 0 | 0 | 0 | 0 | 0 | 0 | 0 | 0 | 0 | 0 | 0 | 0 | 0 | 0 | 0 | 0 | 0 | 0 | 0 | 0 | 0 | 0 | 0 | 0 | 0
Commercial_Grocery_Existing_Food Preparation_Natural Gas_Conveyor Oven_E1_Baseline Forecast | Commercial | Grocery | Existing | Food Preparation | Natural Gas | Conveyor Oven | E1 |  | Baseline Forecast | 0 | 0 | 0 | 0 | 0 | 272.1167 | 748.0735 | 1374.5122 | 2109.7856 | 2921.4387 | 3535.9681 | 3996.0837 | 4335.3247 | 4580.027 | 4750.8691 | 4864.0856 | 4932.4213 | 3874.1927 | 3043.0023 | 2390.14 | 1877.3463 | 1515.1474 | 1301.6299 | 1227.3342 | 1278.6201 | 1439.9341 | 1706.7987
Commercial_Grocery_Existing_Food Preparation_Natural Gas_Conveyor Oven_E2_Baseline Forecast | Commercial | Grocery | Existing | Food Preparation | Natural Gas | Conveyor Oven | E2 |  | Baseline Forecast | 0 | 0 | 0 | 0 | 0 | 319.4413 | 878.1732 | 1613.5578 | 2476.7049 | 3429.515 | 4150.9191 | 4691.0548 | 5089.2942 | 5376.5534 | 5577.1072 | 5710.0136 | 5790.2337 | 4547.9654 | 3572.2201 | 2805.8165 | 2203.8413 | 1778.6513 | 1528.0003 | 1440.7837 | 1500.9888 | 1690.3575 | 2003.6333
Commercial_Grocery_Existing_Food Preparation_Natural Gas_Conveyor Oven_E3_Baseline Forecast | Commercial | Grocery | Existing | Food Preparation | Natural Gas | Conveyor Oven | E3 |  | Baseline Forecast | 0 | 0 | 0 | 0 | 0 | 0 | 0 | 0 | 0 | 0 | 0 | 0 | 0 | 0 | 0 | 0 | 0 | 0 | 0 | 0 | 0 | 0 | 0 | 0 | 0 | 0 | 0
Commercial_Grocery_Existing_Food Preparation_Natural Gas_Conveyor Oven_E4_Baseline Forecast | Commercial | Grocery | Existing | Food Preparation | Natural Gas | Conveyor Oven | E4 |  | Baseline Forecast | 0 | 0 | 0 | 0 | 0 | 0 | 0 | 0 | 0 | 0 | 0 | 0 | 0 | 0 | 0 | 0 | 0 | 0 | 0 | 0 | 0 | 0 | 0 | 0 | 0 | 0 | 0
Commercial_Grocery_Existing_Food Preparation_Natural Gas_Conveyor Oven_E5_Baseline Forecast | Commercial | Grocery | Existing | Food Preparation | Natural Gas | Conveyor Oven | E5 |  | Baseline Forecast | 0 | 0 | 0 | 0 | 0 | 0 | 0 | 0 | 0 | 0 | 0 | 0 | 0 | 0 | 0 | 0 | 0 | 0 | 0 | 0 | 0 | 0 | 0 | 0 | 0 | 0 | 0
Commercial_Grocery_Existing_Food Preparation_Natural Gas_Conveyor Oven_E6_Baseline Forecast | Commercial | Grocery | Existing | Food Preparation | Natural Gas | Conveyor Oven | E6 |  | Baseline Forecast | 0 | 0 | 0 | 0 | 0 | 0 | 0 | 0 | 0 | 0 | 0 | 0 | 0 | 0 | 0 | 0 | 0 | 0 | 0 | 0 | 0 | 0 | 0 | 0 | 0 | 0 | 0
Commercial_Grocery_Existing_Food Preparation_Natural Gas_Conveyor Oven_E7_Baseline Forecast | Commercial | Grocery | Existing | Food Preparation | Natural Gas | Conveyor Oven | E7 |  | Baseline Forecast | 0 | 0 | 0 | 0 | 0 | 0 | 0 | 0 | 0 | 0 | 0 | 0 | 0 | 0 | 0 | 0 | 0 | 0 | 0 | 0 | 0 | 0 | 0 | 0 | 0 | 0 | 0
Commercial_Grocery_Existing_Food Preparation_Natural Gas_Conveyor Oven_E8_Baseline Forecast | Commercial | Grocery | Existing | Food Preparation | Natural Gas | Conveyor Oven | E8 |  | Baseline Forecast | 0 | 0 | 0 | 0 | 0 | 0 | 0 | 0 | 0 | 0 | 0 | 0 | 0 | 0 | 0 | 0 | 0 | 0 | 0 | 0 | 0 | 0 | 0 | 0 | 0 | 0 | 0
Commercial_Grocery_Existing_Food Preparation_Natural Gas_Conveyor Oven_E9_Baseline Forecast | Commercial | Grocery | Existing | Food Preparation | Natural Gas | Conveyor Oven | E9 |  | Baseline Forecast | 0 | 0 | 0 | 0 | 0 | 0 | 0 | 0 | 0 | 0 | 0 | 0 | 0 | 0 | 0 | 0 | 0 | 0 | 0 | 0 | 0 | 0 | 0 | 0 | 0 | 0 | 0
Commercial_Grocery_Existing_Food Preparation_Natural Gas_Conveyor Oven_E10_Baseline Forecast | Commercial | Grocery | Existing | Food Preparation | Natural Gas | Conveyor Oven | E10 |  | Baseline Forecast | 0 | 0 | 0 | 0 | 0 | 0 | 0 | 0 | 0 | 0 | 0 | 0 | 0 | 0 | 0 | 0 | 0 | 0 | 0 | 0 | 0 | 0 | 0 | 0 | 0 | 0 | 0
Commercial_Grocery_Existing_Food Preparation_Natural Gas_Double Rack Oven_E1_Baseline Forecast | Commercial | Grocery | Existing | Food Preparation | Natural Gas | Double Rack Oven | E1 |  | Baseline Forecast | 0 | 1626.8907 | 2218.4874 | 2720.2689 | 3143.9303 | 3499.6734 | 3796.3968 | 4041.8621 | 4242.8383 | 4405.2284 | 3997.8113 | 3697.9738 | 3483.5638 | 3336.35 | 3241.3824 | 3186.452 | 3161.6349 | 3158.9077 | 3171.8243 | 3504.794 | 3544.5504 | 3541.5522 | 3509.7978 | 3459.8118 | 3399.3824 | 3334.1555 | 3268.1144
Commercial_Grocery_Existing_Food Preparation_Natural Gas_Double Rack Oven_E2_Baseline Forecast | Commercial | Grocery | Existing | Food Preparation | Natural Gas | Double Rack Oven | E2 |  | Baseline Forecast | 0 | 1909.8283 | 2604.3113 | 3193.3591 | 3690.7008 | 4108.3123 | 4456.6398 | 4744.7946 | 4980.7232 | 5171.3551 | 4693.0828 | 4341.0997 | 4089.401 | 3916.5847 | 3805.101 | 3740.6176 | 3711.4845 | 3708.283 | 3723.4459 | 4114.3233 | 4160.9939 | 4157.4744 | 4120.1974 | 4061.5182 | 3990.5793 | 3914.0086 | 3836.4822
Commercial_Grocery_Existing_Food Preparation_Natural Gas_Double Rack Oven_E3_Baseline Forecast | Commercial | Grocery | Existing | Food Preparation | Natural Gas | Double Rack Oven | E3 |  | Baseline Forecast | 0 | 0 | 0 | 0 | 0 | 0 | 0 | 0 | 0 | 0 | 0 | 0 | 0 | 0 | 0 | 0 | 0 | 0 | 0 | 0 | 0 | 0 | 0 | 0 | 0 | 0 | 0
Commercial_Grocery_Existing_Food Preparation_Natural Gas_Double Rack Oven_E4_Baseline Forecast | Commercial | Grocery | Existing | Food Preparation | Natural Gas | Double Rack Oven | E4 |  | Baseline Forecast | 0 | 0 | 0 | 0 | 0 | 0 | 0 | 0 | 0 | 0 | 0 | 0 | 0 | 0 | 0 | 0 | 0 | 0 | 0 | 0 | 0 | 0 | 0 | 0 | 0 | 0 | 0
Commercial_Grocery_Existing_Food Preparation_Natural Gas_Double Rack Oven_E5_Baseline Forecast | Commercial | Grocery | Existing | Food Preparation | Natural Gas | Double Rack Oven | E5 |  | Baseline Forecast | 0 | 0 | 0 | 0 | 0 | 0 | 0 | 0 | 0 | 0 | 0 | 0 | 0 | 0 | 0 | 0 | 0 | 0 | 0 | 0 | 0 | 0 | 0 | 0 | 0 | 0 | 0
Commercial_Grocery_Existing_Food Preparation_Natural Gas_Double Rack Oven_E6_Baseline Forecast | Commercial | Grocery | Existing | Food Preparation | Natural Gas | Double Rack Oven | E6 |  | Baseline Forecast | 0 | 0 | 0 | 0 | 0 | 0 | 0 | 0 | 0 | 0 | 0 | 0 | 0 | 0 | 0 | 0 | 0 | 0 | 0 | 0 | 0 | 0 | 0 | 0 | 0 | 0 | 0
Commercial_Grocery_Existing_Food Preparation_Natural Gas_Double Rack Oven_E7_Baseline Forecast | Commercial | Grocery | Existing | Food Preparation | Natural Gas | Double Rack Oven | E7 |  | Baseline Forecast | 0 | 0 | 0 | 0 | 0 | 0 | 0 | 0 | 0 | 0 | 0 | 0 | 0 | 0 | 0 | 0 | 0 | 0 | 0 | 0 | 0 | 0 | 0 | 0 | 0 | 0 | 0
Commercial_Grocery_Existing_Food Preparation_Natural Gas_Double Rack Oven_E8_Baseline Forecast | Commercial | Grocery | Existing | Food Preparation | Natural Gas | Double Rack Oven | E8 |  | Baseline Forecast | 0 | 0 | 0 | 0 | 0 | 0 | 0 | 0 | 0 | 0 | 0 | 0 | 0 | 0 | 0 | 0 | 0 | 0 | 0 | 0 | 0 | 0 | 0 | 0 | 0 | 0 | 0
Commercial_Grocery_Existing_Food Preparation_Natural Gas_Double Rack Oven_E9_Baseline Forecast | Commercial | Grocery | Existing | Food Preparation | Natural Gas | Double Rack Oven | E9 |  | Baseline Forecast | 0 | 0 | 0 | 0 | 0 | 0 | 0 | 0 | 0 | 0 | 0 | 0 | 0 | 0 | 0 | 0 | 0 | 0 | 0 | 0 | 0 | 0 | 0 | 0 | 0 | 0 | 0
Commercial_Grocery_Existing_Food Preparation_Natural Gas_Double Rack Oven_E10_Baseline Forecast | Commercial | Grocery | Existing | Food Preparation | Natural Gas | Double Rack Oven | E10 |  | Baseline Forecast | 0 | 0 | 0 | 0 | 0 | 0 | 0 | 0 | 0 | 0 | 0 | 0 | 0 | 0 | 0 | 0 | 0 | 0 | 0 | 0 | 0 | 0 | 0 | 0 | 0 | 0 | 0
Commercial_Grocery_Existing_Food Preparation_Natural Gas_Fryer_E1_Baseline Forecast | Commercial | Grocery | Existing | Food Preparation | Natural Gas | Fryer | E1 |  | Baseline Forecast | 0 | 0 | 0 | 0 | 0 | 0 | 0 | 0 | 0 | 0 | 0 | 0 | 0 | 0 | 0 | 0 | 0 | 0 | 0 | 0 | 0 | 0 | 0 | 0 | 0 | 0 | 0
Commercial_Grocery_Existing_Food Preparation_Natural Gas_Fryer_E2_Baseline Forecast | Commercial | Grocery | Existing | Food Preparation | Natural Gas | Fryer | E2 |  | Baseline Forecast | 0 | 67905.0049 | 61670.0908 | 56621.3256 | 52506.9815 | 49129.2874 | 46332.8543 | 43995.5826 | 42021.5214 | 44732.8172 | 45785.6814 | 45740.7643 | 44994.9592 | 43825.854 | 56447.7976 | 50902.3614 | 46427.3064 | 43554.5916 | 41616.7069 | 40194.1842 | 39032.3829 | 37984.1739 | 40300.761 | 40830.3637 | 40250.7742 | 39154.5208 | 37868.585
Commercial_Grocery_Existing_Food Preparation_Natural Gas_Fryer_E3_Baseline Forecast | Commercial | Grocery | Existing | Food Preparation | Natural Gas | Fryer | E3 |  | Baseline Forecast | 0 | 0 | 0 | 0 | 0 | 0 | 0 | 0 | 0 | 0 | 0 | 0 | 0 | 0 | 0 | 0 | 0 | 0 | 0 | 0 | 0 | 0 | 0 | 0 | 0 | 0 | 0
Commercial_Grocery_Existing_Food Preparation_Natural Gas_Fryer_E4_Baseline Forecast | Commercial | Grocery | Existing | Food Preparation | Natural Gas | Fryer | E4 |  | Baseline Forecast | 0 | 0 | 0 | 0 | 0 | 0 | 0 | 0 | 0 | 0 | 0 | 0 | 0 | 0 | 0 | 0 | 0 | 0 | 0 | 0 | 0 | 0 | 0 | 0 | 0 | 0 | 0
Commercial_Grocery_Existing_Food Preparation_Natural Gas_Fryer_E5_Baseline Forecast | Commercial | Grocery | Existing | Food Preparation | Natural Gas | Fryer | E5 |  | Baseline Forecast | 0 | 0 | 0 | 0 | 0 | 0 | 0 | 0 | 0 | 0 | 0 | 0 | 0 | 0 | 0 | 0 | 0 | 0 | 0 | 0 | 0 | 0 | 0 | 0 | 0 | 0 | 0
Commercial_Grocery_Existing_Food Preparation_Natural Gas_Fryer_E6_Baseline Forecast | Commercial | Grocery | Existing | Food Preparation | Natural Gas | Fryer | E6 |  | Baseline Forecast | 0 | 0 | 0 | 0 | 0 | 0 | 0 | 0 | 0 | 0 | 0 | 0 | 0 | 0 | 0 | 0 | 0 | 0 | 0 | 0 | 0 | 0 | 0 | 0 | 0 | 0 | 0
Commercial_Grocery_Existing_Food Preparation_Natural Gas_Fryer_E7_Baseline Forecast | Commercial | Grocery | Existing | Food Preparation | Natural Gas | Fryer | E7 |  | Baseline Forecast | 0 | 0 | 0 | 0 | 0 | 0 | 0 | 0 | 0 | 0 | 0 | 0 | 0 | 0 | 0 | 0 | 0 | 0 | 0 | 0 | 0 | 0 | 0 | 0 | 0 | 0 | 0
Commercial_Grocery_Existing_Food Preparation_Natural Gas_Fryer_E8_Baseline Forecast | Commercial | Grocery | Existing | Food Preparation | Natural Gas | Fryer | E8 |  | Baseline Forecast | 0 | 0 | 0 | 0 | 0 | 0 | 0 | 0 | 0 | 0 | 0 | 0 | 0 | 0 | 0 | 0 | 0 | 0 | 0 | 0 | 0 | 0 | 0 | 0 | 0 | 0 | 0
Commercial_Grocery_Existing_Food Preparation_Natural Gas_Fryer_E9_Baseline Forecast | Commercial | Grocery | Existing | Food Preparation | Natural Gas | Fryer | E9 |  | Baseline Forecast | 0 | 0 | 0 | 0 | 0 | 0 | 0 | 0 | 0 | 0 | 0 | 0 | 0 | 0 | 0 | 0 | 0 | 0 | 0 | 0 | 0 | 0 | 0 | 0 | 0 | 0 | 0
Commercial_Grocery_Existing_Food Preparation_Natural Gas_Fryer_E10_Baseline Forecast | Commercial | Grocery | Existing | Food Preparation | Natural Gas | Fryer | E10 |  | Baseline Forecast | 0 | 0 | 0 | 0 | 0 | 0 | 0 | 0 | 0 | 0 | 0 | 0 | 0 | 0 | 0 | 0 | 0 | 0 | 0 | 0 | 0 | 0 | 0 | 0 | 0 | 0 | 0
Commercial_Grocery_Existing_Food Preparation_Natural Gas_Broiler_E1_Baseline Forecast | Commercial | Grocery | Existing | Food Preparation | Natural Gas | Broiler | E1 |  | Baseline Forecast | 0 | 0 | 0 | 0 | 0 | 0 | 0 | 0 | 0 | 0 | 0 | 0 | 0 | 0 | 0 | 0 | 0 | 0 | 0 | 0 | 0 | 0 | 0 | 0 | 0 | 0 | 0
Commercial_Grocery_Existing_Food Preparation_Natural Gas_Broiler_E2_Baseline Forecast | Commercial | Grocery | Existing | Food Preparation | Natural Gas | Broiler | E2 |  | Baseline Forecast | 0 | 0 | 0 | 0 | 0 | 0 | 0 | 0 | 0 | 0 | 0 | 0 | 0 | 0 | 0 | 0 | 0 | 0 | 0 | 0 | 0 | 0 | 0 | 0 | 0 | 0 | 0
Commercial_Grocery_Existing_Food Preparation_Natural Gas_Broiler_E3_Baseline Forecast | Commercial | Grocery | Existing | Food Preparation | Natural Gas | Broiler | E3 |  | Baseline Forecast | 0 | 0 | 0 | 0 | 0 | 0 | 0 | 0 | 0 | 0 | 0 | 0 | 0 | 0 | 0 | 0 | 0 | 0 | 0 | 0 | 0 | 0 | 0 | 0 | 0 | 0 | 0
Commercial_Grocery_Existing_Food Preparation_Natural Gas_Broiler_E4_Baseline Forecast | Commercial | Grocery | Existing | Food Preparation | Natural Gas | Broiler | E4 |  | Baseline Forecast | 0 | 0 | 0 | 0 | 0 | 0 | 0 | 0 | 0 | 0 | 0 | 0 | 0 | 0 | 0 | 0 | 0 | 0 | 0 | 0 | 0 | 0 | 0 | 0 | 0 | 0 | 0
Commercial_Grocery_Existing_Food Preparation_Natural Gas_Broiler_E5_Baseline Forecast | Commercial | Grocery | Existing | Food Preparation | Natural Gas | Broiler | E5 |  | Baseline Forecast | 0 | 0 | 0 | 0 | 0 | 0 | 0 | 0 | 0 | 0 | 0 | 0 | 0 | 0 | 0 | 0 | 0 | 0 | 0 | 0 | 0 | 0 | 0 | 0 | 0 | 0 | 0
Commercial_Grocery_Existing_Food Preparation_Natural Gas_Broiler_E6_Baseline Forecast | Commercial | Grocery | Existing | Food Preparation | Natural Gas | Broiler | E6 |  | Baseline Forecast | 0 | 0 | 0 | 0 | 0 | 0 | 0 | 0 | 0 | 0 | 0 | 0 | 0 | 0 | 0 | 0 | 0 | 0 | 0 | 0 | 0 | 0 | 0 | 0 | 0 | 0 | 0
Commercial_Grocery_Existing_Food Preparation_Natural Gas_Broiler_E7_Baseline Forecast | Commercial | Grocery | Existing | Food Preparation | Natural Gas | Broiler | E7 |  | Baseline Forecast | 0 | 0 | 0 | 0 | 0 | 0 | 0 | 0 | 0 | 0 | 0 | 0 | 0 | 0 | 0 | 0 | 0 | 0 | 0 | 0 | 0 | 0 | 0 | 0 | 0 | 0 | 0
Commercial_Grocery_Existing_Food Preparation_Natural Gas_Broiler_E8_Baseline Forecast | Commercial | Grocery | Existing | Food Preparation | Natural Gas | Broiler | E8 |  | Baseline Forecast | 0 | 0 | 0 | 0 | 0 | 0 | 0 | 0 | 0 | 0 | 0 | 0 | 0 | 0 | 0 | 0 | 0 | 0 | 0 | 0 | 0 | 0 | 0 | 0 | 0 | 0 | 0
Commercial_Grocery_Existing_Food Preparation_Natural Gas_Broiler_E9_Baseline Forecast | Commercial | Grocery | Existing | Food Preparation | Natural Gas | Broiler | E9 |  | Baseline Forecast | 0 | 0 | 0 | 0 | 0 | 0 | 0 | 0 | 0 | 0 | 0 | 0 | 0 | 0 | 0 | 0 | 0 | 0 | 0 | 0 | 0 | 0 | 0 | 0 | 0 | 0 | 0
Commercial_Grocery_Existing_Food Preparation_Natural Gas_Broiler_E10_Baseline Forecast | Commercial | Grocery | Existing | Food Preparation | Natural Gas | Broiler | E10 |  | Baseline Forecast | 0 | 0 | 0 | 0 | 0 | 0 | 0 | 0 | 0 | 0 | 0 | 0 | 0 | 0 | 0 | 0 | 0 | 0 | 0 | 0 | 0 | 0 | 0 | 0 | 0 | 0 | 0
Commercial_Grocery_Existing_Food Preparation_Natural Gas_Griddle_E1_Baseline Forecast | Commercial | Grocery | Existing | Food Preparation | Natural Gas | Griddle | E1 |  | Baseline Forecast | 0 | 19334.0639 | 21618.9987 | 23526.8394 | 25107.1485 | 26403.1523 | 27452.5472 | 28288.2046 | 28938.7853 | 29429.2758 | 27504.9427 | 26040.7587 | 24942.6382 | 24133.139 | 23548.7466 | 23137.5813 | 22857.4626 | 22674.278 | 22560.6107 | 26559.2905 | 26215.4988 | 25737.7566 | 25179.7514 | 24581.152 | 23970.6415 | 23368.3631 | 22787.8832
Commercial_Grocery_Existing_Food Preparation_Natural Gas_Griddle_E2_Baseline Forecast | Commercial | Grocery | Existing | Food Preparation | Natural Gas | Griddle | E2 |  | Baseline Forecast | 0 | 4244.0628 | 4745.6339 | 5164.4282 | 5511.3253 | 5795.8139 | 6026.1689 | 6209.6059 | 6352.4163 | 6460.0849 | 6037.6703 | 5716.2641 | 5475.2133 | 5297.5183 | 5169.2371 | 5078.9813 | 5017.4918 | 4977.2805 | 4952.3292 | 5830.0882 | 5754.6217 | 5649.7514 | 5527.2625 | 5395.8626 | 5261.8481 | 5129.6407 | 5002.2183
Commercial_Grocery_Existing_Food Preparation_Natural Gas_Griddle_E3_Baseline Forecast | Commercial | Grocery | Existing | Food Preparation | Natural Gas | Griddle | E3 |  | Baseline Forecast | 0 | 0 | 0 | 0 | 0 | 0 | 0 | 0 | 0 | 0 | 0 | 0 | 0 | 0 | 0 | 0 | 0 | 0 | 0 | 0 | 0 | 0 | 0 | 0 | 0 | 0 | 0
Commercial_Grocery_Existing_Food Preparation_Natural Gas_Griddle_E4_Baseline Forecast | Commercial | Grocery | Existing | Food Preparation | Natural Gas | Griddle | E4 |  | Baseline Forecast | 0 | 0 | 0 | 0 | 0 | 0 | 0 | 0 | 0 | 0 | 0 | 0 | 0 | 0 | 0 | 0 | 0 | 0 | 0 | 0 | 0 | 0 | 0 | 0 | 0 | 0 | 0
Commercial_Grocery_Existing_Food Preparation_Natural Gas_Griddle_E5_Baseline Forecast | Commercial | Grocery | Existing | Food Preparation | Natural Gas | Griddle | E5 |  | Baseline Forecast | 0 | 0 | 0 | 0 | 0 | 0 | 0 | 0 | 0 | 0 | 0 | 0 | 0 | 0 | 0 | 0 | 0 | 0 | 0 | 0 | 0 | 0 | 0 | 0 | 0 | 0 | 0
Commercial_Grocery_Existing_Food Preparation_Natural Gas_Griddle_E6_Baseline Forecast | Commercial | Grocery | Existing | Food Preparation | Natural Gas | Griddle | E6 |  | Baseline Forecast | 0 | 0 | 0 | 0 | 0 | 0 | 0 | 0 | 0 | 0 | 0 | 0 | 0 | 0 | 0 | 0 | 0 | 0 | 0 | 0 | 0 | 0 | 0 | 0 | 0 | 0 | 0
Commercial_Grocery_Existing_Food Preparation_Natural Gas_Griddle_E7_Baseline Forecast | Commercial | Grocery | Existing | Food Preparation | Natural Gas | Griddle | E7 |  | Baseline Forecast | 0 | 0 | 0 | 0 | 0 | 0 | 0 | 0 | 0 | 0 | 0 | 0 | 0 | 0 | 0 | 0 | 0 | 0 | 0 | 0 | 0 | 0 | 0 | 0 | 0 | 0 | 0
Commercial_Grocery_Existing_Food Preparation_Natural Gas_Griddle_E8_Baseline Forecast | Commercial | Grocery | Existing | Food Preparation | Natural Gas | Griddle | E8 |  | Baseline Forecast | 0 | 0 | 0 | 0 | 0 | 0 | 0 | 0 | 0 | 0 | 0 | 0 | 0 | 0 | 0 | 0 | 0 | 0 | 0 | 0 | 0 | 0 | 0 | 0 | 0 | 0 | 0
Commercial_Grocery_Existing_Food Preparation_Natural Gas_Griddle_E9_Baseline Forecast | Commercial | Grocery | Existing | Food Preparation | Natural Gas | Griddle | E9 |  | Baseline Forecast | 0 | 0 | 0 | 0 | 0 | 0 | 0 | 0 | 0 | 0 | 0 | 0 | 0 | 0 | 0 | 0 | 0 | 0 | 0 | 0 | 0 | 0 | 0 | 0 | 0 | 0 | 0
Commercial_Grocery_Existing_Food Preparation_Natural Gas_Griddle_E10_Baseline Forecast | Commercial | Grocery | Existing | Food Preparation | Natural Gas | Griddle | E10 |  | Baseline Forecast | 0 | 0 | 0 | 0 | 0 | 0 | 0 | 0 | 0 | 0 | 0 | 0 | 0 | 0 | 0 | 0 | 0 | 0 | 0 | 0 | 0 | 0 | 0 | 0 | 0 | 0 | 0
Commercial_Grocery_Existing_Food Preparation_Natural Gas_Range_E1_Baseline Forecast | Commercial | Grocery | Existing | Food Preparation | Natural Gas | Range | E1 |  | Baseline Forecast | 0 | 25464.3768 | 32501.8046 | 37802.0989 | 41742.0862 | 44617.6717 | 46661.2013 | 48055.1 | 48942.5833 | 49436.0704 | 43147.3889 | 39401.1439 | 37357.3281 | 36420.0467 | 36171.4236 | 41485.7007 | 42253.8551 | 42681.4104 | 42844.637 | 41705.2793 | 40017.0685 | 38220.3338 | 36552.6194 | 35123.9368 | 33529.5219 | 32899.7381 | 32808.9338
Commercial_Grocery_Existing_Food Preparation_Natural Gas_Range_E2_Baseline Forecast | Commercial | Grocery | Existing | Food Preparation | Natural Gas | Range | E2 |  | Baseline Forecast | 0 | 0 | 0 | 0 | 0 | 0 | 0 | 0 | 0 | 0 | 0 | 0 | 0 | 0 | 0 | 0 | 0 | 0 | 0 | 0 | 0 | 0 | 0 | 0 | 0 | 0 | 0
Commercial_Grocery_Existing_Food Preparation_Natural Gas_Range_E3_Baseline Forecast | Commercial | Grocery | Existing | Food Preparation | Natural Gas | Range | E3 |  | Baseline Forecast | 0 | 0 | 0 | 0 | 0 | 0 | 0 | 0 | 0 | 0 | 0 | 0 | 0 | 0 | 0 | 0 | 0 | 0 | 0 | 0 | 0 | 0 | 0 | 0 | 0 | 0 | 0
Commercial_Grocery_Existing_Food Preparation_Natural Gas_Range_E4_Baseline Forecast | Commercial | Grocery | Existing | Food Preparation | Natural Gas | Range | E4 |  | Baseline Forecast | 0 | 0 | 0 | 0 | 0 | 0 | 0 | 0 | 0 | 0 | 0 | 0 | 0 | 0 | 0 | 0 | 0 | 0 | 0 | 0 | 0 | 0 | 0 | 0 | 0 | 0 | 0
Commercial_Grocery_Existing_Food Preparation_Natural Gas_Range_E5_Baseline Forecast | Commercial | Grocery | Existing | Food Preparation | Natural Gas | Range | E5 |  | Baseline Forecast | 0 | 0 | 0 | 0 | 0 | 0 | 0 | 0 | 0 | 0 | 0 | 0 | 0 | 0 | 0 | 0 | 0 | 0 | 0 | 0 | 0 | 0 | 0 | 0 | 0 | 0 | 0
Commercial_Grocery_Existing_Food Preparation_Natural Gas_Range_E6_Baseline Forecast | Commercial | Grocery | Existing | Food Preparation | Natural Gas | Range | E6 |  | Baseline Forecast | 0 | 0 | 0 | 0 | 0 | 0 | 0 | 0 | 0 | 0 | 0 | 0 | 0 | 0 | 0 | 0 | 0 | 0 | 0 | 0 | 0 | 0 | 0 | 0 | 0 | 0 | 0
Commercial_Grocery_Existing_Food Preparation_Natural Gas_Range_E7_Baseline Forecast | Commercial | Grocery | Existing | Food Preparation | Natural Gas | Range | E7 |  | Baseline Forecast | 0 | 0 | 0 | 0 | 0 | 0 | 0 | 0 | 0 | 0 | 0 | 0 | 0 | 0 | 0 | 0 | 0 | 0 | 0 | 0 | 0 | 0 | 0 | 0 | 0 | 0 | 0
Commercial_Grocery_Existing_Food Preparation_Natural Gas_Range_E8_Baseline Forecast | Commercial | Grocery | Existing | Food Preparation | Natural Gas | Range | E8 |  | Baseline Forecast | 0 | 0 | 0 | 0 | 0 | 0 | 0 | 0 | 0 | 0 | 0 | 0 | 0 | 0 | 0 | 0 | 0 | 0 | 0 | 0 | 0 | 0 | 0 | 0 | 0 | 0 | 0
Commercial_Grocery_Existing_Food Preparation_Natural Gas_Range_E9_Baseline Forecast | Commercial | Grocery | Existing | Food Preparation | Natural Gas | Range | E9 |  | Baseline Forecast | 0 | 0 | 0 | 0 | 0 | 0 | 0 | 0 | 0 | 0 | 0 | 0 | 0 | 0 | 0 | 0 | 0 | 0 | 0 | 0 | 0 | 0 | 0 | 0 | 0 | 0 | 0
Commercial_Grocery_Existing_Food Preparation_Natural Gas_Range_E10_Baseline Forecast | Commercial | Grocery | Existing | Food Preparation | Natural Gas | Range | E10 |  | Baseline Forecast | 0 | 0 | 0 | 0 | 0 | 0 | 0 | 0 | 0 | 0 | 0 | 0 | 0 | 0 | 0 | 0 | 0 | 0 | 0 | 0 | 0 | 0 | 0 | 0 | 0 | 0 | 0
Commercial_Grocery_Existing_Food Preparation_Natural Gas_Steamer_E1_Baseline Forecast | Commercial | Grocery | Existing | Food Preparation | Natural Gas | Steamer | E1 |  | Baseline Forecast | 0 | 0 | 0 | 0 | 0 | 0 | 0 | 0 | 0 | 0 | 0 | 0 | 0 | 0 | 0 | 0 | 0 | 0 | 0 | 0 | 0 | 0 | 0 | 0 | 0 | 0 | 0
Commercial_Grocery_Existing_Food Preparation_Natural Gas_Steamer_E2_Baseline Forecast | Commercial | Grocery | Existing | Food Preparation | Natural Gas | Steamer | E2 |  | Baseline Forecast | 0 | 3128.2522 | 2968.9957 | 2834.5998 | 2719.8999 | 2620.8366 | 2534.2181 | 2457.5347 | 2480.5181 | 2470.5585 | 2439.0964 | 2394.2095 | 2341.5284 | 2942.897 | 2722.24 | 2557.5865 | 2430.1357 | 2327.3451 | 2240.9514 | 2165.5852 | 2232.835 | 2240.0035 | 2212.1119 | 2164.8427 | 2107.8236 | 2185.2102 | 2062.1361
Commercial_Grocery_Existing_Food Preparation_Natural Gas_Steamer_E3_Baseline Forecast | Commercial | Grocery | Existing | Food Preparation | Natural Gas | Steamer | E3 |  | Baseline Forecast | 0 | 0 | 0 | 0 | 0 | 0 | 0 | 0 | 0 | 0 | 0 | 0 | 0 | 0 | 0 | 0 | 0 | 0 | 0 | 0 | 0 | 0 | 0 | 0 | 0 | 0 | 0
Commercial_Grocery_Existing_Food Preparation_Natural Gas_Steamer_E4_Baseline Forecast | Commercial | Grocery | Existing | Food Preparation | Natural Gas | Steamer | E4 |  | Baseline Forecast | 0 | 0 | 0 | 0 | 0 | 0 | 0 | 0 | 0 | 0 | 0 | 0 | 0 | 0 | 0 | 0 | 0 | 0 | 0 | 0 | 0 | 0 | 0 | 0 | 0 | 0 | 0
Commercial_Grocery_Existing_Food Preparation_Natural Gas_Steamer_E5_Baseline Forecast | Commercial | Grocery | Existing | Food Preparation | Natural Gas | Steamer | E5 |  | Baseline Forecast | 0 | 0 | 0 | 0 | 0 | 0 | 0 | 0 | 0 | 0 | 0 | 0 | 0 | 0 | 0 | 0 | 0 | 0 | 0 | 0 | 0 | 0 | 0 | 0 | 0 | 0 | 0
Commercial_Grocery_Existing_Food Preparation_Natural Gas_Steamer_E6_Baseline Forecast | Commercial | Grocery | Existing | Food Preparation | Natural Gas | Steamer | E6 |  | Baseline Forecast | 0 | 0 | 0 | 0 | 0 | 0 | 0 | 0 | 0 | 0 | 0 | 0 | 0 | 0 | 0 | 0 | 0 | 0 | 0 | 0 | 0 | 0 | 0 | 0 | 0 | 0 | 0
Commercial_Grocery_Existing_Food Preparation_Natural Gas_Steamer_E7_Baseline Forecast | Commercial | Grocery | Existing | Food Preparation | Natural Gas | Steamer | E7 |  | Baseline Forecast | 0 | 0 | 0 | 0 | 0 | 0 | 0 | 0 | 0 | 0 | 0 | 0 | 0 | 0 | 0 | 0 | 0 | 0 | 0 | 0 | 0 | 0 | 0 | 0 | 0 | 0 | 0
Commercial_Grocery_Existing_Food Preparation_Natural Gas_Steamer_E8_Baseline Forecast | Commercial | Grocery | Existing | Food Preparation | Natural Gas | Steamer | E8 |  | Baseline Forecast | 0 | 0 | 0 | 0 | 0 | 0 | 0 | 0 | 0 | 0 | 0 | 0 | 0 | 0 | 0 | 0 | 0 | 0 | 0 | 0 | 0 | 0 | 0 | 0 | 0 | 0 | 0
Commercial_Grocery_Existing_Food Preparation_Natural Gas_Steamer_E9_Baseline Forecast | Commercial | Grocery | Existing | Food Preparation | Natural Gas | Steamer | E9 |  | Baseline Forecast | 0 | 0 | 0 | 0 | 0 | 0 | 0 | 0 | 0 | 0 | 0 | 0 | 0 | 0 | 0 | 0 | 0 | 0 | 0 | 0 | 0 | 0 | 0 | 0 | 0 | 0 | 0
Commercial_Grocery_Existing_Food Preparation_Natural Gas_Steamer_E10_Baseline Forecast | Commercial | Grocery | Existing | Food Preparation | Natural Gas | Steamer | E10 |  | Baseline Forecast | 0 | 0 | 0 | 0 | 0 | 0 | 0 | 0 | 0 | 0 | 0 | 0 | 0 | 0 | 0 | 0 | 0 | 0 | 0 | 0 | 0 | 0 | 0 | 0 | 0 | 0 | 0
Commercial_Grocery_Existing_Food Preparation_Natural Gas_Commercial Food Prep Other_E1_Baseline Forecast | Commercial | Grocery | Existing | Food Preparation | Natural Gas | Commercial Food Prep Other | E1 |  | Baseline Forecast | 0 | 0 | 0 | 0 | 0 | 0 | 0 | 0 | 0 | 0 | 0 | 0 | 0 | 0 | 0 | 0 | 0 | 0 | 0 | 0 | 0 | 0 | 0 | 0 | 0 | 0 | 0
Commercial_Grocery_Existing_Food Preparation_Natural Gas_Commercial Food Prep Other_E2_Baseline Forecast | Commercial | Grocery | Existing | Food Preparation | Natural Gas | Commercial Food Prep Other | E2 |  | Baseline Forecast | 0 | 0 | 0 | 0 | 0 | 0 | 0 | 0 | 0 | 0 | 0 | 0 | 0 | 0 | 0 | 0 | 0 | 0 | 0 | 0 | 0 | 0 | 0 | 0 | 0 | 0 | 0
Commercial_Grocery_Existing_Food Preparation_Natural Gas_Commercial Food Prep Other_E3_Baseline Forecast | Commercial | Grocery | Existing | Food Preparation | Natural Gas | Commercial Food Prep Other | E3 |  | Baseline Forecast | 0 | 0 | 0 | 0 | 0 | 0 | 0 | 0 | 0 | 0 | 0 | 0 | 0 | 0 | 0 | 0 | 0 | 0 | 0 | 0 | 0 | 0 | 0 | 0 | 0 | 0 | 0
Commercial_Grocery_Existing_Food Preparation_Natural Gas_Commercial Food Prep Other_E4_Baseline Forecast | Commercial | Grocery | Existing | Food Preparation | Natural Gas | Commercial Food Prep Other | E4 |  | Baseline Forecast | 0 | 0 | 0 | 0 | 0 | 0 | 0 | 0 | 0 | 0 | 0 | 0 | 0 | 0 | 0 | 0 | 0 | 0 | 0 | 0 | 0 | 0 | 0 | 0 | 0 | 0 | 0
Commercial_Grocery_Existing_Food Preparation_Natural Gas_Commercial Food Prep Other_E5_Baseline Forecast | Commercial | Grocery | Existing | Food Preparation | Natural Gas | Commercial Food Prep Other | E5 |  | Baseline Forecast | 0 | 0 | 0 | 0 | 0 | 0 | 0 | 0 | 0 | 0 | 0 | 0 | 0 | 0 | 0 | 0 | 0 | 0 | 0 | 0 | 0 | 0 | 0 | 0 | 0 | 0 | 0
Commercial_Grocery_Existing_Food Preparation_Natural Gas_Commercial Food Prep Other_E6_Baseline Forecast | Commercial | Grocery | Existing | Food Preparation | Natural Gas | Commercial Food Prep Other | E6 |  | Baseline Forecast | 0 | 0 | 0 | 0 | 0 | 0 | 0 | 0 | 0 | 0 | 0 | 0 | 0 | 0 | 0 | 0 | 0 | 0 | 0 | 0 | 0 | 0 | 0 | 0 | 0 | 0 | 0
Commercial_Grocery_Existing_Food Preparation_Natural Gas_Commercial Food Prep Other_E7_Baseline Forecast | Commercial | Grocery | Existing | Food Preparation | Natural Gas | Commercial Food Prep Other | E7 |  | Baseline Forecast | 0 | 0 | 0 | 0 | 0 | 0 | 0 | 0 | 0 | 0 | 0 | 0 | 0 | 0 | 0 | 0 | 0 | 0 | 0 | 0 | 0 | 0 | 0 | 0 | 0 | 0 | 0
Commercial_Grocery_Existing_Food Preparation_Natural Gas_Commercial Food Prep Other_E8_Baseline Forecast | Commercial | Grocery | Existing | Food Preparation | Natural Gas | Commercial Food Prep Other | E8 |  | Baseline Forecast | 0 | 0 | 0 | 0 | 0 | 0 | 0 | 0 | 0 | 0 | 0 | 0 | 0 | 0 | 0 | 0 | 0 | 0 | 0 | 0 | 0 | 0 | 0 | 0 | 0 | 0 | 0
Commercial_Grocery_Existing_Food Preparation_Natural Gas_Commercial Food Prep Other_E9_Baseline Forecast | Commercial | Grocery | Existing | Food Preparation | Natural Gas | Commercial Food Prep Other | E9 |  | Baseline Forecast | 0 | 0 | 0 | 0 | 0 | 0 | 0 | 0 | 0 | 0 | 0 | 0 | 0 | 0 | 0 | 0 | 0 | 0 | 0 | 0 | 0 | 0 | 0 | 0 | 0 | 0 | 0
Commercial_Grocery_Existing_Food Preparation_Natural Gas_Commercial Food Prep Other_E10_Baseline Forecast | Commercial | Grocery | Existing | Food Preparation | Natural Gas | Commercial Food Prep Other | E10 |  | Baseline Forecast | 0 | 0 | 0 | 0 | 0 | 0 | 0 | 0 | 0 | 0 | 0 | 0 | 0 | 0 | 0 | 0 | 0 | 0 | 0 | 0 | 0 | 0 | 0 | 0 | 0 | 0 | 0
Commercial_Grocery_Existing_Miscellaneous_Natural Gas_Pool Heater_E1_Baseline Forecast | Commercial | Grocery | Existing | Miscellaneous | Natural Gas | Pool Heater | E1 |  | Baseline Forecast | 0 | 0 | 0 | 0 | 0 | 0 | 0 | 0 | 0 | 0 | 0 | 0 | 0 | 0 | 0 | 0 | 0 | 0 | 0 | 0 | 0 | 0 | 0 | 0 | 0 | 0 | 0
Commercial_Grocery_Existing_Miscellaneous_Natural Gas_Pool Heater_E2_Baseline Forecast | Commercial | Grocery | Existing | Miscellaneous | Natural Gas | Pool Heater | E2 |  | Baseline Forecast | 0 | 0 | 0 | 0 | 0 | 0 | 0 | 0 | 0 | 0 | 0 | 0 | 0 | 0 | 0 | 0 | 0 | 0 | 0 | 0 | 0 | 0 | 0 | 0 | 0 | 0 | 0
Commercial_Grocery_Existing_Miscellaneous_Natural Gas_Pool Heater_E3_Baseline Forecast | Commercial | Grocery | Existing | Miscellaneous | Natural Gas | Pool Heater | E3 |  | Baseline Forecast | 0 | 0 | 0 | 0 | 0 | 0 | 0 | 0 | 0 | 0 | 0 | 0 | 0 | 0 | 0 | 0 | 0 | 0 | 0 | 0 | 0 | 0 | 0 | 0 | 0 | 0 | 0
Commercial_Grocery_Existing_Miscellaneous_Natural Gas_Pool Heater_E4_Baseline Forecast | Commercial | Grocery | Existing | Miscellaneous | Natural Gas | Pool Heater | E4 |  | Baseline Forecast | 0 | 0 | 0 | 0 | 0 | 0 | 0 | 0 | 0 | 0 | 0 | 0 | 0 | 0 | 0 | 0 | 0 | 0 | 0 | 0 | 0 | 0 | 0 | 0 | 0 | 0 | 0
Commercial_Grocery_Existing_Miscellaneous_Natural Gas_Pool Heater_E5_Baseline Forecast | Commercial | Grocery | Existing | Miscellaneous | Natural Gas | Pool Heater | E5 |  | Baseline Forecast | 0 | 0 | 0 | 0 | 0 | 0 | 0 | 0 | 0 | 0 | 0 | 0 | 0 | 0 | 0 | 0 | 0 | 0 | 0 | 0 | 0 | 0 | 0 | 0 | 0 | 0 | 0
Commercial_Grocery_Existing_Miscellaneous_Natural Gas_Pool Heater_E6_Baseline Forecast | Commercial | Grocery | Existing | Miscellaneous | Natural Gas | Pool Heater | E6 |  | Baseline Forecast | 0 | 0 | 0 | 0 | 0 | 0 | 0 | 0 | 0 | 0 | 0 | 0 | 0 | 0 | 0 | 0 | 0 | 0 | 0 | 0 | 0 | 0 | 0 | 0 | 0 | 0 | 0
Commercial_Grocery_Existing_Miscellaneous_Natural Gas_Pool Heater_E7_Baseline Forecast | Commercial | Grocery | Existing | Miscellaneous | Natural Gas | Pool Heater | E7 |  | Baseline Forecast | 0 | 0 | 0 | 0 | 0 | 0 | 0 | 0 | 0 | 0 | 0 | 0 | 0 | 0 | 0 | 0 | 0 | 0 | 0 | 0 | 0 | 0 | 0 | 0 | 0 | 0 | 0
Commercial_Grocery_Existing_Miscellaneous_Natural Gas_Pool Heater_E8_Baseline Forecast | Commercial | Grocery | Existing | Miscellaneous | Natural Gas | Pool Heater | E8 |  | Baseline Forecast | 0 | 0 | 0 | 0 | 0 | 0 | 0 | 0 | 0 | 0 | 0 | 0 | 0 | 0 | 0 | 0 | 0 | 0 | 0 | 0 | 0 | 0 | 0 | 0 | 0 | 0 | 0
Commercial_Grocery_Existing_Miscellaneous_Natural Gas_Pool Heater_E9_Baseline Forecast | Commercial | Grocery | Existing | Miscellaneous | Natural Gas | Pool Heater | E9 |  | Baseline Forecast | 0 | 0 | 0 | 0 | 0 | 0 | 0 | 0 | 0 | 0 | 0 | 0 | 0 | 0 | 0 | 0 | 0 | 0 | 0 | 0 | 0 | 0 | 0 | 0 | 0 | 0 | 0
Commercial_Grocery_Existing_Miscellaneous_Natural Gas_Pool Heater_E10_Baseline Forecast | Commercial | Grocery | Existing | Miscellaneous | Natural Gas | Pool Heater | E10 |  | Baseline Forecast | 0 | 0 | 0 | 0 | 0 | 0 | 0 | 0 | 0 | 0 | 0 | 0 | 0 | 0 | 0 | 0 | 0 | 0 | 0 | 0 | 0 | 0 | 0 | 0 | 0 | 0 | 0
Commercial_Grocery_Existing_Miscellaneous_Natural Gas_Miscellaneous_E1_Baseline Forecast | Commercial | Grocery | Existing | Miscellaneous | Natural Gas | Miscellaneous | E1 |  | Baseline Forecast | 0 | 190504.1725 | 222667.2146 | 248600.7156 | 234969.2909 | 227846.2786 | 225358.2061 | 221421.3006 | 217145.0923 | 213210.0114 | 209366.1186 | 251752.9735 | 249332.0383 | 245406.0319 | 238352.3253 | 233607.1687 | 230175.6522 | 225971.7962 | 221692.7885 | 217691.6655 | 213760.8643 | 221068.9625 | 215998.5717 | 210824.3994 | 206682.3065 | 203039.7002 | 199572.3091
Commercial_Grocery_Existing_Miscellaneous_Natural Gas_Miscellaneous_E2_Baseline Forecast | Commercial | Grocery | Existing | Miscellaneous | Natural Gas | Miscellaneous | E2 |  | Baseline Forecast | 0 | 0 | 0 | 0 | 0 | 0 | 0 | 0 | 0 | 0 | 0 | 0 | 0 | 0 | 0 | 0 | 0 | 0 | 0 | 0 | 0 | 0 | 0 | 0 | 0 | 0 | 0
Commercial_Grocery_Existing_Miscellaneous_Natural Gas_Miscellaneous_E3_Baseline Forecast | Commercial | Grocery | Existing | Miscellaneous | Natural Gas | Miscellaneous | E3 |  | Baseline Forecast | 0 | 0 | 0 | 0 | 0 | 0 | 0 | 0 | 0 | 0 | 0 | 0 | 0 | 0 | 0 | 0 | 0 | 0 | 0 | 0 | 0 | 0 | 0 | 0 | 0 | 0 | 0
Commercial_Grocery_Existing_Miscellaneous_Natural Gas_Miscellaneous_E4_Baseline Forecast | Commercial | Grocery | Existing | Miscellaneous | Natural Gas | Miscellaneous | E4 |  | Baseline Forecast | 0 | 0 | 0 | 0 | 0 | 0 | 0 | 0 | 0 | 0 | 0 | 0 | 0 | 0 | 0 | 0 | 0 | 0 | 0 | 0 | 0 | 0 | 0 | 0 | 0 | 0 | 0
Commercial_Grocery_Existing_Miscellaneous_Natural Gas_Miscellaneous_E5_Baseline Forecast | Commercial | Grocery | Existing | Miscellaneous | Natural Gas | Miscellaneous | E5 |  | Baseline Forecast | 0 | 0 | 0 | 0 | 0 | 0 | 0 | 0 | 0 | 0 | 0 | 0 | 0 | 0 | 0 | 0 | 0 | 0 | 0 | 0 | 0 | 0 | 0 | 0 | 0 | 0 | 0
Commercial_Grocery_Existing_Miscellaneous_Natural Gas_Miscellaneous_E6_Baseline Forecast | Commercial | Grocery | Existing | Miscellaneous | Natural Gas | Miscellaneous | E6 |  | Baseline Forecast | 0 | 0 | 0 | 0 | 0 | 0 | 0 | 0 | 0 | 0 | 0 | 0 | 0 | 0 | 0 | 0 | 0 | 0 | 0 | 0 | 0 | 0 | 0 | 0 | 0 | 0 | 0
Commercial_Grocery_Existing_Miscellaneous_Natural Gas_Miscellaneous_E7_Baseline Forecast | Commercial | Grocery | Existing | Miscellaneous | Natural Gas | Miscellaneous | E7 |  | Baseline Forecast | 0 | 0 | 0 | 0 | 0 | 0 | 0 | 0 | 0 | 0 | 0 | 0 | 0 | 0 | 0 | 0 | 0 | 0 | 0 | 0 | 0 | 0 | 0 | 0 | 0 | 0 | 0
Commercial_Grocery_Existing_Miscellaneous_Natural Gas_Miscellaneous_E8_Baseline Forecast | Commercial | Grocery | Existing | Miscellaneous | Natural Gas | Miscellaneous | E8 |  | Baseline Forecast | 0 | 0 | 0 | 0 | 0 | 0 | 0 | 0 | 0 | 0 | 0 | 0 | 0 | 0 | 0 | 0 | 0 | 0 | 0 | 0 | 0 | 0 | 0 | 0 | 0 | 0 | 0
Commercial_Grocery_Existing_Miscellaneous_Natural Gas_Miscellaneous_E9_Baseline Forecast | Commercial | Grocery | Existing | Miscellaneous | Natural Gas | Miscellaneous | E9 |  | Baseline Forecast | 0 | 0 | 0 | 0 | 0 | 0 | 0 | 0 | 0 | 0 | 0 | 0 | 0 | 0 | 0 | 0 | 0 | 0 | 0 | 0 | 0 | 0 | 0 | 0 | 0 | 0 | 0
Commercial_Grocery_Existing_Miscellaneous_Natural Gas_Miscellaneous_E10_Baseline Forecast | Commercial | Grocery | Existing | Miscellaneous | Natural Gas | Miscellaneous | E10 |  | Baseline Forecast | 0 | 0 | 0 | 0 | 0 | 0 | 0 | 0 | 0 | 0 | 0 | 0 | 0 | 0 | 0 | 0 | 0 | 0 | 0 | 0 | 0 | 0 | 0 | 0 | 0 | 0 | 0
Commercial_Grocery_New_Space Heating_Natural Gas_Furnace_E1_Baseline Forecast | Commercial | Grocery | New | Space Heating | Natural Gas | Furnace | E1 |  | Baseline Forecast | 0 | 18862.1378 | 14268.9056 | 0 | 0 | 0 | 0 | 0 | 0 | 0 | 0 | 0 | 0 | 0 | 0 | 0 | 0 | 0 | 0 | 0 | 0 | 0 | 0 | 0 | 0 | 0 | 0
Commercial_Grocery_New_Space Heating_Natural Gas_Furnace_E2_Baseline Forecast | Commercial | Grocery | New | Space Heating | Natural Gas | Furnace | E2 |  | Baseline Forecast | 0 | 22367.4373 | 16920.6086 | 31135.0723 | 30914.7262 | 30556.9684 | 30706.7934 | 30626.5585 | 30554.5628 | 30490.7528 | 30435.0771 | 30387.4868 | 30347.9352 | 30316.3779 | 30292.7726 | 30277.0795 | 30269.2609 | 30269.2812 | 30277.107 | 33464.2129 | 35642.7897 | 37659.11 | 39513.462 | 41208.3037 | 42795.5194 | 44266.2609 | 45630.6921
Commercial_Grocery_New_Space Heating_Natural Gas_Furnace_E3_Baseline Forecast | Commercial | Grocery | New | Space Heating | Natural Gas | Furnace | E3 |  | Baseline Forecast | 0 | 0 | 0 | 0 | 0 | 0 | 0 | 0 | 0 | 0 | 0 | 0 | 0 | 0 | 0 | 0 | 0 | 0 | 0 | 0 | 0 | 0 | 0 | 0 | 0 | 0 | 0
Commercial_Grocery_New_Space Heating_Natural Gas_Furnace_E4_Baseline Forecast | Commercial | Grocery | New | Space Heating | Natural Gas | Furnace | E4 |  | Baseline Forecast | 0 | 0 | 0 | 0 | 0 | 0 | 0 | 0 | 0 | 0 | 0 | 0 | 0 | 0 | 0 | 0 | 0 | 0 | 0 | 0 | 0 | 0 | 0 | 0 | 0 | 0 | 0
Commercial_Grocery_New_Space Heating_Natural Gas_Furnace_E5_Baseline Forecast | Commercial | Grocery | New | Space Heating | Natural Gas | Furnace | E5 |  | Baseline Forecast | 0 | 0 | 0 | 0 | 0 | 0 | 0 | 0 | 0 | 0 | 0 | 0 | 0 | 0 | 0 | 0 | 0 | 0 | 0 | 0 | 0 | 0 | 0 | 0 | 0 | 0 | 0
Commercial_Grocery_New_Space Heating_Natural Gas_Furnace_E6_Baseline Forecast | Commercial | Grocery | New | Space Heating | Natural Gas | Furnace | E6 |  | Baseline Forecast | 0 | 0 | 0 | 0 | 0 | 0 | 0 | 0 | 0 | 0 | 0 | 0 | 0 | 0 | 0 | 0 | 0 | 0 | 0 | 0 | 0 | 0 | 0 | 0 | 0 | 0 | 0
Commercial_Grocery_New_Space Heating_Natural Gas_Furnace_E7_Baseline Forecast | Commercial | Grocery | New | Space Heating | Natural Gas | Furnace | E7 |  | Baseline Forecast | 0 | 0 | 0 | 0 | 0 | 0 | 0 | 0 | 0 | 0 | 0 | 0 | 0 | 0 | 0 | 0 | 0 | 0 | 0 | 0 | 0 | 0 | 0 | 0 | 0 | 0 | 0
Commercial_Grocery_New_Space Heating_Natural Gas_Furnace_E8_Baseline Forecast | Commercial | Grocery | New | Space Heating | Natural Gas | Furnace | E8 |  | Baseline Forecast | 0 | 0 | 0 | 0 | 0 | 0 | 0 | 0 | 0 | 0 | 0 | 0 | 0 | 0 | 0 | 0 | 0 | 0 | 0 | 0 | 0 | 0 | 0 | 0 | 0 | 0 | 0
Commercial_Grocery_New_Space Heating_Natural Gas_Furnace_E9_Baseline Forecast | Commercial | Grocery | New | Space Heating | Natural Gas | Furnace | E9 |  | Baseline Forecast | 0 | 0 | 0 | 0 | 0 | 0 | 0 | 0 | 0 | 0 | 0 | 0 | 0 | 0 | 0 | 0 | 0 | 0 | 0 | 0 | 0 | 0 | 0 | 0 | 0 | 0 | 0
Commercial_Grocery_New_Space Heating_Natural Gas_Furnace_E10_Baseline Forecast | Commercial | Grocery | New | Space Heating | Natural Gas | Furnace | E10 |  | Baseline Forecast | 0 | 0 | 0 | 0 | 0 | 0 | 0 | 0 | 0 | 0 | 0 | 0 | 0 | 0 | 0 | 0 | 0 | 0 | 0 | 0 | 0 | 0 | 0 | 0 | 0 | 0 | 0
Commercial_Grocery_New_Space Heating_Natural Gas_Boiler_E1_Baseline Forecast | Commercial | Grocery | New | Space Heating | Natural Gas | Boiler | E1 |  | Baseline Forecast | 0 | 225.6775 | 170.7214 | 170.4234 | 169.2173 | 167.259 | 168.0791 | 167.64 | 167.2459 | 166.8966 | 166.5918 | 166.3314 | 166.1149 | 165.9421 | 165.8129 | 165.727 | 165.6842 | 165.6843 | 165.7272 | 165.8126 | 165.9403 | 166.1104 | 186.8387 | 200.7478 | 213.4304 | 224.919 | 235.2576
Commercial_Grocery_New_Space Heating_Natural Gas_Boiler_E2_Baseline Forecast | Commercial | Grocery | New | Space Heating | Natural Gas | Boiler | E2 |  | Baseline Forecast | 0 | 49.539 | 37.4754 | 37.41 | 37.1453 | 36.7154 | 36.8954 | 36.799 | 36.7125 | 36.6358 | 36.5689 | 36.5118 | 36.4642 | 36.4263 | 36.398 | 36.3791 | 36.3697 | 36.3697 | 36.3791 | 36.3979 | 36.4259 | 36.4633 | 41.0134 | 44.0666 | 46.8506 | 49.3725 | 51.6419
Commercial_Grocery_New_Space Heating_Natural Gas_Boiler_E3_Baseline Forecast | Commercial | Grocery | New | Space Heating | Natural Gas | Boiler | E3 |  | Baseline Forecast | 0 | 0 | 0 | 0 | 0 | 0 | 0 | 0 | 0 | 0 | 0 | 0 | 0 | 0 | 0 | 0 | 0 | 0 | 0 | 0 | 0 | 0 | 0 | 0 | 0 | 0 | 0
Commercial_Grocery_New_Space Heating_Natural Gas_Boiler_E4_Baseline Forecast | Commercial | Grocery | New | Space Heating | Natural Gas | Boiler | E4 |  | Baseline Forecast | 0 | 0 | 0 | 0 | 0 | 0 | 0 | 0 | 0 | 0 | 0 | 0 | 0 | 0 | 0 | 0 | 0 | 0 | 0 | 0 | 0 | 0 | 0 | 0 | 0 | 0 | 0
Commercial_Grocery_New_Space Heating_Natural Gas_Boiler_E5_Baseline Forecast | Commercial | Grocery | New | Space Heating | Natural Gas | Boiler | E5 |  | Baseline Forecast | 0 | 0 | 0 | 0 | 0 | 0 | 0 | 0 | 0 | 0 | 0 | 0 | 0 | 0 | 0 | 0 | 0 | 0 | 0 | 0 | 0 | 0 | 0 | 0 | 0 | 0 | 0
Commercial_Grocery_New_Space Heating_Natural Gas_Boiler_E6_Baseline Forecast | Commercial | Grocery | New | Space Heating | Natural Gas | Boiler | E6 |  | Baseline Forecast | 0 | 0 | 0 | 0 | 0 | 0 | 0 | 0 | 0 | 0 | 0 | 0 | 0 | 0 | 0 | 0 | 0 | 0 | 0 | 0 | 0 | 0 | 0 | 0 | 0 | 0 | 0
Commercial_Grocery_New_Space Heating_Natural Gas_Boiler_E7_Baseline Forecast | Commercial | Grocery | New | Space Heating | Natural Gas | Boiler | E7 |  | Baseline Forecast | 0 | 0 | 0 | 0 | 0 | 0 | 0 | 0 | 0 | 0 | 0 | 0 | 0 | 0 | 0 | 0 | 0 | 0 | 0 | 0 | 0 | 0 | 0 | 0 | 0 | 0 | 0
Commercial_Grocery_New_Space Heating_Natural Gas_Boiler_E8_Baseline Forecast | Commercial | Grocery | New | Space Heating | Natural Gas | Boiler | E8 |  | Baseline Forecast | 0 | 0 | 0 | 0 | 0 | 0 | 0 | 0 | 0 | 0 | 0 | 0 | 0 | 0 | 0 | 0 | 0 | 0 | 0 | 0 | 0 | 0 | 0 | 0 | 0 | 0 | 0
Commercial_Grocery_New_Space Heating_Natural Gas_Boiler_E9_Baseline Forecast | Commercial | Grocery | New | Space Heating | Natural Gas | Boiler | E9 |  | Baseline Forecast | 0 | 0 | 0 | 0 | 0 | 0 | 0 | 0 | 0 | 0 | 0 | 0 | 0 | 0 | 0 | 0 | 0 | 0 | 0 | 0 | 0 | 0 | 0 | 0 | 0 | 0 | 0
Commercial_Grocery_New_Space Heating_Natural Gas_Boiler_E10_Baseline Forecast | Commercial | Grocery | New | Space Heating | Natural Gas | Boiler | E10 |  | Baseline Forecast | 0 | 0 | 0 | 0 | 0 | 0 | 0 | 0 | 0 | 0 | 0 | 0 | 0 | 0 | 0 | 0 | 0 | 0 | 0 | 0 | 0 | 0 | 0 | 0 | 0 | 0 | 0
Commercial_Grocery_New_Space Heating_Natural Gas_Unit Heater_E1_Baseline Forecast | Commercial | Grocery | New | Space Heating | Natural Gas | Unit Heater | E1 |  | Baseline Forecast | 0 | 0 | 0 | 0 | 0 | 0 | 0 | 0 | 0 | 0 | 0 | 0 | 0 | 0 | 0 | 0 | 0 | 0 | 0 | 0 | 0 | 0 | 0 | 0 | 0 | 0 | 0
Commercial_Grocery_New_Space Heating_Natural Gas_Unit Heater_E2_Baseline Forecast | Commercial | Grocery | New | Space Heating | Natural Gas | Unit Heater | E2 |  | Baseline Forecast | 0 | 0 | 0 | 0 | 0 | 0 | 0 | 0 | 0 | 0 | 0 | 0 | 0 | 0 | 0 | 0 | 0 | 0 | 0 | 0 | 0 | 0 | 0 | 0 | 0 | 0 | 0
Commercial_Grocery_New_Space Heating_Natural Gas_Unit Heater_E3_Baseline Forecast | Commercial | Grocery | New | Space Heating | Natural Gas | Unit Heater | E3 |  | Baseline Forecast | 0 | 0 | 0 | 0 | 0 | 0 | 0 | 0 | 0 | 0 | 0 | 0 | 0 | 0 | 0 | 0 | 0 | 0 | 0 | 0 | 0 | 0 | 0 | 0 | 0 | 0 | 0
Commercial_Grocery_New_Space Heating_Natural Gas_Unit Heater_E4_Baseline Forecast | Commercial | Grocery | New | Space Heating | Natural Gas | Unit Heater | E4 |  | Baseline Forecast | 0 | 0 | 0 | 0 | 0 | 0 | 0 | 0 | 0 | 0 | 0 | 0 | 0 | 0 | 0 | 0 | 0 | 0 | 0 | 0 | 0 | 0 | 0 | 0 | 0 | 0 | 0
Commercial_Grocery_New_Space Heating_Natural Gas_Unit Heater_E5_Baseline Forecast | Commercial | Grocery | New | Space Heating | Natural Gas | Unit Heater | E5 |  | Baseline Forecast | 0 | 0 | 0 | 0 | 0 | 0 | 0 | 0 | 0 | 0 | 0 | 0 | 0 | 0 | 0 | 0 | 0 | 0 | 0 | 0 | 0 | 0 | 0 | 0 | 0 | 0 | 0
Commercial_Grocery_New_Space Heating_Natural Gas_Unit Heater_E6_Baseline Forecast | Commercial | Grocery | New | Space Heating | Natural Gas | Unit Heater | E6 |  | Baseline Forecast | 0 | 0 | 0 | 0 | 0 | 0 | 0 | 0 | 0 | 0 | 0 | 0 | 0 | 0 | 0 | 0 | 0 | 0 | 0 | 0 | 0 | 0 | 0 | 0 | 0 | 0 | 0
Commercial_Grocery_New_Space Heating_Natural Gas_Unit Heater_E7_Baseline Forecast | Commercial | Grocery | New | Space Heating | Natural Gas | Unit Heater | E7 |  | Baseline Forecast | 0 | 0 | 0 | 0 | 0 | 0 | 0 | 0 | 0 | 0 | 0 | 0 | 0 | 0 | 0 | 0 | 0 | 0 | 0 | 0 | 0 | 0 | 0 | 0 | 0 | 0 | 0
Commercial_Grocery_New_Space Heating_Natural Gas_Unit Heater_E8_Baseline Forecast | Commercial | Grocery | New | Space Heating | Natural Gas | Unit Heater | E8 |  | Baseline Forecast | 0 | 0 | 0 | 0 | 0 | 0 | 0 | 0 | 0 | 0 | 0 | 0 | 0 | 0 | 0 | 0 | 0 | 0 | 0 | 0 | 0 | 0 | 0 | 0 | 0 | 0 | 0
Commercial_Grocery_New_Space Heating_Natural Gas_Unit Heater_E9_Baseline Forecast | Commercial | Grocery | New | Space Heating | Natural Gas | Unit Heater | E9 |  | Baseline Forecast | 0 | 0 | 0 | 0 | 0 | 0 | 0 | 0 | 0 | 0 | 0 | 0 | 0 | 0 | 0 | 0 | 0 | 0 | 0 | 0 | 0 | 0 | 0 | 0 | 0 | 0 | 0
Commercial_Grocery_New_Space Heating_Natural Gas_Unit Heater_E10_Baseline Forecast | Commercial | Grocery | New | Space Heating | Natural Gas | Unit Heater | E10 |  | Baseline Forecast | 0 | 0 | 0 | 0 | 0 | 0 | 0 | 0 | 0 | 0 | 0 | 0 | 0 | 0 | 0 | 0 | 0 | 0 | 0 | 0 | 0 | 0 | 0 | 0 | 0 | 0 | 0
Commercial_Grocery_New_Water Heating_Natural Gas_Water Heater_E1_Baseline Forecast | Commercial | Grocery | New | Water Heating | Natural Gas | Water Heater | E1 |  | Baseline Forecast | 0 | 29738.5005 | 22496.7 | 22457.4315 | 22298.498 | 22040.4507 | 22148.5181 | 22090.6454 | 22038.7156 | 21992.69 | 27900.2318 | 31175.7053 | 33787.1634 | 35844.6038 | 37440.1299 | 46536.2355 | 44110.7974 | 44052.6876 | 43971.2583 | 45068.3775 | 46704.9794 | 48501.9873 | 50362.67 | 52182.9929 | 57031.3799 | 59748.3266 | 61750.5889
Commercial_Grocery_New_Water Heating_Natural Gas_Water Heater_E2_Baseline Forecast | Commercial | Grocery | New | Water Heating | Natural Gas | Water Heater | E2 |  | Baseline Forecast | 0 | 30952.3168 | 23414.9327 | 23374.0614 | 23208.6408 | 22940.061 | 23052.5393 | 22992.3044 | 22938.255 | 22890.3508 | 29039.0168 | 32448.1831 | 35166.2313 | 37307.6488 | 38968.2985 | 48435.6737 | 45911.2381 | 45850.7565 | 45766.0035 | 46907.9031 | 48611.3051 | 50481.6602 | 52418.2891 | 54312.911 | 59359.1913 | 62187.0338 | 64271.0211
Commercial_Grocery_New_Water Heating_Natural Gas_Water Heater_E3_Baseline Forecast | Commercial | Grocery | New | Water Heating | Natural Gas | Water Heater | E3 |  | Baseline Forecast | 0 | 0 | 0 | 0 | 0 | 0 | 0 | 0 | 0 | 0 | 0 | 0 | 0 | 0 | 0 | 0 | 0 | 0 | 0 | 0 | 0 | 0 | 0 | 0 | 0 | 0 | 0
Commercial_Grocery_New_Water Heating_Natural Gas_Water Heater_E4_Baseline Forecast | Commercial | Grocery | New | Water Heating | Natural Gas | Water Heater | E4 |  | Baseline Forecast | 0 | 0 | 0 | 0 | 0 | 0 | 0 | 0 | 0 | 0 | 0 | 0 | 0 | 0 | 0 | 0 | 0 | 0 | 0 | 0 | 0 | 0 | 0 | 0 | 0 | 0 | 0
Commercial_Grocery_New_Water Heating_Natural Gas_Water Heater_E5_Baseline Forecast | Commercial | Grocery | New | Water Heating | Natural Gas | Water Heater | E5 |  | Baseline Forecast | 0 | 0 | 0 | 0 | 0 | 0 | 0 | 0 | 0 | 0 | 0 | 0 | 0 | 0 | 0 | 0 | 0 | 0 | 0 | 0 | 0 | 0 | 0 | 0 | 0 | 0 | 0
Commercial_Grocery_New_Water Heating_Natural Gas_Water Heater_E6_Baseline Forecast | Commercial | Grocery | New | Water Heating | Natural Gas | Water Heater | E6 |  | Baseline Forecast | 0 | 0 | 0 | 0 | 0 | 0 | 0 | 0 | 0 | 0 | 0 | 0 | 0 | 0 | 0 | 0 | 0 | 0 | 0 | 0 | 0 | 0 | 0 | 0 | 0 | 0 | 0
Commercial_Grocery_New_Water Heating_Natural Gas_Water Heater_E7_Baseline Forecast | Commercial | Grocery | New | Water Heating | Natural Gas | Water Heater | E7 |  | Baseline Forecast | 0 | 0 | 0 | 0 | 0 | 0 | 0 | 0 | 0 | 0 | 0 | 0 | 0 | 0 | 0 | 0 | 0 | 0 | 0 | 0 | 0 | 0 | 0 | 0 | 0 | 0 | 0
Commercial_Grocery_New_Water Heating_Natural Gas_Water Heater_E8_Baseline Forecast | Commercial | Grocery | New | Water Heating | Natural Gas | Water Heater | E8 |  | Baseline Forecast | 0 | 0 | 0 | 0 | 0 | 0 | 0 | 0 | 0 | 0 | 0 | 0 | 0 | 0 | 0 | 0 | 0 | 0 | 0 | 0 | 0 | 0 | 0 | 0 | 0 | 0 | 0
Commercial_Grocery_New_Water Heating_Natural Gas_Water Heater_E9_Baseline Forecast | Commercial | Grocery | New | Water Heating | Natural Gas | Water Heater | E9 |  | Baseline Forecast | 0 | 0 | 0 | 0 | 0 | 0 | 0 | 0 | 0 | 0 | 0 | 0 | 0 | 0 | 0 | 0 | 0 | 0 | 0 | 0 | 0 | 0 | 0 | 0 | 0 | 0 | 0
Commercial_Grocery_New_Water Heating_Natural Gas_Water Heater_E10_Baseline Forecast | Commercial | Grocery | New | Water Heating | Natural Gas | Water Heater | E10 |  | Baseline Forecast | 0 | 0 | 0 | 0 | 0 | 0 | 0 | 0 | 0 | 0 | 0 | 0 | 0 | 0 | 0 | 0 | 0 | 0 | 0 | 0 | 0 | 0 | 0 | 0 | 0 | 0 | 0
Commercial_Grocery_New_Food Preparation_Natural Gas_Oven_E1_Baseline Forecast | Commercial | Grocery | New | Food Preparation | Natural Gas | Oven | E1 |  | Baseline Forecast | 0 | 6400.3788 | 4841.7842 | 4833.3328 | 4799.1268 | 4743.5893 | 4766.8478 | 4754.3923 | 4743.2159 | 4733.3102 | 4724.6672 | 4717.2794 | 5991.2153 | 6698.6581 | 7263.1768 | 7708.4459 | 8054.2888 | 10014.4099 | 9494.831 | 9484.743 | 9469.6269 | 9452.1364 | 9459.4811 | 9713.176 | 10060.5848 | 10454.6123 | 10862.3172
Commercial_Grocery_New_Food Preparation_Natural Gas_Oven_E2_Baseline Forecast | Commercial | Grocery | New | Food Preparation | Natural Gas | Oven | E2 |  | Baseline Forecast | 0 | 7513.4882 | 5683.8336 | 5673.9124 | 5633.7575 | 5568.5614 | 5595.8648 | 5581.2432 | 5568.123 | 5556.4946 | 5546.3485 | 5537.6759 | 7033.1658 | 7863.6421 | 8526.3379 | 9049.0451 | 9455.0347 | 11756.0465 | 11146.1059 | 11134.2636 | 11116.5185 | 11095.9862 | 11104.6083 | 11402.424 | 11810.2517 | 12272.8058 | 12751.4159
Commercial_Grocery_New_Food Preparation_Natural Gas_Oven_E3_Baseline Forecast | Commercial | Grocery | New | Food Preparation | Natural Gas | Oven | E3 |  | Baseline Forecast | 0 | 0 | 0 | 0 | 0 | 0 | 0 | 0 | 0 | 0 | 0 | 0 | 0 | 0 | 0 | 0 | 0 | 0 | 0 | 0 | 0 | 0 | 0 | 0 | 0 | 0 | 0
Commercial_Grocery_New_Food Preparation_Natural Gas_Oven_E4_Baseline Forecast | Commercial | Grocery | New | Food Preparation | Natural Gas | Oven | E4 |  | Baseline Forecast | 0 | 0 | 0 | 0 | 0 | 0 | 0 | 0 | 0 | 0 | 0 | 0 | 0 | 0 | 0 | 0 | 0 | 0 | 0 | 0 | 0 | 0 | 0 | 0 | 0 | 0 | 0
Commercial_Grocery_New_Food Preparation_Natural Gas_Oven_E5_Baseline Forecast | Commercial | Grocery | New | Food Preparation | Natural Gas | Oven | E5 |  | Baseline Forecast | 0 | 0 | 0 | 0 | 0 | 0 | 0 | 0 | 0 | 0 | 0 | 0 | 0 | 0 | 0 | 0 | 0 | 0 | 0 | 0 | 0 | 0 | 0 | 0 | 0 | 0 | 0
Commercial_Grocery_New_Food Preparation_Natural Gas_Oven_E6_Baseline Forecast | Commercial | Grocery | New | Food Preparation | Natural Gas | Oven | E6 |  | Baseline Forecast | 0 | 0 | 0 | 0 | 0 | 0 | 0 | 0 | 0 | 0 | 0 | 0 | 0 | 0 | 0 | 0 | 0 | 0 | 0 | 0 | 0 | 0 | 0 | 0 | 0 | 0 | 0
Commercial_Grocery_New_Food Preparation_Natural Gas_Oven_E7_Baseline Forecast | Commercial | Grocery | New | Food Preparation | Natural Gas | Oven | E7 |  | Baseline Forecast | 0 | 0 | 0 | 0 | 0 | 0 | 0 | 0 | 0 | 0 | 0 | 0 | 0 | 0 | 0 | 0 | 0 | 0 | 0 | 0 | 0 | 0 | 0 | 0 | 0 | 0 | 0
Commercial_Grocery_New_Food Preparation_Natural Gas_Oven_E8_Baseline Forecast | Commercial | Grocery | New | Food Preparation | Natural Gas | Oven | E8 |  | Baseline Forecast | 0 | 0 | 0 | 0 | 0 | 0 | 0 | 0 | 0 | 0 | 0 | 0 | 0 | 0 | 0 | 0 | 0 | 0 | 0 | 0 | 0 | 0 | 0 | 0 | 0 | 0 | 0
Commercial_Grocery_New_Food Preparation_Natural Gas_Oven_E9_Baseline Forecast | Commercial | Grocery | New | Food Preparation | Natural Gas | Oven | E9 |  | Baseline Forecast | 0 | 0 | 0 | 0 | 0 | 0 | 0 | 0 | 0 | 0 | 0 | 0 | 0 | 0 | 0 | 0 | 0 | 0 | 0 | 0 | 0 | 0 | 0 | 0 | 0 | 0 | 0
Commercial_Grocery_New_Food Preparation_Natural Gas_Oven_E10_Baseline Forecast | Commercial | Grocery | New | Food Preparation | Natural Gas | Oven | E10 |  | Baseline Forecast | 0 | 0 | 0 | 0 | 0 | 0 | 0 | 0 | 0 | 0 | 0 | 0 | 0 | 0 | 0 | 0 | 0 | 0 | 0 | 0 | 0 | 0 | 0 | 0 | 0 | 0 | 0
Commercial_Grocery_New_Food Preparation_Natural Gas_Conveyor Oven_E1_Baseline Forecast | Commercial | Grocery | New | Food Preparation | Natural Gas | Conveyor Oven | E1 |  | Baseline Forecast | 0 | 3200.1894 | 2420.8921 | 2416.6664 | 2399.5634 | 2371.7947 | 2383.4239 | 2377.1962 | 2371.608 | 2366.6551 | 2362.3336 | 2358.6397 | 2355.5698 | 2353.1203 | 2351.2881 | 2350.07 | 2349.4632 | 2989.5026 | 3346.2809 | 3631.5833 | 3857.248 | 4033.1874 | 5016.2547 | 4759.4615 | 4757.4041 | 4752.8238 | 4747.0483
Commercial_Grocery_New_Food Preparation_Natural Gas_Conveyor Oven_E2_Baseline Forecast | Commercial | Grocery | New | Food Preparation | Natural Gas | Conveyor Oven | E2 |  | Baseline Forecast | 0 | 3756.7441 | 2841.9168 | 2836.9562 | 2816.8788 | 2784.2807 | 2797.9324 | 2790.6216 | 2784.0615 | 2778.2473 | 2773.1742 | 2768.8379 | 2765.2341 | 2762.3586 | 2760.2078 | 2758.7779 | 2758.0655 | 3509.4161 | 3928.2428 | 4263.163 | 4528.0737 | 4734.6114 | 5888.6468 | 5587.1939 | 5584.7787 | 5579.4018 | 5572.6219
Commercial_Grocery_New_Food Preparation_Natural Gas_Conveyor Oven_E3_Baseline Forecast | Commercial | Grocery | New | Food Preparation | Natural Gas | Conveyor Oven | E3 |  | Baseline Forecast | 0 | 0 | 0 | 0 | 0 | 0 | 0 | 0 | 0 | 0 | 0 | 0 | 0 | 0 | 0 | 0 | 0 | 0 | 0 | 0 | 0 | 0 | 0 | 0 | 0 | 0 | 0
Commercial_Grocery_New_Food Preparation_Natural Gas_Conveyor Oven_E4_Baseline Forecast | Commercial | Grocery | New | Food Preparation | Natural Gas | Conveyor Oven | E4 |  | Baseline Forecast | 0 | 0 | 0 | 0 | 0 | 0 | 0 | 0 | 0 | 0 | 0 | 0 | 0 | 0 | 0 | 0 | 0 | 0 | 0 | 0 | 0 | 0 | 0 | 0 | 0 | 0 | 0
Commercial_Grocery_New_Food Preparation_Natural Gas_Conveyor Oven_E5_Baseline Forecast | Commercial | Grocery | New | Food Preparation | Natural Gas | Conveyor Oven | E5 |  | Baseline Forecast | 0 | 0 | 0 | 0 | 0 | 0 | 0 | 0 | 0 | 0 | 0 | 0 | 0 | 0 | 0 | 0 | 0 | 0 | 0 | 0 | 0 | 0 | 0 | 0 | 0 | 0 | 0
Commercial_Grocery_New_Food Preparation_Natural Gas_Conveyor Oven_E6_Baseline Forecast | Commercial | Grocery | New | Food Preparation | Natural Gas | Conveyor Oven | E6 |  | Baseline Forecast | 0 | 0 | 0 | 0 | 0 | 0 | 0 | 0 | 0 | 0 | 0 | 0 | 0 | 0 | 0 | 0 | 0 | 0 | 0 | 0 | 0 | 0 | 0 | 0 | 0 | 0 | 0
Commercial_Grocery_New_Food Preparation_Natural Gas_Conveyor Oven_E7_Baseline Forecast | Commercial | Grocery | New | Food Preparation | Natural Gas | Conveyor Oven | E7 |  | Baseline Forecast | 0 | 0 | 0 | 0 | 0 | 0 | 0 | 0 | 0 | 0 | 0 | 0 | 0 | 0 | 0 | 0 | 0 | 0 | 0 | 0 | 0 | 0 | 0 | 0 | 0 | 0 | 0
Commercial_Grocery_New_Food Preparation_Natural Gas_Conveyor Oven_E8_Baseline Forecast | Commercial | Grocery | New | Food Preparation | Natural Gas | Conveyor Oven | E8 |  | Baseline Forecast | 0 | 0 | 0 | 0 | 0 | 0 | 0 | 0 | 0 | 0 | 0 | 0 | 0 | 0 | 0 | 0 | 0 | 0 | 0 | 0 | 0 | 0 | 0 | 0 | 0 | 0 | 0
Commercial_Grocery_New_Food Preparation_Natural Gas_Conveyor Oven_E9_Baseline Forecast | Commercial | Grocery | New | Food Preparation | Natural Gas | Conveyor Oven | E9 |  | Baseline Forecast | 0 | 0 | 0 | 0 | 0 | 0 | 0 | 0 | 0 | 0 | 0 | 0 | 0 | 0 | 0 | 0 | 0 | 0 | 0 | 0 | 0 | 0 | 0 | 0 | 0 | 0 | 0
Commercial_Grocery_New_Food Preparation_Natural Gas_Conveyor Oven_E10_Baseline Forecast | Commercial | Grocery | New | Food Preparation | Natural Gas | Conveyor Oven | E10 |  | Baseline Forecast | 0 | 0 | 0 | 0 | 0 | 0 | 0 | 0 | 0 | 0 | 0 | 0 | 0 | 0 | 0 | 0 | 0 | 0 | 0 | 0 | 0 | 0 | 0 | 0 | 0 | 0 | 0
Commercial_Grocery_New_Food Preparation_Natural Gas_Double Rack Oven_E1_Baseline Forecast | Commercial | Grocery | New | Food Preparation | Natural Gas | Double Rack Oven | E1 |  | Baseline Forecast | 0 | 3200.1894 | 2420.8921 | 2416.6664 | 2399.5634 | 2371.7947 | 2383.4239 | 2377.1962 | 2371.608 | 2366.6551 | 2717.9102 | 2943.6958 | 3144.1381 | 3320.6881 | 3474.8811 | 3613.6443 | 3736.7732 | 3846.1412 | 3943.4129 | 5055.0619 | 4843.5498 | 4917.2911 | 4999.3552 | 5087.0788 | 5193.6 | 5297.5263 | 5403.3775
Commercial_Grocery_New_Food Preparation_Natural Gas_Double Rack Oven_E2_Baseline Forecast | Commercial | Grocery | New | Food Preparation | Natural Gas | Double Rack Oven | E2 |  | Baseline Forecast | 0 | 3756.7441 | 2841.9168 | 2836.9562 | 2816.8788 | 2784.2807 | 2797.9324 | 2790.6216 | 2784.0615 | 2778.2473 | 3190.5903 | 3455.6429 | 3690.9448 | 3898.1991 | 4079.2083 | 4242.1041 | 4386.6468 | 4515.0353 | 4629.2238 | 5934.2031 | 5685.9063 | 5772.4722 | 5868.8083 | 5971.7881 | 6096.8348 | 6218.8353 | 6343.0953
Commercial_Grocery_New_Food Preparation_Natural Gas_Double Rack Oven_E3_Baseline Forecast | Commercial | Grocery | New | Food Preparation | Natural Gas | Double Rack Oven | E3 |  | Baseline Forecast | 0 | 0 | 0 | 0 | 0 | 0 | 0 | 0 | 0 | 0 | 0 | 0 | 0 | 0 | 0 | 0 | 0 | 0 | 0 | 0 | 0 | 0 | 0 | 0 | 0 | 0 | 0
Commercial_Grocery_New_Food Preparation_Natural Gas_Double Rack Oven_E4_Baseline Forecast | Commercial | Grocery | New | Food Preparation | Natural Gas | Double Rack Oven | E4 |  | Baseline Forecast | 0 | 0 | 0 | 0 | 0 | 0 | 0 | 0 | 0 | 0 | 0 | 0 | 0 | 0 | 0 | 0 | 0 | 0 | 0 | 0 | 0 | 0 | 0 | 0 | 0 | 0 | 0
Commercial_Grocery_New_Food Preparation_Natural Gas_Double Rack Oven_E5_Baseline Forecast | Commercial | Grocery | New | Food Preparation | Natural Gas | Double Rack Oven | E5 |  | Baseline Forecast | 0 | 0 | 0 | 0 | 0 | 0 | 0 | 0 | 0 | 0 | 0 | 0 | 0 | 0 | 0 | 0 | 0 | 0 | 0 | 0 | 0 | 0 | 0 | 0 | 0 | 0 | 0
Commercial_Grocery_New_Food Preparation_Natural Gas_Double Rack Oven_E6_Baseline Forecast | Commercial | Grocery | New | Food Preparation | Natural Gas | Double Rack Oven | E6 |  | Baseline Forecast | 0 | 0 | 0 | 0 | 0 | 0 | 0 | 0 | 0 | 0 | 0 | 0 | 0 | 0 | 0 | 0 | 0 | 0 | 0 | 0 | 0 | 0 | 0 | 0 | 0 | 0 | 0
Commercial_Grocery_New_Food Preparation_Natural Gas_Double Rack Oven_E7_Baseline Forecast | Commercial | Grocery | New | Food Preparation | Natural Gas | Double Rack Oven | E7 |  | Baseline Forecast | 0 | 0 | 0 | 0 | 0 | 0 | 0 | 0 | 0 | 0 | 0 | 0 | 0 | 0 | 0 | 0 | 0 | 0 | 0 | 0 | 0 | 0 | 0 | 0 | 0 | 0 | 0
Commercial_Grocery_New_Food Preparation_Natural Gas_Double Rack Oven_E8_Baseline Forecast | Commercial | Grocery | New | Food Preparation | Natural Gas | Double Rack Oven | E8 |  | Baseline Forecast | 0 | 0 | 0 | 0 | 0 | 0 | 0 | 0 | 0 | 0 | 0 | 0 | 0 | 0 | 0 | 0 | 0 | 0 | 0 | 0 | 0 | 0 | 0 | 0 | 0 | 0 | 0
Commercial_Grocery_New_Food Preparation_Natural Gas_Double Rack Oven_E9_Baseline Forecast | Commercial | Grocery | New | Food Preparation | Natural Gas | Double Rack Oven | E9 |  | Baseline Forecast | 0 | 0 | 0 | 0 | 0 | 0 | 0 | 0 | 0 | 0 | 0 | 0 | 0 | 0 | 0 | 0 | 0 | 0 | 0 | 0 | 0 | 0 | 0 | 0 | 0 | 0 | 0
Commercial_Grocery_New_Food Preparation_Natural Gas_Double Rack Oven_E10_Baseline Forecast | Commercial | Grocery | New | Food Preparation | Natural Gas | Double Rack Oven | E10 |  | Baseline Forecast | 0 | 0 | 0 | 0 | 0 | 0 | 0 | 0 | 0 | 0 | 0 | 0 | 0 | 0 | 0 | 0 | 0 | 0 | 0 | 0 | 0 | 0 | 0 | 0 | 0 | 0 | 0
Commercial_Grocery_New_Food Preparation_Natural Gas_Fryer_E1_Baseline Forecast | Commercial | Grocery | New | Food Preparation | Natural Gas | Fryer | E1 |  | Baseline Forecast | 0 | 0 | 0 | 0 | 0 | 0 | 0 | 0 | 0 | 0 | 0 | 0 | 0 | 0 | 0 | 0 | 0 | 0 | 0 | 0 | 0 | 0 | 0 | 0 | 0 | 0 | 0
Commercial_Grocery_New_Food Preparation_Natural Gas_Fryer_E2_Baseline Forecast | Commercial | Grocery | New | Food Preparation | Natural Gas | Fryer | E2 |  | Baseline Forecast | 0 | 27827.734 | 21051.2357 | 21014.4903 | 20865.7686 | 20624.3015 | 20725.4253 | 20671.271 | 20622.6778 | 26145.1563 | 29204.716 | 31642.9563 | 33562.8057 | 35050.4485 | 43556.7682 | 41281.8552 | 41222.1883 | 42253.832 | 43672.0173 | 45390.3254 | 47115.57 | 48803.1129 | 53324.2201 | 55850.893 | 57708.8534 | 59278.1081 | 60717.3183
Commercial_Grocery_New_Food Preparation_Natural Gas_Fryer_E3_Baseline Forecast | Commercial | Grocery | New | Food Preparation | Natural Gas | Fryer | E3 |  | Baseline Forecast | 0 | 0 | 0 | 0 | 0 | 0 | 0 | 0 | 0 | 0 | 0 | 0 | 0 | 0 | 0 | 0 | 0 | 0 | 0 | 0 | 0 | 0 | 0 | 0 | 0 | 0 | 0
Commercial_Grocery_New_Food Preparation_Natural Gas_Fryer_E4_Baseline Forecast | Commercial | Grocery | New | Food Preparation | Natural Gas | Fryer | E4 |  | Baseline Forecast | 0 | 0 | 0 | 0 | 0 | 0 | 0 | 0 | 0 | 0 | 0 | 0 | 0 | 0 | 0 | 0 | 0 | 0 | 0 | 0 | 0 | 0 | 0 | 0 | 0 | 0 | 0
Commercial_Grocery_New_Food Preparation_Natural Gas_Fryer_E5_Baseline Forecast | Commercial | Grocery | New | Food Preparation | Natural Gas | Fryer | E5 |  | Baseline Forecast | 0 | 0 | 0 | 0 | 0 | 0 | 0 | 0 | 0 | 0 | 0 | 0 | 0 | 0 | 0 | 0 | 0 | 0 | 0 | 0 | 0 | 0 | 0 | 0 | 0 | 0 | 0
Commercial_Grocery_New_Food Preparation_Natural Gas_Fryer_E6_Baseline Forecast | Commercial | Grocery | New | Food Preparation | Natural Gas | Fryer | E6 |  | Baseline Forecast | 0 | 0 | 0 | 0 | 0 | 0 | 0 | 0 | 0 | 0 | 0 | 0 | 0 | 0 | 0 | 0 | 0 | 0 | 0 | 0 | 0 | 0 | 0 | 0 | 0 | 0 | 0
Commercial_Grocery_New_Food Preparation_Natural Gas_Fryer_E7_Baseline Forecast | Commercial | Grocery | New | Food Preparation | Natural Gas | Fryer | E7 |  | Baseline Forecast | 0 | 0 | 0 | 0 | 0 | 0 | 0 | 0 | 0 | 0 | 0 | 0 | 0 | 0 | 0 | 0 | 0 | 0 | 0 | 0 | 0 | 0 | 0 | 0 | 0 | 0 | 0
Commercial_Grocery_New_Food Preparation_Natural Gas_Fryer_E8_Baseline Forecast | Commercial | Grocery | New | Food Preparation | Natural Gas | Fryer | E8 |  | Baseline Forecast | 0 | 0 | 0 | 0 | 0 | 0 | 0 | 0 | 0 | 0 | 0 | 0 | 0 | 0 | 0 | 0 | 0 | 0 | 0 | 0 | 0 | 0 | 0 | 0 | 0 | 0 | 0
Commercial_Grocery_New_Food Preparation_Natural Gas_Fryer_E9_Baseline Forecast | Commercial | Grocery | New | Food Preparation | Natural Gas | Fryer | E9 |  | Baseline Forecast | 0 | 0 | 0 | 0 | 0 | 0 | 0 | 0 | 0 | 0 | 0 | 0 | 0 | 0 | 0 | 0 | 0 | 0 | 0 | 0 | 0 | 0 | 0 | 0 | 0 | 0 | 0
Commercial_Grocery_New_Food Preparation_Natural Gas_Fryer_E10_Baseline Forecast | Commercial | Grocery | New | Food Preparation | Natural Gas | Fryer | E10 |  | Baseline Forecast | 0 | 0 | 0 | 0 | 0 | 0 | 0 | 0 | 0 | 0 | 0 | 0 | 0 | 0 | 0 | 0 | 0 | 0 | 0 | 0 | 0 | 0 | 0 | 0 | 0 | 0 | 0
Commercial_Grocery_New_Food Preparation_Natural Gas_Broiler_E1_Baseline Forecast | Commercial | Grocery | New | Food Preparation | Natural Gas | Broiler | E1 |  | Baseline Forecast | 0 | 0 | 0 | 0 | 0 | 0 | 0 | 0 | 0 | 0 | 0 | 0 | 0 | 0 | 0 | 0 | 0 | 0 | 0 | 0 | 0 | 0 | 0 | 0 | 0 | 0 | 0
Commercial_Grocery_New_Food Preparation_Natural Gas_Broiler_E2_Baseline Forecast | Commercial | Grocery | New | Food Preparation | Natural Gas | Broiler | E2 |  | Baseline Forecast | 0 | 0 | 0 | 0 | 0 | 0 | 0 | 0 | 0 | 0 | 0 | 0 | 0 | 0 | 0 | 0 | 0 | 0 | 0 | 0 | 0 | 0 | 0 | 0 | 0 | 0 | 0
Commercial_Grocery_New_Food Preparation_Natural Gas_Broiler_E3_Baseline Forecast | Commercial | Grocery | New | Food Preparation | Natural Gas | Broiler | E3 |  | Baseline Forecast | 0 | 0 | 0 | 0 | 0 | 0 | 0 | 0 | 0 | 0 | 0 | 0 | 0 | 0 | 0 | 0 | 0 | 0 | 0 | 0 | 0 | 0 | 0 | 0 | 0 | 0 | 0
Commercial_Grocery_New_Food Preparation_Natural Gas_Broiler_E4_Baseline Forecast | Commercial | Grocery | New | Food Preparation | Natural Gas | Broiler | E4 |  | Baseline Forecast | 0 | 0 | 0 | 0 | 0 | 0 | 0 | 0 | 0 | 0 | 0 | 0 | 0 | 0 | 0 | 0 | 0 | 0 | 0 | 0 | 0 | 0 | 0 | 0 | 0 | 0 | 0
Commercial_Grocery_New_Food Preparation_Natural Gas_Broiler_E5_Baseline Forecast | Commercial | Grocery | New | Food Preparation | Natural Gas | Broiler | E5 |  | Baseline Forecast | 0 | 0 | 0 | 0 | 0 | 0 | 0 | 0 | 0 | 0 | 0 | 0 | 0 | 0 | 0 | 0 | 0 | 0 | 0 | 0 | 0 | 0 | 0 | 0 | 0 | 0 | 0
Commercial_Grocery_New_Food Preparation_Natural Gas_Broiler_E6_Baseline Forecast | Commercial | Grocery | New | Food Preparation | Natural Gas | Broiler | E6 |  | Baseline Forecast | 0 | 0 | 0 | 0 | 0 | 0 | 0 | 0 | 0 | 0 | 0 | 0 | 0 | 0 | 0 | 0 | 0 | 0 | 0 | 0 | 0 | 0 | 0 | 0 | 0 | 0 | 0
Commercial_Grocery_New_Food Preparation_Natural Gas_Broiler_E7_Baseline Forecast | Commercial | Grocery | New | Food Preparation | Natural Gas | Broiler | E7 |  | Baseline Forecast | 0 | 0 | 0 | 0 | 0 | 0 | 0 | 0 | 0 | 0 | 0 | 0 | 0 | 0 | 0 | 0 | 0 | 0 | 0 | 0 | 0 | 0 | 0 | 0 | 0 | 0 | 0
Commercial_Grocery_New_Food Preparation_Natural Gas_Broiler_E8_Baseline Forecast | Commercial | Grocery | New | Food Preparation | Natural Gas | Broiler | E8 |  | Baseline Forecast | 0 | 0 | 0 | 0 | 0 | 0 | 0 | 0 | 0 | 0 | 0 | 0 | 0 | 0 | 0 | 0 | 0 | 0 | 0 | 0 | 0 | 0 | 0 | 0 | 0 | 0 | 0
Commercial_Grocery_New_Food Preparation_Natural Gas_Broiler_E9_Baseline Forecast | Commercial | Grocery | New | Food Preparation | Natural Gas | Broiler | E9 |  | Baseline Forecast | 0 | 0 | 0 | 0 | 0 | 0 | 0 | 0 | 0 | 0 | 0 | 0 | 0 | 0 | 0 | 0 | 0 | 0 | 0 | 0 | 0 | 0 | 0 | 0 | 0 | 0 | 0
Commercial_Grocery_New_Food Preparation_Natural Gas_Broiler_E10_Baseline Forecast | Commercial | Grocery | New | Food Preparation | Natural Gas | Broiler | E10 |  | Baseline Forecast | 0 | 0 | 0 | 0 | 0 | 0 | 0 | 0 | 0 | 0 | 0 | 0 | 0 | 0 | 0 | 0 | 0 | 0 | 0 | 0 | 0 | 0 | 0 | 0 | 0 | 0 | 0
Commercial_Grocery_New_Food Preparation_Natural Gas_Griddle_E1_Baseline Forecast | Commercial | Grocery | New | Food Preparation | Natural Gas | Griddle | E1 |  | Baseline Forecast | 0 | 22818.7419 | 17262.0133 | 17231.8821 | 17109.9303 | 16911.9272 | 16994.8487 | 16950.4422 | 16910.5958 | 16875.2798 | 19379.8816 | 20989.8311 | 22419.0719 | 23677.9502 | 24777.4133 | 25766.8548 | 26644.8173 | 27424.6588 | 28118.2485 | 36044.7894 | 34536.616 | 35062.4237 | 35647.5761 | 36273.0833 | 37032.6263 | 37773.666 | 38528.4306
Commercial_Grocery_New_Food Preparation_Natural Gas_Griddle_E2_Baseline Forecast | Commercial | Grocery | New | Food Preparation | Natural Gas | Griddle | E2 |  | Baseline Forecast | 0 | 5008.9921 | 3789.2224 | 3782.6083 | 3755.8384 | 3712.3743 | 3730.5766 | 3720.8288 | 3712.082 | 3704.3297 | 4254.1203 | 4607.5239 | 4921.2597 | 5197.5988 | 5438.9444 | 5656.1388 | 5848.8623 | 6020.0471 | 6172.2985 | 7912.2708 | 7581.2084 | 7696.6296 | 7825.0777 | 7962.3841 | 8129.1131 | 8291.7803 | 8457.4604
Commercial_Grocery_New_Food Preparation_Natural Gas_Griddle_E3_Baseline Forecast | Commercial | Grocery | New | Food Preparation | Natural Gas | Griddle | E3 |  | Baseline Forecast | 0 | 0 | 0 | 0 | 0 | 0 | 0 | 0 | 0 | 0 | 0 | 0 | 0 | 0 | 0 | 0 | 0 | 0 | 0 | 0 | 0 | 0 | 0 | 0 | 0 | 0 | 0
Commercial_Grocery_New_Food Preparation_Natural Gas_Griddle_E4_Baseline Forecast | Commercial | Grocery | New | Food Preparation | Natural Gas | Griddle | E4 |  | Baseline Forecast | 0 | 0 | 0 | 0 | 0 | 0 | 0 | 0 | 0 | 0 | 0 | 0 | 0 | 0 | 0 | 0 | 0 | 0 | 0 | 0 | 0 | 0 | 0 | 0 | 0 | 0 | 0
Commercial_Grocery_New_Food Preparation_Natural Gas_Griddle_E5_Baseline Forecast | Commercial | Grocery | New | Food Preparation | Natural Gas | Griddle | E5 |  | Baseline Forecast | 0 | 0 | 0 | 0 | 0 | 0 | 0 | 0 | 0 | 0 | 0 | 0 | 0 | 0 | 0 | 0 | 0 | 0 | 0 | 0 | 0 | 0 | 0 | 0 | 0 | 0 | 0
Commercial_Grocery_New_Food Preparation_Natural Gas_Griddle_E6_Baseline Forecast | Commercial | Grocery | New | Food Preparation | Natural Gas | Griddle | E6 |  | Baseline Forecast | 0 | 0 | 0 | 0 | 0 | 0 | 0 | 0 | 0 | 0 | 0 | 0 | 0 | 0 | 0 | 0 | 0 | 0 | 0 | 0 | 0 | 0 | 0 | 0 | 0 | 0 | 0
Commercial_Grocery_New_Food Preparation_Natural Gas_Griddle_E7_Baseline Forecast | Commercial | Grocery | New | Food Preparation | Natural Gas | Griddle | E7 |  | Baseline Forecast | 0 | 0 | 0 | 0 | 0 | 0 | 0 | 0 | 0 | 0 | 0 | 0 | 0 | 0 | 0 | 0 | 0 | 0 | 0 | 0 | 0 | 0 | 0 | 0 | 0 | 0 | 0
Commercial_Grocery_New_Food Preparation_Natural Gas_Griddle_E8_Baseline Forecast | Commercial | Grocery | New | Food Preparation | Natural Gas | Griddle | E8 |  | Baseline Forecast | 0 | 0 | 0 | 0 | 0 | 0 | 0 | 0 | 0 | 0 | 0 | 0 | 0 | 0 | 0 | 0 | 0 | 0 | 0 | 0 | 0 | 0 | 0 | 0 | 0 | 0 | 0
Commercial_Grocery_New_Food Preparation_Natural Gas_Griddle_E9_Baseline Forecast | Commercial | Grocery | New | Food Preparation | Natural Gas | Griddle | E9 |  | Baseline Forecast | 0 | 0 | 0 | 0 | 0 | 0 | 0 | 0 | 0 | 0 | 0 | 0 | 0 | 0 | 0 | 0 | 0 | 0 | 0 | 0 | 0 | 0 | 0 | 0 | 0 | 0 | 0
Commercial_Grocery_New_Food Preparation_Natural Gas_Griddle_E10_Baseline Forecast | Commercial | Grocery | New | Food Preparation | Natural Gas | Griddle | E10 |  | Baseline Forecast | 0 | 0 | 0 | 0 | 0 | 0 | 0 | 0 | 0 | 0 | 0 | 0 | 0 | 0 | 0 | 0 | 0 | 0 | 0 | 0 | 0 | 0 | 0 | 0 | 0 | 0 | 0
Commercial_Grocery_New_Food Preparation_Natural Gas_Range_E1_Baseline Forecast | Commercial | Grocery | New | Food Preparation | Natural Gas | Range | E1 |  | Baseline Forecast | 0 | 27827.734 | 21051.2357 | 21014.4903 | 20865.7686 | 20624.3015 | 20725.4253 | 20671.271 | 20622.6778 | 20579.6095 | 26107.5783 | 29172.5952 | 31616.2611 | 33541.5062 | 35034.5162 | 43546.1763 | 41276.578 | 41222.202 | 41146.0046 | 42172.6315 | 43704.078 | 45385.624 | 47126.7536 | 48830.1166 | 53366.9837 | 55909.3603 | 57782.9727
Commercial_Grocery_New_Food Preparation_Natural Gas_Range_E2_Baseline Forecast | Commercial | Grocery | New | Food Preparation | Natural Gas | Range | E2 |  | Baseline Forecast | 0 | 0 | 0 | 0 | 0 | 0 | 0 | 0 | 0 | 0 | 0 | 0 | 0 | 0 | 0 | 0 | 0 | 0 | 0 | 0 | 0 | 0 | 0 | 0 | 0 | 0 | 0
Commercial_Grocery_New_Food Preparation_Natural Gas_Range_E3_Baseline Forecast | Commercial | Grocery | New | Food Preparation | Natural Gas | Range | E3 |  | Baseline Forecast | 0 | 0 | 0 | 0 | 0 | 0 | 0 | 0 | 0 | 0 | 0 | 0 | 0 | 0 | 0 | 0 | 0 | 0 | 0 | 0 | 0 | 0 | 0 | 0 | 0 | 0 | 0
Commercial_Grocery_New_Food Preparation_Natural Gas_Range_E4_Baseline Forecast | Commercial | Grocery | New | Food Preparation | Natural Gas | Range | E4 |  | Baseline Forecast | 0 | 0 | 0 | 0 | 0 | 0 | 0 | 0 | 0 | 0 | 0 | 0 | 0 | 0 | 0 | 0 | 0 | 0 | 0 | 0 | 0 | 0 | 0 | 0 | 0 | 0 | 0
Commercial_Grocery_New_Food Preparation_Natural Gas_Range_E5_Baseline Forecast | Commercial | Grocery | New | Food Preparation | Natural Gas | Range | E5 |  | Baseline Forecast | 0 | 0 | 0 | 0 | 0 | 0 | 0 | 0 | 0 | 0 | 0 | 0 | 0 | 0 | 0 | 0 | 0 | 0 | 0 | 0 | 0 | 0 | 0 | 0 | 0 | 0 | 0
Commercial_Grocery_New_Food Preparation_Natural Gas_Range_E6_Baseline Forecast | Commercial | Grocery | New | Food Preparation | Natural Gas | Range | E6 |  | Baseline Forecast | 0 | 0 | 0 | 0 | 0 | 0 | 0 | 0 | 0 | 0 | 0 | 0 | 0 | 0 | 0 | 0 | 0 | 0 | 0 | 0 | 0 | 0 | 0 | 0 | 0 | 0 | 0
Commercial_Grocery_New_Food Preparation_Natural Gas_Range_E7_Baseline Forecast | Commercial | Grocery | New | Food Preparation | Natural Gas | Range | E7 |  | Baseline Forecast | 0 | 0 | 0 | 0 | 0 | 0 | 0 | 0 | 0 | 0 | 0 | 0 | 0 | 0 | 0 | 0 | 0 | 0 | 0 | 0 | 0 | 0 | 0 | 0 | 0 | 0 | 0
Commercial_Grocery_New_Food Preparation_Natural Gas_Range_E8_Baseline Forecast | Commercial | Grocery | New | Food Preparation | Natural Gas | Range | E8 |  | Baseline Forecast | 0 | 0 | 0 | 0 | 0 | 0 | 0 | 0 | 0 | 0 | 0 | 0 | 0 | 0 | 0 | 0 | 0 | 0 | 0 | 0 | 0 | 0 | 0 | 0 | 0 | 0 | 0
Commercial_Grocery_New_Food Preparation_Natural Gas_Range_E9_Baseline Forecast | Commercial | Grocery | New | Food Preparation | Natural Gas | Range | E9 |  | Baseline Forecast | 0 | 0 | 0 | 0 | 0 | 0 | 0 | 0 | 0 | 0 | 0 | 0 | 0 | 0 | 0 | 0 | 0 | 0 | 0 | 0 | 0 | 0 | 0 | 0 | 0 | 0 | 0
Commercial_Grocery_New_Food Preparation_Natural Gas_Range_E10_Baseline Forecast | Commercial | Grocery | New | Food Preparation | Natural Gas | Range | E10 |  | Baseline Forecast | 0 | 0 | 0 | 0 | 0 | 0 | 0 | 0 | 0 | 0 | 0 | 0 | 0 | 0 | 0 | 0 | 0 | 0 | 0 | 0 | 0 | 0 | 0 | 0 | 0 | 0 | 0
Commercial_Grocery_New_Food Preparation_Natural Gas_Steamer_E1_Baseline Forecast | Commercial | Grocery | New | Food Preparation | Natural Gas | Steamer | E1 |  | Baseline Forecast | 0 | 0 | 0 | 0 | 0 | 0 | 0 | 0 | 0 | 0 | 0 | 0 | 0 | 0 | 0 | 0 | 0 | 0 | 0 | 0 | 0 | 0 | 0 | 0 | 0 | 0 | 0
Commercial_Grocery_New_Food Preparation_Natural Gas_Steamer_E2_Baseline Forecast | Commercial | Grocery | New | Food Preparation | Natural Gas | Steamer | E2 |  | Baseline Forecast | 0 | 1367.4345 | 1034.4423 | 1032.6367 | 1025.3286 | 1013.4631 | 1018.4323 | 1015.7711 | 1286.8702 | 1436.945 | 1556.4901 | 1650.5635 | 1723.4001 | 2141.1307 | 2029.0807 | 2080.5849 | 2150.5179 | 2229.3867 | 2315.9686 | 2398.1109 | 2619.4958 | 2742.8788 | 2844.3441 | 2933.3372 | 3015.3 | 3189.2103 | 3206.5502
Commercial_Grocery_New_Food Preparation_Natural Gas_Steamer_E3_Baseline Forecast | Commercial | Grocery | New | Food Preparation | Natural Gas | Steamer | E3 |  | Baseline Forecast | 0 | 0 | 0 | 0 | 0 | 0 | 0 | 0 | 0 | 0 | 0 | 0 | 0 | 0 | 0 | 0 | 0 | 0 | 0 | 0 | 0 | 0 | 0 | 0 | 0 | 0 | 0
Commercial_Grocery_New_Food Preparation_Natural Gas_Steamer_E4_Baseline Forecast | Commercial | Grocery | New | Food Preparation | Natural Gas | Steamer | E4 |  | Baseline Forecast | 0 | 0 | 0 | 0 | 0 | 0 | 0 | 0 | 0 | 0 | 0 | 0 | 0 | 0 | 0 | 0 | 0 | 0 | 0 | 0 | 0 | 0 | 0 | 0 | 0 | 0 | 0
Commercial_Grocery_New_Food Preparation_Natural Gas_Steamer_E5_Baseline Forecast | Commercial | Grocery | New | Food Preparation | Natural Gas | Steamer | E5 |  | Baseline Forecast | 0 | 0 | 0 | 0 | 0 | 0 | 0 | 0 | 0 | 0 | 0 | 0 | 0 | 0 | 0 | 0 | 0 | 0 | 0 | 0 | 0 | 0 | 0 | 0 | 0 | 0 | 0
Commercial_Grocery_New_Food Preparation_Natural Gas_Steamer_E6_Baseline Forecast | Commercial | Grocery | New | Food Preparation | Natural Gas | Steamer | E6 |  | Baseline Forecast | 0 | 0 | 0 | 0 | 0 | 0 | 0 | 0 | 0 | 0 | 0 | 0 | 0 | 0 | 0 | 0 | 0 | 0 | 0 | 0 | 0 | 0 | 0 | 0 | 0 | 0 | 0
Commercial_Grocery_New_Food Preparation_Natural Gas_Steamer_E7_Baseline Forecast | Commercial | Grocery | New | Food Preparation | Natural Gas | Steamer | E7 |  | Baseline Forecast | 0 | 0 | 0 | 0 | 0 | 0 | 0 | 0 | 0 | 0 | 0 | 0 | 0 | 0 | 0 | 0 | 0 | 0 | 0 | 0 | 0 | 0 | 0 | 0 | 0 | 0 | 0
Commercial_Grocery_New_Food Preparation_Natural Gas_Steamer_E8_Baseline Forecast | Commercial | Grocery | New | Food Preparation | Natural Gas | Steamer | E8 |  | Baseline Forecast | 0 | 0 | 0 | 0 | 0 | 0 | 0 | 0 | 0 | 0 | 0 | 0 | 0 | 0 | 0 | 0 | 0 | 0 | 0 | 0 | 0 | 0 | 0 | 0 | 0 | 0 | 0
Commercial_Grocery_New_Food Preparation_Natural Gas_Steamer_E9_Baseline Forecast | Commercial | Grocery | New | Food Preparation | Natural Gas | Steamer | E9 |  | Baseline Forecast | 0 | 0 | 0 | 0 | 0 | 0 | 0 | 0 | 0 | 0 | 0 | 0 | 0 | 0 | 0 | 0 | 0 | 0 | 0 | 0 | 0 | 0 | 0 | 0 | 0 | 0 | 0
Commercial_Grocery_New_Food Preparation_Natural Gas_Steamer_E10_Baseline Forecast | Commercial | Grocery | New | Food Preparation | Natural Gas | Steamer | E10 |  | Baseline Forecast | 0 | 0 | 0 | 0 | 0 | 0 | 0 | 0 | 0 | 0 | 0 | 0 | 0 | 0 | 0 | 0 | 0 | 0 | 0 | 0 | 0 | 0 | 0 | 0 | 0 | 0 | 0
Commercial_Grocery_New_Food Preparation_Natural Gas_Commercial Food Prep Other_E1_Baseline Forecast | Commercial | Grocery | New | Food Preparation | Natural Gas | Commercial Food Prep Other | E1 |  | Baseline Forecast | 0 | 0 | 0 | 0 | 0 | 0 | 0 | 0 | 0 | 0 | 0 | 0 | 0 | 0 | 0 | 0 | 0 | 0 | 0 | 0 | 0 | 0 | 0 | 0 | 0 | 0 | 0
Commercial_Grocery_New_Food Preparation_Natural Gas_Commercial Food Prep Other_E2_Baseline Forecast | Commercial | Grocery | New | Food Preparation | Natural Gas | Commercial Food Prep Other | E2 |  | Baseline Forecast | 0 | 0 | 0 | 0 | 0 | 0 | 0 | 0 | 0 | 0 | 0 | 0 | 0 | 0 | 0 | 0 | 0 | 0 | 0 | 0 | 0 | 0 | 0 | 0 | 0 | 0 | 0
Commercial_Grocery_New_Food Preparation_Natural Gas_Commercial Food Prep Other_E3_Baseline Forecast | Commercial | Grocery | New | Food Preparation | Natural Gas | Commercial Food Prep Other | E3 |  | Baseline Forecast | 0 | 0 | 0 | 0 | 0 | 0 | 0 | 0 | 0 | 0 | 0 | 0 | 0 | 0 | 0 | 0 | 0 | 0 | 0 | 0 | 0 | 0 | 0 | 0 | 0 | 0 | 0
Commercial_Grocery_New_Food Preparation_Natural Gas_Commercial Food Prep Other_E4_Baseline Forecast | Commercial | Grocery | New | Food Preparation | Natural Gas | Commercial Food Prep Other | E4 |  | Baseline Forecast | 0 | 0 | 0 | 0 | 0 | 0 | 0 | 0 | 0 | 0 | 0 | 0 | 0 | 0 | 0 | 0 | 0 | 0 | 0 | 0 | 0 | 0 | 0 | 0 | 0 | 0 | 0
Commercial_Grocery_New_Food Preparation_Natural Gas_Commercial Food Prep Other_E5_Baseline Forecast | Commercial | Grocery | New | Food Preparation | Natural Gas | Commercial Food Prep Other | E5 |  | Baseline Forecast | 0 | 0 | 0 | 0 | 0 | 0 | 0 | 0 | 0 | 0 | 0 | 0 | 0 | 0 | 0 | 0 | 0 | 0 | 0 | 0 | 0 | 0 | 0 | 0 | 0 | 0 | 0
Commercial_Grocery_New_Food Preparation_Natural Gas_Commercial Food Prep Other_E6_Baseline Forecast | Commercial | Grocery | New | Food Preparation | Natural Gas | Commercial Food Prep Other | E6 |  | Baseline Forecast | 0 | 0 | 0 | 0 | 0 | 0 | 0 | 0 | 0 | 0 | 0 | 0 | 0 | 0 | 0 | 0 | 0 | 0 | 0 | 0 | 0 | 0 | 0 | 0 | 0 | 0 | 0
Commercial_Grocery_New_Food Preparation_Natural Gas_Commercial Food Prep Other_E7_Baseline Forecast | Commercial | Grocery | New | Food Preparation | Natural Gas | Commercial Food Prep Other | E7 |  | Baseline Forecast | 0 | 0 | 0 | 0 | 0 | 0 | 0 | 0 | 0 | 0 | 0 | 0 | 0 | 0 | 0 | 0 | 0 | 0 | 0 | 0 | 0 | 0 | 0 | 0 | 0 | 0 | 0
Commercial_Grocery_New_Food Preparation_Natural Gas_Commercial Food Prep Other_E8_Baseline Forecast | Commercial | Grocery | New | Food Preparation | Natural Gas | Commercial Food Prep Other | E8 |  | Baseline Forecast | 0 | 0 | 0 | 0 | 0 | 0 | 0 | 0 | 0 | 0 | 0 | 0 | 0 | 0 | 0 | 0 | 0 | 0 | 0 | 0 | 0 | 0 | 0 | 0 | 0 | 0 | 0
Commercial_Grocery_New_Food Preparation_Natural Gas_Commercial Food Prep Other_E9_Baseline Forecast | Commercial | Grocery | New | Food Preparation | Natural Gas | Commercial Food Prep Other | E9 |  | Baseline Forecast | 0 | 0 | 0 | 0 | 0 | 0 | 0 | 0 | 0 | 0 | 0 | 0 | 0 | 0 | 0 | 0 | 0 | 0 | 0 | 0 | 0 | 0 | 0 | 0 | 0 | 0 | 0
Commercial_Grocery_New_Food Preparation_Natural Gas_Commercial Food Prep Other_E10_Baseline Forecast | Commercial | Grocery | New | Food Preparation | Natural Gas | Commercial Food Prep Other | E10 |  | Baseline Forecast | 0 | 0 | 0 | 0 | 0 | 0 | 0 | 0 | 0 | 0 | 0 | 0 | 0 | 0 | 0 | 0 | 0 | 0 | 0 | 0 | 0 | 0 | 0 | 0 | 0 | 0 | 0
Commercial_Grocery_New_Miscellaneous_Natural Gas_Pool Heater_E1_Baseline Forecast | Commercial | Grocery | New | Miscellaneous | Natural Gas | Pool Heater | E1 |  | Baseline Forecast | 0 | 0 | 0 | 0 | 0 | 0 | 0 | 0 | 0 | 0 | 0 | 0 | 0 | 0 | 0 | 0 | 0 | 0 | 0 | 0 | 0 | 0 | 0 | 0 | 0 | 0 | 0
Commercial_Grocery_New_Miscellaneous_Natural Gas_Pool Heater_E2_Baseline Forecast | Commercial | Grocery | New | Miscellaneous | Natural Gas | Pool Heater | E2 |  | Baseline Forecast | 0 | 0 | 0 | 0 | 0 | 0 | 0 | 0 | 0 | 0 | 0 | 0 | 0 | 0 | 0 | 0 | 0 | 0 | 0 | 0 | 0 | 0 | 0 | 0 | 0 | 0 | 0
Commercial_Grocery_New_Miscellaneous_Natural Gas_Pool Heater_E3_Baseline Forecast | Commercial | Grocery | New | Miscellaneous | Natural Gas | Pool Heater | E3 |  | Baseline Forecast | 0 | 0 | 0 | 0 | 0 | 0 | 0 | 0 | 0 | 0 | 0 | 0 | 0 | 0 | 0 | 0 | 0 | 0 | 0 | 0 | 0 | 0 | 0 | 0 | 0 | 0 | 0
Commercial_Grocery_New_Miscellaneous_Natural Gas_Pool Heater_E4_Baseline Forecast | Commercial | Grocery | New | Miscellaneous | Natural Gas | Pool Heater | E4 |  | Baseline Forecast | 0 | 0 | 0 | 0 | 0 | 0 | 0 | 0 | 0 | 0 | 0 | 0 | 0 | 0 | 0 | 0 | 0 | 0 | 0 | 0 | 0 | 0 | 0 | 0 | 0 | 0 | 0
Commercial_Grocery_New_Miscellaneous_Natural Gas_Pool Heater_E5_Baseline Forecast | Commercial | Grocery | New | Miscellaneous | Natural Gas | Pool Heater | E5 |  | Baseline Forecast | 0 | 0 | 0 | 0 | 0 | 0 | 0 | 0 | 0 | 0 | 0 | 0 | 0 | 0 | 0 | 0 | 0 | 0 | 0 | 0 | 0 | 0 | 0 | 0 | 0 | 0 | 0
Commercial_Grocery_New_Miscellaneous_Natural Gas_Pool Heater_E6_Baseline Forecast | Commercial | Grocery | New | Miscellaneous | Natural Gas | Pool Heater | E6 |  | Baseline Forecast | 0 | 0 | 0 | 0 | 0 | 0 | 0 | 0 | 0 | 0 | 0 | 0 | 0 | 0 | 0 | 0 | 0 | 0 | 0 | 0 | 0 | 0 | 0 | 0 | 0 | 0 | 0
Commercial_Grocery_New_Miscellaneous_Natural Gas_Pool Heater_E7_Baseline Forecast | Commercial | Grocery | New | Miscellaneous | Natural Gas | Pool Heater | E7 |  | Baseline Forecast | 0 | 0 | 0 | 0 | 0 | 0 | 0 | 0 | 0 | 0 | 0 | 0 | 0 | 0 | 0 | 0 | 0 | 0 | 0 | 0 | 0 | 0 | 0 | 0 | 0 | 0 | 0
Commercial_Grocery_New_Miscellaneous_Natural Gas_Pool Heater_E8_Baseline Forecast | Commercial | Grocery | New | Miscellaneous | Natural Gas | Pool Heater | E8 |  | Baseline Forecast | 0 | 0 | 0 | 0 | 0 | 0 | 0 | 0 | 0 | 0 | 0 | 0 | 0 | 0 | 0 | 0 | 0 | 0 | 0 | 0 | 0 | 0 | 0 | 0 | 0 | 0 | 0
Commercial_Grocery_New_Miscellaneous_Natural Gas_Pool Heater_E9_Baseline Forecast | Commercial | Grocery | New | Miscellaneous | Natural Gas | Pool Heater | E9 |  | Baseline Forecast | 0 | 0 | 0 | 0 | 0 | 0 | 0 | 0 | 0 | 0 | 0 | 0 | 0 | 0 | 0 | 0 | 0 | 0 | 0 | 0 | 0 | 0 | 0 | 0 | 0 | 0 | 0
Commercial_Grocery_New_Miscellaneous_Natural Gas_Pool Heater_E10_Baseline Forecast | Commercial | Grocery | New | Miscellaneous | Natural Gas | Pool Heater | E10 |  | Baseline Forecast | 0 | 0 | 0 | 0 | 0 | 0 | 0 | 0 | 0 | 0 | 0 | 0 | 0 | 0 | 0 | 0 | 0 | 0 | 0 | 0 | 0 | 0 | 0 | 0 | 0 | 0 | 0
Commercial_Grocery_New_Miscellaneous_Natural Gas_Miscellaneous_E1_Baseline Forecast | Commercial | Grocery | New | Miscellaneous | Natural Gas | Miscellaneous | E1 |  | Baseline Forecast | 0 | 97152.966 | 73494.6651 | 73366.3786 | 86726.1523 | 94399.6597 | 102034.2573 | 109995.0612 | 117907.2285 | 125774.7958 | 133653.3702 | 169843.2654 | 166790.8092 | 172161.0903 | 185872.1314 | 195542.3507 | 204600.2291 | 214433.7271 | 224248.1286 | 233962.4147 | 243720.4402 | 261761.2714 | 267207.6421 | 275755.1101 | 288122.5683 | 298360.1641 | 308216.6198
Commercial_Grocery_New_Miscellaneous_Natural Gas_Miscellaneous_E2_Baseline Forecast | Commercial | Grocery | New | Miscellaneous | Natural Gas | Miscellaneous | E2 |  | Baseline Forecast | 0 | 0 | 0 | 0 | 0 | 0 | 0 | 0 | 0 | 0 | 0 | 0 | 0 | 0 | 0 | 0 | 0 | 0 | 0 | 0 | 0 | 0 | 0 | 0 | 0 | 0 | 0
Commercial_Grocery_New_Miscellaneous_Natural Gas_Miscellaneous_E3_Baseline Forecast | Commercial | Grocery | New | Miscellaneous | Natural Gas | Miscellaneous | E3 |  | Baseline Forecast | 0 | 0 | 0 | 0 | 0 | 0 | 0 | 0 | 0 | 0 | 0 | 0 | 0 | 0 | 0 | 0 | 0 | 0 | 0 | 0 | 0 | 0 | 0 | 0 | 0 | 0 | 0
Commercial_Grocery_New_Miscellaneous_Natural Gas_Miscellaneous_E4_Baseline Forecast | Commercial | Grocery | New | Miscellaneous | Natural Gas | Miscellaneous | E4 |  | Baseline Forecast | 0 | 0 | 0 | 0 | 0 | 0 | 0 | 0 | 0 | 0 | 0 | 0 | 0 | 0 | 0 | 0 | 0 | 0 | 0 | 0 | 0 | 0 | 0 | 0 | 0 | 0 | 0
Commercial_Grocery_New_Miscellaneous_Natural Gas_Miscellaneous_E5_Baseline Forecast | Commercial | Grocery | New | Miscellaneous | Natural Gas | Miscellaneous | E5 |  | Baseline Forecast | 0 | 0 | 0 | 0 | 0 | 0 | 0 | 0 | 0 | 0 | 0 | 0 | 0 | 0 | 0 | 0 | 0 | 0 | 0 | 0 | 0 | 0 | 0 | 0 | 0 | 0 | 0
Commercial_Grocery_New_Miscellaneous_Natural Gas_Miscellaneous_E6_Baseline Forecast | Commercial | Grocery | New | Miscellaneous | Natural Gas | Miscellaneous | E6 |  | Baseline Forecast | 0 | 0 | 0 | 0 | 0 | 0 | 0 | 0 | 0 | 0 | 0 | 0 | 0 | 0 | 0 | 0 | 0 | 0 | 0 | 0 | 0 | 0 | 0 | 0 | 0 | 0 | 0
Commercial_Grocery_New_Miscellaneous_Natural Gas_Miscellaneous_E7_Baseline Forecast | Commercial | Grocery | New | Miscellaneous | Natural Gas | Miscellaneous | E7 |  | Baseline Forecast | 0 | 0 | 0 | 0 | 0 | 0 | 0 | 0 | 0 | 0 | 0 | 0 | 0 | 0 | 0 | 0 | 0 | 0 | 0 | 0 | 0 | 0 | 0 | 0 | 0 | 0 | 0
Commercial_Grocery_New_Miscellaneous_Natural Gas_Miscellaneous_E8_Baseline Forecast | Commercial | Grocery | New | Miscellaneous | Natural Gas | Miscellaneous | E8 |  | Baseline Forecast | 0 | 0 | 0 | 0 | 0 | 0 | 0 | 0 | 0 | 0 | 0 | 0 | 0 | 0 | 0 | 0 | 0 | 0 | 0 | 0 | 0 | 0 | 0 | 0 | 0 | 0 | 0
Commercial_Grocery_New_Miscellaneous_Natural Gas_Miscellaneous_E9_Baseline Forecast | Commercial | Grocery | New | Miscellaneous | Natural Gas | Miscellaneous | E9 |  | Baseline Forecast | 0 | 0 | 0 | 0 | 0 | 0 | 0 | 0 | 0 | 0 | 0 | 0 | 0 | 0 | 0 | 0 | 0 | 0 | 0 | 0 | 0 | 0 | 0 | 0 | 0 | 0 | 0
Commercial_Grocery_New_Miscellaneous_Natural Gas_Miscellaneous_E10_Baseline Forecast | Commercial | Grocery | New | Miscellaneous | Natural Gas | Miscellaneous | E10 |  | Baseline Forecast | 0 | 0 | 0 | 0 | 0 | 0 | 0 | 0 | 0 | 0 | 0 | 0 | 0 | 0 | 0 | 0 | 0 | 0 | 0 | 0 | 0 | 0 | 0 | 0 | 0 | 0 | 0
Commercial_School_Existing_Space Heating_Natural Gas_Furnace_E1_Baseline Forecast | Commercial | School | Existing | Space Heating | Natural Gas | Furnace | E1 |  | Baseline Forecast | 0 | 14895.3652 | 16749.4736 | 0 | 0 | 0 | 0 | 0 | 0 | 0 | 0 | 0 | 0 | 0 | 0 | 0 | 0 | 0 | 0 | 0 | 0 | 0 | 0 | 0 | 0 | 0 | 0
Commercial_School_Existing_Space Heating_Natural Gas_Furnace_E2_Baseline Forecast | Commercial | School | Existing | Space Heating | Natural Gas | Furnace | E2 |  | Baseline Forecast | 0 | 324.2291 | 364.5877 | 19096.656 | 21148.3623 | 23252.2498 | 25393.2702 | 27558.0741 | 29734.8443 | 31913.1455 | 33797.0599 | 35415.8147 | 36795.8683 | 37961.1706 | 38933.3984 | 39732.1691 | 40375.234 | 40878.6539 | 41256.9578 | 38232.3531 | 35595.9106 | 33316.1293 | 31363.4087 | 29709.986 | 28329.868 | 27198.7594 | 26293.9879
Commercial_School_Existing_Space Heating_Natural Gas_Furnace_E3_Baseline Forecast | Commercial | School | Existing | Space Heating | Natural Gas | Furnace | E3 |  | Baseline Forecast | 0 | 0 | 0 | 0 | 0 | 0 | 0 | 0 | 0 | 0 | 0 | 0 | 0 | 0 | 0 | 0 | 0 | 0 | 0 | 0 | 0 | 0 | 0 | 0 | 0 | 0 | 0
Commercial_School_Existing_Space Heating_Natural Gas_Furnace_E4_Baseline Forecast | Commercial | School | Existing | Space Heating | Natural Gas | Furnace | E4 |  | Baseline Forecast | 0 | 0 | 0 | 0 | 0 | 0 | 0 | 0 | 0 | 0 | 0 | 0 | 0 | 0 | 0 | 0 | 0 | 0 | 0 | 0 | 0 | 0 | 0 | 0 | 0 | 0 | 0
Commercial_School_Existing_Space Heating_Natural Gas_Furnace_E5_Baseline Forecast | Commercial | School | Existing | Space Heating | Natural Gas | Furnace | E5 |  | Baseline Forecast | 0 | 0 | 0 | 0 | 0 | 0 | 0 | 0 | 0 | 0 | 0 | 0 | 0 | 0 | 0 | 0 | 0 | 0 | 0 | 0 | 0 | 0 | 0 | 0 | 0 | 0 | 0
Commercial_School_Existing_Space Heating_Natural Gas_Furnace_E6_Baseline Forecast | Commercial | School | Existing | Space Heating | Natural Gas | Furnace | E6 |  | Baseline Forecast | 0 | 0 | 0 | 0 | 0 | 0 | 0 | 0 | 0 | 0 | 0 | 0 | 0 | 0 | 0 | 0 | 0 | 0 | 0 | 0 | 0 | 0 | 0 | 0 | 0 | 0 | 0
Commercial_School_Existing_Space Heating_Natural Gas_Furnace_E7_Baseline Forecast | Commercial | School | Existing | Space Heating | Natural Gas | Furnace | E7 |  | Baseline Forecast | 0 | 0 | 0 | 0 | 0 | 0 | 0 | 0 | 0 | 0 | 0 | 0 | 0 | 0 | 0 | 0 | 0 | 0 | 0 | 0 | 0 | 0 | 0 | 0 | 0 | 0 | 0
Commercial_School_Existing_Space Heating_Natural Gas_Furnace_E8_Baseline Forecast | Commercial | School | Existing | Space Heating | Natural Gas | Furnace | E8 |  | Baseline Forecast | 0 | 0 | 0 | 0 | 0 | 0 | 0 | 0 | 0 | 0 | 0 | 0 | 0 | 0 | 0 | 0 | 0 | 0 | 0 | 0 | 0 | 0 | 0 | 0 | 0 | 0 | 0
Commercial_School_Existing_Space Heating_Natural Gas_Furnace_E9_Baseline Forecast | Commercial | School | Existing | Space Heating | Natural Gas | Furnace | E9 |  | Baseline Forecast | 0 | 0 | 0 | 0 | 0 | 0 | 0 | 0 | 0 | 0 | 0 | 0 | 0 | 0 | 0 | 0 | 0 | 0 | 0 | 0 | 0 | 0 | 0 | 0 | 0 | 0 | 0
Commercial_School_Existing_Space Heating_Natural Gas_Furnace_E10_Baseline Forecast | Commercial | School | Existing | Space Heating | Natural Gas | Furnace | E10 |  | Baseline Forecast | 0 | 0 | 0 | 0 | 0 | 0 | 0 | 0 | 0 | 0 | 0 | 0 | 0 | 0 | 0 | 0 | 0 | 0 | 0 | 0 | 0 | 0 | 0 | 0 | 0 | 0 | 0
Commercial_School_Existing_Space Heating_Natural Gas_Boiler_E1_Baseline Forecast | Commercial | School | Existing | Space Heating | Natural Gas | Boiler | E1 |  | Baseline Forecast | 0 | 84148.7695 | 83369.8718 | 82524.4413 | 81622.3574 | 80672.3884 | 79682.3117 | 78659.0214 | 77608.6237 | 76536.5228 | 75447.4969 | 74345.7664 | 73235.0546 | 72118.6419 | 70999.414 | 69879.9054 | 68762.3378 | 67648.6541 | 66540.5495 | 65439.4988 | 64346.7803 | 63263.4982 | 61670.2372 | 60199.9871 | 58835.4175 | 57561.6709 | 56366.0284
Commercial_School_Existing_Space Heating_Natural Gas_Boiler_E2_Baseline Forecast | Commercial | School | Existing | Space Heating | Natural Gas | Boiler | E2 |  | Baseline Forecast | 0 | 18471.6811 | 18300.7036 | 18115.1213 | 17917.1029 | 17708.5731 | 17491.2392 | 17266.6144 | 17036.0393 | 16800.7001 | 16561.6457 | 16319.8024 | 16075.9876 | 15830.9214 | 15585.2372 | 15339.4914 | 15094.1717 | 14849.7046 | 14606.4621 | 14364.768 | 14124.903 | 13887.1094 | 13537.3691 | 13214.6313 | 12915.0916 | 12635.4887 | 12373.0306
Commercial_School_Existing_Space Heating_Natural Gas_Boiler_E3_Baseline Forecast | Commercial | School | Existing | Space Heating | Natural Gas | Boiler | E3 |  | Baseline Forecast | 0 | 0 | 0 | 0 | 0 | 0 | 0 | 0 | 0 | 0 | 0 | 0 | 0 | 0 | 0 | 0 | 0 | 0 | 0 | 0 | 0 | 0 | 0 | 0 | 0 | 0 | 0
Commercial_School_Existing_Space Heating_Natural Gas_Boiler_E4_Baseline Forecast | Commercial | School | Existing | Space Heating | Natural Gas | Boiler | E4 |  | Baseline Forecast | 0 | 0 | 0 | 0 | 0 | 0 | 0 | 0 | 0 | 0 | 0 | 0 | 0 | 0 | 0 | 0 | 0 | 0 | 0 | 0 | 0 | 0 | 0 | 0 | 0 | 0 | 0
Commercial_School_Existing_Space Heating_Natural Gas_Boiler_E5_Baseline Forecast | Commercial | School | Existing | Space Heating | Natural Gas | Boiler | E5 |  | Baseline Forecast | 0 | 0 | 0 | 0 | 0 | 0 | 0 | 0 | 0 | 0 | 0 | 0 | 0 | 0 | 0 | 0 | 0 | 0 | 0 | 0 | 0 | 0 | 0 | 0 | 0 | 0 | 0
Commercial_School_Existing_Space Heating_Natural Gas_Boiler_E6_Baseline Forecast | Commercial | School | Existing | Space Heating | Natural Gas | Boiler | E6 |  | Baseline Forecast | 0 | 0 | 0 | 0 | 0 | 0 | 0 | 0 | 0 | 0 | 0 | 0 | 0 | 0 | 0 | 0 | 0 | 0 | 0 | 0 | 0 | 0 | 0 | 0 | 0 | 0 | 0
Commercial_School_Existing_Space Heating_Natural Gas_Boiler_E7_Baseline Forecast | Commercial | School | Existing | Space Heating | Natural Gas | Boiler | E7 |  | Baseline Forecast | 0 | 0 | 0 | 0 | 0 | 0 | 0 | 0 | 0 | 0 | 0 | 0 | 0 | 0 | 0 | 0 | 0 | 0 | 0 | 0 | 0 | 0 | 0 | 0 | 0 | 0 | 0
Commercial_School_Existing_Space Heating_Natural Gas_Boiler_E8_Baseline Forecast | Commercial | School | Existing | Space Heating | Natural Gas | Boiler | E8 |  | Baseline Forecast | 0 | 0 | 0 | 0 | 0 | 0 | 0 | 0 | 0 | 0 | 0 | 0 | 0 | 0 | 0 | 0 | 0 | 0 | 0 | 0 | 0 | 0 | 0 | 0 | 0 | 0 | 0
Commercial_School_Existing_Space Heating_Natural Gas_Boiler_E9_Baseline Forecast | Commercial | School | Existing | Space Heating | Natural Gas | Boiler | E9 |  | Baseline Forecast | 0 | 0 | 0 | 0 | 0 | 0 | 0 | 0 | 0 | 0 | 0 | 0 | 0 | 0 | 0 | 0 | 0 | 0 | 0 | 0 | 0 | 0 | 0 | 0 | 0 | 0 | 0
Commercial_School_Existing_Space Heating_Natural Gas_Boiler_E10_Baseline Forecast | Commercial | School | Existing | Space Heating | Natural Gas | Boiler | E10 |  | Baseline Forecast | 0 | 0 | 0 | 0 | 0 | 0 | 0 | 0 | 0 | 0 | 0 | 0 | 0 | 0 | 0 | 0 | 0 | 0 | 0 | 0 | 0 | 0 | 0 | 0 | 0 | 0 | 0
Commercial_School_Existing_Space Heating_Natural Gas_Unit Heater_E1_Baseline Forecast | Commercial | School | Existing | Space Heating | Natural Gas | Unit Heater | E1 |  | Baseline Forecast | 0 | 232.3032 | 663.5041 | 1264.0165 | 2007.6576 | 2871.2771 | 3834.426 | 4879.0609 | 5989.2808 | 7151.0917 | 8155.2565 | 9019.3092 | 9758.8891 | 10387.9446 | 10918.9151 | 11362.8932 | 11729.7696 | 10485.292 | 9403.7456 | 8479.1015 | 7704.2035 | 7071.0957 | 6571.2903 | 6195.9888 | 5936.2602 | 5783.1844 | 5714.6175
Commercial_School_Existing_Space Heating_Natural Gas_Unit Heater_E2_Baseline Forecast | Commercial | School | Existing | Space Heating | Natural Gas | Unit Heater | E2 |  | Baseline Forecast | 0 | 0 | 0 | 0 | 0 | 0 | 0 | 0 | 0 | 0 | 0 | 0 | 0 | 0 | 0 | 0 | 0 | 0 | 0 | 0 | 0 | 0 | 0 | 0 | 0 | 0 | 0
Commercial_School_Existing_Space Heating_Natural Gas_Unit Heater_E3_Baseline Forecast | Commercial | School | Existing | Space Heating | Natural Gas | Unit Heater | E3 |  | Baseline Forecast | 0 | 0 | 0 | 0 | 0 | 0 | 0 | 0 | 0 | 0 | 0 | 0 | 0 | 0 | 0 | 0 | 0 | 0 | 0 | 0 | 0 | 0 | 0 | 0 | 0 | 0 | 0
Commercial_School_Existing_Space Heating_Natural Gas_Unit Heater_E4_Baseline Forecast | Commercial | School | Existing | Space Heating | Natural Gas | Unit Heater | E4 |  | Baseline Forecast | 0 | 0 | 0 | 0 | 0 | 0 | 0 | 0 | 0 | 0 | 0 | 0 | 0 | 0 | 0 | 0 | 0 | 0 | 0 | 0 | 0 | 0 | 0 | 0 | 0 | 0 | 0
Commercial_School_Existing_Space Heating_Natural Gas_Unit Heater_E5_Baseline Forecast | Commercial | School | Existing | Space Heating | Natural Gas | Unit Heater | E5 |  | Baseline Forecast | 0 | 0 | 0 | 0 | 0 | 0 | 0 | 0 | 0 | 0 | 0 | 0 | 0 | 0 | 0 | 0 | 0 | 0 | 0 | 0 | 0 | 0 | 0 | 0 | 0 | 0 | 0
Commercial_School_Existing_Space Heating_Natural Gas_Unit Heater_E6_Baseline Forecast | Commercial | School | Existing | Space Heating | Natural Gas | Unit Heater | E6 |  | Baseline Forecast | 0 | 0 | 0 | 0 | 0 | 0 | 0 | 0 | 0 | 0 | 0 | 0 | 0 | 0 | 0 | 0 | 0 | 0 | 0 | 0 | 0 | 0 | 0 | 0 | 0 | 0 | 0
Commercial_School_Existing_Space Heating_Natural Gas_Unit Heater_E7_Baseline Forecast | Commercial | School | Existing | Space Heating | Natural Gas | Unit Heater | E7 |  | Baseline Forecast | 0 | 0 | 0 | 0 | 0 | 0 | 0 | 0 | 0 | 0 | 0 | 0 | 0 | 0 | 0 | 0 | 0 | 0 | 0 | 0 | 0 | 0 | 0 | 0 | 0 | 0 | 0
Commercial_School_Existing_Space Heating_Natural Gas_Unit Heater_E8_Baseline Forecast | Commercial | School | Existing | Space Heating | Natural Gas | Unit Heater | E8 |  | Baseline Forecast | 0 | 0 | 0 | 0 | 0 | 0 | 0 | 0 | 0 | 0 | 0 | 0 | 0 | 0 | 0 | 0 | 0 | 0 | 0 | 0 | 0 | 0 | 0 | 0 | 0 | 0 | 0
Commercial_School_Existing_Space Heating_Natural Gas_Unit Heater_E9_Baseline Forecast | Commercial | School | Existing | Space Heating | Natural Gas | Unit Heater | E9 |  | Baseline Forecast | 0 | 0 | 0 | 0 | 0 | 0 | 0 | 0 | 0 | 0 | 0 | 0 | 0 | 0 | 0 | 0 | 0 | 0 | 0 | 0 | 0 | 0 | 0 | 0 | 0 | 0 | 0
Commercial_School_Existing_Space Heating_Natural Gas_Unit Heater_E10_Baseline Forecast | Commercial | School | Existing | Space Heating | Natural Gas | Unit Heater | E10 |  | Baseline Forecast | 0 | 0 | 0 | 0 | 0 | 0 | 0 | 0 | 0 | 0 | 0 | 0 | 0 | 0 | 0 | 0 | 0 | 0 | 0 | 0 | 0 | 0 | 0 | 0 | 0 | 0 | 0
Commercial_School_Existing_Water Heating_Natural Gas_Water Heater_E1_Baseline Forecast | Commercial | School | Existing | Water Heating | Natural Gas | Water Heater | E1 |  | Baseline Forecast | 0 | 257989.8266 | 238824.868 | 223113.7445 | 210127.4135 | 199293.0279 | 190160.4288 | 182375.827 | 175661.1315 | 169797.7124 | 177111.7521 | 179607.0905 | 178903.1719 | 176148.3834 | 172147.6021 | 219765.8246 | 200603.9841 | 185044.3581 | 172323.36 | 163960.1707 | 158119.4694 | 153652.1594 | 149864.4361 | 146358.8489 | 154329.46 | 156390.9738 | 154732.5215
Commercial_School_Existing_Water Heating_Natural Gas_Water Heater_E2_Baseline Forecast | Commercial | School | Existing | Water Heating | Natural Gas | Water Heater | E2 |  | Baseline Forecast | 0 | 268520.0236 | 248572.8218 | 232220.4279 | 218704.0426 | 207427.4372 | 197922.0789 | 189819.7383 | 182830.9737 | 176728.2313 | 184340.8032 | 186937.9922 | 186205.3422 | 183338.1133 | 179174.0348 | 228735.8583 | 208791.9018 | 192597.189 | 179356.9666 | 170652.4226 | 164573.3253 | 159923.6761 | 155981.3519 | 152332.6795 | 160628.6216 | 162774.2789 | 161048.1346
Commercial_School_Existing_Water Heating_Natural Gas_Water Heater_E3_Baseline Forecast | Commercial | School | Existing | Water Heating | Natural Gas | Water Heater | E3 |  | Baseline Forecast | 0 | 0 | 0 | 0 | 0 | 0 | 0 | 0 | 0 | 0 | 0 | 0 | 0 | 0 | 0 | 0 | 0 | 0 | 0 | 0 | 0 | 0 | 0 | 0 | 0 | 0 | 0
Commercial_School_Existing_Water Heating_Natural Gas_Water Heater_E4_Baseline Forecast | Commercial | School | Existing | Water Heating | Natural Gas | Water Heater | E4 |  | Baseline Forecast | 0 | 0 | 0 | 0 | 0 | 0 | 0 | 0 | 0 | 0 | 0 | 0 | 0 | 0 | 0 | 0 | 0 | 0 | 0 | 0 | 0 | 0 | 0 | 0 | 0 | 0 | 0
Commercial_School_Existing_Water Heating_Natural Gas_Water Heater_E5_Baseline Forecast | Commercial | School | Existing | Water Heating | Natural Gas | Water Heater | E5 |  | Baseline Forecast | 0 | 0 | 0 | 0 | 0 | 0 | 0 | 0 | 0 | 0 | 0 | 0 | 0 | 0 | 0 | 0 | 0 | 0 | 0 | 0 | 0 | 0 | 0 | 0 | 0 | 0 | 0
Commercial_School_Existing_Water Heating_Natural Gas_Water Heater_E6_Baseline Forecast | Commercial | School | Existing | Water Heating | Natural Gas | Water Heater | E6 |  | Baseline Forecast | 0 | 0 | 0 | 0 | 0 | 0 | 0 | 0 | 0 | 0 | 0 | 0 | 0 | 0 | 0 | 0 | 0 | 0 | 0 | 0 | 0 | 0 | 0 | 0 | 0 | 0 | 0
Commercial_School_Existing_Water Heating_Natural Gas_Water Heater_E7_Baseline Forecast | Commercial | School | Existing | Water Heating | Natural Gas | Water Heater | E7 |  | Baseline Forecast | 0 | 0 | 0 | 0 | 0 | 0 | 0 | 0 | 0 | 0 | 0 | 0 | 0 | 0 | 0 | 0 | 0 | 0 | 0 | 0 | 0 | 0 | 0 | 0 | 0 | 0 | 0
Commercial_School_Existing_Water Heating_Natural Gas_Water Heater_E8_Baseline Forecast | Commercial | School | Existing | Water Heating | Natural Gas | Water Heater | E8 |  | Baseline Forecast | 0 | 0 | 0 | 0 | 0 | 0 | 0 | 0 | 0 | 0 | 0 | 0 | 0 | 0 | 0 | 0 | 0 | 0 | 0 | 0 | 0 | 0 | 0 | 0 | 0 | 0 | 0
Commercial_School_Existing_Water Heating_Natural Gas_Water Heater_E9_Baseline Forecast | Commercial | School | Existing | Water Heating | Natural Gas | Water Heater | E9 |  | Baseline Forecast | 0 | 0 | 0 | 0 | 0 | 0 | 0 | 0 | 0 | 0 | 0 | 0 | 0 | 0 | 0 | 0 | 0 | 0 | 0 | 0 | 0 | 0 | 0 | 0 | 0 | 0 | 0
Commercial_School_Existing_Water Heating_Natural Gas_Water Heater_E10_Baseline Forecast | Commercial | School | Existing | Water Heating | Natural Gas | Water Heater | E10 |  | Baseline Forecast | 0 | 0 | 0 | 0 | 0 | 0 | 0 | 0 | 0 | 0 | 0 | 0 | 0 | 0 | 0 | 0 | 0 | 0 | 0 | 0 | 0 | 0 | 0 | 0 | 0 | 0 | 0
Commercial_School_Existing_Food Preparation_Natural Gas_Oven_E1_Baseline Forecast | Commercial | School | Existing | Food Preparation | Natural Gas | Oven | E1 |  | Baseline Forecast | 0 | 2984.6736 | 5274.7322 | 7979.2313 | 10975.349 | 13243.0627 | 14940.2047 | 16190.7166 | 17091.9211 | 17720.2336 | 18135.648 | 18385.2606 | 14928.6166 | 12587.8787 | 11191.3724 | 10584.1807 | 10477.9059 | 11255.1776 | 11944.9227 | 12723.1243 | 13503.6687 | 14052.9284 | 14421.6849 | 14065.092 | 13338.594 | 12489.5764 | 11684.091
Commercial_School_Existing_Food Preparation_Natural Gas_Oven_E2_Baseline Forecast | Commercial | School | Existing | Food Preparation | Natural Gas | Oven | E2 |  | Baseline Forecast | 0 | 3503.7473 | 6192.077 | 9366.9237 | 12884.1053 | 15546.2041 | 17538.5012 | 19006.4934 | 20064.4292 | 20802.0134 | 21289.6738 | 21582.6972 | 17524.8978 | 14777.0749 | 13137.698 | 12424.9078 | 12300.1504 | 13212.5998 | 14022.3006 | 14935.8416 | 15852.1328 | 16496.916 | 16929.8041 | 16511.195 | 15658.3494 | 14661.6766 | 13716.1068
Commercial_School_Existing_Food Preparation_Natural Gas_Oven_E3_Baseline Forecast | Commercial | School | Existing | Food Preparation | Natural Gas | Oven | E3 |  | Baseline Forecast | 0 | 0 | 0 | 0 | 0 | 0 | 0 | 0 | 0 | 0 | 0 | 0 | 0 | 0 | 0 | 0 | 0 | 0 | 0 | 0 | 0 | 0 | 0 | 0 | 0 | 0 | 0
Commercial_School_Existing_Food Preparation_Natural Gas_Oven_E4_Baseline Forecast | Commercial | School | Existing | Food Preparation | Natural Gas | Oven | E4 |  | Baseline Forecast | 0 | 0 | 0 | 0 | 0 | 0 | 0 | 0 | 0 | 0 | 0 | 0 | 0 | 0 | 0 | 0 | 0 | 0 | 0 | 0 | 0 | 0 | 0 | 0 | 0 | 0 | 0
Commercial_School_Existing_Food Preparation_Natural Gas_Oven_E5_Baseline Forecast | Commercial | School | Existing | Food Preparation | Natural Gas | Oven | E5 |  | Baseline Forecast | 0 | 0 | 0 | 0 | 0 | 0 | 0 | 0 | 0 | 0 | 0 | 0 | 0 | 0 | 0 | 0 | 0 | 0 | 0 | 0 | 0 | 0 | 0 | 0 | 0 | 0 | 0
Commercial_School_Existing_Food Preparation_Natural Gas_Oven_E6_Baseline Forecast | Commercial | School | Existing | Food Preparation | Natural Gas | Oven | E6 |  | Baseline Forecast | 0 | 0 | 0 | 0 | 0 | 0 | 0 | 0 | 0 | 0 | 0 | 0 | 0 | 0 | 0 | 0 | 0 | 0 | 0 | 0 | 0 | 0 | 0 | 0 | 0 | 0 | 0
Commercial_School_Existing_Food Preparation_Natural Gas_Oven_E7_Baseline Forecast | Commercial | School | Existing | Food Preparation | Natural Gas | Oven | E7 |  | Baseline Forecast | 0 | 0 | 0 | 0 | 0 | 0 | 0 | 0 | 0 | 0 | 0 | 0 | 0 | 0 | 0 | 0 | 0 | 0 | 0 | 0 | 0 | 0 | 0 | 0 | 0 | 0 | 0
Commercial_School_Existing_Food Preparation_Natural Gas_Oven_E8_Baseline Forecast | Commercial | School | Existing | Food Preparation | Natural Gas | Oven | E8 |  | Baseline Forecast | 0 | 0 | 0 | 0 | 0 | 0 | 0 | 0 | 0 | 0 | 0 | 0 | 0 | 0 | 0 | 0 | 0 | 0 | 0 | 0 | 0 | 0 | 0 | 0 | 0 | 0 | 0
Commercial_School_Existing_Food Preparation_Natural Gas_Oven_E9_Baseline Forecast | Commercial | School | Existing | Food Preparation | Natural Gas | Oven | E9 |  | Baseline Forecast | 0 | 0 | 0 | 0 | 0 | 0 | 0 | 0 | 0 | 0 | 0 | 0 | 0 | 0 | 0 | 0 | 0 | 0 | 0 | 0 | 0 | 0 | 0 | 0 | 0 | 0 | 0
Commercial_School_Existing_Food Preparation_Natural Gas_Oven_E10_Baseline Forecast | Commercial | School | Existing | Food Preparation | Natural Gas | Oven | E10 |  | Baseline Forecast | 0 | 0 | 0 | 0 | 0 | 0 | 0 | 0 | 0 | 0 | 0 | 0 | 0 | 0 | 0 | 0 | 0 | 0 | 0 | 0 | 0 | 0 | 0 | 0 | 0 | 0 | 0
Commercial_School_Existing_Food Preparation_Natural Gas_Conveyor Oven_E1_Baseline Forecast | Commercial | School | Existing | Food Preparation | Natural Gas | Conveyor Oven | E1 |  | Baseline Forecast | 0 | 0 | 0 | 0 | 0 | 462.2425 | 1270.7467 | 2334.8732 | 3583.8764 | 4962.6253 | 6006.5216 | 6788.1164 | 7364.3824 | 7780.0563 | 8070.2644 | 8262.5845 | 8378.6657 | 6581.0611 | 5169.1243 | 4060.1122 | 3189.0336 | 2573.7691 | 2211.0686 | 2084.8631 | 2171.9821 | 2446.0049 | 2899.3257
Commercial_School_Existing_Food Preparation_Natural Gas_Conveyor Oven_E2_Baseline Forecast | Commercial | School | Existing | Food Preparation | Natural Gas | Conveyor Oven | E2 |  | Baseline Forecast | 0 | 0 | 0 | 0 | 0 | 542.6325 | 1491.7461 | 2740.9381 | 4207.1593 | 5825.6905 | 7051.134 | 7968.6584 | 8645.1445 | 9133.1096 | 9473.7886 | 9699.5557 | 9835.825 | 7725.5934 | 6068.1025 | 4766.2187 | 3743.6481 | 3021.3812 | 2595.6022 | 2447.448 | 2549.7181 | 2871.3971 | 3403.5563
Commercial_School_Existing_Food Preparation_Natural Gas_Conveyor Oven_E3_Baseline Forecast | Commercial | School | Existing | Food Preparation | Natural Gas | Conveyor Oven | E3 |  | Baseline Forecast | 0 | 0 | 0 | 0 | 0 | 0 | 0 | 0 | 0 | 0 | 0 | 0 | 0 | 0 | 0 | 0 | 0 | 0 | 0 | 0 | 0 | 0 | 0 | 0 | 0 | 0 | 0
Commercial_School_Existing_Food Preparation_Natural Gas_Conveyor Oven_E4_Baseline Forecast | Commercial | School | Existing | Food Preparation | Natural Gas | Conveyor Oven | E4 |  | Baseline Forecast | 0 | 0 | 0 | 0 | 0 | 0 | 0 | 0 | 0 | 0 | 0 | 0 | 0 | 0 | 0 | 0 | 0 | 0 | 0 | 0 | 0 | 0 | 0 | 0 | 0 | 0 | 0
Commercial_School_Existing_Food Preparation_Natural Gas_Conveyor Oven_E5_Baseline Forecast | Commercial | School | Existing | Food Preparation | Natural Gas | Conveyor Oven | E5 |  | Baseline Forecast | 0 | 0 | 0 | 0 | 0 | 0 | 0 | 0 | 0 | 0 | 0 | 0 | 0 | 0 | 0 | 0 | 0 | 0 | 0 | 0 | 0 | 0 | 0 | 0 | 0 | 0 | 0
Commercial_School_Existing_Food Preparation_Natural Gas_Conveyor Oven_E6_Baseline Forecast | Commercial | School | Existing | Food Preparation | Natural Gas | Conveyor Oven | E6 |  | Baseline Forecast | 0 | 0 | 0 | 0 | 0 | 0 | 0 | 0 | 0 | 0 | 0 | 0 | 0 | 0 | 0 | 0 | 0 | 0 | 0 | 0 | 0 | 0 | 0 | 0 | 0 | 0 | 0
Commercial_School_Existing_Food Preparation_Natural Gas_Conveyor Oven_E7_Baseline Forecast | Commercial | School | Existing | Food Preparation | Natural Gas | Conveyor Oven | E7 |  | Baseline Forecast | 0 | 0 | 0 | 0 | 0 | 0 | 0 | 0 | 0 | 0 | 0 | 0 | 0 | 0 | 0 | 0 | 0 | 0 | 0 | 0 | 0 | 0 | 0 | 0 | 0 | 0 | 0
Commercial_School_Existing_Food Preparation_Natural Gas_Conveyor Oven_E8_Baseline Forecast | Commercial | School | Existing | Food Preparation | Natural Gas | Conveyor Oven | E8 |  | Baseline Forecast | 0 | 0 | 0 | 0 | 0 | 0 | 0 | 0 | 0 | 0 | 0 | 0 | 0 | 0 | 0 | 0 | 0 | 0 | 0 | 0 | 0 | 0 | 0 | 0 | 0 | 0 | 0
Commercial_School_Existing_Food Preparation_Natural Gas_Conveyor Oven_E9_Baseline Forecast | Commercial | School | Existing | Food Preparation | Natural Gas | Conveyor Oven | E9 |  | Baseline Forecast | 0 | 0 | 0 | 0 | 0 | 0 | 0 | 0 | 0 | 0 | 0 | 0 | 0 | 0 | 0 | 0 | 0 | 0 | 0 | 0 | 0 | 0 | 0 | 0 | 0 | 0 | 0
Commercial_School_Existing_Food Preparation_Natural Gas_Conveyor Oven_E10_Baseline Forecast | Commercial | School | Existing | Food Preparation | Natural Gas | Conveyor Oven | E10 |  | Baseline Forecast | 0 | 0 | 0 | 0 | 0 | 0 | 0 | 0 | 0 | 0 | 0 | 0 | 0 | 0 | 0 | 0 | 0 | 0 | 0 | 0 | 0 | 0 | 0 | 0 | 0 | 0 | 0
Commercial_School_Existing_Food Preparation_Natural Gas_Double Rack Oven_E1_Baseline Forecast | Commercial | School | Existing | Food Preparation | Natural Gas | Double Rack Oven | E1 |  | Baseline Forecast | 0 | 2763.5867 | 3768.5273 | 4620.8996 | 5340.57 | 5944.868 | 6448.9098 | 6865.8797 | 7207.2764 | 7483.1273 | 6791.0509 | 6281.7193 | 5917.5027 | 5667.4317 | 5506.111 | 5412.8013 | 5370.6447 | 5366.012 | 5387.9532 | 5953.5663 | 6021.1002 | 6016.0073 | 5962.0662 | 5877.1554 | 5774.5044 | 5663.704 | 5551.5206
Commercial_School_Existing_Food Preparation_Natural Gas_Double Rack Oven_E2_Baseline Forecast | Commercial | School | Existing | Food Preparation | Natural Gas | Double Rack Oven | E2 |  | Baseline Forecast | 0 | 3244.2104 | 4423.9233 | 5424.5343 | 6269.3647 | 6978.7581 | 7570.4593 | 8059.9458 | 8460.7157 | 8784.5408 | 7972.1032 | 7374.1923 | 6946.6336 | 6653.072 | 6463.6956 | 6354.1581 | 6304.6698 | 6299.2314 | 6324.9886 | 6988.9691 | 7068.248 | 7062.2694 | 6998.9472 | 6899.2694 | 6778.766 | 6648.696 | 6517.0025
Commercial_School_Existing_Food Preparation_Natural Gas_Double Rack Oven_E3_Baseline Forecast | Commercial | School | Existing | Food Preparation | Natural Gas | Double Rack Oven | E3 |  | Baseline Forecast | 0 | 0 | 0 | 0 | 0 | 0 | 0 | 0 | 0 | 0 | 0 | 0 | 0 | 0 | 0 | 0 | 0 | 0 | 0 | 0 | 0 | 0 | 0 | 0 | 0 | 0 | 0
Commercial_School_Existing_Food Preparation_Natural Gas_Double Rack Oven_E4_Baseline Forecast | Commercial | School | Existing | Food Preparation | Natural Gas | Double Rack Oven | E4 |  | Baseline Forecast | 0 | 0 | 0 | 0 | 0 | 0 | 0 | 0 | 0 | 0 | 0 | 0 | 0 | 0 | 0 | 0 | 0 | 0 | 0 | 0 | 0 | 0 | 0 | 0 | 0 | 0 | 0
Commercial_School_Existing_Food Preparation_Natural Gas_Double Rack Oven_E5_Baseline Forecast | Commercial | School | Existing | Food Preparation | Natural Gas | Double Rack Oven | E5 |  | Baseline Forecast | 0 | 0 | 0 | 0 | 0 | 0 | 0 | 0 | 0 | 0 | 0 | 0 | 0 | 0 | 0 | 0 | 0 | 0 | 0 | 0 | 0 | 0 | 0 | 0 | 0 | 0 | 0
Commercial_School_Existing_Food Preparation_Natural Gas_Double Rack Oven_E6_Baseline Forecast | Commercial | School | Existing | Food Preparation | Natural Gas | Double Rack Oven | E6 |  | Baseline Forecast | 0 | 0 | 0 | 0 | 0 | 0 | 0 | 0 | 0 | 0 | 0 | 0 | 0 | 0 | 0 | 0 | 0 | 0 | 0 | 0 | 0 | 0 | 0 | 0 | 0 | 0 | 0
Commercial_School_Existing_Food Preparation_Natural Gas_Double Rack Oven_E7_Baseline Forecast | Commercial | School | Existing | Food Preparation | Natural Gas | Double Rack Oven | E7 |  | Baseline Forecast | 0 | 0 | 0 | 0 | 0 | 0 | 0 | 0 | 0 | 0 | 0 | 0 | 0 | 0 | 0 | 0 | 0 | 0 | 0 | 0 | 0 | 0 | 0 | 0 | 0 | 0 | 0
Commercial_School_Existing_Food Preparation_Natural Gas_Double Rack Oven_E8_Baseline Forecast | Commercial | School | Existing | Food Preparation | Natural Gas | Double Rack Oven | E8 |  | Baseline Forecast | 0 | 0 | 0 | 0 | 0 | 0 | 0 | 0 | 0 | 0 | 0 | 0 | 0 | 0 | 0 | 0 | 0 | 0 | 0 | 0 | 0 | 0 | 0 | 0 | 0 | 0 | 0
Commercial_School_Existing_Food Preparation_Natural Gas_Double Rack Oven_E9_Baseline Forecast | Commercial | School | Existing | Food Preparation | Natural Gas | Double Rack Oven | E9 |  | Baseline Forecast | 0 | 0 | 0 | 0 | 0 | 0 | 0 | 0 | 0 | 0 | 0 | 0 | 0 | 0 | 0 | 0 | 0 | 0 | 0 | 0 | 0 | 0 | 0 | 0 | 0 | 0 | 0
Commercial_School_Existing_Food Preparation_Natural Gas_Double Rack Oven_E10_Baseline Forecast | Commercial | School | Existing | Food Preparation | Natural Gas | Double Rack Oven | E10 |  | Baseline Forecast | 0 | 0 | 0 | 0 | 0 | 0 | 0 | 0 | 0 | 0 | 0 | 0 | 0 | 0 | 0 | 0 | 0 | 0 | 0 | 0 | 0 | 0 | 0 | 0 | 0 | 0 | 0
Commercial_School_Existing_Food Preparation_Natural Gas_Fryer_E1_Baseline Forecast | Commercial | School | Existing | Food Preparation | Natural Gas | Fryer | E1 |  | Baseline Forecast | 0 | 0 | 0 | 0 | 0 | 0 | 0 | 0 | 0 | 0 | 0 | 0 | 0 | 0 | 0 | 0 | 0 | 0 | 0 | 0 | 0 | 0 | 0 | 0 | 0 | 0 | 0
Commercial_School_Existing_Food Preparation_Natural Gas_Fryer_E2_Baseline Forecast | Commercial | School | Existing | Food Preparation | Natural Gas | Fryer | E2 |  | Baseline Forecast | 0 | 74638.0438 | 67784.9143 | 62235.5449 | 57713.2479 | 54000.6427 | 50926.9327 | 48357.9116 | 46188.1147 | 49168.2458 | 50325.5055 | 50276.1346 | 49456.3802 | 48171.3537 | 62044.811 | 55949.5237 | 51030.75 | 47873.1947 | 45743.1614 | 44179.5901 | 42902.5918 | 41750.4489 | 44296.7344 | 44878.8493 | 44241.7912 | 43036.8402 | 41623.399
Commercial_School_Existing_Food Preparation_Natural Gas_Fryer_E3_Baseline Forecast | Commercial | School | Existing | Food Preparation | Natural Gas | Fryer | E3 |  | Baseline Forecast | 0 | 0 | 0 | 0 | 0 | 0 | 0 | 0 | 0 | 0 | 0 | 0 | 0 | 0 | 0 | 0 | 0 | 0 | 0 | 0 | 0 | 0 | 0 | 0 | 0 | 0 | 0
Commercial_School_Existing_Food Preparation_Natural Gas_Fryer_E4_Baseline Forecast | Commercial | School | Existing | Food Preparation | Natural Gas | Fryer | E4 |  | Baseline Forecast | 0 | 0 | 0 | 0 | 0 | 0 | 0 | 0 | 0 | 0 | 0 | 0 | 0 | 0 | 0 | 0 | 0 | 0 | 0 | 0 | 0 | 0 | 0 | 0 | 0 | 0 | 0
Commercial_School_Existing_Food Preparation_Natural Gas_Fryer_E5_Baseline Forecast | Commercial | School | Existing | Food Preparation | Natural Gas | Fryer | E5 |  | Baseline Forecast | 0 | 0 | 0 | 0 | 0 | 0 | 0 | 0 | 0 | 0 | 0 | 0 | 0 | 0 | 0 | 0 | 0 | 0 | 0 | 0 | 0 | 0 | 0 | 0 | 0 | 0 | 0
Commercial_School_Existing_Food Preparation_Natural Gas_Fryer_E6_Baseline Forecast | Commercial | School | Existing | Food Preparation | Natural Gas | Fryer | E6 |  | Baseline Forecast | 0 | 0 | 0 | 0 | 0 | 0 | 0 | 0 | 0 | 0 | 0 | 0 | 0 | 0 | 0 | 0 | 0 | 0 | 0 | 0 | 0 | 0 | 0 | 0 | 0 | 0 | 0
Commercial_School_Existing_Food Preparation_Natural Gas_Fryer_E7_Baseline Forecast | Commercial | School | Existing | Food Preparation | Natural Gas | Fryer | E7 |  | Baseline Forecast | 0 | 0 | 0 | 0 | 0 | 0 | 0 | 0 | 0 | 0 | 0 | 0 | 0 | 0 | 0 | 0 | 0 | 0 | 0 | 0 | 0 | 0 | 0 | 0 | 0 | 0 | 0
Commercial_School_Existing_Food Preparation_Natural Gas_Fryer_E8_Baseline Forecast | Commercial | School | Existing | Food Preparation | Natural Gas | Fryer | E8 |  | Baseline Forecast | 0 | 0 | 0 | 0 | 0 | 0 | 0 | 0 | 0 | 0 | 0 | 0 | 0 | 0 | 0 | 0 | 0 | 0 | 0 | 0 | 0 | 0 | 0 | 0 | 0 | 0 | 0
Commercial_School_Existing_Food Preparation_Natural Gas_Fryer_E9_Baseline Forecast | Commercial | School | Existing | Food Preparation | Natural Gas | Fryer | E9 |  | Baseline Forecast | 0 | 0 | 0 | 0 | 0 | 0 | 0 | 0 | 0 | 0 | 0 | 0 | 0 | 0 | 0 | 0 | 0 | 0 | 0 | 0 | 0 | 0 | 0 | 0 | 0 | 0 | 0
Commercial_School_Existing_Food Preparation_Natural Gas_Fryer_E10_Baseline Forecast | Commercial | School | Existing | Food Preparation | Natural Gas | Fryer | E10 |  | Baseline Forecast | 0 | 0 | 0 | 0 | 0 | 0 | 0 | 0 | 0 | 0 | 0 | 0 | 0 | 0 | 0 | 0 | 0 | 0 | 0 | 0 | 0 | 0 | 0 | 0 | 0 | 0 | 0
Commercial_School_Existing_Food Preparation_Natural Gas_Broiler_E1_Baseline Forecast | Commercial | School | Existing | Food Preparation | Natural Gas | Broiler | E1 |  | Baseline Forecast | 0 | 40051.9806 | 44785.3965 | 48737.6332 | 52011.3635 | 54696.1336 | 56870.0348 | 58601.1626 | 59948.8899 | 60964.9782 | 56978.576 | 53945.4078 | 51670.568 | 49993.6289 | 48783.0157 | 47931.2555 | 47350.9683 | 46971.4877 | 46736.0171 | 55019.5857 | 54307.3952 | 53317.716 | 52161.7659 | 50921.7217 | 49657.003 | 48409.3376 | 47206.8295
Commercial_School_Existing_Food Preparation_Natural Gas_Broiler_E2_Baseline Forecast | Commercial | School | Existing | Food Preparation | Natural Gas | Broiler | E2 |  | Baseline Forecast | 0 | 0 | 0 | 0 | 0 | 0 | 0 | 0 | 0 | 0 | 0 | 0 | 0 | 0 | 0 | 0 | 0 | 0 | 0 | 0 | 0 | 0 | 0 | 0 | 0 | 0 | 0
Commercial_School_Existing_Food Preparation_Natural Gas_Broiler_E3_Baseline Forecast | Commercial | School | Existing | Food Preparation | Natural Gas | Broiler | E3 |  | Baseline Forecast | 0 | 0 | 0 | 0 | 0 | 0 | 0 | 0 | 0 | 0 | 0 | 0 | 0 | 0 | 0 | 0 | 0 | 0 | 0 | 0 | 0 | 0 | 0 | 0 | 0 | 0 | 0
Commercial_School_Existing_Food Preparation_Natural Gas_Broiler_E4_Baseline Forecast | Commercial | School | Existing | Food Preparation | Natural Gas | Broiler | E4 |  | Baseline Forecast | 0 | 0 | 0 | 0 | 0 | 0 | 0 | 0 | 0 | 0 | 0 | 0 | 0 | 0 | 0 | 0 | 0 | 0 | 0 | 0 | 0 | 0 | 0 | 0 | 0 | 0 | 0
Commercial_School_Existing_Food Preparation_Natural Gas_Broiler_E5_Baseline Forecast | Commercial | School | Existing | Food Preparation | Natural Gas | Broiler | E5 |  | Baseline Forecast | 0 | 0 | 0 | 0 | 0 | 0 | 0 | 0 | 0 | 0 | 0 | 0 | 0 | 0 | 0 | 0 | 0 | 0 | 0 | 0 | 0 | 0 | 0 | 0 | 0 | 0 | 0
Commercial_School_Existing_Food Preparation_Natural Gas_Broiler_E6_Baseline Forecast | Commercial | School | Existing | Food Preparation | Natural Gas | Broiler | E6 |  | Baseline Forecast | 0 | 0 | 0 | 0 | 0 | 0 | 0 | 0 | 0 | 0 | 0 | 0 | 0 | 0 | 0 | 0 | 0 | 0 | 0 | 0 | 0 | 0 | 0 | 0 | 0 | 0 | 0
Commercial_School_Existing_Food Preparation_Natural Gas_Broiler_E7_Baseline Forecast | Commercial | School | Existing | Food Preparation | Natural Gas | Broiler | E7 |  | Baseline Forecast | 0 | 0 | 0 | 0 | 0 | 0 | 0 | 0 | 0 | 0 | 0 | 0 | 0 | 0 | 0 | 0 | 0 | 0 | 0 | 0 | 0 | 0 | 0 | 0 | 0 | 0 | 0
Commercial_School_Existing_Food Preparation_Natural Gas_Broiler_E8_Baseline Forecast | Commercial | School | Existing | Food Preparation | Natural Gas | Broiler | E8 |  | Baseline Forecast | 0 | 0 | 0 | 0 | 0 | 0 | 0 | 0 | 0 | 0 | 0 | 0 | 0 | 0 | 0 | 0 | 0 | 0 | 0 | 0 | 0 | 0 | 0 | 0 | 0 | 0 | 0
Commercial_School_Existing_Food Preparation_Natural Gas_Broiler_E9_Baseline Forecast | Commercial | School | Existing | Food Preparation | Natural Gas | Broiler | E9 |  | Baseline Forecast | 0 | 0 | 0 | 0 | 0 | 0 | 0 | 0 | 0 | 0 | 0 | 0 | 0 | 0 | 0 | 0 | 0 | 0 | 0 | 0 | 0 | 0 | 0 | 0 | 0 | 0 | 0
Commercial_School_Existing_Food Preparation_Natural Gas_Broiler_E10_Baseline Forecast | Commercial | School | Existing | Food Preparation | Natural Gas | Broiler | E10 |  | Baseline Forecast | 0 | 0 | 0 | 0 | 0 | 0 | 0 | 0 | 0 | 0 | 0 | 0 | 0 | 0 | 0 | 0 | 0 | 0 | 0 | 0 | 0 | 0 | 0 | 0 | 0 | 0 | 0
Commercial_School_Existing_Food Preparation_Natural Gas_Griddle_E1_Baseline Forecast | Commercial | School | Existing | Food Preparation | Natural Gas | Griddle | E1 |  | Baseline Forecast | 0 | 46366.0575 | 51845.6825 | 56420.9777 | 60210.802 | 63318.8182 | 65835.4285 | 67839.4636 | 69399.6561 | 70575.9277 | 65961.081 | 62449.7426 | 59816.281 | 57874.9774 | 56473.5146 | 55487.477 | 54815.7092 | 54376.4046 | 54103.8127 | 63693.2616 | 62868.7963 | 61723.0971 | 60384.9148 | 58949.3814 | 57485.2835 | 56040.9273 | 54648.8473
Commercial_School_Existing_Food Preparation_Natural Gas_Griddle_E2_Baseline Forecast | Commercial | School | Existing | Food Preparation | Natural Gas | Griddle | E2 |  | Baseline Forecast | 0 | 10177.9151 | 11380.7596 | 12385.0927 | 13217.0053 | 13899.2528 | 14451.6794 | 14891.5896 | 15234.0709 | 15492.2768 | 14479.2617 | 13708.4801 | 13130.4032 | 12704.2633 | 12396.6252 | 12180.1779 | 12032.7167 | 11936.2839 | 11876.4467 | 13981.4477 | 13800.4675 | 13548.9725 | 13255.2252 | 12940.1081 | 12618.7208 | 12301.667 | 11996.0884
Commercial_School_Existing_Food Preparation_Natural Gas_Griddle_E3_Baseline Forecast | Commercial | School | Existing | Food Preparation | Natural Gas | Griddle | E3 |  | Baseline Forecast | 0 | 0 | 0 | 0 | 0 | 0 | 0 | 0 | 0 | 0 | 0 | 0 | 0 | 0 | 0 | 0 | 0 | 0 | 0 | 0 | 0 | 0 | 0 | 0 | 0 | 0 | 0
Commercial_School_Existing_Food Preparation_Natural Gas_Griddle_E4_Baseline Forecast | Commercial | School | Existing | Food Preparation | Natural Gas | Griddle | E4 |  | Baseline Forecast | 0 | 0 | 0 | 0 | 0 | 0 | 0 | 0 | 0 | 0 | 0 | 0 | 0 | 0 | 0 | 0 | 0 | 0 | 0 | 0 | 0 | 0 | 0 | 0 | 0 | 0 | 0
Commercial_School_Existing_Food Preparation_Natural Gas_Griddle_E5_Baseline Forecast | Commercial | School | Existing | Food Preparation | Natural Gas | Griddle | E5 |  | Baseline Forecast | 0 | 0 | 0 | 0 | 0 | 0 | 0 | 0 | 0 | 0 | 0 | 0 | 0 | 0 | 0 | 0 | 0 | 0 | 0 | 0 | 0 | 0 | 0 | 0 | 0 | 0 | 0
Commercial_School_Existing_Food Preparation_Natural Gas_Griddle_E6_Baseline Forecast | Commercial | School | Existing | Food Preparation | Natural Gas | Griddle | E6 |  | Baseline Forecast | 0 | 0 | 0 | 0 | 0 | 0 | 0 | 0 | 0 | 0 | 0 | 0 | 0 | 0 | 0 | 0 | 0 | 0 | 0 | 0 | 0 | 0 | 0 | 0 | 0 | 0 | 0
Commercial_School_Existing_Food Preparation_Natural Gas_Griddle_E7_Baseline Forecast | Commercial | School | Existing | Food Preparation | Natural Gas | Griddle | E7 |  | Baseline Forecast | 0 | 0 | 0 | 0 | 0 | 0 | 0 | 0 | 0 | 0 | 0 | 0 | 0 | 0 | 0 | 0 | 0 | 0 | 0 | 0 | 0 | 0 | 0 | 0 | 0 | 0 | 0
Commercial_School_Existing_Food Preparation_Natural Gas_Griddle_E8_Baseline Forecast | Commercial | School | Existing | Food Preparation | Natural Gas | Griddle | E8 |  | Baseline Forecast | 0 | 0 | 0 | 0 | 0 | 0 | 0 | 0 | 0 | 0 | 0 | 0 | 0 | 0 | 0 | 0 | 0 | 0 | 0 | 0 | 0 | 0 | 0 | 0 | 0 | 0 | 0
Commercial_School_Existing_Food Preparation_Natural Gas_Griddle_E9_Baseline Forecast | Commercial | School | Existing | Food Preparation | Natural Gas | Griddle | E9 |  | Baseline Forecast | 0 | 0 | 0 | 0 | 0 | 0 | 0 | 0 | 0 | 0 | 0 | 0 | 0 | 0 | 0 | 0 | 0 | 0 | 0 | 0 | 0 | 0 | 0 | 0 | 0 | 0 | 0
Commercial_School_Existing_Food Preparation_Natural Gas_Griddle_E10_Baseline Forecast | Commercial | School | Existing | Food Preparation | Natural Gas | Griddle | E10 |  | Baseline Forecast | 0 | 0 | 0 | 0 | 0 | 0 | 0 | 0 | 0 | 0 | 0 | 0 | 0 | 0 | 0 | 0 | 0 | 0 | 0 | 0 | 0 | 0 | 0 | 0 | 0 | 0 | 0
Commercial_School_Existing_Food Preparation_Natural Gas_Range_E1_Baseline Forecast | Commercial | School | Existing | Food Preparation | Natural Gas | Range | E1 |  | Baseline Forecast | 0 | 75486.2034 | 96347.845 | 112059.9552 | 123739.5925 | 132263.9333 | 138321.7408 | 142453.7926 | 145084.6342 | 146547.5197 | 127905.45 | 116800.1394 | 110741.4835 | 107963.0212 | 107226.0068 | 122979.5673 | 125256.6721 | 126524.1105 | 127007.9769 | 123630.4827 | 118625.9768 | 113299.7642 | 108356.0177 | 104120.8531 | 99394.3943 | 97527.4729 | 97258.294
Commercial_School_Existing_Food Preparation_Natural Gas_Range_E2_Baseline Forecast | Commercial | School | Existing | Food Preparation | Natural Gas | Range | E2 |  | Baseline Forecast | 0 | 0 | 0 | 0 | 0 | 0 | 0 | 0 | 0 | 0 | 0 | 0 | 0 | 0 | 0 | 0 | 0 | 0 | 0 | 0 | 0 | 0 | 0 | 0 | 0 | 0 | 0
Commercial_School_Existing_Food Preparation_Natural Gas_Range_E3_Baseline Forecast | Commercial | School | Existing | Food Preparation | Natural Gas | Range | E3 |  | Baseline Forecast | 0 | 0 | 0 | 0 | 0 | 0 | 0 | 0 | 0 | 0 | 0 | 0 | 0 | 0 | 0 | 0 | 0 | 0 | 0 | 0 | 0 | 0 | 0 | 0 | 0 | 0 | 0
Commercial_School_Existing_Food Preparation_Natural Gas_Range_E4_Baseline Forecast | Commercial | School | Existing | Food Preparation | Natural Gas | Range | E4 |  | Baseline Forecast | 0 | 0 | 0 | 0 | 0 | 0 | 0 | 0 | 0 | 0 | 0 | 0 | 0 | 0 | 0 | 0 | 0 | 0 | 0 | 0 | 0 | 0 | 0 | 0 | 0 | 0 | 0
Commercial_School_Existing_Food Preparation_Natural Gas_Range_E5_Baseline Forecast | Commercial | School | Existing | Food Preparation | Natural Gas | Range | E5 |  | Baseline Forecast | 0 | 0 | 0 | 0 | 0 | 0 | 0 | 0 | 0 | 0 | 0 | 0 | 0 | 0 | 0 | 0 | 0 | 0 | 0 | 0 | 0 | 0 | 0 | 0 | 0 | 0 | 0
Commercial_School_Existing_Food Preparation_Natural Gas_Range_E6_Baseline Forecast | Commercial | School | Existing | Food Preparation | Natural Gas | Range | E6 |  | Baseline Forecast | 0 | 0 | 0 | 0 | 0 | 0 | 0 | 0 | 0 | 0 | 0 | 0 | 0 | 0 | 0 | 0 | 0 | 0 | 0 | 0 | 0 | 0 | 0 | 0 | 0 | 0 | 0
Commercial_School_Existing_Food Preparation_Natural Gas_Range_E7_Baseline Forecast | Commercial | School | Existing | Food Preparation | Natural Gas | Range | E7 |  | Baseline Forecast | 0 | 0 | 0 | 0 | 0 | 0 | 0 | 0 | 0 | 0 | 0 | 0 | 0 | 0 | 0 | 0 | 0 | 0 | 0 | 0 | 0 | 0 | 0 | 0 | 0 | 0 | 0
Commercial_School_Existing_Food Preparation_Natural Gas_Range_E8_Baseline Forecast | Commercial | School | Existing | Food Preparation | Natural Gas | Range | E8 |  | Baseline Forecast | 0 | 0 | 0 | 0 | 0 | 0 | 0 | 0 | 0 | 0 | 0 | 0 | 0 | 0 | 0 | 0 | 0 | 0 | 0 | 0 | 0 | 0 | 0 | 0 | 0 | 0 | 0
Commercial_School_Existing_Food Preparation_Natural Gas_Range_E9_Baseline Forecast | Commercial | School | Existing | Food Preparation | Natural Gas | Range | E9 |  | Baseline Forecast | 0 | 0 | 0 | 0 | 0 | 0 | 0 | 0 | 0 | 0 | 0 | 0 | 0 | 0 | 0 | 0 | 0 | 0 | 0 | 0 | 0 | 0 | 0 | 0 | 0 | 0 | 0
Commercial_School_Existing_Food Preparation_Natural Gas_Range_E10_Baseline Forecast | Commercial | School | Existing | Food Preparation | Natural Gas | Range | E10 |  | Baseline Forecast | 0 | 0 | 0 | 0 | 0 | 0 | 0 | 0 | 0 | 0 | 0 | 0 | 0 | 0 | 0 | 0 | 0 | 0 | 0 | 0 | 0 | 0 | 0 | 0 | 0 | 0 | 0
Commercial_School_Existing_Food Preparation_Natural Gas_Steamer_E1_Baseline Forecast | Commercial | School | Existing | Food Preparation | Natural Gas | Steamer | E1 |  | Baseline Forecast | 0 | 0 | 0 | 0 | 0 | 0 | 0 | 0 | 0 | 0 | 0 | 0 | 0 | 0 | 0 | 0 | 0 | 0 | 0 | 0 | 0 | 0 | 0 | 0 | 0 | 0 | 0
Commercial_School_Existing_Food Preparation_Natural Gas_Steamer_E2_Baseline Forecast | Commercial | School | Existing | Food Preparation | Natural Gas | Steamer | E2 |  | Baseline Forecast | 0 | 67852.7671 | 64398.4444 | 61483.3549 | 58995.4791 | 56846.764 | 54967.9823 | 53304.6951 | 53803.2124 | 53587.1855 | 52904.7636 | 51931.1533 | 50788.4837 | 63832.3568 | 59046.2356 | 55474.8502 | 52710.4018 | 50480.8436 | 48606.9354 | 46972.2198 | 48430.8889 | 48586.3763 | 47981.3989 | 46956.1137 | 45719.3535 | 47397.893 | 44728.3762
Commercial_School_Existing_Food Preparation_Natural Gas_Steamer_E3_Baseline Forecast | Commercial | School | Existing | Food Preparation | Natural Gas | Steamer | E3 |  | Baseline Forecast | 0 | 0 | 0 | 0 | 0 | 0 | 0 | 0 | 0 | 0 | 0 | 0 | 0 | 0 | 0 | 0 | 0 | 0 | 0 | 0 | 0 | 0 | 0 | 0 | 0 | 0 | 0
Commercial_School_Existing_Food Preparation_Natural Gas_Steamer_E4_Baseline Forecast | Commercial | School | Existing | Food Preparation | Natural Gas | Steamer | E4 |  | Baseline Forecast | 0 | 0 | 0 | 0 | 0 | 0 | 0 | 0 | 0 | 0 | 0 | 0 | 0 | 0 | 0 | 0 | 0 | 0 | 0 | 0 | 0 | 0 | 0 | 0 | 0 | 0 | 0
Commercial_School_Existing_Food Preparation_Natural Gas_Steamer_E5_Baseline Forecast | Commercial | School | Existing | Food Preparation | Natural Gas | Steamer | E5 |  | Baseline Forecast | 0 | 0 | 0 | 0 | 0 | 0 | 0 | 0 | 0 | 0 | 0 | 0 | 0 | 0 | 0 | 0 | 0 | 0 | 0 | 0 | 0 | 0 | 0 | 0 | 0 | 0 | 0
Commercial_School_Existing_Food Preparation_Natural Gas_Steamer_E6_Baseline Forecast | Commercial | School | Existing | Food Preparation | Natural Gas | Steamer | E6 |  | Baseline Forecast | 0 | 0 | 0 | 0 | 0 | 0 | 0 | 0 | 0 | 0 | 0 | 0 | 0 | 0 | 0 | 0 | 0 | 0 | 0 | 0 | 0 | 0 | 0 | 0 | 0 | 0 | 0
Commercial_School_Existing_Food Preparation_Natural Gas_Steamer_E7_Baseline Forecast | Commercial | School | Existing | Food Preparation | Natural Gas | Steamer | E7 |  | Baseline Forecast | 0 | 0 | 0 | 0 | 0 | 0 | 0 | 0 | 0 | 0 | 0 | 0 | 0 | 0 | 0 | 0 | 0 | 0 | 0 | 0 | 0 | 0 | 0 | 0 | 0 | 0 | 0
Commercial_School_Existing_Food Preparation_Natural Gas_Steamer_E8_Baseline Forecast | Commercial | School | Existing | Food Preparation | Natural Gas | Steamer | E8 |  | Baseline Forecast | 0 | 0 | 0 | 0 | 0 | 0 | 0 | 0 | 0 | 0 | 0 | 0 | 0 | 0 | 0 | 0 | 0 | 0 | 0 | 0 | 0 | 0 | 0 | 0 | 0 | 0 | 0
Commercial_School_Existing_Food Preparation_Natural Gas_Steamer_E9_Baseline Forecast | Commercial | School | Existing | Food Preparation | Natural Gas | Steamer | E9 |  | Baseline Forecast | 0 | 0 | 0 | 0 | 0 | 0 | 0 | 0 | 0 | 0 | 0 | 0 | 0 | 0 | 0 | 0 | 0 | 0 | 0 | 0 | 0 | 0 | 0 | 0 | 0 | 0 | 0
Commercial_School_Existing_Food Preparation_Natural Gas_Steamer_E10_Baseline Forecast | Commercial | School | Existing | Food Preparation | Natural Gas | Steamer | E10 |  | Baseline Forecast | 0 | 0 | 0 | 0 | 0 | 0 | 0 | 0 | 0 | 0 | 0 | 0 | 0 | 0 | 0 | 0 | 0 | 0 | 0 | 0 | 0 | 0 | 0 | 0 | 0 | 0 | 0
Commercial_School_Existing_Food Preparation_Natural Gas_Commercial Food Prep Other_E1_Baseline Forecast | Commercial | School | Existing | Food Preparation | Natural Gas | Commercial Food Prep Other | E1 |  | Baseline Forecast | 0 | 2544.4788 | 3247.6802 | 3777.3019 | 4170.9975 | 4458.3348 | 4662.5306 | 4801.8132 | 4890.4933 | 4939.804 | 4311.4197 | 3937.0834 | 3732.859 | 3639.203 | 3614.3598 | 4145.3787 | 4222.135 | 4264.8577 | 4281.1678 | 4167.3196 | 3998.6284 | 3819.0932 | 3652.45 | 3509.6917 | 3350.3728 | 3287.4429 | 3278.3695
Commercial_School_Existing_Food Preparation_Natural Gas_Commercial Food Prep Other_E2_Baseline Forecast | Commercial | School | Existing | Food Preparation | Natural Gas | Commercial Food Prep Other | E2 |  | Baseline Forecast | 0 | 848.1596 | 1082.5601 | 1259.1006 | 1390.3325 | 1486.1116 | 1554.1769 | 1600.6044 | 1630.1644 | 1646.6013 | 1437.1399 | 1312.3611 | 1244.2863 | 1213.0677 | 1204.7866 | 1381.7929 | 1407.3783 | 1421.6192 | 1427.0559 | 1389.1065 | 1332.8761 | 1273.0311 | 1217.4833 | 1169.8972 | 1116.7909 | 1095.8143 | 1092.7898
Commercial_School_Existing_Food Preparation_Natural Gas_Commercial Food Prep Other_E3_Baseline Forecast | Commercial | School | Existing | Food Preparation | Natural Gas | Commercial Food Prep Other | E3 |  | Baseline Forecast | 0 | 0 | 0 | 0 | 0 | 0 | 0 | 0 | 0 | 0 | 0 | 0 | 0 | 0 | 0 | 0 | 0 | 0 | 0 | 0 | 0 | 0 | 0 | 0 | 0 | 0 | 0
Commercial_School_Existing_Food Preparation_Natural Gas_Commercial Food Prep Other_E4_Baseline Forecast | Commercial | School | Existing | Food Preparation | Natural Gas | Commercial Food Prep Other | E4 |  | Baseline Forecast | 0 | 0 | 0 | 0 | 0 | 0 | 0 | 0 | 0 | 0 | 0 | 0 | 0 | 0 | 0 | 0 | 0 | 0 | 0 | 0 | 0 | 0 | 0 | 0 | 0 | 0 | 0
Commercial_School_Existing_Food Preparation_Natural Gas_Commercial Food Prep Other_E5_Baseline Forecast | Commercial | School | Existing | Food Preparation | Natural Gas | Commercial Food Prep Other | E5 |  | Baseline Forecast | 0 | 0 | 0 | 0 | 0 | 0 | 0 | 0 | 0 | 0 | 0 | 0 | 0 | 0 | 0 | 0 | 0 | 0 | 0 | 0 | 0 | 0 | 0 | 0 | 0 | 0 | 0
Commercial_School_Existing_Food Preparation_Natural Gas_Commercial Food Prep Other_E6_Baseline Forecast | Commercial | School | Existing | Food Preparation | Natural Gas | Commercial Food Prep Other | E6 |  | Baseline Forecast | 0 | 0 | 0 | 0 | 0 | 0 | 0 | 0 | 0 | 0 | 0 | 0 | 0 | 0 | 0 | 0 | 0 | 0 | 0 | 0 | 0 | 0 | 0 | 0 | 0 | 0 | 0
Commercial_School_Existing_Food Preparation_Natural Gas_Commercial Food Prep Other_E7_Baseline Forecast | Commercial | School | Existing | Food Preparation | Natural Gas | Commercial Food Prep Other | E7 |  | Baseline Forecast | 0 | 0 | 0 | 0 | 0 | 0 | 0 | 0 | 0 | 0 | 0 | 0 | 0 | 0 | 0 | 0 | 0 | 0 | 0 | 0 | 0 | 0 | 0 | 0 | 0 | 0 | 0
Commercial_School_Existing_Food Preparation_Natural Gas_Commercial Food Prep Other_E8_Baseline Forecast | Commercial | School | Existing | Food Preparation | Natural Gas | Commercial Food Prep Other | E8 |  | Baseline Forecast | 0 | 0 | 0 | 0 | 0 | 0 | 0 | 0 | 0 | 0 | 0 | 0 | 0 | 0 | 0 | 0 | 0 | 0 | 0 | 0 | 0 | 0 | 0 | 0 | 0 | 0 | 0
Commercial_School_Existing_Food Preparation_Natural Gas_Commercial Food Prep Other_E9_Baseline Forecast | Commercial | School | Existing | Food Preparation | Natural Gas | Commercial Food Prep Other | E9 |  | Baseline Forecast | 0 | 0 | 0 | 0 | 0 | 0 | 0 | 0 | 0 | 0 | 0 | 0 | 0 | 0 | 0 | 0 | 0 | 0 | 0 | 0 | 0 | 0 | 0 | 0 | 0 | 0 | 0
Commercial_School_Existing_Food Preparation_Natural Gas_Commercial Food Prep Other_E10_Baseline Forecast | Commercial | School | Existing | Food Preparation | Natural Gas | Commercial Food Prep Other | E10 |  | Baseline Forecast | 0 | 0 | 0 | 0 | 0 | 0 | 0 | 0 | 0 | 0 | 0 | 0 | 0 | 0 | 0 | 0 | 0 | 0 | 0 | 0 | 0 | 0 | 0 | 0 | 0 | 0 | 0
Commercial_School_Existing_Miscellaneous_Natural Gas_Pool Heater_E1_Baseline Forecast | Commercial | School | Existing | Miscellaneous | Natural Gas | Pool Heater | E1 |  | Baseline Forecast | 0 | 2357.079 | 2237.0822 | 2135.8175 | 2049.3933 | 1974.7509 | 1981.1672 | 1964.3114 | 1932.5945 | 1891.9126 | 1846.3391 | 2326.0237 | 2168.5768 | 2042.7333 | 1939.3023 | 1851.9741 | 1888.2994 | 1883.0498 | 1852.6546 | 1807.8259 | 1755.4516 | 1835.3716 | 1760.0695 | 1701.6482 | 1651.9722 | 1606.5007 | 1612.0021
Commercial_School_Existing_Miscellaneous_Natural Gas_Pool Heater_E2_Baseline Forecast | Commercial | School | Existing | Miscellaneous | Natural Gas | Pool Heater | E2 |  | Baseline Forecast | 0 | 0 | 0 | 0 | 0 | 0 | 0 | 0 | 0 | 0 | 0 | 0 | 0 | 0 | 0 | 0 | 0 | 0 | 0 | 0 | 0 | 0 | 0 | 0 | 0 | 0 | 0
Commercial_School_Existing_Miscellaneous_Natural Gas_Pool Heater_E3_Baseline Forecast | Commercial | School | Existing | Miscellaneous | Natural Gas | Pool Heater | E3 |  | Baseline Forecast | 0 | 0 | 0 | 0 | 0 | 0 | 0 | 0 | 0 | 0 | 0 | 0 | 0 | 0 | 0 | 0 | 0 | 0 | 0 | 0 | 0 | 0 | 0 | 0 | 0 | 0 | 0
Commercial_School_Existing_Miscellaneous_Natural Gas_Pool Heater_E4_Baseline Forecast | Commercial | School | Existing | Miscellaneous | Natural Gas | Pool Heater | E4 |  | Baseline Forecast | 0 | 0 | 0 | 0 | 0 | 0 | 0 | 0 | 0 | 0 | 0 | 0 | 0 | 0 | 0 | 0 | 0 | 0 | 0 | 0 | 0 | 0 | 0 | 0 | 0 | 0 | 0
Commercial_School_Existing_Miscellaneous_Natural Gas_Pool Heater_E5_Baseline Forecast | Commercial | School | Existing | Miscellaneous | Natural Gas | Pool Heater | E5 |  | Baseline Forecast | 0 | 0 | 0 | 0 | 0 | 0 | 0 | 0 | 0 | 0 | 0 | 0 | 0 | 0 | 0 | 0 | 0 | 0 | 0 | 0 | 0 | 0 | 0 | 0 | 0 | 0 | 0
Commercial_School_Existing_Miscellaneous_Natural Gas_Pool Heater_E6_Baseline Forecast | Commercial | School | Existing | Miscellaneous | Natural Gas | Pool Heater | E6 |  | Baseline Forecast | 0 | 0 | 0 | 0 | 0 | 0 | 0 | 0 | 0 | 0 | 0 | 0 | 0 | 0 | 0 | 0 | 0 | 0 | 0 | 0 | 0 | 0 | 0 | 0 | 0 | 0 | 0
Commercial_School_Existing_Miscellaneous_Natural Gas_Pool Heater_E7_Baseline Forecast | Commercial | School | Existing | Miscellaneous | Natural Gas | Pool Heater | E7 |  | Baseline Forecast | 0 | 0 | 0 | 0 | 0 | 0 | 0 | 0 | 0 | 0 | 0 | 0 | 0 | 0 | 0 | 0 | 0 | 0 | 0 | 0 | 0 | 0 | 0 | 0 | 0 | 0 | 0
Commercial_School_Existing_Miscellaneous_Natural Gas_Pool Heater_E8_Baseline Forecast | Commercial | School | Existing | Miscellaneous | Natural Gas | Pool Heater | E8 |  | Baseline Forecast | 0 | 0 | 0 | 0 | 0 | 0 | 0 | 0 | 0 | 0 | 0 | 0 | 0 | 0 | 0 | 0 | 0 | 0 | 0 | 0 | 0 | 0 | 0 | 0 | 0 | 0 | 0
Commercial_School_Existing_Miscellaneous_Natural Gas_Pool Heater_E9_Baseline Forecast | Commercial | School | Existing | Miscellaneous | Natural Gas | Pool Heater | E9 |  | Baseline Forecast | 0 | 0 | 0 | 0 | 0 | 0 | 0 | 0 | 0 | 0 | 0 | 0 | 0 | 0 | 0 | 0 | 0 | 0 | 0 | 0 | 0 | 0 | 0 | 0 | 0 | 0 | 0
Commercial_School_Existing_Miscellaneous_Natural Gas_Pool Heater_E10_Baseline Forecast | Commercial | School | Existing | Miscellaneous | Natural Gas | Pool Heater | E10 |  | Baseline Forecast | 0 | 0 | 0 | 0 | 0 | 0 | 0 | 0 | 0 | 0 | 0 | 0 | 0 | 0 | 0 | 0 | 0 | 0 | 0 | 0 | 0 | 0 | 0 | 0 | 0 | 0 | 0
Commercial_School_Existing_Miscellaneous_Natural Gas_Miscellaneous_E1_Baseline Forecast | Commercial | School | Existing | Miscellaneous | Natural Gas | Miscellaneous | E1 |  | Baseline Forecast | 0 | 554332.8739 | 647921.541 | 723383.3641 | 683718.3701 | 662991.6858 | 655751.8423 | 644296.1554 | 631853.1585 | 620402.781 | 609217.7443 | 732555.8674 | 725511.3816 | 714087.409 | 693562.3918 | 679754.8395 | 669769.744 | 657537.2792 | 645086.1364 | 633443.5881 | 622005.6639 | 643270.9148 | 628516.9898 | 613461.0791 | 601408.3339 | 590809.0048 | 580719.5203
Commercial_School_Existing_Miscellaneous_Natural Gas_Miscellaneous_E2_Baseline Forecast | Commercial | School | Existing | Miscellaneous | Natural Gas | Miscellaneous | E2 |  | Baseline Forecast | 0 | 0 | 0 | 0 | 0 | 0 | 0 | 0 | 0 | 0 | 0 | 0 | 0 | 0 | 0 | 0 | 0 | 0 | 0 | 0 | 0 | 0 | 0 | 0 | 0 | 0 | 0
Commercial_School_Existing_Miscellaneous_Natural Gas_Miscellaneous_E3_Baseline Forecast | Commercial | School | Existing | Miscellaneous | Natural Gas | Miscellaneous | E3 |  | Baseline Forecast | 0 | 0 | 0 | 0 | 0 | 0 | 0 | 0 | 0 | 0 | 0 | 0 | 0 | 0 | 0 | 0 | 0 | 0 | 0 | 0 | 0 | 0 | 0 | 0 | 0 | 0 | 0
Commercial_School_Existing_Miscellaneous_Natural Gas_Miscellaneous_E4_Baseline Forecast | Commercial | School | Existing | Miscellaneous | Natural Gas | Miscellaneous | E4 |  | Baseline Forecast | 0 | 0 | 0 | 0 | 0 | 0 | 0 | 0 | 0 | 0 | 0 | 0 | 0 | 0 | 0 | 0 | 0 | 0 | 0 | 0 | 0 | 0 | 0 | 0 | 0 | 0 | 0
Commercial_School_Existing_Miscellaneous_Natural Gas_Miscellaneous_E5_Baseline Forecast | Commercial | School | Existing | Miscellaneous | Natural Gas | Miscellaneous | E5 |  | Baseline Forecast | 0 | 0 | 0 | 0 | 0 | 0 | 0 | 0 | 0 | 0 | 0 | 0 | 0 | 0 | 0 | 0 | 0 | 0 | 0 | 0 | 0 | 0 | 0 | 0 | 0 | 0 | 0
Commercial_School_Existing_Miscellaneous_Natural Gas_Miscellaneous_E6_Baseline Forecast | Commercial | School | Existing | Miscellaneous | Natural Gas | Miscellaneous | E6 |  | Baseline Forecast | 0 | 0 | 0 | 0 | 0 | 0 | 0 | 0 | 0 | 0 | 0 | 0 | 0 | 0 | 0 | 0 | 0 | 0 | 0 | 0 | 0 | 0 | 0 | 0 | 0 | 0 | 0
Commercial_School_Existing_Miscellaneous_Natural Gas_Miscellaneous_E7_Baseline Forecast | Commercial | School | Existing | Miscellaneous | Natural Gas | Miscellaneous | E7 |  | Baseline Forecast | 0 | 0 | 0 | 0 | 0 | 0 | 0 | 0 | 0 | 0 | 0 | 0 | 0 | 0 | 0 | 0 | 0 | 0 | 0 | 0 | 0 | 0 | 0 | 0 | 0 | 0 | 0
Commercial_School_Existing_Miscellaneous_Natural Gas_Miscellaneous_E8_Baseline Forecast | Commercial | School | Existing | Miscellaneous | Natural Gas | Miscellaneous | E8 |  | Baseline Forecast | 0 | 0 | 0 | 0 | 0 | 0 | 0 | 0 | 0 | 0 | 0 | 0 | 0 | 0 | 0 | 0 | 0 | 0 | 0 | 0 | 0 | 0 | 0 | 0 | 0 | 0 | 0
Commercial_School_Existing_Miscellaneous_Natural Gas_Miscellaneous_E9_Baseline Forecast | Commercial | School | Existing | Miscellaneous | Natural Gas | Miscellaneous | E9 |  | Baseline Forecast | 0 | 0 | 0 | 0 | 0 | 0 | 0 | 0 | 0 | 0 | 0 | 0 | 0 | 0 | 0 | 0 | 0 | 0 | 0 | 0 | 0 | 0 | 0 | 0 | 0 | 0 | 0
Commercial_School_Existing_Miscellaneous_Natural Gas_Miscellaneous_E10_Baseline Forecast | Commercial | School | Existing | Miscellaneous | Natural Gas | Miscellaneous | E10 |  | Baseline Forecast | 0 | 0 | 0 | 0 | 0 | 0 | 0 | 0 | 0 | 0 | 0 | 0 | 0 | 0 | 0 | 0 | 0 | 0 | 0 | 0 | 0 | 0 | 0 | 0 | 0 | 0 | 0
Commercial_School_New_Space Heating_Natural Gas_Furnace_E1_Baseline Forecast | Commercial | School | New | Space Heating | Natural Gas | Furnace | E1 |  | Baseline Forecast | 0 | 58811.2114 | 44489.7409 | 0 | 0 | 0 | 0 | 0 | 0 | 0 | 0 | 0 | 0 | 0 | 0 | 0 | 0 | 0 | 0 | 0 | 0 | 0 | 0 | 0 | 0 | 0 | 0
Commercial_School_New_Space Heating_Natural Gas_Furnace_E2_Baseline Forecast | Commercial | School | New | Space Heating | Natural Gas | Furnace | E2 |  | Baseline Forecast | 0 | 0 | 0 | 44412.0831 | 44097.7742 | 43587.4569 | 43801.1722 | 43686.7224 | 43584.0254 | 43493.0047 | 43413.5872 | 43345.7028 | 43289.2851 | 43244.2707 | 43210.5994 | 43188.2143 | 43177.0615 | 43177.0904 | 43188.2534 | 47734.4453 | 50842.0384 | 53718.1834 | 56363.2916 | 58780.8691 | 61044.9254 | 63142.8391 | 65089.1082
Commercial_School_New_Space Heating_Natural Gas_Furnace_E3_Baseline Forecast | Commercial | School | New | Space Heating | Natural Gas | Furnace | E3 |  | Baseline Forecast | 0 | 0 | 0 | 0 | 0 | 0 | 0 | 0 | 0 | 0 | 0 | 0 | 0 | 0 | 0 | 0 | 0 | 0 | 0 | 0 | 0 | 0 | 0 | 0 | 0 | 0 | 0
Commercial_School_New_Space Heating_Natural Gas_Furnace_E4_Baseline Forecast | Commercial | School | New | Space Heating | Natural Gas | Furnace | E4 |  | Baseline Forecast | 0 | 0 | 0 | 0 | 0 | 0 | 0 | 0 | 0 | 0 | 0 | 0 | 0 | 0 | 0 | 0 | 0 | 0 | 0 | 0 | 0 | 0 | 0 | 0 | 0 | 0 | 0
Commercial_School_New_Space Heating_Natural Gas_Furnace_E5_Baseline Forecast | Commercial | School | New | Space Heating | Natural Gas | Furnace | E5 |  | Baseline Forecast | 0 | 0 | 0 | 0 | 0 | 0 | 0 | 0 | 0 | 0 | 0 | 0 | 0 | 0 | 0 | 0 | 0 | 0 | 0 | 0 | 0 | 0 | 0 | 0 | 0 | 0 | 0
Commercial_School_New_Space Heating_Natural Gas_Furnace_E6_Baseline Forecast | Commercial | School | New | Space Heating | Natural Gas | Furnace | E6 |  | Baseline Forecast | 0 | 0 | 0 | 0 | 0 | 0 | 0 | 0 | 0 | 0 | 0 | 0 | 0 | 0 | 0 | 0 | 0 | 0 | 0 | 0 | 0 | 0 | 0 | 0 | 0 | 0 | 0
Commercial_School_New_Space Heating_Natural Gas_Furnace_E7_Baseline Forecast | Commercial | School | New | Space Heating | Natural Gas | Furnace | E7 |  | Baseline Forecast | 0 | 0 | 0 | 0 | 0 | 0 | 0 | 0 | 0 | 0 | 0 | 0 | 0 | 0 | 0 | 0 | 0 | 0 | 0 | 0 | 0 | 0 | 0 | 0 | 0 | 0 | 0
Commercial_School_New_Space Heating_Natural Gas_Furnace_E8_Baseline Forecast | Commercial | School | New | Space Heating | Natural Gas | Furnace | E8 |  | Baseline Forecast | 0 | 0 | 0 | 0 | 0 | 0 | 0 | 0 | 0 | 0 | 0 | 0 | 0 | 0 | 0 | 0 | 0 | 0 | 0 | 0 | 0 | 0 | 0 | 0 | 0 | 0 | 0
Commercial_School_New_Space Heating_Natural Gas_Furnace_E9_Baseline Forecast | Commercial | School | New | Space Heating | Natural Gas | Furnace | E9 |  | Baseline Forecast | 0 | 0 | 0 | 0 | 0 | 0 | 0 | 0 | 0 | 0 | 0 | 0 | 0 | 0 | 0 | 0 | 0 | 0 | 0 | 0 | 0 | 0 | 0 | 0 | 0 | 0 | 0
Commercial_School_New_Space Heating_Natural Gas_Furnace_E10_Baseline Forecast | Commercial | School | New | Space Heating | Natural Gas | Furnace | E10 |  | Baseline Forecast | 0 | 0 | 0 | 0 | 0 | 0 | 0 | 0 | 0 | 0 | 0 | 0 | 0 | 0 | 0 | 0 | 0 | 0 | 0 | 0 | 0 | 0 | 0 | 0 | 0 | 0 | 0
Commercial_School_New_Space Heating_Natural Gas_Boiler_E1_Baseline Forecast | Commercial | School | New | Space Heating | Natural Gas | Boiler | E1 |  | Baseline Forecast | 0 | 121385.4105 | 91826.1219 | 91665.8374 | 91017.1089 | 89963.8219 | 90404.927 | 90168.7045 | 89956.7395 | 89768.8742 | 89604.9576 | 89464.8454 | 89348.4001 | 89255.4911 | 89185.9941 | 89139.7916 | 89116.7724 | 89116.8321 | 89139.8723 | 89185.8012 | 89254.5332 | 89345.989 | 100495.1326 | 107976.4667 | 114798.0572 | 120977.4696 | 126538.2994
Commercial_School_New_Space Heating_Natural Gas_Boiler_E2_Baseline Forecast | Commercial | School | New | Space Heating | Natural Gas | Boiler | E2 |  | Baseline Forecast | 0 | 26645.5779 | 20156.9536 | 20121.7692 | 19979.3654 | 19748.156 | 19844.984 | 19793.1302 | 19746.6014 | 19705.3626 | 19669.3809 | 19638.6246 | 19613.0634 | 19592.6688 | 19577.4133 | 19567.2713 | 19562.2183 | 19562.2314 | 19567.289 | 19577.371 | 19592.4585 | 19612.5342 | 22059.9072 | 23702.1512 | 25199.5735 | 26556.0299 | 27776.6999
Commercial_School_New_Space Heating_Natural Gas_Boiler_E3_Baseline Forecast | Commercial | School | New | Space Heating | Natural Gas | Boiler | E3 |  | Baseline Forecast | 0 | 0 | 0 | 0 | 0 | 0 | 0 | 0 | 0 | 0 | 0 | 0 | 0 | 0 | 0 | 0 | 0 | 0 | 0 | 0 | 0 | 0 | 0 | 0 | 0 | 0 | 0
Commercial_School_New_Space Heating_Natural Gas_Boiler_E4_Baseline Forecast | Commercial | School | New | Space Heating | Natural Gas | Boiler | E4 |  | Baseline Forecast | 0 | 0 | 0 | 0 | 0 | 0 | 0 | 0 | 0 | 0 | 0 | 0 | 0 | 0 | 0 | 0 | 0 | 0 | 0 | 0 | 0 | 0 | 0 | 0 | 0 | 0 | 0
Commercial_School_New_Space Heating_Natural Gas_Boiler_E5_Baseline Forecast | Commercial | School | New | Space Heating | Natural Gas | Boiler | E5 |  | Baseline Forecast | 0 | 0 | 0 | 0 | 0 | 0 | 0 | 0 | 0 | 0 | 0 | 0 | 0 | 0 | 0 | 0 | 0 | 0 | 0 | 0 | 0 | 0 | 0 | 0 | 0 | 0 | 0
Commercial_School_New_Space Heating_Natural Gas_Boiler_E6_Baseline Forecast | Commercial | School | New | Space Heating | Natural Gas | Boiler | E6 |  | Baseline Forecast | 0 | 0 | 0 | 0 | 0 | 0 | 0 | 0 | 0 | 0 | 0 | 0 | 0 | 0 | 0 | 0 | 0 | 0 | 0 | 0 | 0 | 0 | 0 | 0 | 0 | 0 | 0
Commercial_School_New_Space Heating_Natural Gas_Boiler_E7_Baseline Forecast | Commercial | School | New | Space Heating | Natural Gas | Boiler | E7 |  | Baseline Forecast | 0 | 0 | 0 | 0 | 0 | 0 | 0 | 0 | 0 | 0 | 0 | 0 | 0 | 0 | 0 | 0 | 0 | 0 | 0 | 0 | 0 | 0 | 0 | 0 | 0 | 0 | 0
Commercial_School_New_Space Heating_Natural Gas_Boiler_E8_Baseline Forecast | Commercial | School | New | Space Heating | Natural Gas | Boiler | E8 |  | Baseline Forecast | 0 | 0 | 0 | 0 | 0 | 0 | 0 | 0 | 0 | 0 | 0 | 0 | 0 | 0 | 0 | 0 | 0 | 0 | 0 | 0 | 0 | 0 | 0 | 0 | 0 | 0 | 0
Commercial_School_New_Space Heating_Natural Gas_Boiler_E9_Baseline Forecast | Commercial | School | New | Space Heating | Natural Gas | Boiler | E9 |  | Baseline Forecast | 0 | 0 | 0 | 0 | 0 | 0 | 0 | 0 | 0 | 0 | 0 | 0 | 0 | 0 | 0 | 0 | 0 | 0 | 0 | 0 | 0 | 0 | 0 | 0 | 0 | 0 | 0
Commercial_School_New_Space Heating_Natural Gas_Boiler_E10_Baseline Forecast | Commercial | School | New | Space Heating | Natural Gas | Boiler | E10 |  | Baseline Forecast | 0 | 0 | 0 | 0 | 0 | 0 | 0 | 0 | 0 | 0 | 0 | 0 | 0 | 0 | 0 | 0 | 0 | 0 | 0 | 0 | 0 | 0 | 0 | 0 | 0 | 0 | 0
Commercial_School_New_Space Heating_Natural Gas_Unit Heater_E1_Baseline Forecast | Commercial | School | New | Space Heating | Natural Gas | Unit Heater | E1 |  | Baseline Forecast | 0 | 12063.5875 | 9125.9111 | 9109.9816 | 9045.5093 | 8940.831 | 8984.6691 | 8961.1927 | 8940.1271 | 8921.4566 | 8905.1662 | 8891.2415 | 8879.6688 | 8870.4353 | 8863.5285 | 8858.9368 | 8856.6491 | 9953.3448 | 10685.5638 | 11352.2522 | 11955.1526 | 12496.6071 | 12995.901 | 13450.9457 | 13866.1809 | 14245.6416 | 14592.9944
Commercial_School_New_Space Heating_Natural Gas_Unit Heater_E2_Baseline Forecast | Commercial | School | New | Space Heating | Natural Gas | Unit Heater | E2 |  | Baseline Forecast | 0 | 0 | 0 | 0 | 0 | 0 | 0 | 0 | 0 | 0 | 0 | 0 | 0 | 0 | 0 | 0 | 0 | 0 | 0 | 0 | 0 | 0 | 0 | 0 | 0 | 0 | 0
Commercial_School_New_Space Heating_Natural Gas_Unit Heater_E3_Baseline Forecast | Commercial | School | New | Space Heating | Natural Gas | Unit Heater | E3 |  | Baseline Forecast | 0 | 0 | 0 | 0 | 0 | 0 | 0 | 0 | 0 | 0 | 0 | 0 | 0 | 0 | 0 | 0 | 0 | 0 | 0 | 0 | 0 | 0 | 0 | 0 | 0 | 0 | 0
Commercial_School_New_Space Heating_Natural Gas_Unit Heater_E4_Baseline Forecast | Commercial | School | New | Space Heating | Natural Gas | Unit Heater | E4 |  | Baseline Forecast | 0 | 0 | 0 | 0 | 0 | 0 | 0 | 0 | 0 | 0 | 0 | 0 | 0 | 0 | 0 | 0 | 0 | 0 | 0 | 0 | 0 | 0 | 0 | 0 | 0 | 0 | 0
Commercial_School_New_Space Heating_Natural Gas_Unit Heater_E5_Baseline Forecast | Commercial | School | New | Space Heating | Natural Gas | Unit Heater | E5 |  | Baseline Forecast | 0 | 0 | 0 | 0 | 0 | 0 | 0 | 0 | 0 | 0 | 0 | 0 | 0 | 0 | 0 | 0 | 0 | 0 | 0 | 0 | 0 | 0 | 0 | 0 | 0 | 0 | 0
Commercial_School_New_Space Heating_Natural Gas_Unit Heater_E6_Baseline Forecast | Commercial | School | New | Space Heating | Natural Gas | Unit Heater | E6 |  | Baseline Forecast | 0 | 0 | 0 | 0 | 0 | 0 | 0 | 0 | 0 | 0 | 0 | 0 | 0 | 0 | 0 | 0 | 0 | 0 | 0 | 0 | 0 | 0 | 0 | 0 | 0 | 0 | 0
Commercial_School_New_Space Heating_Natural Gas_Unit Heater_E7_Baseline Forecast | Commercial | School | New | Space Heating | Natural Gas | Unit Heater | E7 |  | Baseline Forecast | 0 | 0 | 0 | 0 | 0 | 0 | 0 | 0 | 0 | 0 | 0 | 0 | 0 | 0 | 0 | 0 | 0 | 0 | 0 | 0 | 0 | 0 | 0 | 0 | 0 | 0 | 0
Commercial_School_New_Space Heating_Natural Gas_Unit Heater_E8_Baseline Forecast | Commercial | School | New | Space Heating | Natural Gas | Unit Heater | E8 |  | Baseline Forecast | 0 | 0 | 0 | 0 | 0 | 0 | 0 | 0 | 0 | 0 | 0 | 0 | 0 | 0 | 0 | 0 | 0 | 0 | 0 | 0 | 0 | 0 | 0 | 0 | 0 | 0 | 0
Commercial_School_New_Space Heating_Natural Gas_Unit Heater_E9_Baseline Forecast | Commercial | School | New | Space Heating | Natural Gas | Unit Heater | E9 |  | Baseline Forecast | 0 | 0 | 0 | 0 | 0 | 0 | 0 | 0 | 0 | 0 | 0 | 0 | 0 | 0 | 0 | 0 | 0 | 0 | 0 | 0 | 0 | 0 | 0 | 0 | 0 | 0 | 0
Commercial_School_New_Space Heating_Natural Gas_Unit Heater_E10_Baseline Forecast | Commercial | School | New | Space Heating | Natural Gas | Unit Heater | E10 |  | Baseline Forecast | 0 | 0 | 0 | 0 | 0 | 0 | 0 | 0 | 0 | 0 | 0 | 0 | 0 | 0 | 0 | 0 | 0 | 0 | 0 | 0 | 0 | 0 | 0 | 0 | 0 | 0 | 0
Commercial_School_New_Water Heating_Natural Gas_Water Heater_E1_Baseline Forecast | Commercial | School | New | Water Heating | Natural Gas | Water Heater | E1 |  | Baseline Forecast | 0 | 120828.8344 | 91405.0809 | 91245.5314 | 90599.7774 | 89551.32 | 89990.4025 | 89755.2631 | 89544.27 | 89357.2662 | 113359.868 | 126668.261 | 137278.73 | 145638.2005 | 152120.8934 | 189078.7703 | 179224.1084 | 178988.0061 | 178657.1549 | 183114.7987 | 189764.3842 | 197065.706 | 204625.7415 | 212021.7938 | 231721.0031 | 242760.0769 | 250895.3567
Commercial_School_New_Water Heating_Natural Gas_Water Heater_E2_Baseline Forecast | Commercial | School | New | Water Heating | Natural Gas | Water Heater | E2 |  | Baseline Forecast | 0 | 125760.6236 | 95135.9005 | 94969.8388 | 94297.7275 | 93206.4759 | 93663.4802 | 93418.7432 | 93199.1382 | 93004.5015 | 117986.8014 | 131838.3941 | 142881.9435 | 151582.6168 | 158329.9095 | 196796.2711 | 186539.3781 | 186293.639 | 185949.2836 | 190588.8721 | 197509.8692 | 205109.2043 | 212977.8126 | 220675.7445 | 241179.0032 | 252668.6515 | 261135.9835
Commercial_School_New_Water Heating_Natural Gas_Water Heater_E3_Baseline Forecast | Commercial | School | New | Water Heating | Natural Gas | Water Heater | E3 |  | Baseline Forecast | 0 | 0 | 0 | 0 | 0 | 0 | 0 | 0 | 0 | 0 | 0 | 0 | 0 | 0 | 0 | 0 | 0 | 0 | 0 | 0 | 0 | 0 | 0 | 0 | 0 | 0 | 0
Commercial_School_New_Water Heating_Natural Gas_Water Heater_E4_Baseline Forecast | Commercial | School | New | Water Heating | Natural Gas | Water Heater | E4 |  | Baseline Forecast | 0 | 0 | 0 | 0 | 0 | 0 | 0 | 0 | 0 | 0 | 0 | 0 | 0 | 0 | 0 | 0 | 0 | 0 | 0 | 0 | 0 | 0 | 0 | 0 | 0 | 0 | 0
Commercial_School_New_Water Heating_Natural Gas_Water Heater_E5_Baseline Forecast | Commercial | School | New | Water Heating | Natural Gas | Water Heater | E5 |  | Baseline Forecast | 0 | 0 | 0 | 0 | 0 | 0 | 0 | 0 | 0 | 0 | 0 | 0 | 0 | 0 | 0 | 0 | 0 | 0 | 0 | 0 | 0 | 0 | 0 | 0 | 0 | 0 | 0
Commercial_School_New_Water Heating_Natural Gas_Water Heater_E6_Baseline Forecast | Commercial | School | New | Water Heating | Natural Gas | Water Heater | E6 |  | Baseline Forecast | 0 | 0 | 0 | 0 | 0 | 0 | 0 | 0 | 0 | 0 | 0 | 0 | 0 | 0 | 0 | 0 | 0 | 0 | 0 | 0 | 0 | 0 | 0 | 0 | 0 | 0 | 0
Commercial_School_New_Water Heating_Natural Gas_Water Heater_E7_Baseline Forecast | Commercial | School | New | Water Heating | Natural Gas | Water Heater | E7 |  | Baseline Forecast | 0 | 0 | 0 | 0 | 0 | 0 | 0 | 0 | 0 | 0 | 0 | 0 | 0 | 0 | 0 | 0 | 0 | 0 | 0 | 0 | 0 | 0 | 0 | 0 | 0 | 0 | 0
Commercial_School_New_Water Heating_Natural Gas_Water Heater_E8_Baseline Forecast | Commercial | School | New | Water Heating | Natural Gas | Water Heater | E8 |  | Baseline Forecast | 0 | 0 | 0 | 0 | 0 | 0 | 0 | 0 | 0 | 0 | 0 | 0 | 0 | 0 | 0 | 0 | 0 | 0 | 0 | 0 | 0 | 0 | 0 | 0 | 0 | 0 | 0
Commercial_School_New_Water Heating_Natural Gas_Water Heater_E9_Baseline Forecast | Commercial | School | New | Water Heating | Natural Gas | Water Heater | E9 |  | Baseline Forecast | 0 | 0 | 0 | 0 | 0 | 0 | 0 | 0 | 0 | 0 | 0 | 0 | 0 | 0 | 0 | 0 | 0 | 0 | 0 | 0 | 0 | 0 | 0 | 0 | 0 | 0 | 0
Commercial_School_New_Water Heating_Natural Gas_Water Heater_E10_Baseline Forecast | Commercial | School | New | Water Heating | Natural Gas | Water Heater | E10 |  | Baseline Forecast | 0 | 0 | 0 | 0 | 0 | 0 | 0 | 0 | 0 | 0 | 0 | 0 | 0 | 0 | 0 | 0 | 0 | 0 | 0 | 0 | 0 | 0 | 0 | 0 | 0 | 0 | 0
Commercial_School_New_Food Preparation_Natural Gas_Oven_E1_Baseline Forecast | Commercial | School | New | Food Preparation | Natural Gas | Oven | E1 |  | Baseline Forecast | 0 | 10872.2738 | 8224.7012 | 8210.3448 | 8152.2394 | 8057.8984 | 8097.4073 | 8076.2493 | 8057.264 | 8040.4372 | 8025.7555 | 8013.2059 | 10177.2309 | 11378.9585 | 12337.9019 | 13094.2771 | 13681.7578 | 17011.4003 | 16128.7956 | 16111.6593 | 16085.9816 | 16056.2707 | 16068.7471 | 16499.6966 | 17089.8372 | 17759.1687 | 18451.7338
Commercial_School_New_Food Preparation_Natural Gas_Oven_E2_Baseline Forecast | Commercial | School | New | Food Preparation | Natural Gas | Oven | E2 |  | Baseline Forecast | 0 | 12763.104 | 9655.084 | 9638.2309 | 9570.0201 | 9459.272 | 9505.6521 | 9480.8144 | 9458.5273 | 9438.7742 | 9421.5391 | 9406.8069 | 11947.1841 | 13357.9078 | 14483.624 | 15371.5426 | 16061.194 | 19969.9047 | 18933.8035 | 18913.687 | 18883.5436 | 18848.6656 | 18863.3118 | 19369.209 | 20061.9828 | 20847.7198 | 21660.731
Commercial_School_New_Food Preparation_Natural Gas_Oven_E3_Baseline Forecast | Commercial | School | New | Food Preparation | Natural Gas | Oven | E3 |  | Baseline Forecast | 0 | 0 | 0 | 0 | 0 | 0 | 0 | 0 | 0 | 0 | 0 | 0 | 0 | 0 | 0 | 0 | 0 | 0 | 0 | 0 | 0 | 0 | 0 | 0 | 0 | 0 | 0
Commercial_School_New_Food Preparation_Natural Gas_Oven_E4_Baseline Forecast | Commercial | School | New | Food Preparation | Natural Gas | Oven | E4 |  | Baseline Forecast | 0 | 0 | 0 | 0 | 0 | 0 | 0 | 0 | 0 | 0 | 0 | 0 | 0 | 0 | 0 | 0 | 0 | 0 | 0 | 0 | 0 | 0 | 0 | 0 | 0 | 0 | 0
Commercial_School_New_Food Preparation_Natural Gas_Oven_E5_Baseline Forecast | Commercial | School | New | Food Preparation | Natural Gas | Oven | E5 |  | Baseline Forecast | 0 | 0 | 0 | 0 | 0 | 0 | 0 | 0 | 0 | 0 | 0 | 0 | 0 | 0 | 0 | 0 | 0 | 0 | 0 | 0 | 0 | 0 | 0 | 0 | 0 | 0 | 0
Commercial_School_New_Food Preparation_Natural Gas_Oven_E6_Baseline Forecast | Commercial | School | New | Food Preparation | Natural Gas | Oven | E6 |  | Baseline Forecast | 0 | 0 | 0 | 0 | 0 | 0 | 0 | 0 | 0 | 0 | 0 | 0 | 0 | 0 | 0 | 0 | 0 | 0 | 0 | 0 | 0 | 0 | 0 | 0 | 0 | 0 | 0
Commercial_School_New_Food Preparation_Natural Gas_Oven_E7_Baseline Forecast | Commercial | School | New | Food Preparation | Natural Gas | Oven | E7 |  | Baseline Forecast | 0 | 0 | 0 | 0 | 0 | 0 | 0 | 0 | 0 | 0 | 0 | 0 | 0 | 0 | 0 | 0 | 0 | 0 | 0 | 0 | 0 | 0 | 0 | 0 | 0 | 0 | 0
Commercial_School_New_Food Preparation_Natural Gas_Oven_E8_Baseline Forecast | Commercial | School | New | Food Preparation | Natural Gas | Oven | E8 |  | Baseline Forecast | 0 | 0 | 0 | 0 | 0 | 0 | 0 | 0 | 0 | 0 | 0 | 0 | 0 | 0 | 0 | 0 | 0 | 0 | 0 | 0 | 0 | 0 | 0 | 0 | 0 | 0 | 0
Commercial_School_New_Food Preparation_Natural Gas_Oven_E9_Baseline Forecast | Commercial | School | New | Food Preparation | Natural Gas | Oven | E9 |  | Baseline Forecast | 0 | 0 | 0 | 0 | 0 | 0 | 0 | 0 | 0 | 0 | 0 | 0 | 0 | 0 | 0 | 0 | 0 | 0 | 0 | 0 | 0 | 0 | 0 | 0 | 0 | 0 | 0
Commercial_School_New_Food Preparation_Natural Gas_Oven_E10_Baseline Forecast | Commercial | School | New | Food Preparation | Natural Gas | Oven | E10 |  | Baseline Forecast | 0 | 0 | 0 | 0 | 0 | 0 | 0 | 0 | 0 | 0 | 0 | 0 | 0 | 0 | 0 | 0 | 0 | 0 | 0 | 0 | 0 | 0 | 0 | 0 | 0 | 0 | 0
Commercial_School_New_Food Preparation_Natural Gas_Conveyor Oven_E1_Baseline Forecast | Commercial | School | New | Food Preparation | Natural Gas | Conveyor Oven | E1 |  | Baseline Forecast | 0 | 5436.1369 | 4112.3506 | 4105.1724 | 4076.1197 | 4028.9492 | 4048.7037 | 4038.1247 | 4028.632 | 4020.2186 | 4012.8778 | 4006.603 | 4001.3881 | 3997.2272 | 3994.1149 | 3992.0457 | 3991.0148 | 5078.2449 | 5684.3014 | 6168.9423 | 6552.2771 | 6851.1442 | 8521.0729 | 8084.8602 | 8081.3654 | 8073.5848 | 8063.7741
Commercial_School_New_Food Preparation_Natural Gas_Conveyor Oven_E2_Baseline Forecast | Commercial | School | New | Food Preparation | Natural Gas | Conveyor Oven | E2 |  | Baseline Forecast | 0 | 6381.552 | 4827.542 | 4819.1154 | 4785.0101 | 4729.636 | 4752.8261 | 4740.4072 | 4729.2636 | 4719.3871 | 4710.7695 | 4703.4035 | 4697.2816 | 4692.3972 | 4688.7435 | 4686.3145 | 4685.1044 | 5961.4179 | 6672.8755 | 7241.8019 | 7691.8036 | 8042.6475 | 10002.9986 | 9490.9229 | 9486.8203 | 9477.6866 | 9466.1695
Commercial_School_New_Food Preparation_Natural Gas_Conveyor Oven_E3_Baseline Forecast | Commercial | School | New | Food Preparation | Natural Gas | Conveyor Oven | E3 |  | Baseline Forecast | 0 | 0 | 0 | 0 | 0 | 0 | 0 | 0 | 0 | 0 | 0 | 0 | 0 | 0 | 0 | 0 | 0 | 0 | 0 | 0 | 0 | 0 | 0 | 0 | 0 | 0 | 0
Commercial_School_New_Food Preparation_Natural Gas_Conveyor Oven_E4_Baseline Forecast | Commercial | School | New | Food Preparation | Natural Gas | Conveyor Oven | E4 |  | Baseline Forecast | 0 | 0 | 0 | 0 | 0 | 0 | 0 | 0 | 0 | 0 | 0 | 0 | 0 | 0 | 0 | 0 | 0 | 0 | 0 | 0 | 0 | 0 | 0 | 0 | 0 | 0 | 0
Commercial_School_New_Food Preparation_Natural Gas_Conveyor Oven_E5_Baseline Forecast | Commercial | School | New | Food Preparation | Natural Gas | Conveyor Oven | E5 |  | Baseline Forecast | 0 | 0 | 0 | 0 | 0 | 0 | 0 | 0 | 0 | 0 | 0 | 0 | 0 | 0 | 0 | 0 | 0 | 0 | 0 | 0 | 0 | 0 | 0 | 0 | 0 | 0 | 0
Commercial_School_New_Food Preparation_Natural Gas_Conveyor Oven_E6_Baseline Forecast | Commercial | School | New | Food Preparation | Natural Gas | Conveyor Oven | E6 |  | Baseline Forecast | 0 | 0 | 0 | 0 | 0 | 0 | 0 | 0 | 0 | 0 | 0 | 0 | 0 | 0 | 0 | 0 | 0 | 0 | 0 | 0 | 0 | 0 | 0 | 0 | 0 | 0 | 0
Commercial_School_New_Food Preparation_Natural Gas_Conveyor Oven_E7_Baseline Forecast | Commercial | School | New | Food Preparation | Natural Gas | Conveyor Oven | E7 |  | Baseline Forecast | 0 | 0 | 0 | 0 | 0 | 0 | 0 | 0 | 0 | 0 | 0 | 0 | 0 | 0 | 0 | 0 | 0 | 0 | 0 | 0 | 0 | 0 | 0 | 0 | 0 | 0 | 0
Commercial_School_New_Food Preparation_Natural Gas_Conveyor Oven_E8_Baseline Forecast | Commercial | School | New | Food Preparation | Natural Gas | Conveyor Oven | E8 |  | Baseline Forecast | 0 | 0 | 0 | 0 | 0 | 0 | 0 | 0 | 0 | 0 | 0 | 0 | 0 | 0 | 0 | 0 | 0 | 0 | 0 | 0 | 0 | 0 | 0 | 0 | 0 | 0 | 0
Commercial_School_New_Food Preparation_Natural Gas_Conveyor Oven_E9_Baseline Forecast | Commercial | School | New | Food Preparation | Natural Gas | Conveyor Oven | E9 |  | Baseline Forecast | 0 | 0 | 0 | 0 | 0 | 0 | 0 | 0 | 0 | 0 | 0 | 0 | 0 | 0 | 0 | 0 | 0 | 0 | 0 | 0 | 0 | 0 | 0 | 0 | 0 | 0 | 0
Commercial_School_New_Food Preparation_Natural Gas_Conveyor Oven_E10_Baseline Forecast | Commercial | School | New | Food Preparation | Natural Gas | Conveyor Oven | E10 |  | Baseline Forecast | 0 | 0 | 0 | 0 | 0 | 0 | 0 | 0 | 0 | 0 | 0 | 0 | 0 | 0 | 0 | 0 | 0 | 0 | 0 | 0 | 0 | 0 | 0 | 0 | 0 | 0 | 0
Commercial_School_New_Food Preparation_Natural Gas_Double Rack Oven_E1_Baseline Forecast | Commercial | School | New | Food Preparation | Natural Gas | Double Rack Oven | E1 |  | Baseline Forecast | 0 | 5436.1369 | 4112.3506 | 4105.1724 | 4076.1197 | 4028.9492 | 4048.7037 | 4038.1247 | 4028.632 | 4020.2186 | 4616.893 | 5000.4332 | 5340.923 | 5640.8271 | 5902.7536 | 6138.4694 | 6347.6275 | 6533.4101 | 6698.6448 | 8586.9944 | 8227.7004 | 8352.9642 | 8492.3658 | 8641.3811 | 8822.328 | 8998.8668 | 9178.6753
Commercial_School_New_Food Preparation_Natural Gas_Double Rack Oven_E2_Baseline Forecast | Commercial | School | New | Food Preparation | Natural Gas | Double Rack Oven | E2 |  | Baseline Forecast | 0 | 6381.552 | 4827.542 | 4819.1154 | 4785.0101 | 4729.636 | 4752.8261 | 4740.4072 | 4729.2636 | 4719.3871 | 5419.8309 | 5870.0738 | 6269.7792 | 6621.8405 | 6929.3194 | 7206.0293 | 7451.5628 | 7669.6554 | 7863.6266 | 10080.3847 | 9658.6048 | 9805.6537 | 9969.299 | 10144.23 | 10356.6459 | 10563.8871 | 10774.9667
Commercial_School_New_Food Preparation_Natural Gas_Double Rack Oven_E3_Baseline Forecast | Commercial | School | New | Food Preparation | Natural Gas | Double Rack Oven | E3 |  | Baseline Forecast | 0 | 0 | 0 | 0 | 0 | 0 | 0 | 0 | 0 | 0 | 0 | 0 | 0 | 0 | 0 | 0 | 0 | 0 | 0 | 0 | 0 | 0 | 0 | 0 | 0 | 0 | 0
Commercial_School_New_Food Preparation_Natural Gas_Double Rack Oven_E4_Baseline Forecast | Commercial | School | New | Food Preparation | Natural Gas | Double Rack Oven | E4 |  | Baseline Forecast | 0 | 0 | 0 | 0 | 0 | 0 | 0 | 0 | 0 | 0 | 0 | 0 | 0 | 0 | 0 | 0 | 0 | 0 | 0 | 0 | 0 | 0 | 0 | 0 | 0 | 0 | 0
Commercial_School_New_Food Preparation_Natural Gas_Double Rack Oven_E5_Baseline Forecast | Commercial | School | New | Food Preparation | Natural Gas | Double Rack Oven | E5 |  | Baseline Forecast | 0 | 0 | 0 | 0 | 0 | 0 | 0 | 0 | 0 | 0 | 0 | 0 | 0 | 0 | 0 | 0 | 0 | 0 | 0 | 0 | 0 | 0 | 0 | 0 | 0 | 0 | 0
Commercial_School_New_Food Preparation_Natural Gas_Double Rack Oven_E6_Baseline Forecast | Commercial | School | New | Food Preparation | Natural Gas | Double Rack Oven | E6 |  | Baseline Forecast | 0 | 0 | 0 | 0 | 0 | 0 | 0 | 0 | 0 | 0 | 0 | 0 | 0 | 0 | 0 | 0 | 0 | 0 | 0 | 0 | 0 | 0 | 0 | 0 | 0 | 0 | 0
Commercial_School_New_Food Preparation_Natural Gas_Double Rack Oven_E7_Baseline Forecast | Commercial | School | New | Food Preparation | Natural Gas | Double Rack Oven | E7 |  | Baseline Forecast | 0 | 0 | 0 | 0 | 0 | 0 | 0 | 0 | 0 | 0 | 0 | 0 | 0 | 0 | 0 | 0 | 0 | 0 | 0 | 0 | 0 | 0 | 0 | 0 | 0 | 0 | 0
Commercial_School_New_Food Preparation_Natural Gas_Double Rack Oven_E8_Baseline Forecast | Commercial | School | New | Food Preparation | Natural Gas | Double Rack Oven | E8 |  | Baseline Forecast | 0 | 0 | 0 | 0 | 0 | 0 | 0 | 0 | 0 | 0 | 0 | 0 | 0 | 0 | 0 | 0 | 0 | 0 | 0 | 0 | 0 | 0 | 0 | 0 | 0 | 0 | 0
Commercial_School_New_Food Preparation_Natural Gas_Double Rack Oven_E9_Baseline Forecast | Commercial | School | New | Food Preparation | Natural Gas | Double Rack Oven | E9 |  | Baseline Forecast | 0 | 0 | 0 | 0 | 0 | 0 | 0 | 0 | 0 | 0 | 0 | 0 | 0 | 0 | 0 | 0 | 0 | 0 | 0 | 0 | 0 | 0 | 0 | 0 | 0 | 0 | 0
Commercial_School_New_Food Preparation_Natural Gas_Double Rack Oven_E10_Baseline Forecast | Commercial | School | New | Food Preparation | Natural Gas | Double Rack Oven | E10 |  | Baseline Forecast | 0 | 0 | 0 | 0 | 0 | 0 | 0 | 0 | 0 | 0 | 0 | 0 | 0 | 0 | 0 | 0 | 0 | 0 | 0 | 0 | 0 | 0 | 0 | 0 | 0 | 0 | 0
Commercial_School_New_Food Preparation_Natural Gas_Fryer_E1_Baseline Forecast | Commercial | School | New | Food Preparation | Natural Gas | Fryer | E1 |  | Baseline Forecast | 0 | 0 | 0 | 0 | 0 | 0 | 0 | 0 | 0 | 0 | 0 | 0 | 0 | 0 | 0 | 0 | 0 | 0 | 0 | 0 | 0 | 0 | 0 | 0 | 0 | 0 | 0
Commercial_School_New_Food Preparation_Natural Gas_Fryer_E2_Baseline Forecast | Commercial | School | New | Food Preparation | Natural Gas | Fryer | E2 |  | Baseline Forecast | 0 | 30586.9594 | 23138.5456 | 23098.1568 | 22934.6888 | 22669.2793 | 22780.4299 | 22720.906 | 22667.4946 | 28737.5478 | 32100.4745 | 34780.4755 | 36890.6853 | 38525.8334 | 47875.5871 | 45375.1078 | 45309.5247 | 46443.4598 | 48002.2635 | 49890.9484 | 51787.2576 | 53642.1267 | 58611.5188 | 61388.721 | 63430.9052 | 65155.7575 | 66737.6708
Commercial_School_New_Food Preparation_Natural Gas_Fryer_E3_Baseline Forecast | Commercial | School | New | Food Preparation | Natural Gas | Fryer | E3 |  | Baseline Forecast | 0 | 0 | 0 | 0 | 0 | 0 | 0 | 0 | 0 | 0 | 0 | 0 | 0 | 0 | 0 | 0 | 0 | 0 | 0 | 0 | 0 | 0 | 0 | 0 | 0 | 0 | 0
Commercial_School_New_Food Preparation_Natural Gas_Fryer_E4_Baseline Forecast | Commercial | School | New | Food Preparation | Natural Gas | Fryer | E4 |  | Baseline Forecast | 0 | 0 | 0 | 0 | 0 | 0 | 0 | 0 | 0 | 0 | 0 | 0 | 0 | 0 | 0 | 0 | 0 | 0 | 0 | 0 | 0 | 0 | 0 | 0 | 0 | 0 | 0
Commercial_School_New_Food Preparation_Natural Gas_Fryer_E5_Baseline Forecast | Commercial | School | New | Food Preparation | Natural Gas | Fryer | E5 |  | Baseline Forecast | 0 | 0 | 0 | 0 | 0 | 0 | 0 | 0 | 0 | 0 | 0 | 0 | 0 | 0 | 0 | 0 | 0 | 0 | 0 | 0 | 0 | 0 | 0 | 0 | 0 | 0 | 0
Commercial_School_New_Food Preparation_Natural Gas_Fryer_E6_Baseline Forecast | Commercial | School | New | Food Preparation | Natural Gas | Fryer | E6 |  | Baseline Forecast | 0 | 0 | 0 | 0 | 0 | 0 | 0 | 0 | 0 | 0 | 0 | 0 | 0 | 0 | 0 | 0 | 0 | 0 | 0 | 0 | 0 | 0 | 0 | 0 | 0 | 0 | 0
Commercial_School_New_Food Preparation_Natural Gas_Fryer_E7_Baseline Forecast | Commercial | School | New | Food Preparation | Natural Gas | Fryer | E7 |  | Baseline Forecast | 0 | 0 | 0 | 0 | 0 | 0 | 0 | 0 | 0 | 0 | 0 | 0 | 0 | 0 | 0 | 0 | 0 | 0 | 0 | 0 | 0 | 0 | 0 | 0 | 0 | 0 | 0
Commercial_School_New_Food Preparation_Natural Gas_Fryer_E8_Baseline Forecast | Commercial | School | New | Food Preparation | Natural Gas | Fryer | E8 |  | Baseline Forecast | 0 | 0 | 0 | 0 | 0 | 0 | 0 | 0 | 0 | 0 | 0 | 0 | 0 | 0 | 0 | 0 | 0 | 0 | 0 | 0 | 0 | 0 | 0 | 0 | 0 | 0 | 0
Commercial_School_New_Food Preparation_Natural Gas_Fryer_E9_Baseline Forecast | Commercial | School | New | Food Preparation | Natural Gas | Fryer | E9 |  | Baseline Forecast | 0 | 0 | 0 | 0 | 0 | 0 | 0 | 0 | 0 | 0 | 0 | 0 | 0 | 0 | 0 | 0 | 0 | 0 | 0 | 0 | 0 | 0 | 0 | 0 | 0 | 0 | 0
Commercial_School_New_Food Preparation_Natural Gas_Fryer_E10_Baseline Forecast | Commercial | School | New | Food Preparation | Natural Gas | Fryer | E10 |  | Baseline Forecast | 0 | 0 | 0 | 0 | 0 | 0 | 0 | 0 | 0 | 0 | 0 | 0 | 0 | 0 | 0 | 0 | 0 | 0 | 0 | 0 | 0 | 0 | 0 | 0 | 0 | 0 | 0
Commercial_School_New_Food Preparation_Natural Gas_Broiler_E1_Baseline Forecast | Commercial | School | New | Food Preparation | Natural Gas | Broiler | E1 |  | Baseline Forecast | 0 | 47270.7555 | 35759.5705 | 35697.1514 | 35444.519 | 35034.3407 | 35206.1189 | 35114.1275 | 35031.5826 | 34958.4228 | 40146.8954 | 43482.0279 | 46442.8087 | 49050.6707 | 51328.2919 | 53377.995 | 55196.7611 | 56812.262 | 58249.0856 | 74669.5167 | 71545.221 | 72634.4715 | 73846.6592 | 75142.4448 | 76715.8957 | 78251.0157 | 79814.5679
Commercial_School_New_Food Preparation_Natural Gas_Broiler_E2_Baseline Forecast | Commercial | School | New | Food Preparation | Natural Gas | Broiler | E2 |  | Baseline Forecast | 0 | 0 | 0 | 0 | 0 | 0 | 0 | 0 | 0 | 0 | 0 | 0 | 0 | 0 | 0 | 0 | 0 | 0 | 0 | 0 | 0 | 0 | 0 | 0 | 0 | 0 | 0
Commercial_School_New_Food Preparation_Natural Gas_Broiler_E3_Baseline Forecast | Commercial | School | New | Food Preparation | Natural Gas | Broiler | E3 |  | Baseline Forecast | 0 | 0 | 0 | 0 | 0 | 0 | 0 | 0 | 0 | 0 | 0 | 0 | 0 | 0 | 0 | 0 | 0 | 0 | 0 | 0 | 0 | 0 | 0 | 0 | 0 | 0 | 0
Commercial_School_New_Food Preparation_Natural Gas_Broiler_E4_Baseline Forecast | Commercial | School | New | Food Preparation | Natural Gas | Broiler | E4 |  | Baseline Forecast | 0 | 0 | 0 | 0 | 0 | 0 | 0 | 0 | 0 | 0 | 0 | 0 | 0 | 0 | 0 | 0 | 0 | 0 | 0 | 0 | 0 | 0 | 0 | 0 | 0 | 0 | 0
Commercial_School_New_Food Preparation_Natural Gas_Broiler_E5_Baseline Forecast | Commercial | School | New | Food Preparation | Natural Gas | Broiler | E5 |  | Baseline Forecast | 0 | 0 | 0 | 0 | 0 | 0 | 0 | 0 | 0 | 0 | 0 | 0 | 0 | 0 | 0 | 0 | 0 | 0 | 0 | 0 | 0 | 0 | 0 | 0 | 0 | 0 | 0
Commercial_School_New_Food Preparation_Natural Gas_Broiler_E6_Baseline Forecast | Commercial | School | New | Food Preparation | Natural Gas | Broiler | E6 |  | Baseline Forecast | 0 | 0 | 0 | 0 | 0 | 0 | 0 | 0 | 0 | 0 | 0 | 0 | 0 | 0 | 0 | 0 | 0 | 0 | 0 | 0 | 0 | 0 | 0 | 0 | 0 | 0 | 0
Commercial_School_New_Food Preparation_Natural Gas_Broiler_E7_Baseline Forecast | Commercial | School | New | Food Preparation | Natural Gas | Broiler | E7 |  | Baseline Forecast | 0 | 0 | 0 | 0 | 0 | 0 | 0 | 0 | 0 | 0 | 0 | 0 | 0 | 0 | 0 | 0 | 0 | 0 | 0 | 0 | 0 | 0 | 0 | 0 | 0 | 0 | 0
Commercial_School_New_Food Preparation_Natural Gas_Broiler_E8_Baseline Forecast | Commercial | School | New | Food Preparation | Natural Gas | Broiler | E8 |  | Baseline Forecast | 0 | 0 | 0 | 0 | 0 | 0 | 0 | 0 | 0 | 0 | 0 | 0 | 0 | 0 | 0 | 0 | 0 | 0 | 0 | 0 | 0 | 0 | 0 | 0 | 0 | 0 | 0
Commercial_School_New_Food Preparation_Natural Gas_Broiler_E9_Baseline Forecast | Commercial | School | New | Food Preparation | Natural Gas | Broiler | E9 |  | Baseline Forecast | 0 | 0 | 0 | 0 | 0 | 0 | 0 | 0 | 0 | 0 | 0 | 0 | 0 | 0 | 0 | 0 | 0 | 0 | 0 | 0 | 0 | 0 | 0 | 0 | 0 | 0 | 0
Commercial_School_New_Food Preparation_Natural Gas_Broiler_E10_Baseline Forecast | Commercial | School | New | Food Preparation | Natural Gas | Broiler | E10 |  | Baseline Forecast | 0 | 0 | 0 | 0 | 0 | 0 | 0 | 0 | 0 | 0 | 0 | 0 | 0 | 0 | 0 | 0 | 0 | 0 | 0 | 0 | 0 | 0 | 0 | 0 | 0 | 0 | 0
Commercial_School_New_Food Preparation_Natural Gas_Griddle_E1_Baseline Forecast | Commercial | School | New | Food Preparation | Natural Gas | Griddle | E1 |  | Baseline Forecast | 0 | 54722.851 | 41396.9617 | 41324.7024 | 41032.2432 | 40557.4014 | 40756.26 | 40649.7664 | 40554.2086 | 40469.5153 | 46475.9354 | 50336.8418 | 53764.3809 | 56783.3646 | 59420.0462 | 61792.879 | 63898.3682 | 65768.548 | 67431.8827 | 86440.9463 | 82824.1147 | 84085.0823 | 85488.3679 | 86988.4302 | 88809.931 | 90587.0582 | 92397.0997
Commercial_School_New_Food Preparation_Natural Gas_Griddle_E2_Baseline Forecast | Commercial | School | New | Food Preparation | Natural Gas | Griddle | E2 |  | Baseline Forecast | 0 | 12012.3332 | 9087.1379 | 9071.2761 | 9007.0778 | 8902.8442 | 8946.4961 | 8923.1194 | 8902.1433 | 8883.5521 | 10202.0346 | 11049.5506 | 11801.9373 | 12464.641 | 13043.4248 | 13564.2905 | 14026.4711 | 14436.9983 | 14802.1206 | 18974.8419 | 18180.9032 | 18457.701 | 18765.7393 | 19095.0213 | 19494.8629 | 19884.964 | 20282.2902
Commercial_School_New_Food Preparation_Natural Gas_Griddle_E3_Baseline Forecast | Commercial | School | New | Food Preparation | Natural Gas | Griddle | E3 |  | Baseline Forecast | 0 | 0 | 0 | 0 | 0 | 0 | 0 | 0 | 0 | 0 | 0 | 0 | 0 | 0 | 0 | 0 | 0 | 0 | 0 | 0 | 0 | 0 | 0 | 0 | 0 | 0 | 0
Commercial_School_New_Food Preparation_Natural Gas_Griddle_E4_Baseline Forecast | Commercial | School | New | Food Preparation | Natural Gas | Griddle | E4 |  | Baseline Forecast | 0 | 0 | 0 | 0 | 0 | 0 | 0 | 0 | 0 | 0 | 0 | 0 | 0 | 0 | 0 | 0 | 0 | 0 | 0 | 0 | 0 | 0 | 0 | 0 | 0 | 0 | 0
Commercial_School_New_Food Preparation_Natural Gas_Griddle_E5_Baseline Forecast | Commercial | School | New | Food Preparation | Natural Gas | Griddle | E5 |  | Baseline Forecast | 0 | 0 | 0 | 0 | 0 | 0 | 0 | 0 | 0 | 0 | 0 | 0 | 0 | 0 | 0 | 0 | 0 | 0 | 0 | 0 | 0 | 0 | 0 | 0 | 0 | 0 | 0
Commercial_School_New_Food Preparation_Natural Gas_Griddle_E6_Baseline Forecast | Commercial | School | New | Food Preparation | Natural Gas | Griddle | E6 |  | Baseline Forecast | 0 | 0 | 0 | 0 | 0 | 0 | 0 | 0 | 0 | 0 | 0 | 0 | 0 | 0 | 0 | 0 | 0 | 0 | 0 | 0 | 0 | 0 | 0 | 0 | 0 | 0 | 0
Commercial_School_New_Food Preparation_Natural Gas_Griddle_E7_Baseline Forecast | Commercial | School | New | Food Preparation | Natural Gas | Griddle | E7 |  | Baseline Forecast | 0 | 0 | 0 | 0 | 0 | 0 | 0 | 0 | 0 | 0 | 0 | 0 | 0 | 0 | 0 | 0 | 0 | 0 | 0 | 0 | 0 | 0 | 0 | 0 | 0 | 0 | 0
Commercial_School_New_Food Preparation_Natural Gas_Griddle_E8_Baseline Forecast | Commercial | School | New | Food Preparation | Natural Gas | Griddle | E8 |  | Baseline Forecast | 0 | 0 | 0 | 0 | 0 | 0 | 0 | 0 | 0 | 0 | 0 | 0 | 0 | 0 | 0 | 0 | 0 | 0 | 0 | 0 | 0 | 0 | 0 | 0 | 0 | 0 | 0
Commercial_School_New_Food Preparation_Natural Gas_Griddle_E9_Baseline Forecast | Commercial | School | New | Food Preparation | Natural Gas | Griddle | E9 |  | Baseline Forecast | 0 | 0 | 0 | 0 | 0 | 0 | 0 | 0 | 0 | 0 | 0 | 0 | 0 | 0 | 0 | 0 | 0 | 0 | 0 | 0 | 0 | 0 | 0 | 0 | 0 | 0 | 0
Commercial_School_New_Food Preparation_Natural Gas_Griddle_E10_Baseline Forecast | Commercial | School | New | Food Preparation | Natural Gas | Griddle | E10 |  | Baseline Forecast | 0 | 0 | 0 | 0 | 0 | 0 | 0 | 0 | 0 | 0 | 0 | 0 | 0 | 0 | 0 | 0 | 0 | 0 | 0 | 0 | 0 | 0 | 0 | 0 | 0 | 0 | 0
Commercial_School_New_Food Preparation_Natural Gas_Range_E1_Baseline Forecast | Commercial | School | New | Food Preparation | Natural Gas | Range | E1 |  | Baseline Forecast | 0 | 82492.1027 | 62403.9564 | 62295.029 | 61854.1607 | 61138.3592 | 61438.1291 | 61277.595 | 61133.5461 | 61005.875 | 77392.8997 | 86478.7883 | 93722.7537 | 99429.9204 | 103855.776 | 129087.609 | 122359.6472 | 122198.4557 | 121972.5774 | 125015.8941 | 129555.6904 | 134540.4392 | 139701.8167 | 144751.2398 | 158200.258 | 165736.8399 | 171290.9475
Commercial_School_New_Food Preparation_Natural Gas_Range_E2_Baseline Forecast | Commercial | School | New | Food Preparation | Natural Gas | Range | E2 |  | Baseline Forecast | 0 | 0 | 0 | 0 | 0 | 0 | 0 | 0 | 0 | 0 | 0 | 0 | 0 | 0 | 0 | 0 | 0 | 0 | 0 | 0 | 0 | 0 | 0 | 0 | 0 | 0 | 0
Commercial_School_New_Food Preparation_Natural Gas_Range_E3_Baseline Forecast | Commercial | School | New | Food Preparation | Natural Gas | Range | E3 |  | Baseline Forecast | 0 | 0 | 0 | 0 | 0 | 0 | 0 | 0 | 0 | 0 | 0 | 0 | 0 | 0 | 0 | 0 | 0 | 0 | 0 | 0 | 0 | 0 | 0 | 0 | 0 | 0 | 0
Commercial_School_New_Food Preparation_Natural Gas_Range_E4_Baseline Forecast | Commercial | School | New | Food Preparation | Natural Gas | Range | E4 |  | Baseline Forecast | 0 | 0 | 0 | 0 | 0 | 0 | 0 | 0 | 0 | 0 | 0 | 0 | 0 | 0 | 0 | 0 | 0 | 0 | 0 | 0 | 0 | 0 | 0 | 0 | 0 | 0 | 0
Commercial_School_New_Food Preparation_Natural Gas_Range_E5_Baseline Forecast | Commercial | School | New | Food Preparation | Natural Gas | Range | E5 |  | Baseline Forecast | 0 | 0 | 0 | 0 | 0 | 0 | 0 | 0 | 0 | 0 | 0 | 0 | 0 | 0 | 0 | 0 | 0 | 0 | 0 | 0 | 0 | 0 | 0 | 0 | 0 | 0 | 0
Commercial_School_New_Food Preparation_Natural Gas_Range_E6_Baseline Forecast | Commercial | School | New | Food Preparation | Natural Gas | Range | E6 |  | Baseline Forecast | 0 | 0 | 0 | 0 | 0 | 0 | 0 | 0 | 0 | 0 | 0 | 0 | 0 | 0 | 0 | 0 | 0 | 0 | 0 | 0 | 0 | 0 | 0 | 0 | 0 | 0 | 0
Commercial_School_New_Food Preparation_Natural Gas_Range_E7_Baseline Forecast | Commercial | School | New | Food Preparation | Natural Gas | Range | E7 |  | Baseline Forecast | 0 | 0 | 0 | 0 | 0 | 0 | 0 | 0 | 0 | 0 | 0 | 0 | 0 | 0 | 0 | 0 | 0 | 0 | 0 | 0 | 0 | 0 | 0 | 0 | 0 | 0 | 0
Commercial_School_New_Food Preparation_Natural Gas_Range_E8_Baseline Forecast | Commercial | School | New | Food Preparation | Natural Gas | Range | E8 |  | Baseline Forecast | 0 | 0 | 0 | 0 | 0 | 0 | 0 | 0 | 0 | 0 | 0 | 0 | 0 | 0 | 0 | 0 | 0 | 0 | 0 | 0 | 0 | 0 | 0 | 0 | 0 | 0 | 0
Commercial_School_New_Food Preparation_Natural Gas_Range_E9_Baseline Forecast | Commercial | School | New | Food Preparation | Natural Gas | Range | E9 |  | Baseline Forecast | 0 | 0 | 0 | 0 | 0 | 0 | 0 | 0 | 0 | 0 | 0 | 0 | 0 | 0 | 0 | 0 | 0 | 0 | 0 | 0 | 0 | 0 | 0 | 0 | 0 | 0 | 0
Commercial_School_New_Food Preparation_Natural Gas_Range_E10_Baseline Forecast | Commercial | School | New | Food Preparation | Natural Gas | Range | E10 |  | Baseline Forecast | 0 | 0 | 0 | 0 | 0 | 0 | 0 | 0 | 0 | 0 | 0 | 0 | 0 | 0 | 0 | 0 | 0 | 0 | 0 | 0 | 0 | 0 | 0 | 0 | 0 | 0 | 0
Commercial_School_New_Food Preparation_Natural Gas_Steamer_E1_Baseline Forecast | Commercial | School | New | Food Preparation | Natural Gas | Steamer | E1 |  | Baseline Forecast | 0 | 0 | 0 | 0 | 0 | 0 | 0 | 0 | 0 | 0 | 0 | 0 | 0 | 0 | 0 | 0 | 0 | 0 | 0 | 0 | 0 | 0 | 0 | 0 | 0 | 0 | 0
Commercial_School_New_Food Preparation_Natural Gas_Steamer_E2_Baseline Forecast | Commercial | School | New | Food Preparation | Natural Gas | Steamer | E2 |  | Baseline Forecast | 0 | 29660.0819 | 22437.3776 | 22398.2127 | 22239.6982 | 21982.3314 | 22090.1138 | 22032.3937 | 27912.6172 | 31167.7853 | 33760.7576 | 35801.2387 | 37381.0859 | 46441.7931 | 44011.394 | 45128.5367 | 46645.4047 | 48356.0943 | 50234.082 | 52015.7748 | 56817.6832 | 59493.8988 | 61694.7133 | 63625.0007 | 65402.7994 | 69174.969 | 69551.0753
Commercial_School_New_Food Preparation_Natural Gas_Steamer_E3_Baseline Forecast | Commercial | School | New | Food Preparation | Natural Gas | Steamer | E3 |  | Baseline Forecast | 0 | 0 | 0 | 0 | 0 | 0 | 0 | 0 | 0 | 0 | 0 | 0 | 0 | 0 | 0 | 0 | 0 | 0 | 0 | 0 | 0 | 0 | 0 | 0 | 0 | 0 | 0
Commercial_School_New_Food Preparation_Natural Gas_Steamer_E4_Baseline Forecast | Commercial | School | New | Food Preparation | Natural Gas | Steamer | E4 |  | Baseline Forecast | 0 | 0 | 0 | 0 | 0 | 0 | 0 | 0 | 0 | 0 | 0 | 0 | 0 | 0 | 0 | 0 | 0 | 0 | 0 | 0 | 0 | 0 | 0 | 0 | 0 | 0 | 0
Commercial_School_New_Food Preparation_Natural Gas_Steamer_E5_Baseline Forecast | Commercial | School | New | Food Preparation | Natural Gas | Steamer | E5 |  | Baseline Forecast | 0 | 0 | 0 | 0 | 0 | 0 | 0 | 0 | 0 | 0 | 0 | 0 | 0 | 0 | 0 | 0 | 0 | 0 | 0 | 0 | 0 | 0 | 0 | 0 | 0 | 0 | 0
Commercial_School_New_Food Preparation_Natural Gas_Steamer_E6_Baseline Forecast | Commercial | School | New | Food Preparation | Natural Gas | Steamer | E6 |  | Baseline Forecast | 0 | 0 | 0 | 0 | 0 | 0 | 0 | 0 | 0 | 0 | 0 | 0 | 0 | 0 | 0 | 0 | 0 | 0 | 0 | 0 | 0 | 0 | 0 | 0 | 0 | 0 | 0
Commercial_School_New_Food Preparation_Natural Gas_Steamer_E7_Baseline Forecast | Commercial | School | New | Food Preparation | Natural Gas | Steamer | E7 |  | Baseline Forecast | 0 | 0 | 0 | 0 | 0 | 0 | 0 | 0 | 0 | 0 | 0 | 0 | 0 | 0 | 0 | 0 | 0 | 0 | 0 | 0 | 0 | 0 | 0 | 0 | 0 | 0 | 0
Commercial_School_New_Food Preparation_Natural Gas_Steamer_E8_Baseline Forecast | Commercial | School | New | Food Preparation | Natural Gas | Steamer | E8 |  | Baseline Forecast | 0 | 0 | 0 | 0 | 0 | 0 | 0 | 0 | 0 | 0 | 0 | 0 | 0 | 0 | 0 | 0 | 0 | 0 | 0 | 0 | 0 | 0 | 0 | 0 | 0 | 0 | 0
Commercial_School_New_Food Preparation_Natural Gas_Steamer_E9_Baseline Forecast | Commercial | School | New | Food Preparation | Natural Gas | Steamer | E9 |  | Baseline Forecast | 0 | 0 | 0 | 0 | 0 | 0 | 0 | 0 | 0 | 0 | 0 | 0 | 0 | 0 | 0 | 0 | 0 | 0 | 0 | 0 | 0 | 0 | 0 | 0 | 0 | 0 | 0
Commercial_School_New_Food Preparation_Natural Gas_Steamer_E10_Baseline Forecast | Commercial | School | New | Food Preparation | Natural Gas | Steamer | E10 |  | Baseline Forecast | 0 | 0 | 0 | 0 | 0 | 0 | 0 | 0 | 0 | 0 | 0 | 0 | 0 | 0 | 0 | 0 | 0 | 0 | 0 | 0 | 0 | 0 | 0 | 0 | 0 | 0 | 0
Commercial_School_New_Food Preparation_Natural Gas_Commercial Food Prep Other_E1_Baseline Forecast | Commercial | School | New | Food Preparation | Natural Gas | Commercial Food Prep Other | E1 |  | Baseline Forecast | 0 | 2780.6327 | 2103.5041 | 2099.8324 | 2084.9717 | 2060.8436 | 2070.9482 | 2065.5369 | 2060.6813 | 2056.3778 | 2608.7494 | 2915.0153 | 3159.1939 | 3351.5703 | 3500.7565 | 4351.2677 | 4124.4825 | 4119.0491 | 4111.4352 | 4214.0189 | 4367.0457 | 4535.071 | 4709.05 | 4879.2553 | 5332.593 | 5586.6351 | 5773.8522
Commercial_School_New_Food Preparation_Natural Gas_Commercial Food Prep Other_E2_Baseline Forecast | Commercial | School | New | Food Preparation | Natural Gas | Commercial Food Prep Other | E2 |  | Baseline Forecast | 0 | 926.8776 | 701.168 | 699.9441 | 694.9906 | 686.9479 | 690.3161 | 688.5123 | 686.8938 | 685.4593 | 869.5831 | 971.6718 | 1053.0646 | 1117.1901 | 1166.9188 | 1450.4226 | 1374.8275 | 1373.0164 | 1370.4784 | 1404.673 | 1455.6819 | 1511.6903 | 1569.6833 | 1626.4184 | 1777.531 | 1862.2117 | 1924.6174
Commercial_School_New_Food Preparation_Natural Gas_Commercial Food Prep Other_E3_Baseline Forecast | Commercial | School | New | Food Preparation | Natural Gas | Commercial Food Prep Other | E3 |  | Baseline Forecast | 0 | 0 | 0 | 0 | 0 | 0 | 0 | 0 | 0 | 0 | 0 | 0 | 0 | 0 | 0 | 0 | 0 | 0 | 0 | 0 | 0 | 0 | 0 | 0 | 0 | 0 | 0
Commercial_School_New_Food Preparation_Natural Gas_Commercial Food Prep Other_E4_Baseline Forecast | Commercial | School | New | Food Preparation | Natural Gas | Commercial Food Prep Other | E4 |  | Baseline Forecast | 0 | 0 | 0 | 0 | 0 | 0 | 0 | 0 | 0 | 0 | 0 | 0 | 0 | 0 | 0 | 0 | 0 | 0 | 0 | 0 | 0 | 0 | 0 | 0 | 0 | 0 | 0
Commercial_School_New_Food Preparation_Natural Gas_Commercial Food Prep Other_E5_Baseline Forecast | Commercial | School | New | Food Preparation | Natural Gas | Commercial Food Prep Other | E5 |  | Baseline Forecast | 0 | 0 | 0 | 0 | 0 | 0 | 0 | 0 | 0 | 0 | 0 | 0 | 0 | 0 | 0 | 0 | 0 | 0 | 0 | 0 | 0 | 0 | 0 | 0 | 0 | 0 | 0
Commercial_School_New_Food Preparation_Natural Gas_Commercial Food Prep Other_E6_Baseline Forecast | Commercial | School | New | Food Preparation | Natural Gas | Commercial Food Prep Other | E6 |  | Baseline Forecast | 0 | 0 | 0 | 0 | 0 | 0 | 0 | 0 | 0 | 0 | 0 | 0 | 0 | 0 | 0 | 0 | 0 | 0 | 0 | 0 | 0 | 0 | 0 | 0 | 0 | 0 | 0
Commercial_School_New_Food Preparation_Natural Gas_Commercial Food Prep Other_E7_Baseline Forecast | Commercial | School | New | Food Preparation | Natural Gas | Commercial Food Prep Other | E7 |  | Baseline Forecast | 0 | 0 | 0 | 0 | 0 | 0 | 0 | 0 | 0 | 0 | 0 | 0 | 0 | 0 | 0 | 0 | 0 | 0 | 0 | 0 | 0 | 0 | 0 | 0 | 0 | 0 | 0
Commercial_School_New_Food Preparation_Natural Gas_Commercial Food Prep Other_E8_Baseline Forecast | Commercial | School | New | Food Preparation | Natural Gas | Commercial Food Prep Other | E8 |  | Baseline Forecast | 0 | 0 | 0 | 0 | 0 | 0 | 0 | 0 | 0 | 0 | 0 | 0 | 0 | 0 | 0 | 0 | 0 | 0 | 0 | 0 | 0 | 0 | 0 | 0 | 0 | 0 | 0
Commercial_School_New_Food Preparation_Natural Gas_Commercial Food Prep Other_E9_Baseline Forecast | Commercial | School | New | Food Preparation | Natural Gas | Commercial Food Prep Other | E9 |  | Baseline Forecast | 0 | 0 | 0 | 0 | 0 | 0 | 0 | 0 | 0 | 0 | 0 | 0 | 0 | 0 | 0 | 0 | 0 | 0 | 0 | 0 | 0 | 0 | 0 | 0 | 0 | 0 | 0
Commercial_School_New_Food Preparation_Natural Gas_Commercial Food Prep Other_E10_Baseline Forecast | Commercial | School | New | Food Preparation | Natural Gas | Commercial Food Prep Other | E10 |  | Baseline Forecast | 0 | 0 | 0 | 0 | 0 | 0 | 0 | 0 | 0 | 0 | 0 | 0 | 0 | 0 | 0 | 0 | 0 | 0 | 0 | 0 | 0 | 0 | 0 | 0 | 0 | 0 | 0
Commercial_School_New_Miscellaneous_Natural Gas_Pool Heater_E1_Baseline Forecast | Commercial | School | New | Miscellaneous | Natural Gas | Pool Heater | E1 |  | Baseline Forecast | 0 | 858.6134 | 649.5273 | 648.3936 | 643.8048 | 636.3544 | 811.1973 | 905.0873 | 979.8099 | 1038.5409 | 1083.9393 | 1380.2434 | 1356.1428 | 1406.3221 | 1457.3402 | 1506.5506 | 1653.0655 | 1744.3666 | 1822.5815 | 1891.3593 | 1952.9549 | 2097.5657 | 2147.8121 | 2223.4453 | 2298.28 | 2370.3772 | 2482.9005
Commercial_School_New_Miscellaneous_Natural Gas_Pool Heater_E2_Baseline Forecast | Commercial | School | New | Miscellaneous | Natural Gas | Pool Heater | E2 |  | Baseline Forecast | 0 | 0 | 0 | 0 | 0 | 0 | 0 | 0 | 0 | 0 | 0 | 0 | 0 | 0 | 0 | 0 | 0 | 0 | 0 | 0 | 0 | 0 | 0 | 0 | 0 | 0 | 0
Commercial_School_New_Miscellaneous_Natural Gas_Pool Heater_E3_Baseline Forecast | Commercial | School | New | Miscellaneous | Natural Gas | Pool Heater | E3 |  | Baseline Forecast | 0 | 0 | 0 | 0 | 0 | 0 | 0 | 0 | 0 | 0 | 0 | 0 | 0 | 0 | 0 | 0 | 0 | 0 | 0 | 0 | 0 | 0 | 0 | 0 | 0 | 0 | 0
Commercial_School_New_Miscellaneous_Natural Gas_Pool Heater_E4_Baseline Forecast | Commercial | School | New | Miscellaneous | Natural Gas | Pool Heater | E4 |  | Baseline Forecast | 0 | 0 | 0 | 0 | 0 | 0 | 0 | 0 | 0 | 0 | 0 | 0 | 0 | 0 | 0 | 0 | 0 | 0 | 0 | 0 | 0 | 0 | 0 | 0 | 0 | 0 | 0
Commercial_School_New_Miscellaneous_Natural Gas_Pool Heater_E5_Baseline Forecast | Commercial | School | New | Miscellaneous | Natural Gas | Pool Heater | E5 |  | Baseline Forecast | 0 | 0 | 0 | 0 | 0 | 0 | 0 | 0 | 0 | 0 | 0 | 0 | 0 | 0 | 0 | 0 | 0 | 0 | 0 | 0 | 0 | 0 | 0 | 0 | 0 | 0 | 0
Commercial_School_New_Miscellaneous_Natural Gas_Pool Heater_E6_Baseline Forecast | Commercial | School | New | Miscellaneous | Natural Gas | Pool Heater | E6 |  | Baseline Forecast | 0 | 0 | 0 | 0 | 0 | 0 | 0 | 0 | 0 | 0 | 0 | 0 | 0 | 0 | 0 | 0 | 0 | 0 | 0 | 0 | 0 | 0 | 0 | 0 | 0 | 0 | 0
Commercial_School_New_Miscellaneous_Natural Gas_Pool Heater_E7_Baseline Forecast | Commercial | School | New | Miscellaneous | Natural Gas | Pool Heater | E7 |  | Baseline Forecast | 0 | 0 | 0 | 0 | 0 | 0 | 0 | 0 | 0 | 0 | 0 | 0 | 0 | 0 | 0 | 0 | 0 | 0 | 0 | 0 | 0 | 0 | 0 | 0 | 0 | 0 | 0
Commercial_School_New_Miscellaneous_Natural Gas_Pool Heater_E8_Baseline Forecast | Commercial | School | New | Miscellaneous | Natural Gas | Pool Heater | E8 |  | Baseline Forecast | 0 | 0 | 0 | 0 | 0 | 0 | 0 | 0 | 0 | 0 | 0 | 0 | 0 | 0 | 0 | 0 | 0 | 0 | 0 | 0 | 0 | 0 | 0 | 0 | 0 | 0 | 0
Commercial_School_New_Miscellaneous_Natural Gas_Pool Heater_E9_Baseline Forecast | Commercial | School | New | Miscellaneous | Natural Gas | Pool Heater | E9 |  | Baseline Forecast | 0 | 0 | 0 | 0 | 0 | 0 | 0 | 0 | 0 | 0 | 0 | 0 | 0 | 0 | 0 | 0 | 0 | 0 | 0 | 0 | 0 | 0 | 0 | 0 | 0 | 0 | 0
Commercial_School_New_Miscellaneous_Natural Gas_Pool Heater_E10_Baseline Forecast | Commercial | School | New | Miscellaneous | Natural Gas | Pool Heater | E10 |  | Baseline Forecast | 0 | 0 | 0 | 0 | 0 | 0 | 0 | 0 | 0 | 0 | 0 | 0 | 0 | 0 | 0 | 0 | 0 | 0 | 0 | 0 | 0 | 0 | 0 | 0 | 0 | 0 | 0
Commercial_School_New_Miscellaneous_Natural Gas_Miscellaneous_E1_Baseline Forecast | Commercial | School | New | Miscellaneous | Natural Gas | Miscellaneous | E1 |  | Baseline Forecast | 0 | 282697.6552 | 213856.2552 | 213482.9645 | 252357.503 | 274686.0292 | 296901.3348 | 320065.8422 | 343088.8257 | 365982.0315 | 388907.2657 | 494213.3509 | 485331.2524 | 500957.8043 | 540854.4675 | 568993.0664 | 595349.8631 | 623963.5734 | 652521.7165 | 680788.5414 | 709182.6406 | 761678.214 | 777526.173 | 802397.7675 | 838384.8462 | 868174.4085 | 896854.9214
Commercial_School_New_Miscellaneous_Natural Gas_Miscellaneous_E2_Baseline Forecast | Commercial | School | New | Miscellaneous | Natural Gas | Miscellaneous | E2 |  | Baseline Forecast | 0 | 0 | 0 | 0 | 0 | 0 | 0 | 0 | 0 | 0 | 0 | 0 | 0 | 0 | 0 | 0 | 0 | 0 | 0 | 0 | 0 | 0 | 0 | 0 | 0 | 0 | 0
Commercial_School_New_Miscellaneous_Natural Gas_Miscellaneous_E3_Baseline Forecast | Commercial | School | New | Miscellaneous | Natural Gas | Miscellaneous | E3 |  | Baseline Forecast | 0 | 0 | 0 | 0 | 0 | 0 | 0 | 0 | 0 | 0 | 0 | 0 | 0 | 0 | 0 | 0 | 0 | 0 | 0 | 0 | 0 | 0 | 0 | 0 | 0 | 0 | 0
Commercial_School_New_Miscellaneous_Natural Gas_Miscellaneous_E4_Baseline Forecast | Commercial | School | New | Miscellaneous | Natural Gas | Miscellaneous | E4 |  | Baseline Forecast | 0 | 0 | 0 | 0 | 0 | 0 | 0 | 0 | 0 | 0 | 0 | 0 | 0 | 0 | 0 | 0 | 0 | 0 | 0 | 0 | 0 | 0 | 0 | 0 | 0 | 0 | 0
Commercial_School_New_Miscellaneous_Natural Gas_Miscellaneous_E5_Baseline Forecast | Commercial | School | New | Miscellaneous | Natural Gas | Miscellaneous | E5 |  | Baseline Forecast | 0 | 0 | 0 | 0 | 0 | 0 | 0 | 0 | 0 | 0 | 0 | 0 | 0 | 0 | 0 | 0 | 0 | 0 | 0 | 0 | 0 | 0 | 0 | 0 | 0 | 0 | 0
Commercial_School_New_Miscellaneous_Natural Gas_Miscellaneous_E6_Baseline Forecast | Commercial | School | New | Miscellaneous | Natural Gas | Miscellaneous | E6 |  | Baseline Forecast | 0 | 0 | 0 | 0 | 0 | 0 | 0 | 0 | 0 | 0 | 0 | 0 | 0 | 0 | 0 | 0 | 0 | 0 | 0 | 0 | 0 | 0 | 0 | 0 | 0 | 0 | 0
Commercial_School_New_Miscellaneous_Natural Gas_Miscellaneous_E7_Baseline Forecast | Commercial | School | New | Miscellaneous | Natural Gas | Miscellaneous | E7 |  | Baseline Forecast | 0 | 0 | 0 | 0 | 0 | 0 | 0 | 0 | 0 | 0 | 0 | 0 | 0 | 0 | 0 | 0 | 0 | 0 | 0 | 0 | 0 | 0 | 0 | 0 | 0 | 0 | 0
Commercial_School_New_Miscellaneous_Natural Gas_Miscellaneous_E8_Baseline Forecast | Commercial | School | New | Miscellaneous | Natural Gas | Miscellaneous | E8 |  | Baseline Forecast | 0 | 0 | 0 | 0 | 0 | 0 | 0 | 0 | 0 | 0 | 0 | 0 | 0 | 0 | 0 | 0 | 0 | 0 | 0 | 0 | 0 | 0 | 0 | 0 | 0 | 0 | 0
Commercial_School_New_Miscellaneous_Natural Gas_Miscellaneous_E9_Baseline Forecast | Commercial | School | New | Miscellaneous | Natural Gas | Miscellaneous | E9 |  | Baseline Forecast | 0 | 0 | 0 | 0 | 0 | 0 | 0 | 0 | 0 | 0 | 0 | 0 | 0 | 0 | 0 | 0 | 0 | 0 | 0 | 0 | 0 | 0 | 0 | 0 | 0 | 0 | 0
Commercial_School_New_Miscellaneous_Natural Gas_Miscellaneous_E10_Baseline Forecast | Commercial | School | New | Miscellaneous | Natural Gas | Miscellaneous | E10 |  | Baseline Forecast | 0 | 0 | 0 | 0 | 0 | 0 | 0 | 0 | 0 | 0 | 0 | 0 | 0 | 0 | 0 | 0 | 0 | 0 | 0 | 0 | 0 | 0 | 0 | 0 | 0 | 0 | 0
Commercial_College_Existing_Space Heating_Natural Gas_Furnace_E1_Baseline Forecast | Commercial | College | Existing | Space Heating | Natural Gas | Furnace | E1 |  | Baseline Forecast | 0 | 2732.3147 | 3066.7314 | 0 | 0 | 0 | 0 | 0 | 0 | 0 | 0 | 0 | 0 | 0 | 0 | 0 | 0 | 0 | 0 | 0 | 0 | 0 | 0 | 0 | 0 | 0 | 0
Commercial_College_Existing_Space Heating_Natural Gas_Furnace_E2_Baseline Forecast | Commercial | College | Existing | Space Heating | Natural Gas | Furnace | E2 |  | Baseline Forecast | 0 | 59.4746 | 66.7539 | 3490.0119 | 3857.8144 | 4233.7438 | 4615.0162 | 4999.1764 | 5384.0648 | 5767.7871 | 6096.9627 | 6377.1533 | 6613.3831 | 6810.19 | 6971.6721 | 7101.5299 | 7203.1043 | 7279.411 | 7333.1718 | 6782.9825 | 6303.5439 | 5888.9005 | 5533.4748 | 5232.053 | 4979.7695 | 4772.0918 | 4604.8041
Commercial_College_Existing_Space Heating_Natural Gas_Furnace_E3_Baseline Forecast | Commercial | College | Existing | Space Heating | Natural Gas | Furnace | E3 |  | Baseline Forecast | 0 | 0 | 0 | 0 | 0 | 0 | 0 | 0 | 0 | 0 | 0 | 0 | 0 | 0 | 0 | 0 | 0 | 0 | 0 | 0 | 0 | 0 | 0 | 0 | 0 | 0 | 0
Commercial_College_Existing_Space Heating_Natural Gas_Furnace_E4_Baseline Forecast | Commercial | College | Existing | Space Heating | Natural Gas | Furnace | E4 |  | Baseline Forecast | 0 | 0 | 0 | 0 | 0 | 0 | 0 | 0 | 0 | 0 | 0 | 0 | 0 | 0 | 0 | 0 | 0 | 0 | 0 | 0 | 0 | 0 | 0 | 0 | 0 | 0 | 0
Commercial_College_Existing_Space Heating_Natural Gas_Furnace_E5_Baseline Forecast | Commercial | College | Existing | Space Heating | Natural Gas | Furnace | E5 |  | Baseline Forecast | 0 | 0 | 0 | 0 | 0 | 0 | 0 | 0 | 0 | 0 | 0 | 0 | 0 | 0 | 0 | 0 | 0 | 0 | 0 | 0 | 0 | 0 | 0 | 0 | 0 | 0 | 0
Commercial_College_Existing_Space Heating_Natural Gas_Furnace_E6_Baseline Forecast | Commercial | College | Existing | Space Heating | Natural Gas | Furnace | E6 |  | Baseline Forecast | 0 | 0 | 0 | 0 | 0 | 0 | 0 | 0 | 0 | 0 | 0 | 0 | 0 | 0 | 0 | 0 | 0 | 0 | 0 | 0 | 0 | 0 | 0 | 0 | 0 | 0 | 0
Commercial_College_Existing_Space Heating_Natural Gas_Furnace_E7_Baseline Forecast | Commercial | College | Existing | Space Heating | Natural Gas | Furnace | E7 |  | Baseline Forecast | 0 | 0 | 0 | 0 | 0 | 0 | 0 | 0 | 0 | 0 | 0 | 0 | 0 | 0 | 0 | 0 | 0 | 0 | 0 | 0 | 0 | 0 | 0 | 0 | 0 | 0 | 0
Commercial_College_Existing_Space Heating_Natural Gas_Furnace_E8_Baseline Forecast | Commercial | College | Existing | Space Heating | Natural Gas | Furnace | E8 |  | Baseline Forecast | 0 | 0 | 0 | 0 | 0 | 0 | 0 | 0 | 0 | 0 | 0 | 0 | 0 | 0 | 0 | 0 | 0 | 0 | 0 | 0 | 0 | 0 | 0 | 0 | 0 | 0 | 0
Commercial_College_Existing_Space Heating_Natural Gas_Furnace_E9_Baseline Forecast | Commercial | College | Existing | Space Heating | Natural Gas | Furnace | E9 |  | Baseline Forecast | 0 | 0 | 0 | 0 | 0 | 0 | 0 | 0 | 0 | 0 | 0 | 0 | 0 | 0 | 0 | 0 | 0 | 0 | 0 | 0 | 0 | 0 | 0 | 0 | 0 | 0 | 0
Commercial_College_Existing_Space Heating_Natural Gas_Furnace_E10_Baseline Forecast | Commercial | College | Existing | Space Heating | Natural Gas | Furnace | E10 |  | Baseline Forecast | 0 | 0 | 0 | 0 | 0 | 0 | 0 | 0 | 0 | 0 | 0 | 0 | 0 | 0 | 0 | 0 | 0 | 0 | 0 | 0 | 0 | 0 | 0 | 0 | 0 | 0 | 0
Commercial_College_Existing_Space Heating_Natural Gas_Boiler_E1_Baseline Forecast | Commercial | College | Existing | Space Heating | Natural Gas | Boiler | E1 |  | Baseline Forecast | 0 | 52306.2545 | 51726.1306 | 51106.7726 | 50454.5112 | 49774.945 | 49073.0222 | 48353.1113 | 47619.0659 | 46874.2814 | 46121.7457 | 45364.0844 | 44603.6009 | 43842.3128 | 43081.9831 | 42324.1492 | 41570.1476 | 40821.1372 | 40078.1187 | 39341.9528 | 38613.3761 | 37893.0151 | 36870.2926 | 35924.6354 | 35045.3027 | 34223.1022 | 33450.1771
Commercial_College_Existing_Space Heating_Natural Gas_Boiler_E2_Baseline Forecast | Commercial | College | Existing | Space Heating | Natural Gas | Boiler | E2 |  | Baseline Forecast | 0 | 11481.8607 | 11354.5165 | 11218.5598 | 11075.3805 | 10926.2074 | 10772.1268 | 10614.0976 | 10452.9657 | 10289.4764 | 10124.2856 | 9957.9697 | 9791.0344 | 9623.9223 | 9457.0207 | 9290.6669 | 9125.1543 | 8960.7374 | 8797.6358 | 8636.0384 | 8476.107 | 8317.9789 | 8093.4789 | 7885.8956 | 7692.8713 | 7512.3883 | 7342.7218
Commercial_College_Existing_Space Heating_Natural Gas_Boiler_E3_Baseline Forecast | Commercial | College | Existing | Space Heating | Natural Gas | Boiler | E3 |  | Baseline Forecast | 0 | 0 | 0 | 0 | 0 | 0 | 0 | 0 | 0 | 0 | 0 | 0 | 0 | 0 | 0 | 0 | 0 | 0 | 0 | 0 | 0 | 0 | 0 | 0 | 0 | 0 | 0
Commercial_College_Existing_Space Heating_Natural Gas_Boiler_E4_Baseline Forecast | Commercial | College | Existing | Space Heating | Natural Gas | Boiler | E4 |  | Baseline Forecast | 0 | 0 | 0 | 0 | 0 | 0 | 0 | 0 | 0 | 0 | 0 | 0 | 0 | 0 | 0 | 0 | 0 | 0 | 0 | 0 | 0 | 0 | 0 | 0 | 0 | 0 | 0
Commercial_College_Existing_Space Heating_Natural Gas_Boiler_E5_Baseline Forecast | Commercial | College | Existing | Space Heating | Natural Gas | Boiler | E5 |  | Baseline Forecast | 0 | 0 | 0 | 0 | 0 | 0 | 0 | 0 | 0 | 0 | 0 | 0 | 0 | 0 | 0 | 0 | 0 | 0 | 0 | 0 | 0 | 0 | 0 | 0 | 0 | 0 | 0
Commercial_College_Existing_Space Heating_Natural Gas_Boiler_E6_Baseline Forecast | Commercial | College | Existing | Space Heating | Natural Gas | Boiler | E6 |  | Baseline Forecast | 0 | 0 | 0 | 0 | 0 | 0 | 0 | 0 | 0 | 0 | 0 | 0 | 0 | 0 | 0 | 0 | 0 | 0 | 0 | 0 | 0 | 0 | 0 | 0 | 0 | 0 | 0
Commercial_College_Existing_Space Heating_Natural Gas_Boiler_E7_Baseline Forecast | Commercial | College | Existing | Space Heating | Natural Gas | Boiler | E7 |  | Baseline Forecast | 0 | 0 | 0 | 0 | 0 | 0 | 0 | 0 | 0 | 0 | 0 | 0 | 0 | 0 | 0 | 0 | 0 | 0 | 0 | 0 | 0 | 0 | 0 | 0 | 0 | 0 | 0
Commercial_College_Existing_Space Heating_Natural Gas_Boiler_E8_Baseline Forecast | Commercial | College | Existing | Space Heating | Natural Gas | Boiler | E8 |  | Baseline Forecast | 0 | 0 | 0 | 0 | 0 | 0 | 0 | 0 | 0 | 0 | 0 | 0 | 0 | 0 | 0 | 0 | 0 | 0 | 0 | 0 | 0 | 0 | 0 | 0 | 0 | 0 | 0
Commercial_College_Existing_Space Heating_Natural Gas_Boiler_E9_Baseline Forecast | Commercial | College | Existing | Space Heating | Natural Gas | Boiler | E9 |  | Baseline Forecast | 0 | 0 | 0 | 0 | 0 | 0 | 0 | 0 | 0 | 0 | 0 | 0 | 0 | 0 | 0 | 0 | 0 | 0 | 0 | 0 | 0 | 0 | 0 | 0 | 0 | 0 | 0
Commercial_College_Existing_Space Heating_Natural Gas_Boiler_E10_Baseline Forecast | Commercial | College | Existing | Space Heating | Natural Gas | Boiler | E10 |  | Baseline Forecast | 0 | 0 | 0 | 0 | 0 | 0 | 0 | 0 | 0 | 0 | 0 | 0 | 0 | 0 | 0 | 0 | 0 | 0 | 0 | 0 | 0 | 0 | 0 | 0 | 0 | 0 | 0
Commercial_College_Existing_Space Heating_Natural Gas_Unit Heater_E1_Baseline Forecast | Commercial | College | Existing | Space Heating | Natural Gas | Unit Heater | E1 |  | Baseline Forecast | 0 | 0 | 0 | 0 | 0 | 0 | 0 | 0 | 0 | 0 | 0 | 0 | 0 | 0 | 0 | 0 | 0 | 0 | 0 | 0 | 0 | 0 | 0 | 0 | 0 | 0 | 0
Commercial_College_Existing_Space Heating_Natural Gas_Unit Heater_E2_Baseline Forecast | Commercial | College | Existing | Space Heating | Natural Gas | Unit Heater | E2 |  | Baseline Forecast | 0 | 0 | 0 | 0 | 0 | 0 | 0 | 0 | 0 | 0 | 0 | 0 | 0 | 0 | 0 | 0 | 0 | 0 | 0 | 0 | 0 | 0 | 0 | 0 | 0 | 0 | 0
Commercial_College_Existing_Space Heating_Natural Gas_Unit Heater_E3_Baseline Forecast | Commercial | College | Existing | Space Heating | Natural Gas | Unit Heater | E3 |  | Baseline Forecast | 0 | 0 | 0 | 0 | 0 | 0 | 0 | 0 | 0 | 0 | 0 | 0 | 0 | 0 | 0 | 0 | 0 | 0 | 0 | 0 | 0 | 0 | 0 | 0 | 0 | 0 | 0
Commercial_College_Existing_Space Heating_Natural Gas_Unit Heater_E4_Baseline Forecast | Commercial | College | Existing | Space Heating | Natural Gas | Unit Heater | E4 |  | Baseline Forecast | 0 | 0 | 0 | 0 | 0 | 0 | 0 | 0 | 0 | 0 | 0 | 0 | 0 | 0 | 0 | 0 | 0 | 0 | 0 | 0 | 0 | 0 | 0 | 0 | 0 | 0 | 0
Commercial_College_Existing_Space Heating_Natural Gas_Unit Heater_E5_Baseline Forecast | Commercial | College | Existing | Space Heating | Natural Gas | Unit Heater | E5 |  | Baseline Forecast | 0 | 0 | 0 | 0 | 0 | 0 | 0 | 0 | 0 | 0 | 0 | 0 | 0 | 0 | 0 | 0 | 0 | 0 | 0 | 0 | 0 | 0 | 0 | 0 | 0 | 0 | 0
Commercial_College_Existing_Space Heating_Natural Gas_Unit Heater_E6_Baseline Forecast | Commercial | College | Existing | Space Heating | Natural Gas | Unit Heater | E6 |  | Baseline Forecast | 0 | 0 | 0 | 0 | 0 | 0 | 0 | 0 | 0 | 0 | 0 | 0 | 0 | 0 | 0 | 0 | 0 | 0 | 0 | 0 | 0 | 0 | 0 | 0 | 0 | 0 | 0
Commercial_College_Existing_Space Heating_Natural Gas_Unit Heater_E7_Baseline Forecast | Commercial | College | Existing | Space Heating | Natural Gas | Unit Heater | E7 |  | Baseline Forecast | 0 | 0 | 0 | 0 | 0 | 0 | 0 | 0 | 0 | 0 | 0 | 0 | 0 | 0 | 0 | 0 | 0 | 0 | 0 | 0 | 0 | 0 | 0 | 0 | 0 | 0 | 0
Commercial_College_Existing_Space Heating_Natural Gas_Unit Heater_E8_Baseline Forecast | Commercial | College | Existing | Space Heating | Natural Gas | Unit Heater | E8 |  | Baseline Forecast | 0 | 0 | 0 | 0 | 0 | 0 | 0 | 0 | 0 | 0 | 0 | 0 | 0 | 0 | 0 | 0 | 0 | 0 | 0 | 0 | 0 | 0 | 0 | 0 | 0 | 0 | 0
Commercial_College_Existing_Space Heating_Natural Gas_Unit Heater_E9_Baseline Forecast | Commercial | College | Existing | Space Heating | Natural Gas | Unit Heater | E9 |  | Baseline Forecast | 0 | 0 | 0 | 0 | 0 | 0 | 0 | 0 | 0 | 0 | 0 | 0 | 0 | 0 | 0 | 0 | 0 | 0 | 0 | 0 | 0 | 0 | 0 | 0 | 0 | 0 | 0
Commercial_College_Existing_Space Heating_Natural Gas_Unit Heater_E10_Baseline Forecast | Commercial | College | Existing | Space Heating | Natural Gas | Unit Heater | E10 |  | Baseline Forecast | 0 | 0 | 0 | 0 | 0 | 0 | 0 | 0 | 0 | 0 | 0 | 0 | 0 | 0 | 0 | 0 | 0 | 0 | 0 | 0 | 0 | 0 | 0 | 0 | 0 | 0 | 0
Commercial_College_Existing_Water Heating_Natural Gas_Water Heater_E1_Baseline Forecast | Commercial | College | Existing | Water Heating | Natural Gas | Water Heater | E1 |  | Baseline Forecast | 0 | 121157.6583 | 111949.6763 | 104391.3769 | 98133.2136 | 92901.0061 | 88479.6641 | 84700.4264 | 81430.8567 | 78566.9996 | 81799.513 | 82798.3766 | 82321.1426 | 80903.4453 | 78919.5023 | 100563.0699 | 91624.7758 | 84361.4866 | 78416.5147 | 74472.6399 | 71686.7251 | 69532.3753 | 67692.7234 | 65986.8495 | 69451.5992 | 70248.993 | 69375.3245
Commercial_College_Existing_Water Heating_Natural Gas_Water Heater_E2_Baseline Forecast | Commercial | College | Existing | Water Heating | Natural Gas | Water Heater | E2 |  | Baseline Forecast | 0 | 126102.8689 | 116519.0508 | 108652.2495 | 102138.6509 | 96692.8839 | 92091.0789 | 88157.5867 | 84754.5652 | 81773.8159 | 85138.2686 | 86177.9022 | 85681.1893 | 84205.6267 | 82140.7065 | 104667.685 | 95364.5625 | 87804.8126 | 81617.1888 | 77512.3394 | 74612.7138 | 72370.4315 | 70455.6917 | 68680.1903 | 72286.3583 | 73116.2988 | 72206.9703
Commercial_College_Existing_Water Heating_Natural Gas_Water Heater_E3_Baseline Forecast | Commercial | College | Existing | Water Heating | Natural Gas | Water Heater | E3 |  | Baseline Forecast | 0 | 0 | 0 | 0 | 0 | 0 | 0 | 0 | 0 | 0 | 0 | 0 | 0 | 0 | 0 | 0 | 0 | 0 | 0 | 0 | 0 | 0 | 0 | 0 | 0 | 0 | 0
Commercial_College_Existing_Water Heating_Natural Gas_Water Heater_E4_Baseline Forecast | Commercial | College | Existing | Water Heating | Natural Gas | Water Heater | E4 |  | Baseline Forecast | 0 | 0 | 0 | 0 | 0 | 0 | 0 | 0 | 0 | 0 | 0 | 0 | 0 | 0 | 0 | 0 | 0 | 0 | 0 | 0 | 0 | 0 | 0 | 0 | 0 | 0 | 0
Commercial_College_Existing_Water Heating_Natural Gas_Water Heater_E5_Baseline Forecast | Commercial | College | Existing | Water Heating | Natural Gas | Water Heater | E5 |  | Baseline Forecast | 0 | 0 | 0 | 0 | 0 | 0 | 0 | 0 | 0 | 0 | 0 | 0 | 0 | 0 | 0 | 0 | 0 | 0 | 0 | 0 | 0 | 0 | 0 | 0 | 0 | 0 | 0
Commercial_College_Existing_Water Heating_Natural Gas_Water Heater_E6_Baseline Forecast | Commercial | College | Existing | Water Heating | Natural Gas | Water Heater | E6 |  | Baseline Forecast | 0 | 0 | 0 | 0 | 0 | 0 | 0 | 0 | 0 | 0 | 0 | 0 | 0 | 0 | 0 | 0 | 0 | 0 | 0 | 0 | 0 | 0 | 0 | 0 | 0 | 0 | 0
Commercial_College_Existing_Water Heating_Natural Gas_Water Heater_E7_Baseline Forecast | Commercial | College | Existing | Water Heating | Natural Gas | Water Heater | E7 |  | Baseline Forecast | 0 | 0 | 0 | 0 | 0 | 0 | 0 | 0 | 0 | 0 | 0 | 0 | 0 | 0 | 0 | 0 | 0 | 0 | 0 | 0 | 0 | 0 | 0 | 0 | 0 | 0 | 0
Commercial_College_Existing_Water Heating_Natural Gas_Water Heater_E8_Baseline Forecast | Commercial | College | Existing | Water Heating | Natural Gas | Water Heater | E8 |  | Baseline Forecast | 0 | 0 | 0 | 0 | 0 | 0 | 0 | 0 | 0 | 0 | 0 | 0 | 0 | 0 | 0 | 0 | 0 | 0 | 0 | 0 | 0 | 0 | 0 | 0 | 0 | 0 | 0
Commercial_College_Existing_Water Heating_Natural Gas_Water Heater_E9_Baseline Forecast | Commercial | College | Existing | Water Heating | Natural Gas | Water Heater | E9 |  | Baseline Forecast | 0 | 0 | 0 | 0 | 0 | 0 | 0 | 0 | 0 | 0 | 0 | 0 | 0 | 0 | 0 | 0 | 0 | 0 | 0 | 0 | 0 | 0 | 0 | 0 | 0 | 0 | 0
Commercial_College_Existing_Water Heating_Natural Gas_Water Heater_E10_Baseline Forecast | Commercial | College | Existing | Water Heating | Natural Gas | Water Heater | E10 |  | Baseline Forecast | 0 | 0 | 0 | 0 | 0 | 0 | 0 | 0 | 0 | 0 | 0 | 0 | 0 | 0 | 0 | 0 | 0 | 0 | 0 | 0 | 0 | 0 | 0 | 0 | 0 | 0 | 0
Commercial_College_Existing_Food Preparation_Natural Gas_Oven_E1_Baseline Forecast | Commercial | College | Existing | Food Preparation | Natural Gas | Oven | E1 |  | Baseline Forecast | 0 | 1401.6679 | 2472.5422 | 3733.3556 | 5125.6818 | 6173.291 | 6951.5214 | 7519.4209 | 7923.2655 | 8199.3189 | 8375.9951 | 8475.5548 | 6869.3068 | 5781.505 | 5130.5829 | 4843.2358 | 4785.7264 | 5131.2211 | 5435.5904 | 5778.9929 | 6122.1669 | 6359.3867 | 6514.1748 | 6341.3392 | 6002.6562 | 5610.1714 | 5238.6376
Commercial_College_Existing_Food Preparation_Natural Gas_Oven_E2_Baseline Forecast | Commercial | College | Existing | Food Preparation | Natural Gas | Oven | E2 |  | Baseline Forecast | 0 | 1645.4363 | 2902.5495 | 4382.6348 | 6017.1048 | 7246.9068 | 8160.4817 | 8827.1463 | 9301.2247 | 9625.2874 | 9832.69 | 9949.5643 | 8063.9689 | 6786.9841 | 6022.8581 | 5685.5377 | 5618.0266 | 6023.6074 | 6380.9105 | 6784.0351 | 7186.8916 | 7465.3669 | 7647.0747 | 7444.1808 | 7046.5964 | 6585.8534 | 6149.705
Commercial_College_Existing_Food Preparation_Natural Gas_Oven_E3_Baseline Forecast | Commercial | College | Existing | Food Preparation | Natural Gas | Oven | E3 |  | Baseline Forecast | 0 | 0 | 0 | 0 | 0 | 0 | 0 | 0 | 0 | 0 | 0 | 0 | 0 | 0 | 0 | 0 | 0 | 0 | 0 | 0 | 0 | 0 | 0 | 0 | 0 | 0 | 0
Commercial_College_Existing_Food Preparation_Natural Gas_Oven_E4_Baseline Forecast | Commercial | College | Existing | Food Preparation | Natural Gas | Oven | E4 |  | Baseline Forecast | 0 | 0 | 0 | 0 | 0 | 0 | 0 | 0 | 0 | 0 | 0 | 0 | 0 | 0 | 0 | 0 | 0 | 0 | 0 | 0 | 0 | 0 | 0 | 0 | 0 | 0 | 0
Commercial_College_Existing_Food Preparation_Natural Gas_Oven_E5_Baseline Forecast | Commercial | College | Existing | Food Preparation | Natural Gas | Oven | E5 |  | Baseline Forecast | 0 | 0 | 0 | 0 | 0 | 0 | 0 | 0 | 0 | 0 | 0 | 0 | 0 | 0 | 0 | 0 | 0 | 0 | 0 | 0 | 0 | 0 | 0 | 0 | 0 | 0 | 0
Commercial_College_Existing_Food Preparation_Natural Gas_Oven_E6_Baseline Forecast | Commercial | College | Existing | Food Preparation | Natural Gas | Oven | E6 |  | Baseline Forecast | 0 | 0 | 0 | 0 | 0 | 0 | 0 | 0 | 0 | 0 | 0 | 0 | 0 | 0 | 0 | 0 | 0 | 0 | 0 | 0 | 0 | 0 | 0 | 0 | 0 | 0 | 0
Commercial_College_Existing_Food Preparation_Natural Gas_Oven_E7_Baseline Forecast | Commercial | College | Existing | Food Preparation | Natural Gas | Oven | E7 |  | Baseline Forecast | 0 | 0 | 0 | 0 | 0 | 0 | 0 | 0 | 0 | 0 | 0 | 0 | 0 | 0 | 0 | 0 | 0 | 0 | 0 | 0 | 0 | 0 | 0 | 0 | 0 | 0 | 0
Commercial_College_Existing_Food Preparation_Natural Gas_Oven_E8_Baseline Forecast | Commercial | College | Existing | Food Preparation | Natural Gas | Oven | E8 |  | Baseline Forecast | 0 | 0 | 0 | 0 | 0 | 0 | 0 | 0 | 0 | 0 | 0 | 0 | 0 | 0 | 0 | 0 | 0 | 0 | 0 | 0 | 0 | 0 | 0 | 0 | 0 | 0 | 0
Commercial_College_Existing_Food Preparation_Natural Gas_Oven_E9_Baseline Forecast | Commercial | College | Existing | Food Preparation | Natural Gas | Oven | E9 |  | Baseline Forecast | 0 | 0 | 0 | 0 | 0 | 0 | 0 | 0 | 0 | 0 | 0 | 0 | 0 | 0 | 0 | 0 | 0 | 0 | 0 | 0 | 0 | 0 | 0 | 0 | 0 | 0 | 0
Commercial_College_Existing_Food Preparation_Natural Gas_Oven_E10_Baseline Forecast | Commercial | College | Existing | Food Preparation | Natural Gas | Oven | E10 |  | Baseline Forecast | 0 | 0 | 0 | 0 | 0 | 0 | 0 | 0 | 0 | 0 | 0 | 0 | 0 | 0 | 0 | 0 | 0 | 0 | 0 | 0 | 0 | 0 | 0 | 0 | 0 | 0 | 0
Commercial_College_Existing_Food Preparation_Natural Gas_Conveyor Oven_E1_Baseline Forecast | Commercial | College | Existing | Food Preparation | Natural Gas | Conveyor Oven | E1 |  | Baseline Forecast | 0 | 0 | 0 | 0 | 0 | 215.4756 | 591.2652 | 1084.3803 | 1661.37 | 2296.2534 | 2774.1273 | 3129.3031 | 3388.6731 | 3573.3133 | 3699.7393 | 3780.892 | 3826.9099 | 3000.2973 | 2352.2331 | 1844.1508 | 1445.8142 | 1164.7105 | 998.7243 | 939.9742 | 977.439 | 1098.7168 | 1299.9314
Commercial_College_Existing_Food Preparation_Natural Gas_Conveyor Oven_E2_Baseline Forecast | Commercial | College | Existing | Food Preparation | Natural Gas | Conveyor Oven | E2 |  | Baseline Forecast | 0 | 0 | 0 | 0 | 0 | 252.9497 | 694.0939 | 1272.9682 | 1950.3039 | 2695.6018 | 3256.5842 | 3673.5297 | 3978.0076 | 4194.7591 | 4343.1722 | 4438.4385 | 4492.4594 | 3522.0882 | 2761.3171 | 2164.8726 | 1697.2601 | 1367.2688 | 1172.4155 | 1103.448 | 1147.4284 | 1289.7979 | 1526.0064
Commercial_College_Existing_Food Preparation_Natural Gas_Conveyor Oven_E3_Baseline Forecast | Commercial | College | Existing | Food Preparation | Natural Gas | Conveyor Oven | E3 |  | Baseline Forecast | 0 | 0 | 0 | 0 | 0 | 0 | 0 | 0 | 0 | 0 | 0 | 0 | 0 | 0 | 0 | 0 | 0 | 0 | 0 | 0 | 0 | 0 | 0 | 0 | 0 | 0 | 0
Commercial_College_Existing_Food Preparation_Natural Gas_Conveyor Oven_E4_Baseline Forecast | Commercial | College | Existing | Food Preparation | Natural Gas | Conveyor Oven | E4 |  | Baseline Forecast | 0 | 0 | 0 | 0 | 0 | 0 | 0 | 0 | 0 | 0 | 0 | 0 | 0 | 0 | 0 | 0 | 0 | 0 | 0 | 0 | 0 | 0 | 0 | 0 | 0 | 0 | 0
Commercial_College_Existing_Food Preparation_Natural Gas_Conveyor Oven_E5_Baseline Forecast | Commercial | College | Existing | Food Preparation | Natural Gas | Conveyor Oven | E5 |  | Baseline Forecast | 0 | 0 | 0 | 0 | 0 | 0 | 0 | 0 | 0 | 0 | 0 | 0 | 0 | 0 | 0 | 0 | 0 | 0 | 0 | 0 | 0 | 0 | 0 | 0 | 0 | 0 | 0
Commercial_College_Existing_Food Preparation_Natural Gas_Conveyor Oven_E6_Baseline Forecast | Commercial | College | Existing | Food Preparation | Natural Gas | Conveyor Oven | E6 |  | Baseline Forecast | 0 | 0 | 0 | 0 | 0 | 0 | 0 | 0 | 0 | 0 | 0 | 0 | 0 | 0 | 0 | 0 | 0 | 0 | 0 | 0 | 0 | 0 | 0 | 0 | 0 | 0 | 0
Commercial_College_Existing_Food Preparation_Natural Gas_Conveyor Oven_E7_Baseline Forecast | Commercial | College | Existing | Food Preparation | Natural Gas | Conveyor Oven | E7 |  | Baseline Forecast | 0 | 0 | 0 | 0 | 0 | 0 | 0 | 0 | 0 | 0 | 0 | 0 | 0 | 0 | 0 | 0 | 0 | 0 | 0 | 0 | 0 | 0 | 0 | 0 | 0 | 0 | 0
Commercial_College_Existing_Food Preparation_Natural Gas_Conveyor Oven_E8_Baseline Forecast | Commercial | College | Existing | Food Preparation | Natural Gas | Conveyor Oven | E8 |  | Baseline Forecast | 0 | 0 | 0 | 0 | 0 | 0 | 0 | 0 | 0 | 0 | 0 | 0 | 0 | 0 | 0 | 0 | 0 | 0 | 0 | 0 | 0 | 0 | 0 | 0 | 0 | 0 | 0
Commercial_College_Existing_Food Preparation_Natural Gas_Conveyor Oven_E9_Baseline Forecast | Commercial | College | Existing | Food Preparation | Natural Gas | Conveyor Oven | E9 |  | Baseline Forecast | 0 | 0 | 0 | 0 | 0 | 0 | 0 | 0 | 0 | 0 | 0 | 0 | 0 | 0 | 0 | 0 | 0 | 0 | 0 | 0 | 0 | 0 | 0 | 0 | 0 | 0 | 0
Commercial_College_Existing_Food Preparation_Natural Gas_Conveyor Oven_E10_Baseline Forecast | Commercial | College | Existing | Food Preparation | Natural Gas | Conveyor Oven | E10 |  | Baseline Forecast | 0 | 0 | 0 | 0 | 0 | 0 | 0 | 0 | 0 | 0 | 0 | 0 | 0 | 0 | 0 | 0 | 0 | 0 | 0 | 0 | 0 | 0 | 0 | 0 | 0 | 0 | 0
Commercial_College_Existing_Food Preparation_Natural Gas_Double Rack Oven_E1_Baseline Forecast | Commercial | College | Existing | Food Preparation | Natural Gas | Double Rack Oven | E1 |  | Baseline Forecast | 0 | 1297.8407 | 1766.5054 | 2162.0455 | 2494.1405 | 2771.217 | 3000.6105 | 3188.7063 | 3341.0618 | 3462.5134 | 3136.4641 | 2895.8554 | 2722.9008 | 2603.0029 | 2524.2265 | 2476.8542 | 2453.0127 | 2446.358 | 2451.8122 | 2704.1799 | 2729.79 | 2722.4302 | 2693.0238 | 2649.7542 | 2598.652 | 2544.0695 | 2489.0601
Commercial_College_Existing_Food Preparation_Natural Gas_Double Rack Oven_E2_Baseline Forecast | Commercial | College | Existing | Food Preparation | Natural Gas | Double Rack Oven | E2 |  | Baseline Forecast | 0 | 1523.5521 | 2073.7237 | 2538.0534 | 2927.9041 | 3253.1677 | 3522.4558 | 3743.2639 | 3922.116 | 4064.6897 | 3681.9361 | 3399.4824 | 3196.4487 | 3055.6991 | 2963.2224 | 2907.6115 | 2879.6236 | 2871.8116 | 2878.2143 | 3174.472 | 3204.5361 | 3195.8963 | 3161.3758 | 3110.581 | 3050.5915 | 2986.5163 | 2921.9401
Commercial_College_Existing_Food Preparation_Natural Gas_Double Rack Oven_E3_Baseline Forecast | Commercial | College | Existing | Food Preparation | Natural Gas | Double Rack Oven | E3 |  | Baseline Forecast | 0 | 0 | 0 | 0 | 0 | 0 | 0 | 0 | 0 | 0 | 0 | 0 | 0 | 0 | 0 | 0 | 0 | 0 | 0 | 0 | 0 | 0 | 0 | 0 | 0 | 0 | 0
Commercial_College_Existing_Food Preparation_Natural Gas_Double Rack Oven_E4_Baseline Forecast | Commercial | College | Existing | Food Preparation | Natural Gas | Double Rack Oven | E4 |  | Baseline Forecast | 0 | 0 | 0 | 0 | 0 | 0 | 0 | 0 | 0 | 0 | 0 | 0 | 0 | 0 | 0 | 0 | 0 | 0 | 0 | 0 | 0 | 0 | 0 | 0 | 0 | 0 | 0
Commercial_College_Existing_Food Preparation_Natural Gas_Double Rack Oven_E5_Baseline Forecast | Commercial | College | Existing | Food Preparation | Natural Gas | Double Rack Oven | E5 |  | Baseline Forecast | 0 | 0 | 0 | 0 | 0 | 0 | 0 | 0 | 0 | 0 | 0 | 0 | 0 | 0 | 0 | 0 | 0 | 0 | 0 | 0 | 0 | 0 | 0 | 0 | 0 | 0 | 0
Commercial_College_Existing_Food Preparation_Natural Gas_Double Rack Oven_E6_Baseline Forecast | Commercial | College | Existing | Food Preparation | Natural Gas | Double Rack Oven | E6 |  | Baseline Forecast | 0 | 0 | 0 | 0 | 0 | 0 | 0 | 0 | 0 | 0 | 0 | 0 | 0 | 0 | 0 | 0 | 0 | 0 | 0 | 0 | 0 | 0 | 0 | 0 | 0 | 0 | 0
Commercial_College_Existing_Food Preparation_Natural Gas_Double Rack Oven_E7_Baseline Forecast | Commercial | College | Existing | Food Preparation | Natural Gas | Double Rack Oven | E7 |  | Baseline Forecast | 0 | 0 | 0 | 0 | 0 | 0 | 0 | 0 | 0 | 0 | 0 | 0 | 0 | 0 | 0 | 0 | 0 | 0 | 0 | 0 | 0 | 0 | 0 | 0 | 0 | 0 | 0
Commercial_College_Existing_Food Preparation_Natural Gas_Double Rack Oven_E8_Baseline Forecast | Commercial | College | Existing | Food Preparation | Natural Gas | Double Rack Oven | E8 |  | Baseline Forecast | 0 | 0 | 0 | 0 | 0 | 0 | 0 | 0 | 0 | 0 | 0 | 0 | 0 | 0 | 0 | 0 | 0 | 0 | 0 | 0 | 0 | 0 | 0 | 0 | 0 | 0 | 0
Commercial_College_Existing_Food Preparation_Natural Gas_Double Rack Oven_E9_Baseline Forecast | Commercial | College | Existing | Food Preparation | Natural Gas | Double Rack Oven | E9 |  | Baseline Forecast | 0 | 0 | 0 | 0 | 0 | 0 | 0 | 0 | 0 | 0 | 0 | 0 | 0 | 0 | 0 | 0 | 0 | 0 | 0 | 0 | 0 | 0 | 0 | 0 | 0 | 0 | 0
Commercial_College_Existing_Food Preparation_Natural Gas_Double Rack Oven_E10_Baseline Forecast | Commercial | College | Existing | Food Preparation | Natural Gas | Double Rack Oven | E10 |  | Baseline Forecast | 0 | 0 | 0 | 0 | 0 | 0 | 0 | 0 | 0 | 0 | 0 | 0 | 0 | 0 | 0 | 0 | 0 | 0 | 0 | 0 | 0 | 0 | 0 | 0 | 0 | 0 | 0
Commercial_College_Existing_Food Preparation_Natural Gas_Fryer_E1_Baseline Forecast | Commercial | College | Existing | Food Preparation | Natural Gas | Fryer | E1 |  | Baseline Forecast | 0 | 0 | 0 | 0 | 0 | 0 | 0 | 0 | 0 | 0 | 0 | 0 | 0 | 0 | 0 | 0 | 0 | 0 | 0 | 0 | 0 | 0 | 0 | 0 | 0 | 0 | 0
Commercial_College_Existing_Food Preparation_Natural Gas_Fryer_E2_Baseline Forecast | Commercial | College | Existing | Food Preparation | Natural Gas | Fryer | E2 |  | Baseline Forecast | 0 | 35051.6558 | 31774.326 | 29119.0229 | 26953.1062 | 25172.5517 | 23695.7706 | 22458.7644 | 21411.326 | 22750.6101 | 23242.9626 | 23177.1603 | 22757.0349 | 22124.6906 | 28443.8792 | 25602.0511 | 23308.0168 | 21825.3284 | 20815.6299 | 20066.8899 | 19450.7755 | 18893.3751 | 20008.5268 | 20233.9243 | 19909.7641 | 19331.6443 | 18662.1195
Commercial_College_Existing_Food Preparation_Natural Gas_Fryer_E3_Baseline Forecast | Commercial | College | Existing | Food Preparation | Natural Gas | Fryer | E3 |  | Baseline Forecast | 0 | 0 | 0 | 0 | 0 | 0 | 0 | 0 | 0 | 0 | 0 | 0 | 0 | 0 | 0 | 0 | 0 | 0 | 0 | 0 | 0 | 0 | 0 | 0 | 0 | 0 | 0
Commercial_College_Existing_Food Preparation_Natural Gas_Fryer_E4_Baseline Forecast | Commercial | College | Existing | Food Preparation | Natural Gas | Fryer | E4 |  | Baseline Forecast | 0 | 0 | 0 | 0 | 0 | 0 | 0 | 0 | 0 | 0 | 0 | 0 | 0 | 0 | 0 | 0 | 0 | 0 | 0 | 0 | 0 | 0 | 0 | 0 | 0 | 0 | 0
Commercial_College_Existing_Food Preparation_Natural Gas_Fryer_E5_Baseline Forecast | Commercial | College | Existing | Food Preparation | Natural Gas | Fryer | E5 |  | Baseline Forecast | 0 | 0 | 0 | 0 | 0 | 0 | 0 | 0 | 0 | 0 | 0 | 0 | 0 | 0 | 0 | 0 | 0 | 0 | 0 | 0 | 0 | 0 | 0 | 0 | 0 | 0 | 0
Commercial_College_Existing_Food Preparation_Natural Gas_Fryer_E6_Baseline Forecast | Commercial | College | Existing | Food Preparation | Natural Gas | Fryer | E6 |  | Baseline Forecast | 0 | 0 | 0 | 0 | 0 | 0 | 0 | 0 | 0 | 0 | 0 | 0 | 0 | 0 | 0 | 0 | 0 | 0 | 0 | 0 | 0 | 0 | 0 | 0 | 0 | 0 | 0
Commercial_College_Existing_Food Preparation_Natural Gas_Fryer_E7_Baseline Forecast | Commercial | College | Existing | Food Preparation | Natural Gas | Fryer | E7 |  | Baseline Forecast | 0 | 0 | 0 | 0 | 0 | 0 | 0 | 0 | 0 | 0 | 0 | 0 | 0 | 0 | 0 | 0 | 0 | 0 | 0 | 0 | 0 | 0 | 0 | 0 | 0 | 0 | 0
Commercial_College_Existing_Food Preparation_Natural Gas_Fryer_E8_Baseline Forecast | Commercial | College | Existing | Food Preparation | Natural Gas | Fryer | E8 |  | Baseline Forecast | 0 | 0 | 0 | 0 | 0 | 0 | 0 | 0 | 0 | 0 | 0 | 0 | 0 | 0 | 0 | 0 | 0 | 0 | 0 | 0 | 0 | 0 | 0 | 0 | 0 | 0 | 0
Commercial_College_Existing_Food Preparation_Natural Gas_Fryer_E9_Baseline Forecast | Commercial | College | Existing | Food Preparation | Natural Gas | Fryer | E9 |  | Baseline Forecast | 0 | 0 | 0 | 0 | 0 | 0 | 0 | 0 | 0 | 0 | 0 | 0 | 0 | 0 | 0 | 0 | 0 | 0 | 0 | 0 | 0 | 0 | 0 | 0 | 0 | 0 | 0
Commercial_College_Existing_Food Preparation_Natural Gas_Fryer_E10_Baseline Forecast | Commercial | College | Existing | Food Preparation | Natural Gas | Fryer | E10 |  | Baseline Forecast | 0 | 0 | 0 | 0 | 0 | 0 | 0 | 0 | 0 | 0 | 0 | 0 | 0 | 0 | 0 | 0 | 0 | 0 | 0 | 0 | 0 | 0 | 0 | 0 | 0 | 0 | 0
Commercial_College_Existing_Food Preparation_Natural Gas_Broiler_E1_Baseline Forecast | Commercial | College | Existing | Food Preparation | Natural Gas | Broiler | E1 |  | Baseline Forecast | 0 | 18809.285 | 20993.252 | 22803.5644 | 24290.2255 | 25496.7567 | 26461.034 | 27216.0162 | 27790.3793 | 28209.0692 | 26315.7002 | 24868.6852 | 23775.8792 | 22961.646 | 22364.1298 | 21932.9562 | 21627.2966 | 21414.2413 | 21267.4333 | 24990.5436 | 24621.3785 | 24127.9228 | 23561.1068 | 22958.3931 | 22346.7267 | 21744.9072 | 21165.4866
Commercial_College_Existing_Food Preparation_Natural Gas_Broiler_E2_Baseline Forecast | Commercial | College | Existing | Food Preparation | Natural Gas | Broiler | E2 |  | Baseline Forecast | 0 | 0 | 0 | 0 | 0 | 0 | 0 | 0 | 0 | 0 | 0 | 0 | 0 | 0 | 0 | 0 | 0 | 0 | 0 | 0 | 0 | 0 | 0 | 0 | 0 | 0 | 0
Commercial_College_Existing_Food Preparation_Natural Gas_Broiler_E3_Baseline Forecast | Commercial | College | Existing | Food Preparation | Natural Gas | Broiler | E3 |  | Baseline Forecast | 0 | 0 | 0 | 0 | 0 | 0 | 0 | 0 | 0 | 0 | 0 | 0 | 0 | 0 | 0 | 0 | 0 | 0 | 0 | 0 | 0 | 0 | 0 | 0 | 0 | 0 | 0
Commercial_College_Existing_Food Preparation_Natural Gas_Broiler_E4_Baseline Forecast | Commercial | College | Existing | Food Preparation | Natural Gas | Broiler | E4 |  | Baseline Forecast | 0 | 0 | 0 | 0 | 0 | 0 | 0 | 0 | 0 | 0 | 0 | 0 | 0 | 0 | 0 | 0 | 0 | 0 | 0 | 0 | 0 | 0 | 0 | 0 | 0 | 0 | 0
Commercial_College_Existing_Food Preparation_Natural Gas_Broiler_E5_Baseline Forecast | Commercial | College | Existing | Food Preparation | Natural Gas | Broiler | E5 |  | Baseline Forecast | 0 | 0 | 0 | 0 | 0 | 0 | 0 | 0 | 0 | 0 | 0 | 0 | 0 | 0 | 0 | 0 | 0 | 0 | 0 | 0 | 0 | 0 | 0 | 0 | 0 | 0 | 0
Commercial_College_Existing_Food Preparation_Natural Gas_Broiler_E6_Baseline Forecast | Commercial | College | Existing | Food Preparation | Natural Gas | Broiler | E6 |  | Baseline Forecast | 0 | 0 | 0 | 0 | 0 | 0 | 0 | 0 | 0 | 0 | 0 | 0 | 0 | 0 | 0 | 0 | 0 | 0 | 0 | 0 | 0 | 0 | 0 | 0 | 0 | 0 | 0
Commercial_College_Existing_Food Preparation_Natural Gas_Broiler_E7_Baseline Forecast | Commercial | College | Existing | Food Preparation | Natural Gas | Broiler | E7 |  | Baseline Forecast | 0 | 0 | 0 | 0 | 0 | 0 | 0 | 0 | 0 | 0 | 0 | 0 | 0 | 0 | 0 | 0 | 0 | 0 | 0 | 0 | 0 | 0 | 0 | 0 | 0 | 0 | 0
Commercial_College_Existing_Food Preparation_Natural Gas_Broiler_E8_Baseline Forecast | Commercial | College | Existing | Food Preparation | Natural Gas | Broiler | E8 |  | Baseline Forecast | 0 | 0 | 0 | 0 | 0 | 0 | 0 | 0 | 0 | 0 | 0 | 0 | 0 | 0 | 0 | 0 | 0 | 0 | 0 | 0 | 0 | 0 | 0 | 0 | 0 | 0 | 0
Commercial_College_Existing_Food Preparation_Natural Gas_Broiler_E9_Baseline Forecast | Commercial | College | Existing | Food Preparation | Natural Gas | Broiler | E9 |  | Baseline Forecast | 0 | 0 | 0 | 0 | 0 | 0 | 0 | 0 | 0 | 0 | 0 | 0 | 0 | 0 | 0 | 0 | 0 | 0 | 0 | 0 | 0 | 0 | 0 | 0 | 0 | 0 | 0
Commercial_College_Existing_Food Preparation_Natural Gas_Broiler_E10_Baseline Forecast | Commercial | College | Existing | Food Preparation | Natural Gas | Broiler | E10 |  | Baseline Forecast | 0 | 0 | 0 | 0 | 0 | 0 | 0 | 0 | 0 | 0 | 0 | 0 | 0 | 0 | 0 | 0 | 0 | 0 | 0 | 0 | 0 | 0 | 0 | 0 | 0 | 0 | 0
Commercial_College_Existing_Food Preparation_Natural Gas_Griddle_E1_Baseline Forecast | Commercial | College | Existing | Food Preparation | Natural Gas | Griddle | E1 |  | Baseline Forecast | 0 | 21774.5135 | 24302.7764 | 26398.4793 | 28119.5081 | 29516.2454 | 30632.5382 | 31506.5411 | 32171.4508 | 32656.146 | 30464.2929 | 28789.1602 | 27524.0766 | 26581.4819 | 25889.7691 | 25390.6222 | 25036.7763 | 24790.1334 | 24620.1816 | 28930.2293 | 28502.8664 | 27931.6188 | 27275.446 | 26577.7162 | 25869.6225 | 25172.9279 | 24502.1633
Commercial_College_Existing_Food Preparation_Natural Gas_Griddle_E2_Baseline Forecast | Commercial | College | Existing | Food Preparation | Natural Gas | Griddle | E2 |  | Baseline Forecast | 0 | 4779.7712 | 5334.7558 | 5794.7881 | 6172.5749 | 6479.1758 | 6724.2157 | 6916.07 | 7062.0258 | 7168.4223 | 6687.2838 | 6319.5718 | 6041.8705 | 5834.9594 | 5683.12 | 5573.5512 | 5495.8777 | 5441.7366 | 5404.4301 | 6350.5381 | 6256.7268 | 6131.331 | 5987.293 | 5834.1328 | 5678.6976 | 5525.7647 | 5378.5237
Commercial_College_Existing_Food Preparation_Natural Gas_Griddle_E3_Baseline Forecast | Commercial | College | Existing | Food Preparation | Natural Gas | Griddle | E3 |  | Baseline Forecast | 0 | 0 | 0 | 0 | 0 | 0 | 0 | 0 | 0 | 0 | 0 | 0 | 0 | 0 | 0 | 0 | 0 | 0 | 0 | 0 | 0 | 0 | 0 | 0 | 0 | 0 | 0
Commercial_College_Existing_Food Preparation_Natural Gas_Griddle_E4_Baseline Forecast | Commercial | College | Existing | Food Preparation | Natural Gas | Griddle | E4 |  | Baseline Forecast | 0 | 0 | 0 | 0 | 0 | 0 | 0 | 0 | 0 | 0 | 0 | 0 | 0 | 0 | 0 | 0 | 0 | 0 | 0 | 0 | 0 | 0 | 0 | 0 | 0 | 0 | 0
Commercial_College_Existing_Food Preparation_Natural Gas_Griddle_E5_Baseline Forecast | Commercial | College | Existing | Food Preparation | Natural Gas | Griddle | E5 |  | Baseline Forecast | 0 | 0 | 0 | 0 | 0 | 0 | 0 | 0 | 0 | 0 | 0 | 0 | 0 | 0 | 0 | 0 | 0 | 0 | 0 | 0 | 0 | 0 | 0 | 0 | 0 | 0 | 0
Commercial_College_Existing_Food Preparation_Natural Gas_Griddle_E6_Baseline Forecast | Commercial | College | Existing | Food Preparation | Natural Gas | Griddle | E6 |  | Baseline Forecast | 0 | 0 | 0 | 0 | 0 | 0 | 0 | 0 | 0 | 0 | 0 | 0 | 0 | 0 | 0 | 0 | 0 | 0 | 0 | 0 | 0 | 0 | 0 | 0 | 0 | 0 | 0
Commercial_College_Existing_Food Preparation_Natural Gas_Griddle_E7_Baseline Forecast | Commercial | College | Existing | Food Preparation | Natural Gas | Griddle | E7 |  | Baseline Forecast | 0 | 0 | 0 | 0 | 0 | 0 | 0 | 0 | 0 | 0 | 0 | 0 | 0 | 0 | 0 | 0 | 0 | 0 | 0 | 0 | 0 | 0 | 0 | 0 | 0 | 0 | 0
Commercial_College_Existing_Food Preparation_Natural Gas_Griddle_E8_Baseline Forecast | Commercial | College | Existing | Food Preparation | Natural Gas | Griddle | E8 |  | Baseline Forecast | 0 | 0 | 0 | 0 | 0 | 0 | 0 | 0 | 0 | 0 | 0 | 0 | 0 | 0 | 0 | 0 | 0 | 0 | 0 | 0 | 0 | 0 | 0 | 0 | 0 | 0 | 0
Commercial_College_Existing_Food Preparation_Natural Gas_Griddle_E9_Baseline Forecast | Commercial | College | Existing | Food Preparation | Natural Gas | Griddle | E9 |  | Baseline Forecast | 0 | 0 | 0 | 0 | 0 | 0 | 0 | 0 | 0 | 0 | 0 | 0 | 0 | 0 | 0 | 0 | 0 | 0 | 0 | 0 | 0 | 0 | 0 | 0 | 0 | 0 | 0
Commercial_College_Existing_Food Preparation_Natural Gas_Griddle_E10_Baseline Forecast | Commercial | College | Existing | Food Preparation | Natural Gas | Griddle | E10 |  | Baseline Forecast | 0 | 0 | 0 | 0 | 0 | 0 | 0 | 0 | 0 | 0 | 0 | 0 | 0 | 0 | 0 | 0 | 0 | 0 | 0 | 0 | 0 | 0 | 0 | 0 | 0 | 0 | 0
Commercial_College_Existing_Food Preparation_Natural Gas_Range_E1_Baseline Forecast | Commercial | College | Existing | Food Preparation | Natural Gas | Range | E1 |  | Baseline Forecast | 0 | 35449.9701 | 45163.2619 | 52431.073 | 57788.5753 | 61655.2049 | 64359.6633 | 66159.519 | 67256.575 | 67808.9166 | 59073.4573 | 53844.5442 | 50956.9806 | 49586.4919 | 49156.7875 | 56274.4587 | 57210.3019 | 57682.1805 | 57795.5472 | 56154.4207 | 53781.535 | 51271.6629 | 48943.6595 | 46943.5713 | 44729.6299 | 43808.1981 | 43606.3837
Commercial_College_Existing_Food Preparation_Natural Gas_Range_E2_Baseline Forecast | Commercial | College | Existing | Food Preparation | Natural Gas | Range | E2 |  | Baseline Forecast | 0 | 0 | 0 | 0 | 0 | 0 | 0 | 0 | 0 | 0 | 0 | 0 | 0 | 0 | 0 | 0 | 0 | 0 | 0 | 0 | 0 | 0 | 0 | 0 | 0 | 0 | 0
Commercial_College_Existing_Food Preparation_Natural Gas_Range_E3_Baseline Forecast | Commercial | College | Existing | Food Preparation | Natural Gas | Range | E3 |  | Baseline Forecast | 0 | 0 | 0 | 0 | 0 | 0 | 0 | 0 | 0 | 0 | 0 | 0 | 0 | 0 | 0 | 0 | 0 | 0 | 0 | 0 | 0 | 0 | 0 | 0 | 0 | 0 | 0
Commercial_College_Existing_Food Preparation_Natural Gas_Range_E4_Baseline Forecast | Commercial | College | Existing | Food Preparation | Natural Gas | Range | E4 |  | Baseline Forecast | 0 | 0 | 0 | 0 | 0 | 0 | 0 | 0 | 0 | 0 | 0 | 0 | 0 | 0 | 0 | 0 | 0 | 0 | 0 | 0 | 0 | 0 | 0 | 0 | 0 | 0 | 0
Commercial_College_Existing_Food Preparation_Natural Gas_Range_E5_Baseline Forecast | Commercial | College | Existing | Food Preparation | Natural Gas | Range | E5 |  | Baseline Forecast | 0 | 0 | 0 | 0 | 0 | 0 | 0 | 0 | 0 | 0 | 0 | 0 | 0 | 0 | 0 | 0 | 0 | 0 | 0 | 0 | 0 | 0 | 0 | 0 | 0 | 0 | 0
Commercial_College_Existing_Food Preparation_Natural Gas_Range_E6_Baseline Forecast | Commercial | College | Existing | Food Preparation | Natural Gas | Range | E6 |  | Baseline Forecast | 0 | 0 | 0 | 0 | 0 | 0 | 0 | 0 | 0 | 0 | 0 | 0 | 0 | 0 | 0 | 0 | 0 | 0 | 0 | 0 | 0 | 0 | 0 | 0 | 0 | 0 | 0
Commercial_College_Existing_Food Preparation_Natural Gas_Range_E7_Baseline Forecast | Commercial | College | Existing | Food Preparation | Natural Gas | Range | E7 |  | Baseline Forecast | 0 | 0 | 0 | 0 | 0 | 0 | 0 | 0 | 0 | 0 | 0 | 0 | 0 | 0 | 0 | 0 | 0 | 0 | 0 | 0 | 0 | 0 | 0 | 0 | 0 | 0 | 0
Commercial_College_Existing_Food Preparation_Natural Gas_Range_E8_Baseline Forecast | Commercial | College | Existing | Food Preparation | Natural Gas | Range | E8 |  | Baseline Forecast | 0 | 0 | 0 | 0 | 0 | 0 | 0 | 0 | 0 | 0 | 0 | 0 | 0 | 0 | 0 | 0 | 0 | 0 | 0 | 0 | 0 | 0 | 0 | 0 | 0 | 0 | 0
Commercial_College_Existing_Food Preparation_Natural Gas_Range_E9_Baseline Forecast | Commercial | College | Existing | Food Preparation | Natural Gas | Range | E9 |  | Baseline Forecast | 0 | 0 | 0 | 0 | 0 | 0 | 0 | 0 | 0 | 0 | 0 | 0 | 0 | 0 | 0 | 0 | 0 | 0 | 0 | 0 | 0 | 0 | 0 | 0 | 0 | 0 | 0
Commercial_College_Existing_Food Preparation_Natural Gas_Range_E10_Baseline Forecast | Commercial | College | Existing | Food Preparation | Natural Gas | Range | E10 |  | Baseline Forecast | 0 | 0 | 0 | 0 | 0 | 0 | 0 | 0 | 0 | 0 | 0 | 0 | 0 | 0 | 0 | 0 | 0 | 0 | 0 | 0 | 0 | 0 | 0 | 0 | 0 | 0 | 0
Commercial_College_Existing_Food Preparation_Natural Gas_Steamer_E1_Baseline Forecast | Commercial | College | Existing | Food Preparation | Natural Gas | Steamer | E1 |  | Baseline Forecast | 0 | 0 | 0 | 0 | 0 | 0 | 0 | 0 | 0 | 0 | 0 | 0 | 0 | 0 | 0 | 0 | 0 | 0 | 0 | 0 | 0 | 0 | 0 | 0 | 0 | 0 | 0
Commercial_College_Existing_Food Preparation_Natural Gas_Steamer_E2_Baseline Forecast | Commercial | College | Existing | Food Preparation | Natural Gas | Steamer | E2 |  | Baseline Forecast | 0 | 31865.1417 | 30186.9109 | 28767.0851 | 27551.9308 | 26499.2791 | 25576.0289 | 24756.1888 | 24941.4406 | 24795.2951 | 24434.1996 | 23940.1194 | 23369.9938 | 29317.6553 | 27069.2096 | 25384.8443 | 24075.1886 | 23014.1521 | 22118.8031 | 21335.3352 | 21957.1431 | 21986.8446 | 21672.8642 | 21170.4727 | 20574.6992 | 21290.5782 | 20054.2561
Commercial_College_Existing_Food Preparation_Natural Gas_Steamer_E3_Baseline Forecast | Commercial | College | Existing | Food Preparation | Natural Gas | Steamer | E3 |  | Baseline Forecast | 0 | 0 | 0 | 0 | 0 | 0 | 0 | 0 | 0 | 0 | 0 | 0 | 0 | 0 | 0 | 0 | 0 | 0 | 0 | 0 | 0 | 0 | 0 | 0 | 0 | 0 | 0
Commercial_College_Existing_Food Preparation_Natural Gas_Steamer_E4_Baseline Forecast | Commercial | College | Existing | Food Preparation | Natural Gas | Steamer | E4 |  | Baseline Forecast | 0 | 0 | 0 | 0 | 0 | 0 | 0 | 0 | 0 | 0 | 0 | 0 | 0 | 0 | 0 | 0 | 0 | 0 | 0 | 0 | 0 | 0 | 0 | 0 | 0 | 0 | 0
Commercial_College_Existing_Food Preparation_Natural Gas_Steamer_E5_Baseline Forecast | Commercial | College | Existing | Food Preparation | Natural Gas | Steamer | E5 |  | Baseline Forecast | 0 | 0 | 0 | 0 | 0 | 0 | 0 | 0 | 0 | 0 | 0 | 0 | 0 | 0 | 0 | 0 | 0 | 0 | 0 | 0 | 0 | 0 | 0 | 0 | 0 | 0 | 0
Commercial_College_Existing_Food Preparation_Natural Gas_Steamer_E6_Baseline Forecast | Commercial | College | Existing | Food Preparation | Natural Gas | Steamer | E6 |  | Baseline Forecast | 0 | 0 | 0 | 0 | 0 | 0 | 0 | 0 | 0 | 0 | 0 | 0 | 0 | 0 | 0 | 0 | 0 | 0 | 0 | 0 | 0 | 0 | 0 | 0 | 0 | 0 | 0
Commercial_College_Existing_Food Preparation_Natural Gas_Steamer_E7_Baseline Forecast | Commercial | College | Existing | Food Preparation | Natural Gas | Steamer | E7 |  | Baseline Forecast | 0 | 0 | 0 | 0 | 0 | 0 | 0 | 0 | 0 | 0 | 0 | 0 | 0 | 0 | 0 | 0 | 0 | 0 | 0 | 0 | 0 | 0 | 0 | 0 | 0 | 0 | 0
Commercial_College_Existing_Food Preparation_Natural Gas_Steamer_E8_Baseline Forecast | Commercial | College | Existing | Food Preparation | Natural Gas | Steamer | E8 |  | Baseline Forecast | 0 | 0 | 0 | 0 | 0 | 0 | 0 | 0 | 0 | 0 | 0 | 0 | 0 | 0 | 0 | 0 | 0 | 0 | 0 | 0 | 0 | 0 | 0 | 0 | 0 | 0 | 0
Commercial_College_Existing_Food Preparation_Natural Gas_Steamer_E9_Baseline Forecast | Commercial | College | Existing | Food Preparation | Natural Gas | Steamer | E9 |  | Baseline Forecast | 0 | 0 | 0 | 0 | 0 | 0 | 0 | 0 | 0 | 0 | 0 | 0 | 0 | 0 | 0 | 0 | 0 | 0 | 0 | 0 | 0 | 0 | 0 | 0 | 0 | 0 | 0
Commercial_College_Existing_Food Preparation_Natural Gas_Steamer_E10_Baseline Forecast | Commercial | College | Existing | Food Preparation | Natural Gas | Steamer | E10 |  | Baseline Forecast | 0 | 0 | 0 | 0 | 0 | 0 | 0 | 0 | 0 | 0 | 0 | 0 | 0 | 0 | 0 | 0 | 0 | 0 | 0 | 0 | 0 | 0 | 0 | 0 | 0 | 0 | 0
Commercial_College_Existing_Food Preparation_Natural Gas_Commercial Food Prep Other_E1_Baseline Forecast | Commercial | College | Existing | Food Preparation | Natural Gas | Commercial Food Prep Other | E1 |  | Baseline Forecast | 0 | 1194.9428 | 1522.3571 | 1767.3395 | 1947.9295 | 2078.2653 | 2169.4269 | 2230.0961 | 2267.0756 | 2285.6938 | 1991.2401 | 1814.9846 | 1717.651 | 1671.4548 | 1656.9704 | 1896.8919 | 1928.4371 | 1944.3432 | 1948.1645 | 1892.8456 | 1812.8607 | 1728.2583 | 1649.7863 | 1582.3676 | 1507.7403 | 1476.6808 | 1469.8781
Commercial_College_Existing_Food Preparation_Natural Gas_Commercial Food Prep Other_E2_Baseline Forecast | Commercial | College | Existing | Food Preparation | Natural Gas | Commercial Food Prep Other | E2 |  | Baseline Forecast | 0 | 398.3143 | 507.4524 | 589.1132 | 649.3098 | 692.7551 | 723.1423 | 743.3654 | 755.6919 | 761.8979 | 663.7467 | 604.9949 | 572.5503 | 557.1516 | 552.3235 | 632.2973 | 642.8124 | 648.1144 | 649.3882 | 630.9485 | 604.2869 | 576.0861 | 549.9288 | 527.4559 | 502.5801 | 492.2269 | 489.9594
Commercial_College_Existing_Food Preparation_Natural Gas_Commercial Food Prep Other_E3_Baseline Forecast | Commercial | College | Existing | Food Preparation | Natural Gas | Commercial Food Prep Other | E3 |  | Baseline Forecast | 0 | 0 | 0 | 0 | 0 | 0 | 0 | 0 | 0 | 0 | 0 | 0 | 0 | 0 | 0 | 0 | 0 | 0 | 0 | 0 | 0 | 0 | 0 | 0 | 0 | 0 | 0
Commercial_College_Existing_Food Preparation_Natural Gas_Commercial Food Prep Other_E4_Baseline Forecast | Commercial | College | Existing | Food Preparation | Natural Gas | Commercial Food Prep Other | E4 |  | Baseline Forecast | 0 | 0 | 0 | 0 | 0 | 0 | 0 | 0 | 0 | 0 | 0 | 0 | 0 | 0 | 0 | 0 | 0 | 0 | 0 | 0 | 0 | 0 | 0 | 0 | 0 | 0 | 0
Commercial_College_Existing_Food Preparation_Natural Gas_Commercial Food Prep Other_E5_Baseline Forecast | Commercial | College | Existing | Food Preparation | Natural Gas | Commercial Food Prep Other | E5 |  | Baseline Forecast | 0 | 0 | 0 | 0 | 0 | 0 | 0 | 0 | 0 | 0 | 0 | 0 | 0 | 0 | 0 | 0 | 0 | 0 | 0 | 0 | 0 | 0 | 0 | 0 | 0 | 0 | 0
Commercial_College_Existing_Food Preparation_Natural Gas_Commercial Food Prep Other_E6_Baseline Forecast | Commercial | College | Existing | Food Preparation | Natural Gas | Commercial Food Prep Other | E6 |  | Baseline Forecast | 0 | 0 | 0 | 0 | 0 | 0 | 0 | 0 | 0 | 0 | 0 | 0 | 0 | 0 | 0 | 0 | 0 | 0 | 0 | 0 | 0 | 0 | 0 | 0 | 0 | 0 | 0
Commercial_College_Existing_Food Preparation_Natural Gas_Commercial Food Prep Other_E7_Baseline Forecast | Commercial | College | Existing | Food Preparation | Natural Gas | Commercial Food Prep Other | E7 |  | Baseline Forecast | 0 | 0 | 0 | 0 | 0 | 0 | 0 | 0 | 0 | 0 | 0 | 0 | 0 | 0 | 0 | 0 | 0 | 0 | 0 | 0 | 0 | 0 | 0 | 0 | 0 | 0 | 0
Commercial_College_Existing_Food Preparation_Natural Gas_Commercial Food Prep Other_E8_Baseline Forecast | Commercial | College | Existing | Food Preparation | Natural Gas | Commercial Food Prep Other | E8 |  | Baseline Forecast | 0 | 0 | 0 | 0 | 0 | 0 | 0 | 0 | 0 | 0 | 0 | 0 | 0 | 0 | 0 | 0 | 0 | 0 | 0 | 0 | 0 | 0 | 0 | 0 | 0 | 0 | 0
Commercial_College_Existing_Food Preparation_Natural Gas_Commercial Food Prep Other_E9_Baseline Forecast | Commercial | College | Existing | Food Preparation | Natural Gas | Commercial Food Prep Other | E9 |  | Baseline Forecast | 0 | 0 | 0 | 0 | 0 | 0 | 0 | 0 | 0 | 0 | 0 | 0 | 0 | 0 | 0 | 0 | 0 | 0 | 0 | 0 | 0 | 0 | 0 | 0 | 0 | 0 | 0
Commercial_College_Existing_Food Preparation_Natural Gas_Commercial Food Prep Other_E10_Baseline Forecast | Commercial | College | Existing | Food Preparation | Natural Gas | Commercial Food Prep Other | E10 |  | Baseline Forecast | 0 | 0 | 0 | 0 | 0 | 0 | 0 | 0 | 0 | 0 | 0 | 0 | 0 | 0 | 0 | 0 | 0 | 0 | 0 | 0 | 0 | 0 | 0 | 0 | 0 | 0 | 0
Commercial_College_Existing_Miscellaneous_Natural Gas_Pool Heater_E1_Baseline Forecast | Commercial | College | Existing | Miscellaneous | Natural Gas | Pool Heater | E1 |  | Baseline Forecast | 0 | 4427.7431 | 4194.5487 | 3997.2602 | 3828.4114 | 3682.1428 | 3687.2658 | 3649.1243 | 3583.5548 | 3501.6231 | 3410.9456 | 4289.1621 | 3991.4265 | 3752.8396 | 3556.2219 | 3389.7937 | 3449.8818 | 3433.92 | 3372.235 | 3284.5431 | 3183.4809 | 3322.2507 | 3180.0446 | 3068.7971 | 2973.6931 | 2886.4851 | 2891.0062
Commercial_College_Existing_Miscellaneous_Natural Gas_Pool Heater_E2_Baseline Forecast | Commercial | College | Existing | Miscellaneous | Natural Gas | Pool Heater | E2 |  | Baseline Forecast | 0 | 0 | 0 | 0 | 0 | 0 | 0 | 0 | 0 | 0 | 0 | 0 | 0 | 0 | 0 | 0 | 0 | 0 | 0 | 0 | 0 | 0 | 0 | 0 | 0 | 0 | 0
Commercial_College_Existing_Miscellaneous_Natural Gas_Pool Heater_E3_Baseline Forecast | Commercial | College | Existing | Miscellaneous | Natural Gas | Pool Heater | E3 |  | Baseline Forecast | 0 | 0 | 0 | 0 | 0 | 0 | 0 | 0 | 0 | 0 | 0 | 0 | 0 | 0 | 0 | 0 | 0 | 0 | 0 | 0 | 0 | 0 | 0 | 0 | 0 | 0 | 0
Commercial_College_Existing_Miscellaneous_Natural Gas_Pool Heater_E4_Baseline Forecast | Commercial | College | Existing | Miscellaneous | Natural Gas | Pool Heater | E4 |  | Baseline Forecast | 0 | 0 | 0 | 0 | 0 | 0 | 0 | 0 | 0 | 0 | 0 | 0 | 0 | 0 | 0 | 0 | 0 | 0 | 0 | 0 | 0 | 0 | 0 | 0 | 0 | 0 | 0
Commercial_College_Existing_Miscellaneous_Natural Gas_Pool Heater_E5_Baseline Forecast | Commercial | College | Existing | Miscellaneous | Natural Gas | Pool Heater | E5 |  | Baseline Forecast | 0 | 0 | 0 | 0 | 0 | 0 | 0 | 0 | 0 | 0 | 0 | 0 | 0 | 0 | 0 | 0 | 0 | 0 | 0 | 0 | 0 | 0 | 0 | 0 | 0 | 0 | 0
Commercial_College_Existing_Miscellaneous_Natural Gas_Pool Heater_E6_Baseline Forecast | Commercial | College | Existing | Miscellaneous | Natural Gas | Pool Heater | E6 |  | Baseline Forecast | 0 | 0 | 0 | 0 | 0 | 0 | 0 | 0 | 0 | 0 | 0 | 0 | 0 | 0 | 0 | 0 | 0 | 0 | 0 | 0 | 0 | 0 | 0 | 0 | 0 | 0 | 0
Commercial_College_Existing_Miscellaneous_Natural Gas_Pool Heater_E7_Baseline Forecast | Commercial | College | Existing | Miscellaneous | Natural Gas | Pool Heater | E7 |  | Baseline Forecast | 0 | 0 | 0 | 0 | 0 | 0 | 0 | 0 | 0 | 0 | 0 | 0 | 0 | 0 | 0 | 0 | 0 | 0 | 0 | 0 | 0 | 0 | 0 | 0 | 0 | 0 | 0
Commercial_College_Existing_Miscellaneous_Natural Gas_Pool Heater_E8_Baseline Forecast | Commercial | College | Existing | Miscellaneous | Natural Gas | Pool Heater | E8 |  | Baseline Forecast | 0 | 0 | 0 | 0 | 0 | 0 | 0 | 0 | 0 | 0 | 0 | 0 | 0 | 0 | 0 | 0 | 0 | 0 | 0 | 0 | 0 | 0 | 0 | 0 | 0 | 0 | 0
Commercial_College_Existing_Miscellaneous_Natural Gas_Pool Heater_E9_Baseline Forecast | Commercial | College | Existing | Miscellaneous | Natural Gas | Pool Heater | E9 |  | Baseline Forecast | 0 | 0 | 0 | 0 | 0 | 0 | 0 | 0 | 0 | 0 | 0 | 0 | 0 | 0 | 0 | 0 | 0 | 0 | 0 | 0 | 0 | 0 | 0 | 0 | 0 | 0 | 0
Commercial_College_Existing_Miscellaneous_Natural Gas_Pool Heater_E10_Baseline Forecast | Commercial | College | Existing | Miscellaneous | Natural Gas | Pool Heater | E10 |  | Baseline Forecast | 0 | 0 | 0 | 0 | 0 | 0 | 0 | 0 | 0 | 0 | 0 | 0 | 0 | 0 | 0 | 0 | 0 | 0 | 0 | 0 | 0 | 0 | 0 | 0 | 0 | 0 | 0
Commercial_College_Existing_Miscellaneous_Natural Gas_Miscellaneous_E1_Baseline Forecast | Commercial | College | Existing | Miscellaneous | Natural Gas | Miscellaneous | E1 |  | Baseline Forecast | 0 | 260326.827 | 303714.6315 | 338459.5853 | 319308.5555 | 309055.4411 | 305114.4925 | 299229.1249 | 292906.8233 | 287066.2058 | 281368.7641 | 337706.2476 | 333839.3909 | 327974.2369 | 317957.3698 | 311050.3352 | 305913.6781 | 299770.4062 | 293549.3277 | 287717.5353 | 281999.1061 | 291100.0722 | 283896.7526 | 276582.9616 | 270646.7746 | 265384.4824 | 260369.3442
Commercial_College_Existing_Miscellaneous_Natural Gas_Miscellaneous_E2_Baseline Forecast | Commercial | College | Existing | Miscellaneous | Natural Gas | Miscellaneous | E2 |  | Baseline Forecast | 0 | 0 | 0 | 0 | 0 | 0 | 0 | 0 | 0 | 0 | 0 | 0 | 0 | 0 | 0 | 0 | 0 | 0 | 0 | 0 | 0 | 0 | 0 | 0 | 0 | 0 | 0
Commercial_College_Existing_Miscellaneous_Natural Gas_Miscellaneous_E3_Baseline Forecast | Commercial | College | Existing | Miscellaneous | Natural Gas | Miscellaneous | E3 |  | Baseline Forecast | 0 | 0 | 0 | 0 | 0 | 0 | 0 | 0 | 0 | 0 | 0 | 0 | 0 | 0 | 0 | 0 | 0 | 0 | 0 | 0 | 0 | 0 | 0 | 0 | 0 | 0 | 0
Commercial_College_Existing_Miscellaneous_Natural Gas_Miscellaneous_E4_Baseline Forecast | Commercial | College | Existing | Miscellaneous | Natural Gas | Miscellaneous | E4 |  | Baseline Forecast | 0 | 0 | 0 | 0 | 0 | 0 | 0 | 0 | 0 | 0 | 0 | 0 | 0 | 0 | 0 | 0 | 0 | 0 | 0 | 0 | 0 | 0 | 0 | 0 | 0 | 0 | 0
Commercial_College_Existing_Miscellaneous_Natural Gas_Miscellaneous_E5_Baseline Forecast | Commercial | College | Existing | Miscellaneous | Natural Gas | Miscellaneous | E5 |  | Baseline Forecast | 0 | 0 | 0 | 0 | 0 | 0 | 0 | 0 | 0 | 0 | 0 | 0 | 0 | 0 | 0 | 0 | 0 | 0 | 0 | 0 | 0 | 0 | 0 | 0 | 0 | 0 | 0
Commercial_College_Existing_Miscellaneous_Natural Gas_Miscellaneous_E6_Baseline Forecast | Commercial | College | Existing | Miscellaneous | Natural Gas | Miscellaneous | E6 |  | Baseline Forecast | 0 | 0 | 0 | 0 | 0 | 0 | 0 | 0 | 0 | 0 | 0 | 0 | 0 | 0 | 0 | 0 | 0 | 0 | 0 | 0 | 0 | 0 | 0 | 0 | 0 | 0 | 0
Commercial_College_Existing_Miscellaneous_Natural Gas_Miscellaneous_E7_Baseline Forecast | Commercial | College | Existing | Miscellaneous | Natural Gas | Miscellaneous | E7 |  | Baseline Forecast | 0 | 0 | 0 | 0 | 0 | 0 | 0 | 0 | 0 | 0 | 0 | 0 | 0 | 0 | 0 | 0 | 0 | 0 | 0 | 0 | 0 | 0 | 0 | 0 | 0 | 0 | 0
Commercial_College_Existing_Miscellaneous_Natural Gas_Miscellaneous_E8_Baseline Forecast | Commercial | College | Existing | Miscellaneous | Natural Gas | Miscellaneous | E8 |  | Baseline Forecast | 0 | 0 | 0 | 0 | 0 | 0 | 0 | 0 | 0 | 0 | 0 | 0 | 0 | 0 | 0 | 0 | 0 | 0 | 0 | 0 | 0 | 0 | 0 | 0 | 0 | 0 | 0
Commercial_College_Existing_Miscellaneous_Natural Gas_Miscellaneous_E9_Baseline Forecast | Commercial | College | Existing | Miscellaneous | Natural Gas | Miscellaneous | E9 |  | Baseline Forecast | 0 | 0 | 0 | 0 | 0 | 0 | 0 | 0 | 0 | 0 | 0 | 0 | 0 | 0 | 0 | 0 | 0 | 0 | 0 | 0 | 0 | 0 | 0 | 0 | 0 | 0 | 0
Commercial_College_Existing_Miscellaneous_Natural Gas_Miscellaneous_E10_Baseline Forecast | Commercial | College | Existing | Miscellaneous | Natural Gas | Miscellaneous | E10 |  | Baseline Forecast | 0 | 0 | 0 | 0 | 0 | 0 | 0 | 0 | 0 | 0 | 0 | 0 | 0 | 0 | 0 | 0 | 0 | 0 | 0 | 0 | 0 | 0 | 0 | 0 | 0 | 0 | 0
Commercial_College_New_Space Heating_Natural Gas_Furnace_E1_Baseline Forecast | Commercial | College | New | Space Heating | Natural Gas | Furnace | E1 |  | Baseline Forecast | 0 | 11265.8581 | 8616.4587 | 0 | 0 | 0 | 0 | 0 | 0 | 0 | 0 | 0 | 0 | 0 | 0 | 0 | 0 | 0 | 0 | 0 | 0 | 0 | 0 | 0 | 0 | 0 | 0
Commercial_College_New_Space Heating_Natural Gas_Furnace_E2_Baseline Forecast | Commercial | College | New | Space Heating | Natural Gas | Furnace | E2 |  | Baseline Forecast | 0 | 0 | 0 | 8585.2057 | 8510.9506 | 8401.15 | 8424.8716 | 8388.7365 | 8355.2015 | 8324.2411 | 8295.8308 | 8269.9471 | 8246.5671 | 8225.669 | 8207.2316 | 8191.2348 | 8177.6591 | 8166.4859 | 8157.6974 | 9017.881 | 9609.9541 | 10156.1019 | 10656.7141 | 11112.7238 | 11537.9971 | 11930.458 | 12292.9941
Commercial_College_New_Space Heating_Natural Gas_Furnace_E3_Baseline Forecast | Commercial | College | New | Space Heating | Natural Gas | Furnace | E3 |  | Baseline Forecast | 0 | 0 | 0 | 0 | 0 | 0 | 0 | 0 | 0 | 0 | 0 | 0 | 0 | 0 | 0 | 0 | 0 | 0 | 0 | 0 | 0 | 0 | 0 | 0 | 0 | 0 | 0
Commercial_College_New_Space Heating_Natural Gas_Furnace_E4_Baseline Forecast | Commercial | College | New | Space Heating | Natural Gas | Furnace | E4 |  | Baseline Forecast | 0 | 0 | 0 | 0 | 0 | 0 | 0 | 0 | 0 | 0 | 0 | 0 | 0 | 0 | 0 | 0 | 0 | 0 | 0 | 0 | 0 | 0 | 0 | 0 | 0 | 0 | 0
Commercial_College_New_Space Heating_Natural Gas_Furnace_E5_Baseline Forecast | Commercial | College | New | Space Heating | Natural Gas | Furnace | E5 |  | Baseline Forecast | 0 | 0 | 0 | 0 | 0 | 0 | 0 | 0 | 0 | 0 | 0 | 0 | 0 | 0 | 0 | 0 | 0 | 0 | 0 | 0 | 0 | 0 | 0 | 0 | 0 | 0 | 0
Commercial_College_New_Space Heating_Natural Gas_Furnace_E6_Baseline Forecast | Commercial | College | New | Space Heating | Natural Gas | Furnace | E6 |  | Baseline Forecast | 0 | 0 | 0 | 0 | 0 | 0 | 0 | 0 | 0 | 0 | 0 | 0 | 0 | 0 | 0 | 0 | 0 | 0 | 0 | 0 | 0 | 0 | 0 | 0 | 0 | 0 | 0
Commercial_College_New_Space Heating_Natural Gas_Furnace_E7_Baseline Forecast | Commercial | College | New | Space Heating | Natural Gas | Furnace | E7 |  | Baseline Forecast | 0 | 0 | 0 | 0 | 0 | 0 | 0 | 0 | 0 | 0 | 0 | 0 | 0 | 0 | 0 | 0 | 0 | 0 | 0 | 0 | 0 | 0 | 0 | 0 | 0 | 0 | 0
Commercial_College_New_Space Heating_Natural Gas_Furnace_E8_Baseline Forecast | Commercial | College | New | Space Heating | Natural Gas | Furnace | E8 |  | Baseline Forecast | 0 | 0 | 0 | 0 | 0 | 0 | 0 | 0 | 0 | 0 | 0 | 0 | 0 | 0 | 0 | 0 | 0 | 0 | 0 | 0 | 0 | 0 | 0 | 0 | 0 | 0 | 0
Commercial_College_New_Space Heating_Natural Gas_Furnace_E9_Baseline Forecast | Commercial | College | New | Space Heating | Natural Gas | Furnace | E9 |  | Baseline Forecast | 0 | 0 | 0 | 0 | 0 | 0 | 0 | 0 | 0 | 0 | 0 | 0 | 0 | 0 | 0 | 0 | 0 | 0 | 0 | 0 | 0 | 0 | 0 | 0 | 0 | 0 | 0
Commercial_College_New_Space Heating_Natural Gas_Furnace_E10_Baseline Forecast | Commercial | College | New | Space Heating | Natural Gas | Furnace | E10 |  | Baseline Forecast | 0 | 0 | 0 | 0 | 0 | 0 | 0 | 0 | 0 | 0 | 0 | 0 | 0 | 0 | 0 | 0 | 0 | 0 | 0 | 0 | 0 | 0 | 0 | 0 | 0 | 0 | 0
Commercial_College_New_Space Heating_Natural Gas_Boiler_E1_Baseline Forecast | Commercial | College | New | Space Heating | Natural Gas | Boiler | E1 |  | Baseline Forecast | 0 | 78794.6853 | 60264.4864 | 60045.8997 | 59526.5513 | 58758.5934 | 58924.5044 | 58671.772 | 58437.2242 | 58220.6836 | 58021.979 | 57840.9451 | 57677.4228 | 57531.2589 | 57402.306 | 57290.4225 | 57195.4726 | 57117.3261 | 57055.8582 | 57010.9497 | 56982.487 | 56970.3616 | 64137.6235 | 68985.2626 | 73390.2197 | 77366.7677 | 80932.62
Commercial_College_New_Space Heating_Natural Gas_Boiler_E2_Baseline Forecast | Commercial | College | New | Space Heating | Natural Gas | Boiler | E2 |  | Baseline Forecast | 0 | 17296.3943 | 13228.7897 | 13180.8072 | 13066.8039 | 12898.2278 | 12934.6473 | 12879.1695 | 12827.6834 | 12780.1501 | 12736.532 | 12696.7928 | 12660.8977 | 12628.8129 | 12600.5062 | 12575.9464 | 12555.1037 | 12537.9496 | 12524.4567 | 12514.5987 | 12508.3508 | 12505.6891 | 14078.9905 | 15143.1064 | 16110.0482 | 16982.949 | 17765.6971
Commercial_College_New_Space Heating_Natural Gas_Boiler_E3_Baseline Forecast | Commercial | College | New | Space Heating | Natural Gas | Boiler | E3 |  | Baseline Forecast | 0 | 0 | 0 | 0 | 0 | 0 | 0 | 0 | 0 | 0 | 0 | 0 | 0 | 0 | 0 | 0 | 0 | 0 | 0 | 0 | 0 | 0 | 0 | 0 | 0 | 0 | 0
Commercial_College_New_Space Heating_Natural Gas_Boiler_E4_Baseline Forecast | Commercial | College | New | Space Heating | Natural Gas | Boiler | E4 |  | Baseline Forecast | 0 | 0 | 0 | 0 | 0 | 0 | 0 | 0 | 0 | 0 | 0 | 0 | 0 | 0 | 0 | 0 | 0 | 0 | 0 | 0 | 0 | 0 | 0 | 0 | 0 | 0 | 0
Commercial_College_New_Space Heating_Natural Gas_Boiler_E5_Baseline Forecast | Commercial | College | New | Space Heating | Natural Gas | Boiler | E5 |  | Baseline Forecast | 0 | 0 | 0 | 0 | 0 | 0 | 0 | 0 | 0 | 0 | 0 | 0 | 0 | 0 | 0 | 0 | 0 | 0 | 0 | 0 | 0 | 0 | 0 | 0 | 0 | 0 | 0
Commercial_College_New_Space Heating_Natural Gas_Boiler_E6_Baseline Forecast | Commercial | College | New | Space Heating | Natural Gas | Boiler | E6 |  | Baseline Forecast | 0 | 0 | 0 | 0 | 0 | 0 | 0 | 0 | 0 | 0 | 0 | 0 | 0 | 0 | 0 | 0 | 0 | 0 | 0 | 0 | 0 | 0 | 0 | 0 | 0 | 0 | 0
Commercial_College_New_Space Heating_Natural Gas_Boiler_E7_Baseline Forecast | Commercial | College | New | Space Heating | Natural Gas | Boiler | E7 |  | Baseline Forecast | 0 | 0 | 0 | 0 | 0 | 0 | 0 | 0 | 0 | 0 | 0 | 0 | 0 | 0 | 0 | 0 | 0 | 0 | 0 | 0 | 0 | 0 | 0 | 0 | 0 | 0 | 0
Commercial_College_New_Space Heating_Natural Gas_Boiler_E8_Baseline Forecast | Commercial | College | New | Space Heating | Natural Gas | Boiler | E8 |  | Baseline Forecast | 0 | 0 | 0 | 0 | 0 | 0 | 0 | 0 | 0 | 0 | 0 | 0 | 0 | 0 | 0 | 0 | 0 | 0 | 0 | 0 | 0 | 0 | 0 | 0 | 0 | 0 | 0
Commercial_College_New_Space Heating_Natural Gas_Boiler_E9_Baseline Forecast | Commercial | College | New | Space Heating | Natural Gas | Boiler | E9 |  | Baseline Forecast | 0 | 0 | 0 | 0 | 0 | 0 | 0 | 0 | 0 | 0 | 0 | 0 | 0 | 0 | 0 | 0 | 0 | 0 | 0 | 0 | 0 | 0 | 0 | 0 | 0 | 0 | 0
Commercial_College_New_Space Heating_Natural Gas_Boiler_E10_Baseline Forecast | Commercial | College | New | Space Heating | Natural Gas | Boiler | E10 |  | Baseline Forecast | 0 | 0 | 0 | 0 | 0 | 0 | 0 | 0 | 0 | 0 | 0 | 0 | 0 | 0 | 0 | 0 | 0 | 0 | 0 | 0 | 0 | 0 | 0 | 0 | 0 | 0 | 0
Commercial_College_New_Space Heating_Natural Gas_Unit Heater_E1_Baseline Forecast | Commercial | College | New | Space Heating | Natural Gas | Unit Heater | E1 |  | Baseline Forecast | 0 | 0 | 0 | 0 | 0 | 0 | 0 | 0 | 0 | 0 | 0 | 0 | 0 | 0 | 0 | 0 | 0 | 0 | 0 | 0 | 0 | 0 | 0 | 0 | 0 | 0 | 0
Commercial_College_New_Space Heating_Natural Gas_Unit Heater_E2_Baseline Forecast | Commercial | College | New | Space Heating | Natural Gas | Unit Heater | E2 |  | Baseline Forecast | 0 | 0 | 0 | 0 | 0 | 0 | 0 | 0 | 0 | 0 | 0 | 0 | 0 | 0 | 0 | 0 | 0 | 0 | 0 | 0 | 0 | 0 | 0 | 0 | 0 | 0 | 0
Commercial_College_New_Space Heating_Natural Gas_Unit Heater_E3_Baseline Forecast | Commercial | College | New | Space Heating | Natural Gas | Unit Heater | E3 |  | Baseline Forecast | 0 | 0 | 0 | 0 | 0 | 0 | 0 | 0 | 0 | 0 | 0 | 0 | 0 | 0 | 0 | 0 | 0 | 0 | 0 | 0 | 0 | 0 | 0 | 0 | 0 | 0 | 0
Commercial_College_New_Space Heating_Natural Gas_Unit Heater_E4_Baseline Forecast | Commercial | College | New | Space Heating | Natural Gas | Unit Heater | E4 |  | Baseline Forecast | 0 | 0 | 0 | 0 | 0 | 0 | 0 | 0 | 0 | 0 | 0 | 0 | 0 | 0 | 0 | 0 | 0 | 0 | 0 | 0 | 0 | 0 | 0 | 0 | 0 | 0 | 0
Commercial_College_New_Space Heating_Natural Gas_Unit Heater_E5_Baseline Forecast | Commercial | College | New | Space Heating | Natural Gas | Unit Heater | E5 |  | Baseline Forecast | 0 | 0 | 0 | 0 | 0 | 0 | 0 | 0 | 0 | 0 | 0 | 0 | 0 | 0 | 0 | 0 | 0 | 0 | 0 | 0 | 0 | 0 | 0 | 0 | 0 | 0 | 0
Commercial_College_New_Space Heating_Natural Gas_Unit Heater_E6_Baseline Forecast | Commercial | College | New | Space Heating | Natural Gas | Unit Heater | E6 |  | Baseline Forecast | 0 | 0 | 0 | 0 | 0 | 0 | 0 | 0 | 0 | 0 | 0 | 0 | 0 | 0 | 0 | 0 | 0 | 0 | 0 | 0 | 0 | 0 | 0 | 0 | 0 | 0 | 0
Commercial_College_New_Space Heating_Natural Gas_Unit Heater_E7_Baseline Forecast | Commercial | College | New | Space Heating | Natural Gas | Unit Heater | E7 |  | Baseline Forecast | 0 | 0 | 0 | 0 | 0 | 0 | 0 | 0 | 0 | 0 | 0 | 0 | 0 | 0 | 0 | 0 | 0 | 0 | 0 | 0 | 0 | 0 | 0 | 0 | 0 | 0 | 0
Commercial_College_New_Space Heating_Natural Gas_Unit Heater_E8_Baseline Forecast | Commercial | College | New | Space Heating | Natural Gas | Unit Heater | E8 |  | Baseline Forecast | 0 | 0 | 0 | 0 | 0 | 0 | 0 | 0 | 0 | 0 | 0 | 0 | 0 | 0 | 0 | 0 | 0 | 0 | 0 | 0 | 0 | 0 | 0 | 0 | 0 | 0 | 0
Commercial_College_New_Space Heating_Natural Gas_Unit Heater_E9_Baseline Forecast | Commercial | College | New | Space Heating | Natural Gas | Unit Heater | E9 |  | Baseline Forecast | 0 | 0 | 0 | 0 | 0 | 0 | 0 | 0 | 0 | 0 | 0 | 0 | 0 | 0 | 0 | 0 | 0 | 0 | 0 | 0 | 0 | 0 | 0 | 0 | 0 | 0 | 0
Commercial_College_New_Space Heating_Natural Gas_Unit Heater_E10_Baseline Forecast | Commercial | College | New | Space Heating | Natural Gas | Unit Heater | E10 |  | Baseline Forecast | 0 | 0 | 0 | 0 | 0 | 0 | 0 | 0 | 0 | 0 | 0 | 0 | 0 | 0 | 0 | 0 | 0 | 0 | 0 | 0 | 0 | 0 | 0 | 0 | 0 | 0 | 0
Commercial_College_New_Water Heating_Natural Gas_Water Heater_E1_Baseline Forecast | Commercial | College | New | Water Heating | Natural Gas | Water Heater | E1 |  | Baseline Forecast | 0 | 59257.5181 | 45321.8878 | 45157.4998 | 44766.924 | 44189.3815 | 44314.1549 | 44124.0875 | 43947.6959 | 43784.8466 | 55486.9145 | 62044.8448 | 67244.2518 | 71314.1212 | 74445.4673 | 92502.9429 | 87719.6717 | 87466.1805 | 87172.3131 | 89231.8287 | 92380.7485 | 95865.2374 | 99480.7727 | 103015.7734 | 112580.6966 | 117944.9341 | 121849.2929
Commercial_College_New_Water Heating_Natural Gas_Water Heater_E2_Baseline Forecast | Commercial | College | New | Water Heating | Natural Gas | Water Heater | E2 |  | Baseline Forecast | 0 | 61676.1923 | 47171.7608 | 47000.663 | 46594.1454 | 45993.0297 | 46122.8959 | 45925.0706 | 45741.4794 | 45571.9832 | 57751.6865 | 64577.2875 | 69988.9151 | 74224.9017 | 77484.0578 | 96278.5732 | 91300.0665 | 91036.2287 | 90730.3667 | 92873.9442 | 96151.3913 | 99778.1043 | 103541.2124 | 107220.4988 | 117175.8271 | 122759.013 | 126822.7334
Commercial_College_New_Water Heating_Natural Gas_Water Heater_E3_Baseline Forecast | Commercial | College | New | Water Heating | Natural Gas | Water Heater | E3 |  | Baseline Forecast | 0 | 0 | 0 | 0 | 0 | 0 | 0 | 0 | 0 | 0 | 0 | 0 | 0 | 0 | 0 | 0 | 0 | 0 | 0 | 0 | 0 | 0 | 0 | 0 | 0 | 0 | 0
Commercial_College_New_Water Heating_Natural Gas_Water Heater_E4_Baseline Forecast | Commercial | College | New | Water Heating | Natural Gas | Water Heater | E4 |  | Baseline Forecast | 0 | 0 | 0 | 0 | 0 | 0 | 0 | 0 | 0 | 0 | 0 | 0 | 0 | 0 | 0 | 0 | 0 | 0 | 0 | 0 | 0 | 0 | 0 | 0 | 0 | 0 | 0
Commercial_College_New_Water Heating_Natural Gas_Water Heater_E5_Baseline Forecast | Commercial | College | New | Water Heating | Natural Gas | Water Heater | E5 |  | Baseline Forecast | 0 | 0 | 0 | 0 | 0 | 0 | 0 | 0 | 0 | 0 | 0 | 0 | 0 | 0 | 0 | 0 | 0 | 0 | 0 | 0 | 0 | 0 | 0 | 0 | 0 | 0 | 0
Commercial_College_New_Water Heating_Natural Gas_Water Heater_E6_Baseline Forecast | Commercial | College | New | Water Heating | Natural Gas | Water Heater | E6 |  | Baseline Forecast | 0 | 0 | 0 | 0 | 0 | 0 | 0 | 0 | 0 | 0 | 0 | 0 | 0 | 0 | 0 | 0 | 0 | 0 | 0 | 0 | 0 | 0 | 0 | 0 | 0 | 0 | 0
Commercial_College_New_Water Heating_Natural Gas_Water Heater_E7_Baseline Forecast | Commercial | College | New | Water Heating | Natural Gas | Water Heater | E7 |  | Baseline Forecast | 0 | 0 | 0 | 0 | 0 | 0 | 0 | 0 | 0 | 0 | 0 | 0 | 0 | 0 | 0 | 0 | 0 | 0 | 0 | 0 | 0 | 0 | 0 | 0 | 0 | 0 | 0
Commercial_College_New_Water Heating_Natural Gas_Water Heater_E8_Baseline Forecast | Commercial | College | New | Water Heating | Natural Gas | Water Heater | E8 |  | Baseline Forecast | 0 | 0 | 0 | 0 | 0 | 0 | 0 | 0 | 0 | 0 | 0 | 0 | 0 | 0 | 0 | 0 | 0 | 0 | 0 | 0 | 0 | 0 | 0 | 0 | 0 | 0 | 0
Commercial_College_New_Water Heating_Natural Gas_Water Heater_E9_Baseline Forecast | Commercial | College | New | Water Heating | Natural Gas | Water Heater | E9 |  | Baseline Forecast | 0 | 0 | 0 | 0 | 0 | 0 | 0 | 0 | 0 | 0 | 0 | 0 | 0 | 0 | 0 | 0 | 0 | 0 | 0 | 0 | 0 | 0 | 0 | 0 | 0 | 0 | 0
Commercial_College_New_Water Heating_Natural Gas_Water Heater_E10_Baseline Forecast | Commercial | College | New | Water Heating | Natural Gas | Water Heater | E10 |  | Baseline Forecast | 0 | 0 | 0 | 0 | 0 | 0 | 0 | 0 | 0 | 0 | 0 | 0 | 0 | 0 | 0 | 0 | 0 | 0 | 0 | 0 | 0 | 0 | 0 | 0 | 0 | 0 | 0
Commercial_College_New_Food Preparation_Natural Gas_Oven_E1_Baseline Forecast | Commercial | College | New | Food Preparation | Natural Gas | Oven | E1 |  | Baseline Forecast | 0 | 5332.0382 | 4078.0992 | 4063.3074 | 4028.1631 | 3976.1954 | 3987.4226 | 3970.3202 | 3954.4483 | 3939.795 | 3926.3487 | 3914.0981 | 4969.4402 | 5561.8876 | 6032.0736 | 6400.6034 | 6684.6654 | 8311.7743 | 7883.6375 | 7863.0774 | 7838.8684 | 7813.1221 | 7807.5757 | 8007.928 | 8288.3816 | 8608.672 | 8940.7079
Commercial_College_New_Food Preparation_Natural Gas_Oven_E2_Baseline Forecast | Commercial | College | New | Food Preparation | Natural Gas | Oven | E2 |  | Baseline Forecast | 0 | 6259.3492 | 4787.3338 | 4769.9696 | 4728.7132 | 4667.7076 | 4680.8874 | 4660.8106 | 4642.1785 | 4624.9768 | 4609.1919 | 4594.8108 | 5833.6906 | 6529.1724 | 7081.1299 | 7513.7519 | 7847.2159 | 9757.3002 | 9254.7049 | 9230.5691 | 9202.1499 | 9171.926 | 9165.4149 | 9400.6111 | 9729.8393 | 10105.8324 | 10495.6137
Commercial_College_New_Food Preparation_Natural Gas_Oven_E3_Baseline Forecast | Commercial | College | New | Food Preparation | Natural Gas | Oven | E3 |  | Baseline Forecast | 0 | 0 | 0 | 0 | 0 | 0 | 0 | 0 | 0 | 0 | 0 | 0 | 0 | 0 | 0 | 0 | 0 | 0 | 0 | 0 | 0 | 0 | 0 | 0 | 0 | 0 | 0
Commercial_College_New_Food Preparation_Natural Gas_Oven_E4_Baseline Forecast | Commercial | College | New | Food Preparation | Natural Gas | Oven | E4 |  | Baseline Forecast | 0 | 0 | 0 | 0 | 0 | 0 | 0 | 0 | 0 | 0 | 0 | 0 | 0 | 0 | 0 | 0 | 0 | 0 | 0 | 0 | 0 | 0 | 0 | 0 | 0 | 0 | 0
Commercial_College_New_Food Preparation_Natural Gas_Oven_E5_Baseline Forecast | Commercial | College | New | Food Preparation | Natural Gas | Oven | E5 |  | Baseline Forecast | 0 | 0 | 0 | 0 | 0 | 0 | 0 | 0 | 0 | 0 | 0 | 0 | 0 | 0 | 0 | 0 | 0 | 0 | 0 | 0 | 0 | 0 | 0 | 0 | 0 | 0 | 0
Commercial_College_New_Food Preparation_Natural Gas_Oven_E6_Baseline Forecast | Commercial | College | New | Food Preparation | Natural Gas | Oven | E6 |  | Baseline Forecast | 0 | 0 | 0 | 0 | 0 | 0 | 0 | 0 | 0 | 0 | 0 | 0 | 0 | 0 | 0 | 0 | 0 | 0 | 0 | 0 | 0 | 0 | 0 | 0 | 0 | 0 | 0
Commercial_College_New_Food Preparation_Natural Gas_Oven_E7_Baseline Forecast | Commercial | College | New | Food Preparation | Natural Gas | Oven | E7 |  | Baseline Forecast | 0 | 0 | 0 | 0 | 0 | 0 | 0 | 0 | 0 | 0 | 0 | 0 | 0 | 0 | 0 | 0 | 0 | 0 | 0 | 0 | 0 | 0 | 0 | 0 | 0 | 0 | 0
Commercial_College_New_Food Preparation_Natural Gas_Oven_E8_Baseline Forecast | Commercial | College | New | Food Preparation | Natural Gas | Oven | E8 |  | Baseline Forecast | 0 | 0 | 0 | 0 | 0 | 0 | 0 | 0 | 0 | 0 | 0 | 0 | 0 | 0 | 0 | 0 | 0 | 0 | 0 | 0 | 0 | 0 | 0 | 0 | 0 | 0 | 0
Commercial_College_New_Food Preparation_Natural Gas_Oven_E9_Baseline Forecast | Commercial | College | New | Food Preparation | Natural Gas | Oven | E9 |  | Baseline Forecast | 0 | 0 | 0 | 0 | 0 | 0 | 0 | 0 | 0 | 0 | 0 | 0 | 0 | 0 | 0 | 0 | 0 | 0 | 0 | 0 | 0 | 0 | 0 | 0 | 0 | 0 | 0
Commercial_College_New_Food Preparation_Natural Gas_Oven_E10_Baseline Forecast | Commercial | College | New | Food Preparation | Natural Gas | Oven | E10 |  | Baseline Forecast | 0 | 0 | 0 | 0 | 0 | 0 | 0 | 0 | 0 | 0 | 0 | 0 | 0 | 0 | 0 | 0 | 0 | 0 | 0 | 0 | 0 | 0 | 0 | 0 | 0 | 0 | 0
Commercial_College_New_Food Preparation_Natural Gas_Conveyor Oven_E1_Baseline Forecast | Commercial | College | New | Food Preparation | Natural Gas | Conveyor Oven | E1 |  | Baseline Forecast | 0 | 2666.0191 | 2039.0496 | 2031.6537 | 2014.0816 | 1988.0977 | 1993.7113 | 1985.1601 | 1977.2242 | 1969.8975 | 1963.1743 | 1957.049 | 1951.5163 | 1946.5708 | 1942.2077 | 1938.4221 | 1935.2095 | 2465.7692 | 2764.8586 | 3002.7953 | 3189.8827 | 3334.7161 | 4151.0536 | 3939.75 | 3932.2172 | 3922.8435 | 3912.6854
Commercial_College_New_Food Preparation_Natural Gas_Conveyor Oven_E2_Baseline Forecast | Commercial | College | New | Food Preparation | Natural Gas | Conveyor Oven | E2 |  | Baseline Forecast | 0 | 3129.6746 | 2393.6669 | 2384.9848 | 2364.3566 | 2333.8538 | 2340.4437 | 2330.4053 | 2321.0892 | 2312.4884 | 2304.596 | 2297.4054 | 2290.9104 | 2285.1049 | 2279.9829 | 2275.539 | 2271.7676 | 2894.5986 | 3245.7036 | 3525.0205 | 3744.6449 | 3914.6667 | 4872.976 | 4624.9239 | 4616.0811 | 4605.0771 | 4593.1524
Commercial_College_New_Food Preparation_Natural Gas_Conveyor Oven_E3_Baseline Forecast | Commercial | College | New | Food Preparation | Natural Gas | Conveyor Oven | E3 |  | Baseline Forecast | 0 | 0 | 0 | 0 | 0 | 0 | 0 | 0 | 0 | 0 | 0 | 0 | 0 | 0 | 0 | 0 | 0 | 0 | 0 | 0 | 0 | 0 | 0 | 0 | 0 | 0 | 0
Commercial_College_New_Food Preparation_Natural Gas_Conveyor Oven_E4_Baseline Forecast | Commercial | College | New | Food Preparation | Natural Gas | Conveyor Oven | E4 |  | Baseline Forecast | 0 | 0 | 0 | 0 | 0 | 0 | 0 | 0 | 0 | 0 | 0 | 0 | 0 | 0 | 0 | 0 | 0 | 0 | 0 | 0 | 0 | 0 | 0 | 0 | 0 | 0 | 0
Commercial_College_New_Food Preparation_Natural Gas_Conveyor Oven_E5_Baseline Forecast | Commercial | College | New | Food Preparation | Natural Gas | Conveyor Oven | E5 |  | Baseline Forecast | 0 | 0 | 0 | 0 | 0 | 0 | 0 | 0 | 0 | 0 | 0 | 0 | 0 | 0 | 0 | 0 | 0 | 0 | 0 | 0 | 0 | 0 | 0 | 0 | 0 | 0 | 0
Commercial_College_New_Food Preparation_Natural Gas_Conveyor Oven_E6_Baseline Forecast | Commercial | College | New | Food Preparation | Natural Gas | Conveyor Oven | E6 |  | Baseline Forecast | 0 | 0 | 0 | 0 | 0 | 0 | 0 | 0 | 0 | 0 | 0 | 0 | 0 | 0 | 0 | 0 | 0 | 0 | 0 | 0 | 0 | 0 | 0 | 0 | 0 | 0 | 0
Commercial_College_New_Food Preparation_Natural Gas_Conveyor Oven_E7_Baseline Forecast | Commercial | College | New | Food Preparation | Natural Gas | Conveyor Oven | E7 |  | Baseline Forecast | 0 | 0 | 0 | 0 | 0 | 0 | 0 | 0 | 0 | 0 | 0 | 0 | 0 | 0 | 0 | 0 | 0 | 0 | 0 | 0 | 0 | 0 | 0 | 0 | 0 | 0 | 0
Commercial_College_New_Food Preparation_Natural Gas_Conveyor Oven_E8_Baseline Forecast | Commercial | College | New | Food Preparation | Natural Gas | Conveyor Oven | E8 |  | Baseline Forecast | 0 | 0 | 0 | 0 | 0 | 0 | 0 | 0 | 0 | 0 | 0 | 0 | 0 | 0 | 0 | 0 | 0 | 0 | 0 | 0 | 0 | 0 | 0 | 0 | 0 | 0 | 0
Commercial_College_New_Food Preparation_Natural Gas_Conveyor Oven_E9_Baseline Forecast | Commercial | College | New | Food Preparation | Natural Gas | Conveyor Oven | E9 |  | Baseline Forecast | 0 | 0 | 0 | 0 | 0 | 0 | 0 | 0 | 0 | 0 | 0 | 0 | 0 | 0 | 0 | 0 | 0 | 0 | 0 | 0 | 0 | 0 | 0 | 0 | 0 | 0 | 0
Commercial_College_New_Food Preparation_Natural Gas_Conveyor Oven_E10_Baseline Forecast | Commercial | College | New | Food Preparation | Natural Gas | Conveyor Oven | E10 |  | Baseline Forecast | 0 | 0 | 0 | 0 | 0 | 0 | 0 | 0 | 0 | 0 | 0 | 0 | 0 | 0 | 0 | 0 | 0 | 0 | 0 | 0 | 0 | 0 | 0 | 0 | 0 | 0 | 0
Commercial_College_New_Food Preparation_Natural Gas_Double Rack Oven_E1_Baseline Forecast | Commercial | College | New | Food Preparation | Natural Gas | Double Rack Oven | E1 |  | Baseline Forecast | 0 | 2666.0191 | 2039.0496 | 2031.6537 | 2014.0816 | 1988.0977 | 1993.7113 | 1985.1601 | 1977.2242 | 1969.8975 | 2259.3987 | 2446.9206 | 2612.697 | 2758.0738 | 2884.4435 | 2997.4885 | 3097.1752 | 3185.1153 | 3262.7409 | 4185.2276 | 4012.3761 | 4068.391 | 4131.7049 | 4199.9961 | 4283.6092 | 4365.3225 | 4448.6507
Commercial_College_New_Food Preparation_Natural Gas_Double Rack Oven_E2_Baseline Forecast | Commercial | College | New | Food Preparation | Natural Gas | Double Rack Oven | E2 |  | Baseline Forecast | 0 | 3129.6746 | 2393.6669 | 2384.9848 | 2364.3566 | 2333.8538 | 2340.4437 | 2330.4053 | 2321.0892 | 2312.4884 | 2652.3376 | 2872.4721 | 3067.0791 | 3237.7389 | 3386.0858 | 3518.7908 | 3635.8143 | 3739.0485 | 3830.1741 | 4913.0933 | 4710.1806 | 4775.9372 | 4850.2623 | 4930.4302 | 5028.5847 | 5124.5091 | 5222.3291
Commercial_College_New_Food Preparation_Natural Gas_Double Rack Oven_E3_Baseline Forecast | Commercial | College | New | Food Preparation | Natural Gas | Double Rack Oven | E3 |  | Baseline Forecast | 0 | 0 | 0 | 0 | 0 | 0 | 0 | 0 | 0 | 0 | 0 | 0 | 0 | 0 | 0 | 0 | 0 | 0 | 0 | 0 | 0 | 0 | 0 | 0 | 0 | 0 | 0
Commercial_College_New_Food Preparation_Natural Gas_Double Rack Oven_E4_Baseline Forecast | Commercial | College | New | Food Preparation | Natural Gas | Double Rack Oven | E4 |  | Baseline Forecast | 0 | 0 | 0 | 0 | 0 | 0 | 0 | 0 | 0 | 0 | 0 | 0 | 0 | 0 | 0 | 0 | 0 | 0 | 0 | 0 | 0 | 0 | 0 | 0 | 0 | 0 | 0
Commercial_College_New_Food Preparation_Natural Gas_Double Rack Oven_E5_Baseline Forecast | Commercial | College | New | Food Preparation | Natural Gas | Double Rack Oven | E5 |  | Baseline Forecast | 0 | 0 | 0 | 0 | 0 | 0 | 0 | 0 | 0 | 0 | 0 | 0 | 0 | 0 | 0 | 0 | 0 | 0 | 0 | 0 | 0 | 0 | 0 | 0 | 0 | 0 | 0
Commercial_College_New_Food Preparation_Natural Gas_Double Rack Oven_E6_Baseline Forecast | Commercial | College | New | Food Preparation | Natural Gas | Double Rack Oven | E6 |  | Baseline Forecast | 0 | 0 | 0 | 0 | 0 | 0 | 0 | 0 | 0 | 0 | 0 | 0 | 0 | 0 | 0 | 0 | 0 | 0 | 0 | 0 | 0 | 0 | 0 | 0 | 0 | 0 | 0
Commercial_College_New_Food Preparation_Natural Gas_Double Rack Oven_E7_Baseline Forecast | Commercial | College | New | Food Preparation | Natural Gas | Double Rack Oven | E7 |  | Baseline Forecast | 0 | 0 | 0 | 0 | 0 | 0 | 0 | 0 | 0 | 0 | 0 | 0 | 0 | 0 | 0 | 0 | 0 | 0 | 0 | 0 | 0 | 0 | 0 | 0 | 0 | 0 | 0
Commercial_College_New_Food Preparation_Natural Gas_Double Rack Oven_E8_Baseline Forecast | Commercial | College | New | Food Preparation | Natural Gas | Double Rack Oven | E8 |  | Baseline Forecast | 0 | 0 | 0 | 0 | 0 | 0 | 0 | 0 | 0 | 0 | 0 | 0 | 0 | 0 | 0 | 0 | 0 | 0 | 0 | 0 | 0 | 0 | 0 | 0 | 0 | 0 | 0
Commercial_College_New_Food Preparation_Natural Gas_Double Rack Oven_E9_Baseline Forecast | Commercial | College | New | Food Preparation | Natural Gas | Double Rack Oven | E9 |  | Baseline Forecast | 0 | 0 | 0 | 0 | 0 | 0 | 0 | 0 | 0 | 0 | 0 | 0 | 0 | 0 | 0 | 0 | 0 | 0 | 0 | 0 | 0 | 0 | 0 | 0 | 0 | 0 | 0
Commercial_College_New_Food Preparation_Natural Gas_Double Rack Oven_E10_Baseline Forecast | Commercial | College | New | Food Preparation | Natural Gas | Double Rack Oven | E10 |  | Baseline Forecast | 0 | 0 | 0 | 0 | 0 | 0 | 0 | 0 | 0 | 0 | 0 | 0 | 0 | 0 | 0 | 0 | 0 | 0 | 0 | 0 | 0 | 0 | 0 | 0 | 0 | 0 | 0
Commercial_College_New_Food Preparation_Natural Gas_Fryer_E1_Baseline Forecast | Commercial | College | New | Food Preparation | Natural Gas | Fryer | E1 |  | Baseline Forecast | 0 | 0 | 0 | 0 | 0 | 0 | 0 | 0 | 0 | 0 | 0 | 0 | 0 | 0 | 0 | 0 | 0 | 0 | 0 | 0 | 0 | 0 | 0 | 0 | 0 | 0 | 0
Commercial_College_New_Food Preparation_Natural Gas_Fryer_E2_Baseline Forecast | Commercial | College | New | Food Preparation | Natural Gas | Fryer | E2 |  | Baseline Forecast | 0 | 15000.6189 | 11472.9133 | 11431.2997 | 11332.4282 | 11186.2274 | 11217.8129 | 11169.6987 | 11125.0464 | 14083.9461 | 15740.6754 | 17053.5345 | 18080.4883 | 18869.8897 | 23437.7615 | 22223.6867 | 22156.3183 | 22678.7774 | 23415.8832 | 24315.5574 | 25221.2157 | 26106.5566 | 28518.3958 | 29866.9244 | 30845.9553 | 31663.1428 | 32407.0522
Commercial_College_New_Food Preparation_Natural Gas_Fryer_E3_Baseline Forecast | Commercial | College | New | Food Preparation | Natural Gas | Fryer | E3 |  | Baseline Forecast | 0 | 0 | 0 | 0 | 0 | 0 | 0 | 0 | 0 | 0 | 0 | 0 | 0 | 0 | 0 | 0 | 0 | 0 | 0 | 0 | 0 | 0 | 0 | 0 | 0 | 0 | 0
Commercial_College_New_Food Preparation_Natural Gas_Fryer_E4_Baseline Forecast | Commercial | College | New | Food Preparation | Natural Gas | Fryer | E4 |  | Baseline Forecast | 0 | 0 | 0 | 0 | 0 | 0 | 0 | 0 | 0 | 0 | 0 | 0 | 0 | 0 | 0 | 0 | 0 | 0 | 0 | 0 | 0 | 0 | 0 | 0 | 0 | 0 | 0
Commercial_College_New_Food Preparation_Natural Gas_Fryer_E5_Baseline Forecast | Commercial | College | New | Food Preparation | Natural Gas | Fryer | E5 |  | Baseline Forecast | 0 | 0 | 0 | 0 | 0 | 0 | 0 | 0 | 0 | 0 | 0 | 0 | 0 | 0 | 0 | 0 | 0 | 0 | 0 | 0 | 0 | 0 | 0 | 0 | 0 | 0 | 0
Commercial_College_New_Food Preparation_Natural Gas_Fryer_E6_Baseline Forecast | Commercial | College | New | Food Preparation | Natural Gas | Fryer | E6 |  | Baseline Forecast | 0 | 0 | 0 | 0 | 0 | 0 | 0 | 0 | 0 | 0 | 0 | 0 | 0 | 0 | 0 | 0 | 0 | 0 | 0 | 0 | 0 | 0 | 0 | 0 | 0 | 0 | 0
Commercial_College_New_Food Preparation_Natural Gas_Fryer_E7_Baseline Forecast | Commercial | College | New | Food Preparation | Natural Gas | Fryer | E7 |  | Baseline Forecast | 0 | 0 | 0 | 0 | 0 | 0 | 0 | 0 | 0 | 0 | 0 | 0 | 0 | 0 | 0 | 0 | 0 | 0 | 0 | 0 | 0 | 0 | 0 | 0 | 0 | 0 | 0
Commercial_College_New_Food Preparation_Natural Gas_Fryer_E8_Baseline Forecast | Commercial | College | New | Food Preparation | Natural Gas | Fryer | E8 |  | Baseline Forecast | 0 | 0 | 0 | 0 | 0 | 0 | 0 | 0 | 0 | 0 | 0 | 0 | 0 | 0 | 0 | 0 | 0 | 0 | 0 | 0 | 0 | 0 | 0 | 0 | 0 | 0 | 0
Commercial_College_New_Food Preparation_Natural Gas_Fryer_E9_Baseline Forecast | Commercial | College | New | Food Preparation | Natural Gas | Fryer | E9 |  | Baseline Forecast | 0 | 0 | 0 | 0 | 0 | 0 | 0 | 0 | 0 | 0 | 0 | 0 | 0 | 0 | 0 | 0 | 0 | 0 | 0 | 0 | 0 | 0 | 0 | 0 | 0 | 0 | 0
Commercial_College_New_Food Preparation_Natural Gas_Fryer_E10_Baseline Forecast | Commercial | College | New | Food Preparation | Natural Gas | Fryer | E10 |  | Baseline Forecast | 0 | 0 | 0 | 0 | 0 | 0 | 0 | 0 | 0 | 0 | 0 | 0 | 0 | 0 | 0 | 0 | 0 | 0 | 0 | 0 | 0 | 0 | 0 | 0 | 0 | 0 | 0
Commercial_College_New_Food Preparation_Natural Gas_Broiler_E1_Baseline Forecast | Commercial | College | New | Food Preparation | Natural Gas | Broiler | E1 |  | Baseline Forecast | 0 | 23182.7747 | 17730.866 | 17666.554 | 17513.7526 | 17287.806 | 17336.6199 | 17262.2616 | 17193.2535 | 17129.5435 | 19646.945 | 21277.5708 | 22719.1042 | 23983.2508 | 25082.117 | 26065.1173 | 26931.9579 | 27696.6552 | 28371.6597 | 36393.2838 | 34890.227 | 35377.3128 | 35927.8687 | 36521.7051 | 37248.7756 | 37959.3265 | 38683.9194
Commercial_College_New_Food Preparation_Natural Gas_Broiler_E2_Baseline Forecast | Commercial | College | New | Food Preparation | Natural Gas | Broiler | E2 |  | Baseline Forecast | 0 | 0 | 0 | 0 | 0 | 0 | 0 | 0 | 0 | 0 | 0 | 0 | 0 | 0 | 0 | 0 | 0 | 0 | 0 | 0 | 0 | 0 | 0 | 0 | 0 | 0 | 0
Commercial_College_New_Food Preparation_Natural Gas_Broiler_E3_Baseline Forecast | Commercial | College | New | Food Preparation | Natural Gas | Broiler | E3 |  | Baseline Forecast | 0 | 0 | 0 | 0 | 0 | 0 | 0 | 0 | 0 | 0 | 0 | 0 | 0 | 0 | 0 | 0 | 0 | 0 | 0 | 0 | 0 | 0 | 0 | 0 | 0 | 0 | 0
Commercial_College_New_Food Preparation_Natural Gas_Broiler_E4_Baseline Forecast | Commercial | College | New | Food Preparation | Natural Gas | Broiler | E4 |  | Baseline Forecast | 0 | 0 | 0 | 0 | 0 | 0 | 0 | 0 | 0 | 0 | 0 | 0 | 0 | 0 | 0 | 0 | 0 | 0 | 0 | 0 | 0 | 0 | 0 | 0 | 0 | 0 | 0
Commercial_College_New_Food Preparation_Natural Gas_Broiler_E5_Baseline Forecast | Commercial | College | New | Food Preparation | Natural Gas | Broiler | E5 |  | Baseline Forecast | 0 | 0 | 0 | 0 | 0 | 0 | 0 | 0 | 0 | 0 | 0 | 0 | 0 | 0 | 0 | 0 | 0 | 0 | 0 | 0 | 0 | 0 | 0 | 0 | 0 | 0 | 0
Commercial_College_New_Food Preparation_Natural Gas_Broiler_E6_Baseline Forecast | Commercial | College | New | Food Preparation | Natural Gas | Broiler | E6 |  | Baseline Forecast | 0 | 0 | 0 | 0 | 0 | 0 | 0 | 0 | 0 | 0 | 0 | 0 | 0 | 0 | 0 | 0 | 0 | 0 | 0 | 0 | 0 | 0 | 0 | 0 | 0 | 0 | 0
Commercial_College_New_Food Preparation_Natural Gas_Broiler_E7_Baseline Forecast | Commercial | College | New | Food Preparation | Natural Gas | Broiler | E7 |  | Baseline Forecast | 0 | 0 | 0 | 0 | 0 | 0 | 0 | 0 | 0 | 0 | 0 | 0 | 0 | 0 | 0 | 0 | 0 | 0 | 0 | 0 | 0 | 0 | 0 | 0 | 0 | 0 | 0
Commercial_College_New_Food Preparation_Natural Gas_Broiler_E8_Baseline Forecast | Commercial | College | New | Food Preparation | Natural Gas | Broiler | E8 |  | Baseline Forecast | 0 | 0 | 0 | 0 | 0 | 0 | 0 | 0 | 0 | 0 | 0 | 0 | 0 | 0 | 0 | 0 | 0 | 0 | 0 | 0 | 0 | 0 | 0 | 0 | 0 | 0 | 0
Commercial_College_New_Food Preparation_Natural Gas_Broiler_E9_Baseline Forecast | Commercial | College | New | Food Preparation | Natural Gas | Broiler | E9 |  | Baseline Forecast | 0 | 0 | 0 | 0 | 0 | 0 | 0 | 0 | 0 | 0 | 0 | 0 | 0 | 0 | 0 | 0 | 0 | 0 | 0 | 0 | 0 | 0 | 0 | 0 | 0 | 0 | 0
Commercial_College_New_Food Preparation_Natural Gas_Broiler_E10_Baseline Forecast | Commercial | College | New | Food Preparation | Natural Gas | Broiler | E10 |  | Baseline Forecast | 0 | 0 | 0 | 0 | 0 | 0 | 0 | 0 | 0 | 0 | 0 | 0 | 0 | 0 | 0 | 0 | 0 | 0 | 0 | 0 | 0 | 0 | 0 | 0 | 0 | 0 | 0
Commercial_College_New_Food Preparation_Natural Gas_Griddle_E1_Baseline Forecast | Commercial | College | New | Food Preparation | Natural Gas | Griddle | E1 |  | Baseline Forecast | 0 | 26837.471 | 20526.0849 | 20451.6343 | 20274.7442 | 20013.1777 | 20069.6871 | 19983.6064 | 19903.7194 | 19829.9657 | 22744.2281 | 24631.9172 | 26300.7042 | 27764.1398 | 29036.239 | 30174.2064 | 31177.7019 | 32062.9514 | 32844.3684 | 42130.5779 | 40390.5687 | 40954.4421 | 41591.7916 | 42279.2445 | 43120.9355 | 43943.5026 | 44782.3255
Commercial_College_New_Food Preparation_Natural Gas_Griddle_E2_Baseline Forecast | Commercial | College | New | Food Preparation | Natural Gas | Griddle | E2 |  | Baseline Forecast | 0 | 5891.1522 | 4505.726 | 4489.3831 | 4450.5536 | 4393.1366 | 4405.5411 | 4386.6453 | 4369.1091 | 4352.9193 | 4992.6354 | 5407.0062 | 5773.3253 | 6094.5673 | 6373.8086 | 6623.6063 | 6843.8858 | 7038.2089 | 7209.7394 | 9248.1756 | 8866.2224 | 8989.9995 | 9129.9055 | 9280.8098 | 9465.5712 | 9646.1347 | 9830.2666
Commercial_College_New_Food Preparation_Natural Gas_Griddle_E3_Baseline Forecast | Commercial | College | New | Food Preparation | Natural Gas | Griddle | E3 |  | Baseline Forecast | 0 | 0 | 0 | 0 | 0 | 0 | 0 | 0 | 0 | 0 | 0 | 0 | 0 | 0 | 0 | 0 | 0 | 0 | 0 | 0 | 0 | 0 | 0 | 0 | 0 | 0 | 0
Commercial_College_New_Food Preparation_Natural Gas_Griddle_E4_Baseline Forecast | Commercial | College | New | Food Preparation | Natural Gas | Griddle | E4 |  | Baseline Forecast | 0 | 0 | 0 | 0 | 0 | 0 | 0 | 0 | 0 | 0 | 0 | 0 | 0 | 0 | 0 | 0 | 0 | 0 | 0 | 0 | 0 | 0 | 0 | 0 | 0 | 0 | 0
Commercial_College_New_Food Preparation_Natural Gas_Griddle_E5_Baseline Forecast | Commercial | College | New | Food Preparation | Natural Gas | Griddle | E5 |  | Baseline Forecast | 0 | 0 | 0 | 0 | 0 | 0 | 0 | 0 | 0 | 0 | 0 | 0 | 0 | 0 | 0 | 0 | 0 | 0 | 0 | 0 | 0 | 0 | 0 | 0 | 0 | 0 | 0
Commercial_College_New_Food Preparation_Natural Gas_Griddle_E6_Baseline Forecast | Commercial | College | New | Food Preparation | Natural Gas | Griddle | E6 |  | Baseline Forecast | 0 | 0 | 0 | 0 | 0 | 0 | 0 | 0 | 0 | 0 | 0 | 0 | 0 | 0 | 0 | 0 | 0 | 0 | 0 | 0 | 0 | 0 | 0 | 0 | 0 | 0 | 0
Commercial_College_New_Food Preparation_Natural Gas_Griddle_E7_Baseline Forecast | Commercial | College | New | Food Preparation | Natural Gas | Griddle | E7 |  | Baseline Forecast | 0 | 0 | 0 | 0 | 0 | 0 | 0 | 0 | 0 | 0 | 0 | 0 | 0 | 0 | 0 | 0 | 0 | 0 | 0 | 0 | 0 | 0 | 0 | 0 | 0 | 0 | 0
Commercial_College_New_Food Preparation_Natural Gas_Griddle_E8_Baseline Forecast | Commercial | College | New | Food Preparation | Natural Gas | Griddle | E8 |  | Baseline Forecast | 0 | 0 | 0 | 0 | 0 | 0 | 0 | 0 | 0 | 0 | 0 | 0 | 0 | 0 | 0 | 0 | 0 | 0 | 0 | 0 | 0 | 0 | 0 | 0 | 0 | 0 | 0
Commercial_College_New_Food Preparation_Natural Gas_Griddle_E9_Baseline Forecast | Commercial | College | New | Food Preparation | Natural Gas | Griddle | E9 |  | Baseline Forecast | 0 | 0 | 0 | 0 | 0 | 0 | 0 | 0 | 0 | 0 | 0 | 0 | 0 | 0 | 0 | 0 | 0 | 0 | 0 | 0 | 0 | 0 | 0 | 0 | 0 | 0 | 0
Commercial_College_New_Food Preparation_Natural Gas_Griddle_E10_Baseline Forecast | Commercial | College | New | Food Preparation | Natural Gas | Griddle | E10 |  | Baseline Forecast | 0 | 0 | 0 | 0 | 0 | 0 | 0 | 0 | 0 | 0 | 0 | 0 | 0 | 0 | 0 | 0 | 0 | 0 | 0 | 0 | 0 | 0 | 0 | 0 | 0 | 0 | 0
Commercial_College_New_Food Preparation_Natural Gas_Range_E1_Baseline Forecast | Commercial | College | New | Food Preparation | Natural Gas | Range | E1 |  | Baseline Forecast | 0 | 40456.2147 | 30942.0996 | 30829.8688 | 30563.2154 | 30168.9163 | 30254.1014 | 30124.3389 | 30003.9131 | 29892.7328 | 37881.9532 | 42359.1747 | 45908.907 | 48687.4829 | 50825.3113 | 63153.4873 | 59887.8587 | 59714.7955 | 59514.1668 | 60920.2366 | 63070.0629 | 65448.9886 | 67917.3821 | 70330.7931 | 76860.9449 | 80523.21 | 83188.7887
Commercial_College_New_Food Preparation_Natural Gas_Range_E2_Baseline Forecast | Commercial | College | New | Food Preparation | Natural Gas | Range | E2 |  | Baseline Forecast | 0 | 0 | 0 | 0 | 0 | 0 | 0 | 0 | 0 | 0 | 0 | 0 | 0 | 0 | 0 | 0 | 0 | 0 | 0 | 0 | 0 | 0 | 0 | 0 | 0 | 0 | 0
Commercial_College_New_Food Preparation_Natural Gas_Range_E3_Baseline Forecast | Commercial | College | New | Food Preparation | Natural Gas | Range | E3 |  | Baseline Forecast | 0 | 0 | 0 | 0 | 0 | 0 | 0 | 0 | 0 | 0 | 0 | 0 | 0 | 0 | 0 | 0 | 0 | 0 | 0 | 0 | 0 | 0 | 0 | 0 | 0 | 0 | 0
Commercial_College_New_Food Preparation_Natural Gas_Range_E4_Baseline Forecast | Commercial | College | New | Food Preparation | Natural Gas | Range | E4 |  | Baseline Forecast | 0 | 0 | 0 | 0 | 0 | 0 | 0 | 0 | 0 | 0 | 0 | 0 | 0 | 0 | 0 | 0 | 0 | 0 | 0 | 0 | 0 | 0 | 0 | 0 | 0 | 0 | 0
Commercial_College_New_Food Preparation_Natural Gas_Range_E5_Baseline Forecast | Commercial | College | New | Food Preparation | Natural Gas | Range | E5 |  | Baseline Forecast | 0 | 0 | 0 | 0 | 0 | 0 | 0 | 0 | 0 | 0 | 0 | 0 | 0 | 0 | 0 | 0 | 0 | 0 | 0 | 0 | 0 | 0 | 0 | 0 | 0 | 0 | 0
Commercial_College_New_Food Preparation_Natural Gas_Range_E6_Baseline Forecast | Commercial | College | New | Food Preparation | Natural Gas | Range | E6 |  | Baseline Forecast | 0 | 0 | 0 | 0 | 0 | 0 | 0 | 0 | 0 | 0 | 0 | 0 | 0 | 0 | 0 | 0 | 0 | 0 | 0 | 0 | 0 | 0 | 0 | 0 | 0 | 0 | 0
Commercial_College_New_Food Preparation_Natural Gas_Range_E7_Baseline Forecast | Commercial | College | New | Food Preparation | Natural Gas | Range | E7 |  | Baseline Forecast | 0 | 0 | 0 | 0 | 0 | 0 | 0 | 0 | 0 | 0 | 0 | 0 | 0 | 0 | 0 | 0 | 0 | 0 | 0 | 0 | 0 | 0 | 0 | 0 | 0 | 0 | 0
Commercial_College_New_Food Preparation_Natural Gas_Range_E8_Baseline Forecast | Commercial | College | New | Food Preparation | Natural Gas | Range | E8 |  | Baseline Forecast | 0 | 0 | 0 | 0 | 0 | 0 | 0 | 0 | 0 | 0 | 0 | 0 | 0 | 0 | 0 | 0 | 0 | 0 | 0 | 0 | 0 | 0 | 0 | 0 | 0 | 0 | 0
Commercial_College_New_Food Preparation_Natural Gas_Range_E9_Baseline Forecast | Commercial | College | New | Food Preparation | Natural Gas | Range | E9 |  | Baseline Forecast | 0 | 0 | 0 | 0 | 0 | 0 | 0 | 0 | 0 | 0 | 0 | 0 | 0 | 0 | 0 | 0 | 0 | 0 | 0 | 0 | 0 | 0 | 0 | 0 | 0 | 0 | 0
Commercial_College_New_Food Preparation_Natural Gas_Range_E10_Baseline Forecast | Commercial | College | New | Food Preparation | Natural Gas | Range | E10 |  | Baseline Forecast | 0 | 0 | 0 | 0 | 0 | 0 | 0 | 0 | 0 | 0 | 0 | 0 | 0 | 0 | 0 | 0 | 0 | 0 | 0 | 0 | 0 | 0 | 0 | 0 | 0 | 0 | 0
Commercial_College_New_Food Preparation_Natural Gas_Steamer_E1_Baseline Forecast | Commercial | College | New | Food Preparation | Natural Gas | Steamer | E1 |  | Baseline Forecast | 0 | 0 | 0 | 0 | 0 | 0 | 0 | 0 | 0 | 0 | 0 | 0 | 0 | 0 | 0 | 0 | 0 | 0 | 0 | 0 | 0 | 0 | 0 | 0 | 0 | 0 | 0
Commercial_College_New_Food Preparation_Natural Gas_Steamer_E2_Baseline Forecast | Commercial | College | New | Food Preparation | Natural Gas | Steamer | E2 |  | Baseline Forecast | 0 | 14546.0547 | 11125.2493 | 11084.8966 | 10989.0213 | 10847.2508 | 10877.8792 | 10831.223 | 13697.1347 | 15300.3675 | 16570.1808 | 17562.7821 | 18325.0578 | 22751.3319 | 21570.8961 | 22084.2853 | 22800.0834 | 23614.2497 | 24509.4901 | 25358.6653 | 27688.1505 | 28986.6129 | 30043.2059 | 30962.1011 | 31803.3813 | 33620.2341 | 33778.6454
Commercial_College_New_Food Preparation_Natural Gas_Steamer_E3_Baseline Forecast | Commercial | College | New | Food Preparation | Natural Gas | Steamer | E3 |  | Baseline Forecast | 0 | 0 | 0 | 0 | 0 | 0 | 0 | 0 | 0 | 0 | 0 | 0 | 0 | 0 | 0 | 0 | 0 | 0 | 0 | 0 | 0 | 0 | 0 | 0 | 0 | 0 | 0
Commercial_College_New_Food Preparation_Natural Gas_Steamer_E4_Baseline Forecast | Commercial | College | New | Food Preparation | Natural Gas | Steamer | E4 |  | Baseline Forecast | 0 | 0 | 0 | 0 | 0 | 0 | 0 | 0 | 0 | 0 | 0 | 0 | 0 | 0 | 0 | 0 | 0 | 0 | 0 | 0 | 0 | 0 | 0 | 0 | 0 | 0 | 0
Commercial_College_New_Food Preparation_Natural Gas_Steamer_E5_Baseline Forecast | Commercial | College | New | Food Preparation | Natural Gas | Steamer | E5 |  | Baseline Forecast | 0 | 0 | 0 | 0 | 0 | 0 | 0 | 0 | 0 | 0 | 0 | 0 | 0 | 0 | 0 | 0 | 0 | 0 | 0 | 0 | 0 | 0 | 0 | 0 | 0 | 0 | 0
Commercial_College_New_Food Preparation_Natural Gas_Steamer_E6_Baseline Forecast | Commercial | College | New | Food Preparation | Natural Gas | Steamer | E6 |  | Baseline Forecast | 0 | 0 | 0 | 0 | 0 | 0 | 0 | 0 | 0 | 0 | 0 | 0 | 0 | 0 | 0 | 0 | 0 | 0 | 0 | 0 | 0 | 0 | 0 | 0 | 0 | 0 | 0
Commercial_College_New_Food Preparation_Natural Gas_Steamer_E7_Baseline Forecast | Commercial | College | New | Food Preparation | Natural Gas | Steamer | E7 |  | Baseline Forecast | 0 | 0 | 0 | 0 | 0 | 0 | 0 | 0 | 0 | 0 | 0 | 0 | 0 | 0 | 0 | 0 | 0 | 0 | 0 | 0 | 0 | 0 | 0 | 0 | 0 | 0 | 0
Commercial_College_New_Food Preparation_Natural Gas_Steamer_E8_Baseline Forecast | Commercial | College | New | Food Preparation | Natural Gas | Steamer | E8 |  | Baseline Forecast | 0 | 0 | 0 | 0 | 0 | 0 | 0 | 0 | 0 | 0 | 0 | 0 | 0 | 0 | 0 | 0 | 0 | 0 | 0 | 0 | 0 | 0 | 0 | 0 | 0 | 0 | 0
Commercial_College_New_Food Preparation_Natural Gas_Steamer_E9_Baseline Forecast | Commercial | College | New | Food Preparation | Natural Gas | Steamer | E9 |  | Baseline Forecast | 0 | 0 | 0 | 0 | 0 | 0 | 0 | 0 | 0 | 0 | 0 | 0 | 0 | 0 | 0 | 0 | 0 | 0 | 0 | 0 | 0 | 0 | 0 | 0 | 0 | 0 | 0
Commercial_College_New_Food Preparation_Natural Gas_Steamer_E10_Baseline Forecast | Commercial | College | New | Food Preparation | Natural Gas | Steamer | E10 |  | Baseline Forecast | 0 | 0 | 0 | 0 | 0 | 0 | 0 | 0 | 0 | 0 | 0 | 0 | 0 | 0 | 0 | 0 | 0 | 0 | 0 | 0 | 0 | 0 | 0 | 0 | 0 | 0 | 0
Commercial_College_New_Food Preparation_Natural Gas_Commercial Food Prep Other_E1_Baseline Forecast | Commercial | College | New | Food Preparation | Natural Gas | Commercial Food Prep Other | E1 |  | Baseline Forecast | 0 | 1363.6926 | 1042.9921 | 1039.2091 | 1030.2207 | 1016.9298 | 1019.8012 | 1015.4272 | 1011.3679 | 1007.6202 | 1276.9198 | 1427.8374 | 1547.4912 | 1641.1511 | 1713.2127 | 2128.7692 | 2018.6919 | 2012.8583 | 2006.0955 | 2053.4911 | 2125.9572 | 2206.1457 | 2289.35 | 2370.7009 | 2590.8184 | 2714.2655 | 2804.1165
Commercial_College_New_Food Preparation_Natural Gas_Commercial Food Prep Other_E2_Baseline Forecast | Commercial | College | New | Food Preparation | Natural Gas | Commercial Food Prep Other | E2 |  | Baseline Forecast | 0 | 454.5642 | 347.664 | 346.403 | 343.4069 | 338.9766 | 339.9337 | 338.4757 | 337.1226 | 335.8734 | 425.6399 | 475.9458 | 515.8304 | 547.0504 | 571.0709 | 709.5897 | 672.8973 | 670.9528 | 668.6985 | 684.497 | 708.6524 | 735.3819 | 763.1167 | 790.2336 | 863.6061 | 904.7552 | 934.7055
Commercial_College_New_Food Preparation_Natural Gas_Commercial Food Prep Other_E3_Baseline Forecast | Commercial | College | New | Food Preparation | Natural Gas | Commercial Food Prep Other | E3 |  | Baseline Forecast | 0 | 0 | 0 | 0 | 0 | 0 | 0 | 0 | 0 | 0 | 0 | 0 | 0 | 0 | 0 | 0 | 0 | 0 | 0 | 0 | 0 | 0 | 0 | 0 | 0 | 0 | 0
Commercial_College_New_Food Preparation_Natural Gas_Commercial Food Prep Other_E4_Baseline Forecast | Commercial | College | New | Food Preparation | Natural Gas | Commercial Food Prep Other | E4 |  | Baseline Forecast | 0 | 0 | 0 | 0 | 0 | 0 | 0 | 0 | 0 | 0 | 0 | 0 | 0 | 0 | 0 | 0 | 0 | 0 | 0 | 0 | 0 | 0 | 0 | 0 | 0 | 0 | 0
Commercial_College_New_Food Preparation_Natural Gas_Commercial Food Prep Other_E5_Baseline Forecast | Commercial | College | New | Food Preparation | Natural Gas | Commercial Food Prep Other | E5 |  | Baseline Forecast | 0 | 0 | 0 | 0 | 0 | 0 | 0 | 0 | 0 | 0 | 0 | 0 | 0 | 0 | 0 | 0 | 0 | 0 | 0 | 0 | 0 | 0 | 0 | 0 | 0 | 0 | 0
Commercial_College_New_Food Preparation_Natural Gas_Commercial Food Prep Other_E6_Baseline Forecast | Commercial | College | New | Food Preparation | Natural Gas | Commercial Food Prep Other | E6 |  | Baseline Forecast | 0 | 0 | 0 | 0 | 0 | 0 | 0 | 0 | 0 | 0 | 0 | 0 | 0 | 0 | 0 | 0 | 0 | 0 | 0 | 0 | 0 | 0 | 0 | 0 | 0 | 0 | 0
Commercial_College_New_Food Preparation_Natural Gas_Commercial Food Prep Other_E7_Baseline Forecast | Commercial | College | New | Food Preparation | Natural Gas | Commercial Food Prep Other | E7 |  | Baseline Forecast | 0 | 0 | 0 | 0 | 0 | 0 | 0 | 0 | 0 | 0 | 0 | 0 | 0 | 0 | 0 | 0 | 0 | 0 | 0 | 0 | 0 | 0 | 0 | 0 | 0 | 0 | 0
Commercial_College_New_Food Preparation_Natural Gas_Commercial Food Prep Other_E8_Baseline Forecast | Commercial | College | New | Food Preparation | Natural Gas | Commercial Food Prep Other | E8 |  | Baseline Forecast | 0 | 0 | 0 | 0 | 0 | 0 | 0 | 0 | 0 | 0 | 0 | 0 | 0 | 0 | 0 | 0 | 0 | 0 | 0 | 0 | 0 | 0 | 0 | 0 | 0 | 0 | 0
Commercial_College_New_Food Preparation_Natural Gas_Commercial Food Prep Other_E9_Baseline Forecast | Commercial | College | New | Food Preparation | Natural Gas | Commercial Food Prep Other | E9 |  | Baseline Forecast | 0 | 0 | 0 | 0 | 0 | 0 | 0 | 0 | 0 | 0 | 0 | 0 | 0 | 0 | 0 | 0 | 0 | 0 | 0 | 0 | 0 | 0 | 0 | 0 | 0 | 0 | 0
Commercial_College_New_Food Preparation_Natural Gas_Commercial Food Prep Other_E10_Baseline Forecast | Commercial | College | New | Food Preparation | Natural Gas | Commercial Food Prep Other | E10 |  | Baseline Forecast | 0 | 0 | 0 | 0 | 0 | 0 | 0 | 0 | 0 | 0 | 0 | 0 | 0 | 0 | 0 | 0 | 0 | 0 | 0 | 0 | 0 | 0 | 0 | 0 | 0 | 0 | 0
Commercial_College_New_Miscellaneous_Natural Gas_Pool Heater_E1_Baseline Forecast | Commercial | College | New | Miscellaneous | Natural Gas | Pool Heater | E1 |  | Baseline Forecast | 0 | 1684.343 | 1288.2349 | 1283.5623 | 1272.4606 | 1256.0444 | 1596.4596 | 1781.3304 | 1927.6007 | 2041.7788 | 2129.2935 | 2708.4569 | 2662.9844 | 2758.1449 | 2855.1666 | 2948.7073 | 3232.7974 | 3410.1532 | 3560.9735 | 3692.7125 | 3809.9817 | 4089.7254 | 4185.5422 | 4329.5882 | 4472.0903 | 4609.1295 | 4825.2236
Commercial_College_New_Miscellaneous_Natural Gas_Pool Heater_E2_Baseline Forecast | Commercial | College | New | Miscellaneous | Natural Gas | Pool Heater | E2 |  | Baseline Forecast | 0 | 0 | 0 | 0 | 0 | 0 | 0 | 0 | 0 | 0 | 0 | 0 | 0 | 0 | 0 | 0 | 0 | 0 | 0 | 0 | 0 | 0 | 0 | 0 | 0 | 0 | 0
Commercial_College_New_Miscellaneous_Natural Gas_Pool Heater_E3_Baseline Forecast | Commercial | College | New | Miscellaneous | Natural Gas | Pool Heater | E3 |  | Baseline Forecast | 0 | 0 | 0 | 0 | 0 | 0 | 0 | 0 | 0 | 0 | 0 | 0 | 0 | 0 | 0 | 0 | 0 | 0 | 0 | 0 | 0 | 0 | 0 | 0 | 0 | 0 | 0
Commercial_College_New_Miscellaneous_Natural Gas_Pool Heater_E4_Baseline Forecast | Commercial | College | New | Miscellaneous | Natural Gas | Pool Heater | E4 |  | Baseline Forecast | 0 | 0 | 0 | 0 | 0 | 0 | 0 | 0 | 0 | 0 | 0 | 0 | 0 | 0 | 0 | 0 | 0 | 0 | 0 | 0 | 0 | 0 | 0 | 0 | 0 | 0 | 0
Commercial_College_New_Miscellaneous_Natural Gas_Pool Heater_E5_Baseline Forecast | Commercial | College | New | Miscellaneous | Natural Gas | Pool Heater | E5 |  | Baseline Forecast | 0 | 0 | 0 | 0 | 0 | 0 | 0 | 0 | 0 | 0 | 0 | 0 | 0 | 0 | 0 | 0 | 0 | 0 | 0 | 0 | 0 | 0 | 0 | 0 | 0 | 0 | 0
Commercial_College_New_Miscellaneous_Natural Gas_Pool Heater_E6_Baseline Forecast | Commercial | College | New | Miscellaneous | Natural Gas | Pool Heater | E6 |  | Baseline Forecast | 0 | 0 | 0 | 0 | 0 | 0 | 0 | 0 | 0 | 0 | 0 | 0 | 0 | 0 | 0 | 0 | 0 | 0 | 0 | 0 | 0 | 0 | 0 | 0 | 0 | 0 | 0
Commercial_College_New_Miscellaneous_Natural Gas_Pool Heater_E7_Baseline Forecast | Commercial | College | New | Miscellaneous | Natural Gas | Pool Heater | E7 |  | Baseline Forecast | 0 | 0 | 0 | 0 | 0 | 0 | 0 | 0 | 0 | 0 | 0 | 0 | 0 | 0 | 0 | 0 | 0 | 0 | 0 | 0 | 0 | 0 | 0 | 0 | 0 | 0 | 0
Commercial_College_New_Miscellaneous_Natural Gas_Pool Heater_E8_Baseline Forecast | Commercial | College | New | Miscellaneous | Natural Gas | Pool Heater | E8 |  | Baseline Forecast | 0 | 0 | 0 | 0 | 0 | 0 | 0 | 0 | 0 | 0 | 0 | 0 | 0 | 0 | 0 | 0 | 0 | 0 | 0 | 0 | 0 | 0 | 0 | 0 | 0 | 0 | 0
Commercial_College_New_Miscellaneous_Natural Gas_Pool Heater_E9_Baseline Forecast | Commercial | College | New | Miscellaneous | Natural Gas | Pool Heater | E9 |  | Baseline Forecast | 0 | 0 | 0 | 0 | 0 | 0 | 0 | 0 | 0 | 0 | 0 | 0 | 0 | 0 | 0 | 0 | 0 | 0 | 0 | 0 | 0 | 0 | 0 | 0 | 0 | 0 | 0
Commercial_College_New_Miscellaneous_Natural Gas_Pool Heater_E10_Baseline Forecast | Commercial | College | New | Miscellaneous | Natural Gas | Pool Heater | E10 |  | Baseline Forecast | 0 | 0 | 0 | 0 | 0 | 0 | 0 | 0 | 0 | 0 | 0 | 0 | 0 | 0 | 0 | 0 | 0 | 0 | 0 | 0 | 0 | 0 | 0 | 0 | 0 | 0 | 0
Commercial_College_New_Miscellaneous_Natural Gas_Miscellaneous_E1_Baseline Forecast | Commercial | College | New | Miscellaneous | Natural Gas | Miscellaneous | E1 |  | Baseline Forecast | 0 | 138642.084 | 106037.5322 | 105652.9211 | 124545.1208 | 135512.6599 | 146308.6036 | 157566.2408 | 168750.9045 | 179852.7647 | 190953.8315 | 242442.349 | 238252.7191 | 245624.4239 | 264908.5106 | 278527.9231 | 291206.4822 | 304968.9052 | 318699.3403 | 332269.0683 | 345883.7415 | 371303.7163 | 378834.089 | 390631.5504 | 407879.1609 | 422125.348 | 435788.6553
Commercial_College_New_Miscellaneous_Natural Gas_Miscellaneous_E2_Baseline Forecast | Commercial | College | New | Miscellaneous | Natural Gas | Miscellaneous | E2 |  | Baseline Forecast | 0 | 0 | 0 | 0 | 0 | 0 | 0 | 0 | 0 | 0 | 0 | 0 | 0 | 0 | 0 | 0 | 0 | 0 | 0 | 0 | 0 | 0 | 0 | 0 | 0 | 0 | 0
Commercial_College_New_Miscellaneous_Natural Gas_Miscellaneous_E3_Baseline Forecast | Commercial | College | New | Miscellaneous | Natural Gas | Miscellaneous | E3 |  | Baseline Forecast | 0 | 0 | 0 | 0 | 0 | 0 | 0 | 0 | 0 | 0 | 0 | 0 | 0 | 0 | 0 | 0 | 0 | 0 | 0 | 0 | 0 | 0 | 0 | 0 | 0 | 0 | 0
Commercial_College_New_Miscellaneous_Natural Gas_Miscellaneous_E4_Baseline Forecast | Commercial | College | New | Miscellaneous | Natural Gas | Miscellaneous | E4 |  | Baseline Forecast | 0 | 0 | 0 | 0 | 0 | 0 | 0 | 0 | 0 | 0 | 0 | 0 | 0 | 0 | 0 | 0 | 0 | 0 | 0 | 0 | 0 | 0 | 0 | 0 | 0 | 0 | 0
Commercial_College_New_Miscellaneous_Natural Gas_Miscellaneous_E5_Baseline Forecast | Commercial | College | New | Miscellaneous | Natural Gas | Miscellaneous | E5 |  | Baseline Forecast | 0 | 0 | 0 | 0 | 0 | 0 | 0 | 0 | 0 | 0 | 0 | 0 | 0 | 0 | 0 | 0 | 0 | 0 | 0 | 0 | 0 | 0 | 0 | 0 | 0 | 0 | 0
Commercial_College_New_Miscellaneous_Natural Gas_Miscellaneous_E6_Baseline Forecast | Commercial | College | New | Miscellaneous | Natural Gas | Miscellaneous | E6 |  | Baseline Forecast | 0 | 0 | 0 | 0 | 0 | 0 | 0 | 0 | 0 | 0 | 0 | 0 | 0 | 0 | 0 | 0 | 0 | 0 | 0 | 0 | 0 | 0 | 0 | 0 | 0 | 0 | 0
Commercial_College_New_Miscellaneous_Natural Gas_Miscellaneous_E7_Baseline Forecast | Commercial | College | New | Miscellaneous | Natural Gas | Miscellaneous | E7 |  | Baseline Forecast | 0 | 0 | 0 | 0 | 0 | 0 | 0 | 0 | 0 | 0 | 0 | 0 | 0 | 0 | 0 | 0 | 0 | 0 | 0 | 0 | 0 | 0 | 0 | 0 | 0 | 0 | 0
Commercial_College_New_Miscellaneous_Natural Gas_Miscellaneous_E8_Baseline Forecast | Commercial | College | New | Miscellaneous | Natural Gas | Miscellaneous | E8 |  | Baseline Forecast | 0 | 0 | 0 | 0 | 0 | 0 | 0 | 0 | 0 | 0 | 0 | 0 | 0 | 0 | 0 | 0 | 0 | 0 | 0 | 0 | 0 | 0 | 0 | 0 | 0 | 0 | 0
Commercial_College_New_Miscellaneous_Natural Gas_Miscellaneous_E9_Baseline Forecast | Commercial | College | New | Miscellaneous | Natural Gas | Miscellaneous | E9 |  | Baseline Forecast | 0 | 0 | 0 | 0 | 0 | 0 | 0 | 0 | 0 | 0 | 0 | 0 | 0 | 0 | 0 | 0 | 0 | 0 | 0 | 0 | 0 | 0 | 0 | 0 | 0 | 0 | 0
Commercial_College_New_Miscellaneous_Natural Gas_Miscellaneous_E10_Baseline Forecast | Commercial | College | New | Miscellaneous | Natural Gas | Miscellaneous | E10 |  | Baseline Forecast | 0 | 0 | 0 | 0 | 0 | 0 | 0 | 0 | 0 | 0 | 0 | 0 | 0 | 0 | 0 | 0 | 0 | 0 | 0 | 0 | 0 | 0 | 0 | 0 | 0 | 0 | 0
Commercial_Health_Existing_Space Heating_Natural Gas_Furnace_E1_Baseline Forecast | Commercial | Health | Existing | Space Heating | Natural Gas | Furnace | E1 |  | Baseline Forecast | 0 | 845.4914 | 950.0701 | 0 | 0 | 0 | 0 | 0 | 0 | 0 | 0 | 0 | 0 | 0 | 0 | 0 | 0 | 0 | 0 | 0 | 0 | 0 | 0 | 0 | 0 | 0 | 0
Commercial_Health_Existing_Space Heating_Natural Gas_Furnace_E2_Baseline Forecast | Commercial | Health | Existing | Space Heating | Natural Gas | Furnace | E2 |  | Baseline Forecast | 0 | 2771.6124 | 3114.4324 | 4532.1892 | 5015.6111 | 5510.7219 | 6013.9325 | 6522.0659 | 7032.3162 | 7542.2121 | 7981.8664 | 8358.3234 | 8677.955 | 8946.5241 | 9169.2425 | 9350.8227 | 9495.5255 | 9607.2025 | 9689.3348 | 8972.7216 | 8348.1391 | 7808.0127 | 7345.2339 | 6953.144 | 6625.5164 | 6356.5385 | 6140.7929
Commercial_Health_Existing_Space Heating_Natural Gas_Furnace_E3_Baseline Forecast | Commercial | Health | Existing | Space Heating | Natural Gas | Furnace | E3 |  | Baseline Forecast | 0 | 0 | 0 | 0 | 0 | 0 | 0 | 0 | 0 | 0 | 0 | 0 | 0 | 0 | 0 | 0 | 0 | 0 | 0 | 0 | 0 | 0 | 0 | 0 | 0 | 0 | 0
Commercial_Health_Existing_Space Heating_Natural Gas_Furnace_E4_Baseline Forecast | Commercial | Health | Existing | Space Heating | Natural Gas | Furnace | E4 |  | Baseline Forecast | 0 | 0 | 0 | 0 | 0 | 0 | 0 | 0 | 0 | 0 | 0 | 0 | 0 | 0 | 0 | 0 | 0 | 0 | 0 | 0 | 0 | 0 | 0 | 0 | 0 | 0 | 0
Commercial_Health_Existing_Space Heating_Natural Gas_Furnace_E5_Baseline Forecast | Commercial | Health | Existing | Space Heating | Natural Gas | Furnace | E5 |  | Baseline Forecast | 0 | 0 | 0 | 0 | 0 | 0 | 0 | 0 | 0 | 0 | 0 | 0 | 0 | 0 | 0 | 0 | 0 | 0 | 0 | 0 | 0 | 0 | 0 | 0 | 0 | 0 | 0
Commercial_Health_Existing_Space Heating_Natural Gas_Furnace_E6_Baseline Forecast | Commercial | Health | Existing | Space Heating | Natural Gas | Furnace | E6 |  | Baseline Forecast | 0 | 0 | 0 | 0 | 0 | 0 | 0 | 0 | 0 | 0 | 0 | 0 | 0 | 0 | 0 | 0 | 0 | 0 | 0 | 0 | 0 | 0 | 0 | 0 | 0 | 0 | 0
Commercial_Health_Existing_Space Heating_Natural Gas_Furnace_E7_Baseline Forecast | Commercial | Health | Existing | Space Heating | Natural Gas | Furnace | E7 |  | Baseline Forecast | 0 | 0 | 0 | 0 | 0 | 0 | 0 | 0 | 0 | 0 | 0 | 0 | 0 | 0 | 0 | 0 | 0 | 0 | 0 | 0 | 0 | 0 | 0 | 0 | 0 | 0 | 0
Commercial_Health_Existing_Space Heating_Natural Gas_Furnace_E8_Baseline Forecast | Commercial | Health | Existing | Space Heating | Natural Gas | Furnace | E8 |  | Baseline Forecast | 0 | 0 | 0 | 0 | 0 | 0 | 0 | 0 | 0 | 0 | 0 | 0 | 0 | 0 | 0 | 0 | 0 | 0 | 0 | 0 | 0 | 0 | 0 | 0 | 0 | 0 | 0
Commercial_Health_Existing_Space Heating_Natural Gas_Furnace_E9_Baseline Forecast | Commercial | Health | Existing | Space Heating | Natural Gas | Furnace | E9 |  | Baseline Forecast | 0 | 0 | 0 | 0 | 0 | 0 | 0 | 0 | 0 | 0 | 0 | 0 | 0 | 0 | 0 | 0 | 0 | 0 | 0 | 0 | 0 | 0 | 0 | 0 | 0 | 0 | 0
Commercial_Health_Existing_Space Heating_Natural Gas_Furnace_E10_Baseline Forecast | Commercial | Health | Existing | Space Heating | Natural Gas | Furnace | E10 |  | Baseline Forecast | 0 | 0 | 0 | 0 | 0 | 0 | 0 | 0 | 0 | 0 | 0 | 0 | 0 | 0 | 0 | 0 | 0 | 0 | 0 | 0 | 0 | 0 | 0 | 0 | 0 | 0 | 0
Commercial_Health_Existing_Space Heating_Natural Gas_Boiler_E1_Baseline Forecast | Commercial | Health | Existing | Space Heating | Natural Gas | Boiler | E1 |  | Baseline Forecast | 0 | 44779.7417 | 44334.2485 | 43854.0002 | 43344.3165 | 42809.9129 | 42254.9661 | 41683.1734 | 41097.8045 | 40501.7484 | 39897.5551 | 39287.4729 | 38673.481 | 38057.3197 | 37440.5161 | 36824.4081 | 36210.1649 | 35598.8062 | 34991.218 | 34388.1684 | 33790.3201 | 33198.2423 | 32339.5454 | 31546.4936 | 30809.8752 | 30121.7982 | 29475.5109
Commercial_Health_Existing_Space Heating_Natural Gas_Boiler_E2_Baseline Forecast | Commercial | Health | Existing | Space Heating | Natural Gas | Boiler | E2 |  | Baseline Forecast | 0 | 9829.6994 | 9731.9082 | 9626.4879 | 9514.6061 | 9397.2979 | 9275.4804 | 9149.9649 | 9021.4693 | 8890.6277 | 8757.9999 | 8624.0794 | 8489.3007 | 8354.0458 | 8218.6499 | 8083.4066 | 7948.5728 | 7814.3721 | 7680.9991 | 7548.6223 | 7417.3873 | 7287.419 | 7098.9246 | 6924.84 | 6763.1433 | 6612.1021 | 6470.2341
Commercial_Health_Existing_Space Heating_Natural Gas_Boiler_E3_Baseline Forecast | Commercial | Health | Existing | Space Heating | Natural Gas | Boiler | E3 |  | Baseline Forecast | 0 | 0 | 0 | 0 | 0 | 0 | 0 | 0 | 0 | 0 | 0 | 0 | 0 | 0 | 0 | 0 | 0 | 0 | 0 | 0 | 0 | 0 | 0 | 0 | 0 | 0 | 0
Commercial_Health_Existing_Space Heating_Natural Gas_Boiler_E4_Baseline Forecast | Commercial | Health | Existing | Space Heating | Natural Gas | Boiler | E4 |  | Baseline Forecast | 0 | 0 | 0 | 0 | 0 | 0 | 0 | 0 | 0 | 0 | 0 | 0 | 0 | 0 | 0 | 0 | 0 | 0 | 0 | 0 | 0 | 0 | 0 | 0 | 0 | 0 | 0
Commercial_Health_Existing_Space Heating_Natural Gas_Boiler_E5_Baseline Forecast | Commercial | Health | Existing | Space Heating | Natural Gas | Boiler | E5 |  | Baseline Forecast | 0 | 0 | 0 | 0 | 0 | 0 | 0 | 0 | 0 | 0 | 0 | 0 | 0 | 0 | 0 | 0 | 0 | 0 | 0 | 0 | 0 | 0 | 0 | 0 | 0 | 0 | 0
Commercial_Health_Existing_Space Heating_Natural Gas_Boiler_E6_Baseline Forecast | Commercial | Health | Existing | Space Heating | Natural Gas | Boiler | E6 |  | Baseline Forecast | 0 | 0 | 0 | 0 | 0 | 0 | 0 | 0 | 0 | 0 | 0 | 0 | 0 | 0 | 0 | 0 | 0 | 0 | 0 | 0 | 0 | 0 | 0 | 0 | 0 | 0 | 0
Commercial_Health_Existing_Space Heating_Natural Gas_Boiler_E7_Baseline Forecast | Commercial | Health | Existing | Space Heating | Natural Gas | Boiler | E7 |  | Baseline Forecast | 0 | 0 | 0 | 0 | 0 | 0 | 0 | 0 | 0 | 0 | 0 | 0 | 0 | 0 | 0 | 0 | 0 | 0 | 0 | 0 | 0 | 0 | 0 | 0 | 0 | 0 | 0
Commercial_Health_Existing_Space Heating_Natural Gas_Boiler_E8_Baseline Forecast | Commercial | Health | Existing | Space Heating | Natural Gas | Boiler | E8 |  | Baseline Forecast | 0 | 0 | 0 | 0 | 0 | 0 | 0 | 0 | 0 | 0 | 0 | 0 | 0 | 0 | 0 | 0 | 0 | 0 | 0 | 0 | 0 | 0 | 0 | 0 | 0 | 0 | 0
Commercial_Health_Existing_Space Heating_Natural Gas_Boiler_E9_Baseline Forecast | Commercial | Health | Existing | Space Heating | Natural Gas | Boiler | E9 |  | Baseline Forecast | 0 | 0 | 0 | 0 | 0 | 0 | 0 | 0 | 0 | 0 | 0 | 0 | 0 | 0 | 0 | 0 | 0 | 0 | 0 | 0 | 0 | 0 | 0 | 0 | 0 | 0 | 0
Commercial_Health_Existing_Space Heating_Natural Gas_Boiler_E10_Baseline Forecast | Commercial | Health | Existing | Space Heating | Natural Gas | Boiler | E10 |  | Baseline Forecast | 0 | 0 | 0 | 0 | 0 | 0 | 0 | 0 | 0 | 0 | 0 | 0 | 0 | 0 | 0 | 0 | 0 | 0 | 0 | 0 | 0 | 0 | 0 | 0 | 0 | 0 | 0
Commercial_Health_Existing_Space Heating_Natural Gas_Unit Heater_E1_Baseline Forecast | Commercial | Health | Existing | Space Heating | Natural Gas | Unit Heater | E1 |  | Baseline Forecast | 0 | 0 | 0 | 0 | 0 | 0 | 0 | 0 | 0 | 0 | 0 | 0 | 0 | 0 | 0 | 0 | 0 | 0 | 0 | 0 | 0 | 0 | 0 | 0 | 0 | 0 | 0
Commercial_Health_Existing_Space Heating_Natural Gas_Unit Heater_E2_Baseline Forecast | Commercial | Health | Existing | Space Heating | Natural Gas | Unit Heater | E2 |  | Baseline Forecast | 0 | 0 | 0 | 0 | 0 | 0 | 0 | 0 | 0 | 0 | 0 | 0 | 0 | 0 | 0 | 0 | 0 | 0 | 0 | 0 | 0 | 0 | 0 | 0 | 0 | 0 | 0
Commercial_Health_Existing_Space Heating_Natural Gas_Unit Heater_E3_Baseline Forecast | Commercial | Health | Existing | Space Heating | Natural Gas | Unit Heater | E3 |  | Baseline Forecast | 0 | 0 | 0 | 0 | 0 | 0 | 0 | 0 | 0 | 0 | 0 | 0 | 0 | 0 | 0 | 0 | 0 | 0 | 0 | 0 | 0 | 0 | 0 | 0 | 0 | 0 | 0
Commercial_Health_Existing_Space Heating_Natural Gas_Unit Heater_E4_Baseline Forecast | Commercial | Health | Existing | Space Heating | Natural Gas | Unit Heater | E4 |  | Baseline Forecast | 0 | 0 | 0 | 0 | 0 | 0 | 0 | 0 | 0 | 0 | 0 | 0 | 0 | 0 | 0 | 0 | 0 | 0 | 0 | 0 | 0 | 0 | 0 | 0 | 0 | 0 | 0
Commercial_Health_Existing_Space Heating_Natural Gas_Unit Heater_E5_Baseline Forecast | Commercial | Health | Existing | Space Heating | Natural Gas | Unit Heater | E5 |  | Baseline Forecast | 0 | 0 | 0 | 0 | 0 | 0 | 0 | 0 | 0 | 0 | 0 | 0 | 0 | 0 | 0 | 0 | 0 | 0 | 0 | 0 | 0 | 0 | 0 | 0 | 0 | 0 | 0
Commercial_Health_Existing_Space Heating_Natural Gas_Unit Heater_E6_Baseline Forecast | Commercial | Health | Existing | Space Heating | Natural Gas | Unit Heater | E6 |  | Baseline Forecast | 0 | 0 | 0 | 0 | 0 | 0 | 0 | 0 | 0 | 0 | 0 | 0 | 0 | 0 | 0 | 0 | 0 | 0 | 0 | 0 | 0 | 0 | 0 | 0 | 0 | 0 | 0
Commercial_Health_Existing_Space Heating_Natural Gas_Unit Heater_E7_Baseline Forecast | Commercial | Health | Existing | Space Heating | Natural Gas | Unit Heater | E7 |  | Baseline Forecast | 0 | 0 | 0 | 0 | 0 | 0 | 0 | 0 | 0 | 0 | 0 | 0 | 0 | 0 | 0 | 0 | 0 | 0 | 0 | 0 | 0 | 0 | 0 | 0 | 0 | 0 | 0
Commercial_Health_Existing_Space Heating_Natural Gas_Unit Heater_E8_Baseline Forecast | Commercial | Health | Existing | Space Heating | Natural Gas | Unit Heater | E8 |  | Baseline Forecast | 0 | 0 | 0 | 0 | 0 | 0 | 0 | 0 | 0 | 0 | 0 | 0 | 0 | 0 | 0 | 0 | 0 | 0 | 0 | 0 | 0 | 0 | 0 | 0 | 0 | 0 | 0
Commercial_Health_Existing_Space Heating_Natural Gas_Unit Heater_E9_Baseline Forecast | Commercial | Health | Existing | Space Heating | Natural Gas | Unit Heater | E9 |  | Baseline Forecast | 0 | 0 | 0 | 0 | 0 | 0 | 0 | 0 | 0 | 0 | 0 | 0 | 0 | 0 | 0 | 0 | 0 | 0 | 0 | 0 | 0 | 0 | 0 | 0 | 0 | 0 | 0
Commercial_Health_Existing_Space Heating_Natural Gas_Unit Heater_E10_Baseline Forecast | Commercial | Health | Existing | Space Heating | Natural Gas | Unit Heater | E10 |  | Baseline Forecast | 0 | 0 | 0 | 0 | 0 | 0 | 0 | 0 | 0 | 0 | 0 | 0 | 0 | 0 | 0 | 0 | 0 | 0 | 0 | 0 | 0 | 0 | 0 | 0 | 0 | 0 | 0
Commercial_Health_Existing_Water Heating_Natural Gas_Water Heater_E1_Baseline Forecast | Commercial | Health | Existing | Water Heating | Natural Gas | Water Heater | E1 |  | Baseline Forecast | 0 | 89891.3087 | 83155.5179 | 77630.8345 | 73061.2416 | 69245.7053 | 66026.3499 | 63279.1765 | 60906.7778 | 58832.6197 | 61323.952 | 62144.4913 | 61857.6766 | 60862.6179 | 59438.7063 | 75827.1846 | 69167.2855 | 63757.8157 | 59333.2503 | 56414.2412 | 54366.5959 | 52793.6714 | 51456.2561 | 50217.4886 | 52915.2977 | 53584.662 | 52979.3734
Commercial_Health_Existing_Water Heating_Natural Gas_Water Heater_E2_Baseline Forecast | Commercial | Health | Existing | Water Heating | Natural Gas | Water Heater | E2 |  | Baseline Forecast | 0 | 93560.3417 | 86549.6206 | 80799.44 | 76043.3331 | 72072.0606 | 68721.3029 | 65862.0001 | 63392.7687 | 61233.9511 | 63826.9705 | 64681.0011 | 64382.4797 | 63346.8064 | 61864.7759 | 78922.1717 | 71990.44 | 66360.1755 | 61755.0156 | 58716.8633 | 56585.6406 | 54948.5151 | 53556.5115 | 52267.182 | 55075.1058 | 55771.791 | 55141.7969
Commercial_Health_Existing_Water Heating_Natural Gas_Water Heater_E3_Baseline Forecast | Commercial | Health | Existing | Water Heating | Natural Gas | Water Heater | E3 |  | Baseline Forecast | 0 | 0 | 0 | 0 | 0 | 0 | 0 | 0 | 0 | 0 | 0 | 0 | 0 | 0 | 0 | 0 | 0 | 0 | 0 | 0 | 0 | 0 | 0 | 0 | 0 | 0 | 0
Commercial_Health_Existing_Water Heating_Natural Gas_Water Heater_E4_Baseline Forecast | Commercial | Health | Existing | Water Heating | Natural Gas | Water Heater | E4 |  | Baseline Forecast | 0 | 0 | 0 | 0 | 0 | 0 | 0 | 0 | 0 | 0 | 0 | 0 | 0 | 0 | 0 | 0 | 0 | 0 | 0 | 0 | 0 | 0 | 0 | 0 | 0 | 0 | 0
Commercial_Health_Existing_Water Heating_Natural Gas_Water Heater_E5_Baseline Forecast | Commercial | Health | Existing | Water Heating | Natural Gas | Water Heater | E5 |  | Baseline Forecast | 0 | 0 | 0 | 0 | 0 | 0 | 0 | 0 | 0 | 0 | 0 | 0 | 0 | 0 | 0 | 0 | 0 | 0 | 0 | 0 | 0 | 0 | 0 | 0 | 0 | 0 | 0
Commercial_Health_Existing_Water Heating_Natural Gas_Water Heater_E6_Baseline Forecast | Commercial | Health | Existing | Water Heating | Natural Gas | Water Heater | E6 |  | Baseline Forecast | 0 | 0 | 0 | 0 | 0 | 0 | 0 | 0 | 0 | 0 | 0 | 0 | 0 | 0 | 0 | 0 | 0 | 0 | 0 | 0 | 0 | 0 | 0 | 0 | 0 | 0 | 0
Commercial_Health_Existing_Water Heating_Natural Gas_Water Heater_E7_Baseline Forecast | Commercial | Health | Existing | Water Heating | Natural Gas | Water Heater | E7 |  | Baseline Forecast | 0 | 0 | 0 | 0 | 0 | 0 | 0 | 0 | 0 | 0 | 0 | 0 | 0 | 0 | 0 | 0 | 0 | 0 | 0 | 0 | 0 | 0 | 0 | 0 | 0 | 0 | 0
Commercial_Health_Existing_Water Heating_Natural Gas_Water Heater_E8_Baseline Forecast | Commercial | Health | Existing | Water Heating | Natural Gas | Water Heater | E8 |  | Baseline Forecast | 0 | 0 | 0 | 0 | 0 | 0 | 0 | 0 | 0 | 0 | 0 | 0 | 0 | 0 | 0 | 0 | 0 | 0 | 0 | 0 | 0 | 0 | 0 | 0 | 0 | 0 | 0
Commercial_Health_Existing_Water Heating_Natural Gas_Water Heater_E9_Baseline Forecast | Commercial | Health | Existing | Water Heating | Natural Gas | Water Heater | E9 |  | Baseline Forecast | 0 | 0 | 0 | 0 | 0 | 0 | 0 | 0 | 0 | 0 | 0 | 0 | 0 | 0 | 0 | 0 | 0 | 0 | 0 | 0 | 0 | 0 | 0 | 0 | 0 | 0 | 0
Commercial_Health_Existing_Water Heating_Natural Gas_Water Heater_E10_Baseline Forecast | Commercial | Health | Existing | Water Heating | Natural Gas | Water Heater | E10 |  | Baseline Forecast | 0 | 0 | 0 | 0 | 0 | 0 | 0 | 0 | 0 | 0 | 0 | 0 | 0 | 0 | 0 | 0 | 0 | 0 | 0 | 0 | 0 | 0 | 0 | 0 | 0 | 0 | 0
Commercial_Health_Existing_Food Preparation_Natural Gas_Oven_E1_Baseline Forecast | Commercial | Health | Existing | Food Preparation | Natural Gas | Oven | E1 |  | Baseline Forecast | 0 | 264.7979 | 467.6431 | 706.9221 | 971.6844 | 1171.6334 | 1320.8584 | 1430.4155 | 1508.9797 | 1563.3578 | 1598.8894 | 1619.7632 | 1314.3097 | 1107.4576 | 983.9075 | 929.8751 | 919.895 | 987.4441 | 1047.2248 | 1114.6711 | 1182.2277 | 1229.4549 | 1260.8348 | 1228.7999 | 1164.5149 | 1089.6301 | 1018.6447
Commercial_Health_Existing_Food Preparation_Natural Gas_Oven_E2_Baseline Forecast | Commercial | Health | Existing | Food Preparation | Natural Gas | Oven | E2 |  | Baseline Forecast | 0 | 310.8497 | 548.9723 | 829.8651 | 1140.673 | 1375.3958 | 1550.5729 | 1679.1834 | 1771.411 | 1835.2461 | 1876.9571 | 1901.4611 | 1542.8853 | 1300.0589 | 1155.0219 | 1091.5925 | 1079.8767 | 1159.1735 | 1229.3508 | 1308.5269 | 1387.8326 | 1443.2732 | 1480.1104 | 1442.5042 | 1367.0392 | 1279.131 | 1195.8003
Commercial_Health_Existing_Food Preparation_Natural Gas_Oven_E3_Baseline Forecast | Commercial | Health | Existing | Food Preparation | Natural Gas | Oven | E3 |  | Baseline Forecast | 0 | 0 | 0 | 0 | 0 | 0 | 0 | 0 | 0 | 0 | 0 | 0 | 0 | 0 | 0 | 0 | 0 | 0 | 0 | 0 | 0 | 0 | 0 | 0 | 0 | 0 | 0
Commercial_Health_Existing_Food Preparation_Natural Gas_Oven_E4_Baseline Forecast | Commercial | Health | Existing | Food Preparation | Natural Gas | Oven | E4 |  | Baseline Forecast | 0 | 0 | 0 | 0 | 0 | 0 | 0 | 0 | 0 | 0 | 0 | 0 | 0 | 0 | 0 | 0 | 0 | 0 | 0 | 0 | 0 | 0 | 0 | 0 | 0 | 0 | 0
Commercial_Health_Existing_Food Preparation_Natural Gas_Oven_E5_Baseline Forecast | Commercial | Health | Existing | Food Preparation | Natural Gas | Oven | E5 |  | Baseline Forecast | 0 | 0 | 0 | 0 | 0 | 0 | 0 | 0 | 0 | 0 | 0 | 0 | 0 | 0 | 0 | 0 | 0 | 0 | 0 | 0 | 0 | 0 | 0 | 0 | 0 | 0 | 0
Commercial_Health_Existing_Food Preparation_Natural Gas_Oven_E6_Baseline Forecast | Commercial | Health | Existing | Food Preparation | Natural Gas | Oven | E6 |  | Baseline Forecast | 0 | 0 | 0 | 0 | 0 | 0 | 0 | 0 | 0 | 0 | 0 | 0 | 0 | 0 | 0 | 0 | 0 | 0 | 0 | 0 | 0 | 0 | 0 | 0 | 0 | 0 | 0
Commercial_Health_Existing_Food Preparation_Natural Gas_Oven_E7_Baseline Forecast | Commercial | Health | Existing | Food Preparation | Natural Gas | Oven | E7 |  | Baseline Forecast | 0 | 0 | 0 | 0 | 0 | 0 | 0 | 0 | 0 | 0 | 0 | 0 | 0 | 0 | 0 | 0 | 0 | 0 | 0 | 0 | 0 | 0 | 0 | 0 | 0 | 0 | 0
Commercial_Health_Existing_Food Preparation_Natural Gas_Oven_E8_Baseline Forecast | Commercial | Health | Existing | Food Preparation | Natural Gas | Oven | E8 |  | Baseline Forecast | 0 | 0 | 0 | 0 | 0 | 0 | 0 | 0 | 0 | 0 | 0 | 0 | 0 | 0 | 0 | 0 | 0 | 0 | 0 | 0 | 0 | 0 | 0 | 0 | 0 | 0 | 0
Commercial_Health_Existing_Food Preparation_Natural Gas_Oven_E9_Baseline Forecast | Commercial | Health | Existing | Food Preparation | Natural Gas | Oven | E9 |  | Baseline Forecast | 0 | 0 | 0 | 0 | 0 | 0 | 0 | 0 | 0 | 0 | 0 | 0 | 0 | 0 | 0 | 0 | 0 | 0 | 0 | 0 | 0 | 0 | 0 | 0 | 0 | 0 | 0
Commercial_Health_Existing_Food Preparation_Natural Gas_Oven_E10_Baseline Forecast | Commercial | Health | Existing | Food Preparation | Natural Gas | Oven | E10 |  | Baseline Forecast | 0 | 0 | 0 | 0 | 0 | 0 | 0 | 0 | 0 | 0 | 0 | 0 | 0 | 0 | 0 | 0 | 0 | 0 | 0 | 0 | 0 | 0 | 0 | 0 | 0 | 0 | 0
Commercial_Health_Existing_Food Preparation_Natural Gas_Conveyor Oven_E1_Baseline Forecast | Commercial | Health | Existing | Food Preparation | Natural Gas | Conveyor Oven | E1 |  | Baseline Forecast | 0 | 0 | 0 | 0 | 0 | 40.8953 | 112.3463 | 206.2811 | 316.4066 | 437.8249 | 529.5517 | 598.0411 | 648.3574 | 684.4745 | 709.5103 | 725.9108 | 735.5947 | 577.3725 | 453.1829 | 355.7058 | 279.1955 | 225.1725 | 193.3056 | 182.1445 | 189.6231 | 213.3972 | 252.7696
Commercial_Health_Existing_Food Preparation_Natural Gas_Conveyor Oven_E2_Baseline Forecast | Commercial | Health | Existing | Food Preparation | Natural Gas | Conveyor Oven | E2 |  | Baseline Forecast | 0 | 0 | 0 | 0 | 0 | 48.0075 | 131.8848 | 242.1561 | 371.4339 | 513.9683 | 621.6477 | 702.0482 | 761.1152 | 803.5136 | 832.9034 | 852.1562 | 863.5243 | 677.7851 | 531.9973 | 417.5677 | 327.7513 | 264.3329 | 226.9239 | 213.8218 | 222.601 | 250.5098 | 296.7295
Commercial_Health_Existing_Food Preparation_Natural Gas_Conveyor Oven_E3_Baseline Forecast | Commercial | Health | Existing | Food Preparation | Natural Gas | Conveyor Oven | E3 |  | Baseline Forecast | 0 | 0 | 0 | 0 | 0 | 0 | 0 | 0 | 0 | 0 | 0 | 0 | 0 | 0 | 0 | 0 | 0 | 0 | 0 | 0 | 0 | 0 | 0 | 0 | 0 | 0 | 0
Commercial_Health_Existing_Food Preparation_Natural Gas_Conveyor Oven_E4_Baseline Forecast | Commercial | Health | Existing | Food Preparation | Natural Gas | Conveyor Oven | E4 |  | Baseline Forecast | 0 | 0 | 0 | 0 | 0 | 0 | 0 | 0 | 0 | 0 | 0 | 0 | 0 | 0 | 0 | 0 | 0 | 0 | 0 | 0 | 0 | 0 | 0 | 0 | 0 | 0 | 0
Commercial_Health_Existing_Food Preparation_Natural Gas_Conveyor Oven_E5_Baseline Forecast | Commercial | Health | Existing | Food Preparation | Natural Gas | Conveyor Oven | E5 |  | Baseline Forecast | 0 | 0 | 0 | 0 | 0 | 0 | 0 | 0 | 0 | 0 | 0 | 0 | 0 | 0 | 0 | 0 | 0 | 0 | 0 | 0 | 0 | 0 | 0 | 0 | 0 | 0 | 0
Commercial_Health_Existing_Food Preparation_Natural Gas_Conveyor Oven_E6_Baseline Forecast | Commercial | Health | Existing | Food Preparation | Natural Gas | Conveyor Oven | E6 |  | Baseline Forecast | 0 | 0 | 0 | 0 | 0 | 0 | 0 | 0 | 0 | 0 | 0 | 0 | 0 | 0 | 0 | 0 | 0 | 0 | 0 | 0 | 0 | 0 | 0 | 0 | 0 | 0 | 0
Commercial_Health_Existing_Food Preparation_Natural Gas_Conveyor Oven_E7_Baseline Forecast | Commercial | Health | Existing | Food Preparation | Natural Gas | Conveyor Oven | E7 |  | Baseline Forecast | 0 | 0 | 0 | 0 | 0 | 0 | 0 | 0 | 0 | 0 | 0 | 0 | 0 | 0 | 0 | 0 | 0 | 0 | 0 | 0 | 0 | 0 | 0 | 0 | 0 | 0 | 0
Commercial_Health_Existing_Food Preparation_Natural Gas_Conveyor Oven_E8_Baseline Forecast | Commercial | Health | Existing | Food Preparation | Natural Gas | Conveyor Oven | E8 |  | Baseline Forecast | 0 | 0 | 0 | 0 | 0 | 0 | 0 | 0 | 0 | 0 | 0 | 0 | 0 | 0 | 0 | 0 | 0 | 0 | 0 | 0 | 0 | 0 | 0 | 0 | 0 | 0 | 0
Commercial_Health_Existing_Food Preparation_Natural Gas_Conveyor Oven_E9_Baseline Forecast | Commercial | Health | Existing | Food Preparation | Natural Gas | Conveyor Oven | E9 |  | Baseline Forecast | 0 | 0 | 0 | 0 | 0 | 0 | 0 | 0 | 0 | 0 | 0 | 0 | 0 | 0 | 0 | 0 | 0 | 0 | 0 | 0 | 0 | 0 | 0 | 0 | 0 | 0 | 0
Commercial_Health_Existing_Food Preparation_Natural Gas_Conveyor Oven_E10_Baseline Forecast | Commercial | Health | Existing | Food Preparation | Natural Gas | Conveyor Oven | E10 |  | Baseline Forecast | 0 | 0 | 0 | 0 | 0 | 0 | 0 | 0 | 0 | 0 | 0 | 0 | 0 | 0 | 0 | 0 | 0 | 0 | 0 | 0 | 0 | 0 | 0 | 0 | 0 | 0 | 0
Commercial_Health_Existing_Food Preparation_Natural Gas_Double Rack Oven_E1_Baseline Forecast | Commercial | Health | Existing | Food Preparation | Natural Gas | Double Rack Oven | E1 |  | Baseline Forecast | 0 | 245.1832 | 334.1071 | 409.3898 | 472.8186 | 525.9513 | 570.1459 | 606.5859 | 636.3026 | 660.1947 | 598.718 | 553.4269 | 520.9747 | 498.6098 | 484.0786 | 475.5426 | 471.5092 | 470.7733 | 472.3679 | 521.5911 | 527.1391 | 526.3252 | 521.2415 | 513.459 | 504.1383 | 494.1194 | 483.9937
Commercial_Health_Existing_Food Preparation_Natural Gas_Double Rack Oven_E2_Baseline Forecast | Commercial | Health | Existing | Food Preparation | Natural Gas | Double Rack Oven | E2 |  | Baseline Forecast | 0 | 287.8238 | 392.2127 | 480.588 | 555.0479 | 617.4211 | 669.3017 | 712.0791 | 746.9639 | 775.0112 | 702.8429 | 649.6751 | 611.579 | 585.3246 | 568.2662 | 558.2457 | 553.5108 | 552.6469 | 554.5188 | 612.3026 | 618.8155 | 617.86 | 611.8922 | 602.7562 | 591.8145 | 580.0532 | 568.1666
Commercial_Health_Existing_Food Preparation_Natural Gas_Double Rack Oven_E3_Baseline Forecast | Commercial | Health | Existing | Food Preparation | Natural Gas | Double Rack Oven | E3 |  | Baseline Forecast | 0 | 0 | 0 | 0 | 0 | 0 | 0 | 0 | 0 | 0 | 0 | 0 | 0 | 0 | 0 | 0 | 0 | 0 | 0 | 0 | 0 | 0 | 0 | 0 | 0 | 0 | 0
Commercial_Health_Existing_Food Preparation_Natural Gas_Double Rack Oven_E4_Baseline Forecast | Commercial | Health | Existing | Food Preparation | Natural Gas | Double Rack Oven | E4 |  | Baseline Forecast | 0 | 0 | 0 | 0 | 0 | 0 | 0 | 0 | 0 | 0 | 0 | 0 | 0 | 0 | 0 | 0 | 0 | 0 | 0 | 0 | 0 | 0 | 0 | 0 | 0 | 0 | 0
Commercial_Health_Existing_Food Preparation_Natural Gas_Double Rack Oven_E5_Baseline Forecast | Commercial | Health | Existing | Food Preparation | Natural Gas | Double Rack Oven | E5 |  | Baseline Forecast | 0 | 0 | 0 | 0 | 0 | 0 | 0 | 0 | 0 | 0 | 0 | 0 | 0 | 0 | 0 | 0 | 0 | 0 | 0 | 0 | 0 | 0 | 0 | 0 | 0 | 0 | 0
Commercial_Health_Existing_Food Preparation_Natural Gas_Double Rack Oven_E6_Baseline Forecast | Commercial | Health | Existing | Food Preparation | Natural Gas | Double Rack Oven | E6 |  | Baseline Forecast | 0 | 0 | 0 | 0 | 0 | 0 | 0 | 0 | 0 | 0 | 0 | 0 | 0 | 0 | 0 | 0 | 0 | 0 | 0 | 0 | 0 | 0 | 0 | 0 | 0 | 0 | 0
Commercial_Health_Existing_Food Preparation_Natural Gas_Double Rack Oven_E7_Baseline Forecast | Commercial | Health | Existing | Food Preparation | Natural Gas | Double Rack Oven | E7 |  | Baseline Forecast | 0 | 0 | 0 | 0 | 0 | 0 | 0 | 0 | 0 | 0 | 0 | 0 | 0 | 0 | 0 | 0 | 0 | 0 | 0 | 0 | 0 | 0 | 0 | 0 | 0 | 0 | 0
Commercial_Health_Existing_Food Preparation_Natural Gas_Double Rack Oven_E8_Baseline Forecast | Commercial | Health | Existing | Food Preparation | Natural Gas | Double Rack Oven | E8 |  | Baseline Forecast | 0 | 0 | 0 | 0 | 0 | 0 | 0 | 0 | 0 | 0 | 0 | 0 | 0 | 0 | 0 | 0 | 0 | 0 | 0 | 0 | 0 | 0 | 0 | 0 | 0 | 0 | 0
Commercial_Health_Existing_Food Preparation_Natural Gas_Double Rack Oven_E9_Baseline Forecast | Commercial | Health | Existing | Food Preparation | Natural Gas | Double Rack Oven | E9 |  | Baseline Forecast | 0 | 0 | 0 | 0 | 0 | 0 | 0 | 0 | 0 | 0 | 0 | 0 | 0 | 0 | 0 | 0 | 0 | 0 | 0 | 0 | 0 | 0 | 0 | 0 | 0 | 0 | 0
Commercial_Health_Existing_Food Preparation_Natural Gas_Double Rack Oven_E10_Baseline Forecast | Commercial | Health | Existing | Food Preparation | Natural Gas | Double Rack Oven | E10 |  | Baseline Forecast | 0 | 0 | 0 | 0 | 0 | 0 | 0 | 0 | 0 | 0 | 0 | 0 | 0 | 0 | 0 | 0 | 0 | 0 | 0 | 0 | 0 | 0 | 0 | 0 | 0 | 0 | 0
Commercial_Health_Existing_Food Preparation_Natural Gas_Fryer_E1_Baseline Forecast | Commercial | Health | Existing | Food Preparation | Natural Gas | Fryer | E1 |  | Baseline Forecast | 0 | 0 | 0 | 0 | 0 | 0 | 0 | 0 | 0 | 0 | 0 | 0 | 0 | 0 | 0 | 0 | 0 | 0 | 0 | 0 | 0 | 0 | 0 | 0 | 0 | 0 | 0
Commercial_Health_Existing_Food Preparation_Natural Gas_Fryer_E2_Baseline Forecast | Commercial | Health | Existing | Food Preparation | Natural Gas | Fryer | E2 |  | Baseline Forecast | 0 | 59231.6199 | 53755.489 | 49320.1815 | 45704.4081 | 42734.429 | 40273.827 | 38215.4802 | 36475.2623 | 38801.5707 | 39687.0795 | 39620.4387 | 38947.19 | 37908.7145 | 48792.3882 | 43968.273 | 40074.8005 | 37568.8786 | 35872.2321 | 34621.8532 | 33597.6237 | 32672.5164 | 34640.9306 | 35071.6304 | 34549.6259 | 33585.1605 | 32459.438
Commercial_Health_Existing_Food Preparation_Natural Gas_Fryer_E3_Baseline Forecast | Commercial | Health | Existing | Food Preparation | Natural Gas | Fryer | E3 |  | Baseline Forecast | 0 | 0 | 0 | 0 | 0 | 0 | 0 | 0 | 0 | 0 | 0 | 0 | 0 | 0 | 0 | 0 | 0 | 0 | 0 | 0 | 0 | 0 | 0 | 0 | 0 | 0 | 0
Commercial_Health_Existing_Food Preparation_Natural Gas_Fryer_E4_Baseline Forecast | Commercial | Health | Existing | Food Preparation | Natural Gas | Fryer | E4 |  | Baseline Forecast | 0 | 0 | 0 | 0 | 0 | 0 | 0 | 0 | 0 | 0 | 0 | 0 | 0 | 0 | 0 | 0 | 0 | 0 | 0 | 0 | 0 | 0 | 0 | 0 | 0 | 0 | 0
Commercial_Health_Existing_Food Preparation_Natural Gas_Fryer_E5_Baseline Forecast | Commercial | Health | Existing | Food Preparation | Natural Gas | Fryer | E5 |  | Baseline Forecast | 0 | 0 | 0 | 0 | 0 | 0 | 0 | 0 | 0 | 0 | 0 | 0 | 0 | 0 | 0 | 0 | 0 | 0 | 0 | 0 | 0 | 0 | 0 | 0 | 0 | 0 | 0
Commercial_Health_Existing_Food Preparation_Natural Gas_Fryer_E6_Baseline Forecast | Commercial | Health | Existing | Food Preparation | Natural Gas | Fryer | E6 |  | Baseline Forecast | 0 | 0 | 0 | 0 | 0 | 0 | 0 | 0 | 0 | 0 | 0 | 0 | 0 | 0 | 0 | 0 | 0 | 0 | 0 | 0 | 0 | 0 | 0 | 0 | 0 | 0 | 0
Commercial_Health_Existing_Food Preparation_Natural Gas_Fryer_E7_Baseline Forecast | Commercial | Health | Existing | Food Preparation | Natural Gas | Fryer | E7 |  | Baseline Forecast | 0 | 0 | 0 | 0 | 0 | 0 | 0 | 0 | 0 | 0 | 0 | 0 | 0 | 0 | 0 | 0 | 0 | 0 | 0 | 0 | 0 | 0 | 0 | 0 | 0 | 0 | 0
Commercial_Health_Existing_Food Preparation_Natural Gas_Fryer_E8_Baseline Forecast | Commercial | Health | Existing | Food Preparation | Natural Gas | Fryer | E8 |  | Baseline Forecast | 0 | 0 | 0 | 0 | 0 | 0 | 0 | 0 | 0 | 0 | 0 | 0 | 0 | 0 | 0 | 0 | 0 | 0 | 0 | 0 | 0 | 0 | 0 | 0 | 0 | 0 | 0
Commercial_Health_Existing_Food Preparation_Natural Gas_Fryer_E9_Baseline Forecast | Commercial | Health | Existing | Food Preparation | Natural Gas | Fryer | E9 |  | Baseline Forecast | 0 | 0 | 0 | 0 | 0 | 0 | 0 | 0 | 0 | 0 | 0 | 0 | 0 | 0 | 0 | 0 | 0 | 0 | 0 | 0 | 0 | 0 | 0 | 0 | 0 | 0 | 0
Commercial_Health_Existing_Food Preparation_Natural Gas_Fryer_E10_Baseline Forecast | Commercial | Health | Existing | Food Preparation | Natural Gas | Fryer | E10 |  | Baseline Forecast | 0 | 0 | 0 | 0 | 0 | 0 | 0 | 0 | 0 | 0 | 0 | 0 | 0 | 0 | 0 | 0 | 0 | 0 | 0 | 0 | 0 | 0 | 0 | 0 | 0 | 0 | 0
Commercial_Health_Existing_Food Preparation_Natural Gas_Broiler_E1_Baseline Forecast | Commercial | Health | Existing | Food Preparation | Natural Gas | Broiler | E1 |  | Baseline Forecast | 0 | 4630.1623 | 5173.7453 | 5626.3851 | 6000.1163 | 6305.4263 | 6551.4545 | 6746.1636 | 6896.4912 | 7008.4805 | 6545.6298 | 6192.8524 | 5927.5591 | 5731.1757 | 5588.4852 | 5487.0722 | 5416.8541 | 5369.6872 | 5339.0351 | 6280.9422 | 6195.3074 | 6078.1558 | 5942.2234 | 5796.9049 | 5648.9796 | 5503.1968 | 5362.7449
Commercial_Health_Existing_Food Preparation_Natural Gas_Broiler_E2_Baseline Forecast | Commercial | Health | Existing | Food Preparation | Natural Gas | Broiler | E2 |  | Baseline Forecast | 0 | 0 | 0 | 0 | 0 | 0 | 0 | 0 | 0 | 0 | 0 | 0 | 0 | 0 | 0 | 0 | 0 | 0 | 0 | 0 | 0 | 0 | 0 | 0 | 0 | 0 | 0
Commercial_Health_Existing_Food Preparation_Natural Gas_Broiler_E3_Baseline Forecast | Commercial | Health | Existing | Food Preparation | Natural Gas | Broiler | E3 |  | Baseline Forecast | 0 | 0 | 0 | 0 | 0 | 0 | 0 | 0 | 0 | 0 | 0 | 0 | 0 | 0 | 0 | 0 | 0 | 0 | 0 | 0 | 0 | 0 | 0 | 0 | 0 | 0 | 0
Commercial_Health_Existing_Food Preparation_Natural Gas_Broiler_E4_Baseline Forecast | Commercial | Health | Existing | Food Preparation | Natural Gas | Broiler | E4 |  | Baseline Forecast | 0 | 0 | 0 | 0 | 0 | 0 | 0 | 0 | 0 | 0 | 0 | 0 | 0 | 0 | 0 | 0 | 0 | 0 | 0 | 0 | 0 | 0 | 0 | 0 | 0 | 0 | 0
Commercial_Health_Existing_Food Preparation_Natural Gas_Broiler_E5_Baseline Forecast | Commercial | Health | Existing | Food Preparation | Natural Gas | Broiler | E5 |  | Baseline Forecast | 0 | 0 | 0 | 0 | 0 | 0 | 0 | 0 | 0 | 0 | 0 | 0 | 0 | 0 | 0 | 0 | 0 | 0 | 0 | 0 | 0 | 0 | 0 | 0 | 0 | 0 | 0
Commercial_Health_Existing_Food Preparation_Natural Gas_Broiler_E6_Baseline Forecast | Commercial | Health | Existing | Food Preparation | Natural Gas | Broiler | E6 |  | Baseline Forecast | 0 | 0 | 0 | 0 | 0 | 0 | 0 | 0 | 0 | 0 | 0 | 0 | 0 | 0 | 0 | 0 | 0 | 0 | 0 | 0 | 0 | 0 | 0 | 0 | 0 | 0 | 0
Commercial_Health_Existing_Food Preparation_Natural Gas_Broiler_E7_Baseline Forecast | Commercial | Health | Existing | Food Preparation | Natural Gas | Broiler | E7 |  | Baseline Forecast | 0 | 0 | 0 | 0 | 0 | 0 | 0 | 0 | 0 | 0 | 0 | 0 | 0 | 0 | 0 | 0 | 0 | 0 | 0 | 0 | 0 | 0 | 0 | 0 | 0 | 0 | 0
Commercial_Health_Existing_Food Preparation_Natural Gas_Broiler_E8_Baseline Forecast | Commercial | Health | Existing | Food Preparation | Natural Gas | Broiler | E8 |  | Baseline Forecast | 0 | 0 | 0 | 0 | 0 | 0 | 0 | 0 | 0 | 0 | 0 | 0 | 0 | 0 | 0 | 0 | 0 | 0 | 0 | 0 | 0 | 0 | 0 | 0 | 0 | 0 | 0
Commercial_Health_Existing_Food Preparation_Natural Gas_Broiler_E9_Baseline Forecast | Commercial | Health | Existing | Food Preparation | Natural Gas | Broiler | E9 |  | Baseline Forecast | 0 | 0 | 0 | 0 | 0 | 0 | 0 | 0 | 0 | 0 | 0 | 0 | 0 | 0 | 0 | 0 | 0 | 0 | 0 | 0 | 0 | 0 | 0 | 0 | 0 | 0 | 0
Commercial_Health_Existing_Food Preparation_Natural Gas_Broiler_E10_Baseline Forecast | Commercial | Health | Existing | Food Preparation | Natural Gas | Broiler | E10 |  | Baseline Forecast | 0 | 0 | 0 | 0 | 0 | 0 | 0 | 0 | 0 | 0 | 0 | 0 | 0 | 0 | 0 | 0 | 0 | 0 | 0 | 0 | 0 | 0 | 0 | 0 | 0 | 0 | 0
Commercial_Health_Existing_Food Preparation_Natural Gas_Griddle_E1_Baseline Forecast | Commercial | Health | Existing | Food Preparation | Natural Gas | Griddle | E1 |  | Baseline Forecast | 0 | 3796.7331 | 4242.4711 | 4613.6358 | 4920.0953 | 5170.4496 | 5372.1927 | 5531.8541 | 5655.1228 | 5746.954 | 5367.4164 | 5078.139 | 4860.5984 | 4699.564 | 4582.5579 | 4499.3992 | 4441.8203 | 4403.1435 | 4378.0088 | 5150.3726 | 5080.152 | 4984.0877 | 4872.6232 | 4753.462 | 4632.1632 | 4512.6214 | 4397.4508
Commercial_Health_Existing_Food Preparation_Natural Gas_Griddle_E2_Baseline Forecast | Commercial | Health | Existing | Food Preparation | Natural Gas | Griddle | E2 |  | Baseline Forecast | 0 | 833.4292 | 931.2741 | 1012.7493 | 1080.0209 | 1134.9767 | 1179.2618 | 1214.3094 | 1241.3684 | 1261.5265 | 1178.2134 | 1114.7134 | 1066.9606 | 1031.6116 | 1005.9273 | 987.673 | 975.0337 | 966.5437 | 961.0263 | 1130.5696 | 1115.1553 | 1094.068 | 1069.6002 | 1043.4429 | 1016.8163 | 990.5754 | 965.2941
Commercial_Health_Existing_Food Preparation_Natural Gas_Griddle_E3_Baseline Forecast | Commercial | Health | Existing | Food Preparation | Natural Gas | Griddle | E3 |  | Baseline Forecast | 0 | 0 | 0 | 0 | 0 | 0 | 0 | 0 | 0 | 0 | 0 | 0 | 0 | 0 | 0 | 0 | 0 | 0 | 0 | 0 | 0 | 0 | 0 | 0 | 0 | 0 | 0
Commercial_Health_Existing_Food Preparation_Natural Gas_Griddle_E4_Baseline Forecast | Commercial | Health | Existing | Food Preparation | Natural Gas | Griddle | E4 |  | Baseline Forecast | 0 | 0 | 0 | 0 | 0 | 0 | 0 | 0 | 0 | 0 | 0 | 0 | 0 | 0 | 0 | 0 | 0 | 0 | 0 | 0 | 0 | 0 | 0 | 0 | 0 | 0 | 0
Commercial_Health_Existing_Food Preparation_Natural Gas_Griddle_E5_Baseline Forecast | Commercial | Health | Existing | Food Preparation | Natural Gas | Griddle | E5 |  | Baseline Forecast | 0 | 0 | 0 | 0 | 0 | 0 | 0 | 0 | 0 | 0 | 0 | 0 | 0 | 0 | 0 | 0 | 0 | 0 | 0 | 0 | 0 | 0 | 0 | 0 | 0 | 0 | 0
Commercial_Health_Existing_Food Preparation_Natural Gas_Griddle_E6_Baseline Forecast | Commercial | Health | Existing | Food Preparation | Natural Gas | Griddle | E6 |  | Baseline Forecast | 0 | 0 | 0 | 0 | 0 | 0 | 0 | 0 | 0 | 0 | 0 | 0 | 0 | 0 | 0 | 0 | 0 | 0 | 0 | 0 | 0 | 0 | 0 | 0 | 0 | 0 | 0
Commercial_Health_Existing_Food Preparation_Natural Gas_Griddle_E7_Baseline Forecast | Commercial | Health | Existing | Food Preparation | Natural Gas | Griddle | E7 |  | Baseline Forecast | 0 | 0 | 0 | 0 | 0 | 0 | 0 | 0 | 0 | 0 | 0 | 0 | 0 | 0 | 0 | 0 | 0 | 0 | 0 | 0 | 0 | 0 | 0 | 0 | 0 | 0 | 0
Commercial_Health_Existing_Food Preparation_Natural Gas_Griddle_E8_Baseline Forecast | Commercial | Health | Existing | Food Preparation | Natural Gas | Griddle | E8 |  | Baseline Forecast | 0 | 0 | 0 | 0 | 0 | 0 | 0 | 0 | 0 | 0 | 0 | 0 | 0 | 0 | 0 | 0 | 0 | 0 | 0 | 0 | 0 | 0 | 0 | 0 | 0 | 0 | 0
Commercial_Health_Existing_Food Preparation_Natural Gas_Griddle_E9_Baseline Forecast | Commercial | Health | Existing | Food Preparation | Natural Gas | Griddle | E9 |  | Baseline Forecast | 0 | 0 | 0 | 0 | 0 | 0 | 0 | 0 | 0 | 0 | 0 | 0 | 0 | 0 | 0 | 0 | 0 | 0 | 0 | 0 | 0 | 0 | 0 | 0 | 0 | 0 | 0
Commercial_Health_Existing_Food Preparation_Natural Gas_Griddle_E10_Baseline Forecast | Commercial | Health | Existing | Food Preparation | Natural Gas | Griddle | E10 |  | Baseline Forecast | 0 | 0 | 0 | 0 | 0 | 0 | 0 | 0 | 0 | 0 | 0 | 0 | 0 | 0 | 0 | 0 | 0 | 0 | 0 | 0 | 0 | 0 | 0 | 0 | 0 | 0 | 0
Commercial_Health_Existing_Food Preparation_Natural Gas_Range_E1_Baseline Forecast | Commercial | Health | Existing | Food Preparation | Natural Gas | Range | E1 |  | Baseline Forecast | 0 | 21139.9082 | 26963.3546 | 31338.5404 | 34580.6703 | 36937.0802 | 38601.8375 | 39727.1996 | 40432.6084 | 40811.7499 | 35595.2623 | 32482.0112 | 30775.5832 | 29982.4686 | 29756.9829 | 34105.0057 | 34712.2239 | 35038.9648 | 35148.385 | 34189.7831 | 32782.8711 | 31289.0656 | 29902.8806 | 28714.0276 | 27391.4291 | 26858.1549 | 26765.3085
Commercial_Health_Existing_Food Preparation_Natural Gas_Range_E2_Baseline Forecast | Commercial | Health | Existing | Food Preparation | Natural Gas | Range | E2 |  | Baseline Forecast | 0 | 0 | 0 | 0 | 0 | 0 | 0 | 0 | 0 | 0 | 0 | 0 | 0 | 0 | 0 | 0 | 0 | 0 | 0 | 0 | 0 | 0 | 0 | 0 | 0 | 0 | 0
Commercial_Health_Existing_Food Preparation_Natural Gas_Range_E3_Baseline Forecast | Commercial | Health | Existing | Food Preparation | Natural Gas | Range | E3 |  | Baseline Forecast | 0 | 0 | 0 | 0 | 0 | 0 | 0 | 0 | 0 | 0 | 0 | 0 | 0 | 0 | 0 | 0 | 0 | 0 | 0 | 0 | 0 | 0 | 0 | 0 | 0 | 0 | 0
Commercial_Health_Existing_Food Preparation_Natural Gas_Range_E4_Baseline Forecast | Commercial | Health | Existing | Food Preparation | Natural Gas | Range | E4 |  | Baseline Forecast | 0 | 0 | 0 | 0 | 0 | 0 | 0 | 0 | 0 | 0 | 0 | 0 | 0 | 0 | 0 | 0 | 0 | 0 | 0 | 0 | 0 | 0 | 0 | 0 | 0 | 0 | 0
Commercial_Health_Existing_Food Preparation_Natural Gas_Range_E5_Baseline Forecast | Commercial | Health | Existing | Food Preparation | Natural Gas | Range | E5 |  | Baseline Forecast | 0 | 0 | 0 | 0 | 0 | 0 | 0 | 0 | 0 | 0 | 0 | 0 | 0 | 0 | 0 | 0 | 0 | 0 | 0 | 0 | 0 | 0 | 0 | 0 | 0 | 0 | 0
Commercial_Health_Existing_Food Preparation_Natural Gas_Range_E6_Baseline Forecast | Commercial | Health | Existing | Food Preparation | Natural Gas | Range | E6 |  | Baseline Forecast | 0 | 0 | 0 | 0 | 0 | 0 | 0 | 0 | 0 | 0 | 0 | 0 | 0 | 0 | 0 | 0 | 0 | 0 | 0 | 0 | 0 | 0 | 0 | 0 | 0 | 0 | 0
Commercial_Health_Existing_Food Preparation_Natural Gas_Range_E7_Baseline Forecast | Commercial | Health | Existing | Food Preparation | Natural Gas | Range | E7 |  | Baseline Forecast | 0 | 0 | 0 | 0 | 0 | 0 | 0 | 0 | 0 | 0 | 0 | 0 | 0 | 0 | 0 | 0 | 0 | 0 | 0 | 0 | 0 | 0 | 0 | 0 | 0 | 0 | 0
Commercial_Health_Existing_Food Preparation_Natural Gas_Range_E8_Baseline Forecast | Commercial | Health | Existing | Food Preparation | Natural Gas | Range | E8 |  | Baseline Forecast | 0 | 0 | 0 | 0 | 0 | 0 | 0 | 0 | 0 | 0 | 0 | 0 | 0 | 0 | 0 | 0 | 0 | 0 | 0 | 0 | 0 | 0 | 0 | 0 | 0 | 0 | 0
Commercial_Health_Existing_Food Preparation_Natural Gas_Range_E9_Baseline Forecast | Commercial | Health | Existing | Food Preparation | Natural Gas | Range | E9 |  | Baseline Forecast | 0 | 0 | 0 | 0 | 0 | 0 | 0 | 0 | 0 | 0 | 0 | 0 | 0 | 0 | 0 | 0 | 0 | 0 | 0 | 0 | 0 | 0 | 0 | 0 | 0 | 0 | 0
Commercial_Health_Existing_Food Preparation_Natural Gas_Range_E10_Baseline Forecast | Commercial | Health | Existing | Food Preparation | Natural Gas | Range | E10 |  | Baseline Forecast | 0 | 0 | 0 | 0 | 0 | 0 | 0 | 0 | 0 | 0 | 0 | 0 | 0 | 0 | 0 | 0 | 0 | 0 | 0 | 0 | 0 | 0 | 0 | 0 | 0 | 0 | 0
Commercial_Health_Existing_Food Preparation_Natural Gas_Steamer_E1_Baseline Forecast | Commercial | Health | Existing | Food Preparation | Natural Gas | Steamer | E1 |  | Baseline Forecast | 0 | 0 | 0 | 0 | 0 | 0 | 0 | 0 | 0 | 0 | 0 | 0 | 0 | 0 | 0 | 0 | 0 | 0 | 0 | 0 | 0 | 0 | 0 | 0 | 0 | 0 | 0
Commercial_Health_Existing_Food Preparation_Natural Gas_Steamer_E2_Baseline Forecast | Commercial | Health | Existing | Food Preparation | Natural Gas | Steamer | E2 |  | Baseline Forecast | 0 | 5807.6671 | 5508.1522 | 5255.1427 | 5038.9737 | 4852.0527 | 4688.4141 | 4543.3693 | 4582.6552 | 4561.0657 | 4499.8347 | 4413.9373 | 4313.7983 | 5417.9111 | 5008.1764 | 4701.9709 | 4464.5381 | 4272.708 | 4111.2251 | 3970.1828 | 4090.6117 | 4100.8769 | 4046.9844 | 3957.7392 | 3850.8049 | 3989.3935 | 3762.0744
Commercial_Health_Existing_Food Preparation_Natural Gas_Steamer_E3_Baseline Forecast | Commercial | Health | Existing | Food Preparation | Natural Gas | Steamer | E3 |  | Baseline Forecast | 0 | 0 | 0 | 0 | 0 | 0 | 0 | 0 | 0 | 0 | 0 | 0 | 0 | 0 | 0 | 0 | 0 | 0 | 0 | 0 | 0 | 0 | 0 | 0 | 0 | 0 | 0
Commercial_Health_Existing_Food Preparation_Natural Gas_Steamer_E4_Baseline Forecast | Commercial | Health | Existing | Food Preparation | Natural Gas | Steamer | E4 |  | Baseline Forecast | 0 | 0 | 0 | 0 | 0 | 0 | 0 | 0 | 0 | 0 | 0 | 0 | 0 | 0 | 0 | 0 | 0 | 0 | 0 | 0 | 0 | 0 | 0 | 0 | 0 | 0 | 0
Commercial_Health_Existing_Food Preparation_Natural Gas_Steamer_E5_Baseline Forecast | Commercial | Health | Existing | Food Preparation | Natural Gas | Steamer | E5 |  | Baseline Forecast | 0 | 0 | 0 | 0 | 0 | 0 | 0 | 0 | 0 | 0 | 0 | 0 | 0 | 0 | 0 | 0 | 0 | 0 | 0 | 0 | 0 | 0 | 0 | 0 | 0 | 0 | 0
Commercial_Health_Existing_Food Preparation_Natural Gas_Steamer_E6_Baseline Forecast | Commercial | Health | Existing | Food Preparation | Natural Gas | Steamer | E6 |  | Baseline Forecast | 0 | 0 | 0 | 0 | 0 | 0 | 0 | 0 | 0 | 0 | 0 | 0 | 0 | 0 | 0 | 0 | 0 | 0 | 0 | 0 | 0 | 0 | 0 | 0 | 0 | 0 | 0
Commercial_Health_Existing_Food Preparation_Natural Gas_Steamer_E7_Baseline Forecast | Commercial | Health | Existing | Food Preparation | Natural Gas | Steamer | E7 |  | Baseline Forecast | 0 | 0 | 0 | 0 | 0 | 0 | 0 | 0 | 0 | 0 | 0 | 0 | 0 | 0 | 0 | 0 | 0 | 0 | 0 | 0 | 0 | 0 | 0 | 0 | 0 | 0 | 0
Commercial_Health_Existing_Food Preparation_Natural Gas_Steamer_E8_Baseline Forecast | Commercial | Health | Existing | Food Preparation | Natural Gas | Steamer | E8 |  | Baseline Forecast | 0 | 0 | 0 | 0 | 0 | 0 | 0 | 0 | 0 | 0 | 0 | 0 | 0 | 0 | 0 | 0 | 0 | 0 | 0 | 0 | 0 | 0 | 0 | 0 | 0 | 0 | 0
Commercial_Health_Existing_Food Preparation_Natural Gas_Steamer_E9_Baseline Forecast | Commercial | Health | Existing | Food Preparation | Natural Gas | Steamer | E9 |  | Baseline Forecast | 0 | 0 | 0 | 0 | 0 | 0 | 0 | 0 | 0 | 0 | 0 | 0 | 0 | 0 | 0 | 0 | 0 | 0 | 0 | 0 | 0 | 0 | 0 | 0 | 0 | 0 | 0
Commercial_Health_Existing_Food Preparation_Natural Gas_Steamer_E10_Baseline Forecast | Commercial | Health | Existing | Food Preparation | Natural Gas | Steamer | E10 |  | Baseline Forecast | 0 | 0 | 0 | 0 | 0 | 0 | 0 | 0 | 0 | 0 | 0 | 0 | 0 | 0 | 0 | 0 | 0 | 0 | 0 | 0 | 0 | 0 | 0 | 0 | 0 | 0 | 0
Commercial_Health_Existing_Food Preparation_Natural Gas_Commercial Food Prep Other_E1_Baseline Forecast | Commercial | Health | Existing | Food Preparation | Natural Gas | Commercial Food Prep Other | E1 |  | Baseline Forecast | 0 | 0 | 0 | 0 | 0 | 0 | 0 | 0 | 0 | 0 | 0 | 0 | 0 | 0 | 0 | 0 | 0 | 0 | 0 | 0 | 0 | 0 | 0 | 0 | 0 | 0 | 0
Commercial_Health_Existing_Food Preparation_Natural Gas_Commercial Food Prep Other_E2_Baseline Forecast | Commercial | Health | Existing | Food Preparation | Natural Gas | Commercial Food Prep Other | E2 |  | Baseline Forecast | 0 | 0 | 0 | 0 | 0 | 0 | 0 | 0 | 0 | 0 | 0 | 0 | 0 | 0 | 0 | 0 | 0 | 0 | 0 | 0 | 0 | 0 | 0 | 0 | 0 | 0 | 0
Commercial_Health_Existing_Food Preparation_Natural Gas_Commercial Food Prep Other_E3_Baseline Forecast | Commercial | Health | Existing | Food Preparation | Natural Gas | Commercial Food Prep Other | E3 |  | Baseline Forecast | 0 | 0 | 0 | 0 | 0 | 0 | 0 | 0 | 0 | 0 | 0 | 0 | 0 | 0 | 0 | 0 | 0 | 0 | 0 | 0 | 0 | 0 | 0 | 0 | 0 | 0 | 0
Commercial_Health_Existing_Food Preparation_Natural Gas_Commercial Food Prep Other_E4_Baseline Forecast | Commercial | Health | Existing | Food Preparation | Natural Gas | Commercial Food Prep Other | E4 |  | Baseline Forecast | 0 | 0 | 0 | 0 | 0 | 0 | 0 | 0 | 0 | 0 | 0 | 0 | 0 | 0 | 0 | 0 | 0 | 0 | 0 | 0 | 0 | 0 | 0 | 0 | 0 | 0 | 0
Commercial_Health_Existing_Food Preparation_Natural Gas_Commercial Food Prep Other_E5_Baseline Forecast | Commercial | Health | Existing | Food Preparation | Natural Gas | Commercial Food Prep Other | E5 |  | Baseline Forecast | 0 | 0 | 0 | 0 | 0 | 0 | 0 | 0 | 0 | 0 | 0 | 0 | 0 | 0 | 0 | 0 | 0 | 0 | 0 | 0 | 0 | 0 | 0 | 0 | 0 | 0 | 0
Commercial_Health_Existing_Food Preparation_Natural Gas_Commercial Food Prep Other_E6_Baseline Forecast | Commercial | Health | Existing | Food Preparation | Natural Gas | Commercial Food Prep Other | E6 |  | Baseline Forecast | 0 | 0 | 0 | 0 | 0 | 0 | 0 | 0 | 0 | 0 | 0 | 0 | 0 | 0 | 0 | 0 | 0 | 0 | 0 | 0 | 0 | 0 | 0 | 0 | 0 | 0 | 0
Commercial_Health_Existing_Food Preparation_Natural Gas_Commercial Food Prep Other_E7_Baseline Forecast | Commercial | Health | Existing | Food Preparation | Natural Gas | Commercial Food Prep Other | E7 |  | Baseline Forecast | 0 | 0 | 0 | 0 | 0 | 0 | 0 | 0 | 0 | 0 | 0 | 0 | 0 | 0 | 0 | 0 | 0 | 0 | 0 | 0 | 0 | 0 | 0 | 0 | 0 | 0 | 0
Commercial_Health_Existing_Food Preparation_Natural Gas_Commercial Food Prep Other_E8_Baseline Forecast | Commercial | Health | Existing | Food Preparation | Natural Gas | Commercial Food Prep Other | E8 |  | Baseline Forecast | 0 | 0 | 0 | 0 | 0 | 0 | 0 | 0 | 0 | 0 | 0 | 0 | 0 | 0 | 0 | 0 | 0 | 0 | 0 | 0 | 0 | 0 | 0 | 0 | 0 | 0 | 0
Commercial_Health_Existing_Food Preparation_Natural Gas_Commercial Food Prep Other_E9_Baseline Forecast | Commercial | Health | Existing | Food Preparation | Natural Gas | Commercial Food Prep Other | E9 |  | Baseline Forecast | 0 | 0 | 0 | 0 | 0 | 0 | 0 | 0 | 0 | 0 | 0 | 0 | 0 | 0 | 0 | 0 | 0 | 0 | 0 | 0 | 0 | 0 | 0 | 0 | 0 | 0 | 0
Commercial_Health_Existing_Food Preparation_Natural Gas_Commercial Food Prep Other_E10_Baseline Forecast | Commercial | Health | Existing | Food Preparation | Natural Gas | Commercial Food Prep Other | E10 |  | Baseline Forecast | 0 | 0 | 0 | 0 | 0 | 0 | 0 | 0 | 0 | 0 | 0 | 0 | 0 | 0 | 0 | 0 | 0 | 0 | 0 | 0 | 0 | 0 | 0 | 0 | 0 | 0 | 0
Commercial_Health_Existing_Miscellaneous_Natural Gas_Pool Heater_E1_Baseline Forecast | Commercial | Health | Existing | Miscellaneous | Natural Gas | Pool Heater | E1 |  | Baseline Forecast | 0 | 0 | 0 | 0 | 0 | 0 | 0 | 0 | 0 | 0 | 0 | 0 | 0 | 0 | 0 | 0 | 0 | 0 | 0 | 0 | 0 | 0 | 0 | 0 | 0 | 0 | 0
Commercial_Health_Existing_Miscellaneous_Natural Gas_Pool Heater_E2_Baseline Forecast | Commercial | Health | Existing | Miscellaneous | Natural Gas | Pool Heater | E2 |  | Baseline Forecast | 0 | 0 | 0 | 0 | 0 | 0 | 0 | 0 | 0 | 0 | 0 | 0 | 0 | 0 | 0 | 0 | 0 | 0 | 0 | 0 | 0 | 0 | 0 | 0 | 0 | 0 | 0
Commercial_Health_Existing_Miscellaneous_Natural Gas_Pool Heater_E3_Baseline Forecast | Commercial | Health | Existing | Miscellaneous | Natural Gas | Pool Heater | E3 |  | Baseline Forecast | 0 | 0 | 0 | 0 | 0 | 0 | 0 | 0 | 0 | 0 | 0 | 0 | 0 | 0 | 0 | 0 | 0 | 0 | 0 | 0 | 0 | 0 | 0 | 0 | 0 | 0 | 0
Commercial_Health_Existing_Miscellaneous_Natural Gas_Pool Heater_E4_Baseline Forecast | Commercial | Health | Existing | Miscellaneous | Natural Gas | Pool Heater | E4 |  | Baseline Forecast | 0 | 0 | 0 | 0 | 0 | 0 | 0 | 0 | 0 | 0 | 0 | 0 | 0 | 0 | 0 | 0 | 0 | 0 | 0 | 0 | 0 | 0 | 0 | 0 | 0 | 0 | 0
Commercial_Health_Existing_Miscellaneous_Natural Gas_Pool Heater_E5_Baseline Forecast | Commercial | Health | Existing | Miscellaneous | Natural Gas | Pool Heater | E5 |  | Baseline Forecast | 0 | 0 | 0 | 0 | 0 | 0 | 0 | 0 | 0 | 0 | 0 | 0 | 0 | 0 | 0 | 0 | 0 | 0 | 0 | 0 | 0 | 0 | 0 | 0 | 0 | 0 | 0
Commercial_Health_Existing_Miscellaneous_Natural Gas_Pool Heater_E6_Baseline Forecast | Commercial | Health | Existing | Miscellaneous | Natural Gas | Pool Heater | E6 |  | Baseline Forecast | 0 | 0 | 0 | 0 | 0 | 0 | 0 | 0 | 0 | 0 | 0 | 0 | 0 | 0 | 0 | 0 | 0 | 0 | 0 | 0 | 0 | 0 | 0 | 0 | 0 | 0 | 0
Commercial_Health_Existing_Miscellaneous_Natural Gas_Pool Heater_E7_Baseline Forecast | Commercial | Health | Existing | Miscellaneous | Natural Gas | Pool Heater | E7 |  | Baseline Forecast | 0 | 0 | 0 | 0 | 0 | 0 | 0 | 0 | 0 | 0 | 0 | 0 | 0 | 0 | 0 | 0 | 0 | 0 | 0 | 0 | 0 | 0 | 0 | 0 | 0 | 0 | 0
Commercial_Health_Existing_Miscellaneous_Natural Gas_Pool Heater_E8_Baseline Forecast | Commercial | Health | Existing | Miscellaneous | Natural Gas | Pool Heater | E8 |  | Baseline Forecast | 0 | 0 | 0 | 0 | 0 | 0 | 0 | 0 | 0 | 0 | 0 | 0 | 0 | 0 | 0 | 0 | 0 | 0 | 0 | 0 | 0 | 0 | 0 | 0 | 0 | 0 | 0
Commercial_Health_Existing_Miscellaneous_Natural Gas_Pool Heater_E9_Baseline Forecast | Commercial | Health | Existing | Miscellaneous | Natural Gas | Pool Heater | E9 |  | Baseline Forecast | 0 | 0 | 0 | 0 | 0 | 0 | 0 | 0 | 0 | 0 | 0 | 0 | 0 | 0 | 0 | 0 | 0 | 0 | 0 | 0 | 0 | 0 | 0 | 0 | 0 | 0 | 0
Commercial_Health_Existing_Miscellaneous_Natural Gas_Pool Heater_E10_Baseline Forecast | Commercial | Health | Existing | Miscellaneous | Natural Gas | Pool Heater | E10 |  | Baseline Forecast | 0 | 0 | 0 | 0 | 0 | 0 | 0 | 0 | 0 | 0 | 0 | 0 | 0 | 0 | 0 | 0 | 0 | 0 | 0 | 0 | 0 | 0 | 0 | 0 | 0 | 0 | 0
Commercial_Health_Existing_Miscellaneous_Natural Gas_Miscellaneous_E1_Baseline Forecast | Commercial | Health | Existing | Miscellaneous | Natural Gas | Miscellaneous | E1 |  | Baseline Forecast | 0 | 208080.4151 | 243040.9161 | 271157.6711 | 256110.2916 | 248172.8499 | 245291.2796 | 240837.7344 | 236021.4954 | 231582.3925 | 227248.3552 | 273064.573 | 270249.7131 | 265808.4548 | 257987.9103 | 252675.1493 | 248789.5596 | 244075.0632 | 239285.9187 | 234803.076 | 230402.1782 | 238112.7005 | 232488.8186 | 226761.0538 | 222150.5016 | 218082.7755 | 214208.6914
Commercial_Health_Existing_Miscellaneous_Natural Gas_Miscellaneous_E2_Baseline Forecast | Commercial | Health | Existing | Miscellaneous | Natural Gas | Miscellaneous | E2 |  | Baseline Forecast | 0 | 0 | 0 | 0 | 0 | 0 | 0 | 0 | 0 | 0 | 0 | 0 | 0 | 0 | 0 | 0 | 0 | 0 | 0 | 0 | 0 | 0 | 0 | 0 | 0 | 0 | 0
Commercial_Health_Existing_Miscellaneous_Natural Gas_Miscellaneous_E3_Baseline Forecast | Commercial | Health | Existing | Miscellaneous | Natural Gas | Miscellaneous | E3 |  | Baseline Forecast | 0 | 0 | 0 | 0 | 0 | 0 | 0 | 0 | 0 | 0 | 0 | 0 | 0 | 0 | 0 | 0 | 0 | 0 | 0 | 0 | 0 | 0 | 0 | 0 | 0 | 0 | 0
Commercial_Health_Existing_Miscellaneous_Natural Gas_Miscellaneous_E4_Baseline Forecast | Commercial | Health | Existing | Miscellaneous | Natural Gas | Miscellaneous | E4 |  | Baseline Forecast | 0 | 0 | 0 | 0 | 0 | 0 | 0 | 0 | 0 | 0 | 0 | 0 | 0 | 0 | 0 | 0 | 0 | 0 | 0 | 0 | 0 | 0 | 0 | 0 | 0 | 0 | 0
Commercial_Health_Existing_Miscellaneous_Natural Gas_Miscellaneous_E5_Baseline Forecast | Commercial | Health | Existing | Miscellaneous | Natural Gas | Miscellaneous | E5 |  | Baseline Forecast | 0 | 0 | 0 | 0 | 0 | 0 | 0 | 0 | 0 | 0 | 0 | 0 | 0 | 0 | 0 | 0 | 0 | 0 | 0 | 0 | 0 | 0 | 0 | 0 | 0 | 0 | 0
Commercial_Health_Existing_Miscellaneous_Natural Gas_Miscellaneous_E6_Baseline Forecast | Commercial | Health | Existing | Miscellaneous | Natural Gas | Miscellaneous | E6 |  | Baseline Forecast | 0 | 0 | 0 | 0 | 0 | 0 | 0 | 0 | 0 | 0 | 0 | 0 | 0 | 0 | 0 | 0 | 0 | 0 | 0 | 0 | 0 | 0 | 0 | 0 | 0 | 0 | 0
Commercial_Health_Existing_Miscellaneous_Natural Gas_Miscellaneous_E7_Baseline Forecast | Commercial | Health | Existing | Miscellaneous | Natural Gas | Miscellaneous | E7 |  | Baseline Forecast | 0 | 0 | 0 | 0 | 0 | 0 | 0 | 0 | 0 | 0 | 0 | 0 | 0 | 0 | 0 | 0 | 0 | 0 | 0 | 0 | 0 | 0 | 0 | 0 | 0 | 0 | 0
Commercial_Health_Existing_Miscellaneous_Natural Gas_Miscellaneous_E8_Baseline Forecast | Commercial | Health | Existing | Miscellaneous | Natural Gas | Miscellaneous | E8 |  | Baseline Forecast | 0 | 0 | 0 | 0 | 0 | 0 | 0 | 0 | 0 | 0 | 0 | 0 | 0 | 0 | 0 | 0 | 0 | 0 | 0 | 0 | 0 | 0 | 0 | 0 | 0 | 0 | 0
Commercial_Health_Existing_Miscellaneous_Natural Gas_Miscellaneous_E9_Baseline Forecast | Commercial | Health | Existing | Miscellaneous | Natural Gas | Miscellaneous | E9 |  | Baseline Forecast | 0 | 0 | 0 | 0 | 0 | 0 | 0 | 0 | 0 | 0 | 0 | 0 | 0 | 0 | 0 | 0 | 0 | 0 | 0 | 0 | 0 | 0 | 0 | 0 | 0 | 0 | 0
Commercial_Health_Existing_Miscellaneous_Natural Gas_Miscellaneous_E10_Baseline Forecast | Commercial | Health | Existing | Miscellaneous | Natural Gas | Miscellaneous | E10 |  | Baseline Forecast | 0 | 0 | 0 | 0 | 0 | 0 | 0 | 0 | 0 | 0 | 0 | 0 | 0 | 0 | 0 | 0 | 0 | 0 | 0 | 0 | 0 | 0 | 0 | 0 | 0 | 0 | 0
Commercial_Health_New_Space Heating_Natural Gas_Furnace_E1_Baseline Forecast | Commercial | Health | New | Space Heating | Natural Gas | Furnace | E1 |  | Baseline Forecast | 0 | 6455.4023 | 4904.3806 | 0 | 0 | 0 | 0 | 0 | 0 | 0 | 0 | 0 | 0 | 0 | 0 | 0 | 0 | 0 | 0 | 0 | 0 | 0 | 0 | 0 | 0 | 0 | 0
Commercial_Health_New_Space Heating_Natural Gas_Furnace_E2_Baseline Forecast | Commercial | Health | New | Space Heating | Natural Gas | Furnace | E2 |  | Baseline Forecast | 0 | 7755.1053 | 5891.8076 | 10769.6648 | 10687.084 | 10558.1059 | 10601.5361 | 10567.128 | 10535.7181 | 10507.2831 | 10481.8008 | 10459.2496 | 10439.6091 | 10422.8595 | 10408.982 | 10397.9588 | 10389.7727 | 10384.4074 | 10381.8477 | 11475.1948 | 12224.5933 | 12917.3011 | 13553.5673 | 14134.3651 | 14677.4236 | 15179.8585 | 15645.2256
Commercial_Health_New_Space Heating_Natural Gas_Furnace_E3_Baseline Forecast | Commercial | Health | New | Space Heating | Natural Gas | Furnace | E3 |  | Baseline Forecast | 0 | 0 | 0 | 0 | 0 | 0 | 0 | 0 | 0 | 0 | 0 | 0 | 0 | 0 | 0 | 0 | 0 | 0 | 0 | 0 | 0 | 0 | 0 | 0 | 0 | 0 | 0
Commercial_Health_New_Space Heating_Natural Gas_Furnace_E4_Baseline Forecast | Commercial | Health | New | Space Heating | Natural Gas | Furnace | E4 |  | Baseline Forecast | 0 | 0 | 0 | 0 | 0 | 0 | 0 | 0 | 0 | 0 | 0 | 0 | 0 | 0 | 0 | 0 | 0 | 0 | 0 | 0 | 0 | 0 | 0 | 0 | 0 | 0 | 0
Commercial_Health_New_Space Heating_Natural Gas_Furnace_E5_Baseline Forecast | Commercial | Health | New | Space Heating | Natural Gas | Furnace | E5 |  | Baseline Forecast | 0 | 0 | 0 | 0 | 0 | 0 | 0 | 0 | 0 | 0 | 0 | 0 | 0 | 0 | 0 | 0 | 0 | 0 | 0 | 0 | 0 | 0 | 0 | 0 | 0 | 0 | 0
Commercial_Health_New_Space Heating_Natural Gas_Furnace_E6_Baseline Forecast | Commercial | Health | New | Space Heating | Natural Gas | Furnace | E6 |  | Baseline Forecast | 0 | 0 | 0 | 0 | 0 | 0 | 0 | 0 | 0 | 0 | 0 | 0 | 0 | 0 | 0 | 0 | 0 | 0 | 0 | 0 | 0 | 0 | 0 | 0 | 0 | 0 | 0
Commercial_Health_New_Space Heating_Natural Gas_Furnace_E7_Baseline Forecast | Commercial | Health | New | Space Heating | Natural Gas | Furnace | E7 |  | Baseline Forecast | 0 | 0 | 0 | 0 | 0 | 0 | 0 | 0 | 0 | 0 | 0 | 0 | 0 | 0 | 0 | 0 | 0 | 0 | 0 | 0 | 0 | 0 | 0 | 0 | 0 | 0 | 0
Commercial_Health_New_Space Heating_Natural Gas_Furnace_E8_Baseline Forecast | Commercial | Health | New | Space Heating | Natural Gas | Furnace | E8 |  | Baseline Forecast | 0 | 0 | 0 | 0 | 0 | 0 | 0 | 0 | 0 | 0 | 0 | 0 | 0 | 0 | 0 | 0 | 0 | 0 | 0 | 0 | 0 | 0 | 0 | 0 | 0 | 0 | 0
Commercial_Health_New_Space Heating_Natural Gas_Furnace_E9_Baseline Forecast | Commercial | Health | New | Space Heating | Natural Gas | Furnace | E9 |  | Baseline Forecast | 0 | 0 | 0 | 0 | 0 | 0 | 0 | 0 | 0 | 0 | 0 | 0 | 0 | 0 | 0 | 0 | 0 | 0 | 0 | 0 | 0 | 0 | 0 | 0 | 0 | 0 | 0
Commercial_Health_New_Space Heating_Natural Gas_Furnace_E10_Baseline Forecast | Commercial | Health | New | Space Heating | Natural Gas | Furnace | E10 |  | Baseline Forecast | 0 | 0 | 0 | 0 | 0 | 0 | 0 | 0 | 0 | 0 | 0 | 0 | 0 | 0 | 0 | 0 | 0 | 0 | 0 | 0 | 0 | 0 | 0 | 0 | 0 | 0 | 0
Commercial_Health_New_Space Heating_Natural Gas_Boiler_E1_Baseline Forecast | Commercial | Health | New | Space Heating | Natural Gas | Boiler | E1 |  | Baseline Forecast | 0 | 65673.7588 | 49894.5061 | 49771.9287 | 49390.2819 | 48794.2109 | 48994.9233 | 48835.9064 | 48690.7457 | 48559.3337 | 48441.5672 | 48337.3471 | 48246.5785 | 48169.1703 | 48105.0358 | 48054.092 | 48016.2599 | 47991.4646 | 47979.6347 | 47980.703 | 47994.6058 | 48021.2833 | 54031.0211 | 58076.1891 | 61759.8215 | 65092.3351 | 68087.258
Commercial_Health_New_Space Heating_Natural Gas_Boiler_E2_Baseline Forecast | Commercial | Health | New | Space Heating | Natural Gas | Boiler | E2 |  | Baseline Forecast | 0 | 14416.191 | 10952.4526 | 10925.5453 | 10841.7692 | 10710.9244 | 10754.9832 | 10720.077 | 10688.2125 | 10659.3659 | 10633.5148 | 10610.6372 | 10590.7123 | 10573.7203 | 10559.642 | 10548.4592 | 10540.1546 | 10534.7117 | 10532.1149 | 10532.3494 | 10535.4013 | 10541.2573 | 11860.468 | 12748.4318 | 13557.034 | 14288.5614 | 14945.9835
Commercial_Health_New_Space Heating_Natural Gas_Boiler_E3_Baseline Forecast | Commercial | Health | New | Space Heating | Natural Gas | Boiler | E3 |  | Baseline Forecast | 0 | 0 | 0 | 0 | 0 | 0 | 0 | 0 | 0 | 0 | 0 | 0 | 0 | 0 | 0 | 0 | 0 | 0 | 0 | 0 | 0 | 0 | 0 | 0 | 0 | 0 | 0
Commercial_Health_New_Space Heating_Natural Gas_Boiler_E4_Baseline Forecast | Commercial | Health | New | Space Heating | Natural Gas | Boiler | E4 |  | Baseline Forecast | 0 | 0 | 0 | 0 | 0 | 0 | 0 | 0 | 0 | 0 | 0 | 0 | 0 | 0 | 0 | 0 | 0 | 0 | 0 | 0 | 0 | 0 | 0 | 0 | 0 | 0 | 0
Commercial_Health_New_Space Heating_Natural Gas_Boiler_E5_Baseline Forecast | Commercial | Health | New | Space Heating | Natural Gas | Boiler | E5 |  | Baseline Forecast | 0 | 0 | 0 | 0 | 0 | 0 | 0 | 0 | 0 | 0 | 0 | 0 | 0 | 0 | 0 | 0 | 0 | 0 | 0 | 0 | 0 | 0 | 0 | 0 | 0 | 0 | 0
Commercial_Health_New_Space Heating_Natural Gas_Boiler_E6_Baseline Forecast | Commercial | Health | New | Space Heating | Natural Gas | Boiler | E6 |  | Baseline Forecast | 0 | 0 | 0 | 0 | 0 | 0 | 0 | 0 | 0 | 0 | 0 | 0 | 0 | 0 | 0 | 0 | 0 | 0 | 0 | 0 | 0 | 0 | 0 | 0 | 0 | 0 | 0
Commercial_Health_New_Space Heating_Natural Gas_Boiler_E7_Baseline Forecast | Commercial | Health | New | Space Heating | Natural Gas | Boiler | E7 |  | Baseline Forecast | 0 | 0 | 0 | 0 | 0 | 0 | 0 | 0 | 0 | 0 | 0 | 0 | 0 | 0 | 0 | 0 | 0 | 0 | 0 | 0 | 0 | 0 | 0 | 0 | 0 | 0 | 0
Commercial_Health_New_Space Heating_Natural Gas_Boiler_E8_Baseline Forecast | Commercial | Health | New | Space Heating | Natural Gas | Boiler | E8 |  | Baseline Forecast | 0 | 0 | 0 | 0 | 0 | 0 | 0 | 0 | 0 | 0 | 0 | 0 | 0 | 0 | 0 | 0 | 0 | 0 | 0 | 0 | 0 | 0 | 0 | 0 | 0 | 0 | 0
Commercial_Health_New_Space Heating_Natural Gas_Boiler_E9_Baseline Forecast | Commercial | Health | New | Space Heating | Natural Gas | Boiler | E9 |  | Baseline Forecast | 0 | 0 | 0 | 0 | 0 | 0 | 0 | 0 | 0 | 0 | 0 | 0 | 0 | 0 | 0 | 0 | 0 | 0 | 0 | 0 | 0 | 0 | 0 | 0 | 0 | 0 | 0
Commercial_Health_New_Space Heating_Natural Gas_Boiler_E10_Baseline Forecast | Commercial | Health | New | Space Heating | Natural Gas | Boiler | E10 |  | Baseline Forecast | 0 | 0 | 0 | 0 | 0 | 0 | 0 | 0 | 0 | 0 | 0 | 0 | 0 | 0 | 0 | 0 | 0 | 0 | 0 | 0 | 0 | 0 | 0 | 0 | 0 | 0 | 0
Commercial_Health_New_Space Heating_Natural Gas_Unit Heater_E1_Baseline Forecast | Commercial | Health | New | Space Heating | Natural Gas | Unit Heater | E1 |  | Baseline Forecast | 0 | 0 | 0 | 0 | 0 | 0 | 0 | 0 | 0 | 0 | 0 | 0 | 0 | 0 | 0 | 0 | 0 | 0 | 0 | 0 | 0 | 0 | 0 | 0 | 0 | 0 | 0
Commercial_Health_New_Space Heating_Natural Gas_Unit Heater_E2_Baseline Forecast | Commercial | Health | New | Space Heating | Natural Gas | Unit Heater | E2 |  | Baseline Forecast | 0 | 0 | 0 | 0 | 0 | 0 | 0 | 0 | 0 | 0 | 0 | 0 | 0 | 0 | 0 | 0 | 0 | 0 | 0 | 0 | 0 | 0 | 0 | 0 | 0 | 0 | 0
Commercial_Health_New_Space Heating_Natural Gas_Unit Heater_E3_Baseline Forecast | Commercial | Health | New | Space Heating | Natural Gas | Unit Heater | E3 |  | Baseline Forecast | 0 | 0 | 0 | 0 | 0 | 0 | 0 | 0 | 0 | 0 | 0 | 0 | 0 | 0 | 0 | 0 | 0 | 0 | 0 | 0 | 0 | 0 | 0 | 0 | 0 | 0 | 0
Commercial_Health_New_Space Heating_Natural Gas_Unit Heater_E4_Baseline Forecast | Commercial | Health | New | Space Heating | Natural Gas | Unit Heater | E4 |  | Baseline Forecast | 0 | 0 | 0 | 0 | 0 | 0 | 0 | 0 | 0 | 0 | 0 | 0 | 0 | 0 | 0 | 0 | 0 | 0 | 0 | 0 | 0 | 0 | 0 | 0 | 0 | 0 | 0
Commercial_Health_New_Space Heating_Natural Gas_Unit Heater_E5_Baseline Forecast | Commercial | Health | New | Space Heating | Natural Gas | Unit Heater | E5 |  | Baseline Forecast | 0 | 0 | 0 | 0 | 0 | 0 | 0 | 0 | 0 | 0 | 0 | 0 | 0 | 0 | 0 | 0 | 0 | 0 | 0 | 0 | 0 | 0 | 0 | 0 | 0 | 0 | 0
Commercial_Health_New_Space Heating_Natural Gas_Unit Heater_E6_Baseline Forecast | Commercial | Health | New | Space Heating | Natural Gas | Unit Heater | E6 |  | Baseline Forecast | 0 | 0 | 0 | 0 | 0 | 0 | 0 | 0 | 0 | 0 | 0 | 0 | 0 | 0 | 0 | 0 | 0 | 0 | 0 | 0 | 0 | 0 | 0 | 0 | 0 | 0 | 0
Commercial_Health_New_Space Heating_Natural Gas_Unit Heater_E7_Baseline Forecast | Commercial | Health | New | Space Heating | Natural Gas | Unit Heater | E7 |  | Baseline Forecast | 0 | 0 | 0 | 0 | 0 | 0 | 0 | 0 | 0 | 0 | 0 | 0 | 0 | 0 | 0 | 0 | 0 | 0 | 0 | 0 | 0 | 0 | 0 | 0 | 0 | 0 | 0
Commercial_Health_New_Space Heating_Natural Gas_Unit Heater_E8_Baseline Forecast | Commercial | Health | New | Space Heating | Natural Gas | Unit Heater | E8 |  | Baseline Forecast | 0 | 0 | 0 | 0 | 0 | 0 | 0 | 0 | 0 | 0 | 0 | 0 | 0 | 0 | 0 | 0 | 0 | 0 | 0 | 0 | 0 | 0 | 0 | 0 | 0 | 0 | 0
Commercial_Health_New_Space Heating_Natural Gas_Unit Heater_E9_Baseline Forecast | Commercial | Health | New | Space Heating | Natural Gas | Unit Heater | E9 |  | Baseline Forecast | 0 | 0 | 0 | 0 | 0 | 0 | 0 | 0 | 0 | 0 | 0 | 0 | 0 | 0 | 0 | 0 | 0 | 0 | 0 | 0 | 0 | 0 | 0 | 0 | 0 | 0 | 0
Commercial_Health_New_Space Heating_Natural Gas_Unit Heater_E10_Baseline Forecast | Commercial | Health | New | Space Heating | Natural Gas | Unit Heater | E10 |  | Baseline Forecast | 0 | 0 | 0 | 0 | 0 | 0 | 0 | 0 | 0 | 0 | 0 | 0 | 0 | 0 | 0 | 0 | 0 | 0 | 0 | 0 | 0 | 0 | 0 | 0 | 0 | 0 | 0
Commercial_Health_New_Water Heating_Natural Gas_Water Heater_E1_Baseline Forecast | Commercial | Health | New | Water Heating | Natural Gas | Water Heater | E1 |  | Baseline Forecast | 0 | 42803.3023 | 32519.071 | 32439.1804 | 32190.4396 | 31801.9465 | 31932.7621 | 31829.1217 | 31734.5123 | 31648.8637 | 40132.7691 | 44856.5251 | 48614.7336 | 51568.4282 | 53852.2462 | 66926.3297 | 63450.1951 | 63328.9375 | 63175.7569 | 64720.2227 | 67045.1844 | 69605.4725 | 72258.5762 | 74853.5623 | 81805.8348 | 85703.3503 | 88562.2355
Commercial_Health_New_Water Heating_Natural Gas_Water Heater_E2_Baseline Forecast | Commercial | Health | New | Water Heating | Natural Gas | Water Heater | E2 |  | Baseline Forecast | 0 | 44550.3759 | 33846.3801 | 33763.2286 | 33504.3351 | 33099.9851 | 33236.1401 | 33128.2696 | 33029.7985 | 32940.654 | 41770.8413 | 46687.4036 | 50599.0084 | 53673.262 | 56050.297 | 69658.0166 | 66039.999 | 65913.7921 | 65754.3592 | 67361.8644 | 69781.7225 | 72446.5122 | 75207.9058 | 77908.8097 | 85144.8485 | 89201.4463 | 92177.0206
Commercial_Health_New_Water Heating_Natural Gas_Water Heater_E3_Baseline Forecast | Commercial | Health | New | Water Heating | Natural Gas | Water Heater | E3 |  | Baseline Forecast | 0 | 0 | 0 | 0 | 0 | 0 | 0 | 0 | 0 | 0 | 0 | 0 | 0 | 0 | 0 | 0 | 0 | 0 | 0 | 0 | 0 | 0 | 0 | 0 | 0 | 0 | 0
Commercial_Health_New_Water Heating_Natural Gas_Water Heater_E4_Baseline Forecast | Commercial | Health | New | Water Heating | Natural Gas | Water Heater | E4 |  | Baseline Forecast | 0 | 0 | 0 | 0 | 0 | 0 | 0 | 0 | 0 | 0 | 0 | 0 | 0 | 0 | 0 | 0 | 0 | 0 | 0 | 0 | 0 | 0 | 0 | 0 | 0 | 0 | 0
Commercial_Health_New_Water Heating_Natural Gas_Water Heater_E5_Baseline Forecast | Commercial | Health | New | Water Heating | Natural Gas | Water Heater | E5 |  | Baseline Forecast | 0 | 0 | 0 | 0 | 0 | 0 | 0 | 0 | 0 | 0 | 0 | 0 | 0 | 0 | 0 | 0 | 0 | 0 | 0 | 0 | 0 | 0 | 0 | 0 | 0 | 0 | 0
Commercial_Health_New_Water Heating_Natural Gas_Water Heater_E6_Baseline Forecast | Commercial | Health | New | Water Heating | Natural Gas | Water Heater | E6 |  | Baseline Forecast | 0 | 0 | 0 | 0 | 0 | 0 | 0 | 0 | 0 | 0 | 0 | 0 | 0 | 0 | 0 | 0 | 0 | 0 | 0 | 0 | 0 | 0 | 0 | 0 | 0 | 0 | 0
Commercial_Health_New_Water Heating_Natural Gas_Water Heater_E7_Baseline Forecast | Commercial | Health | New | Water Heating | Natural Gas | Water Heater | E7 |  | Baseline Forecast | 0 | 0 | 0 | 0 | 0 | 0 | 0 | 0 | 0 | 0 | 0 | 0 | 0 | 0 | 0 | 0 | 0 | 0 | 0 | 0 | 0 | 0 | 0 | 0 | 0 | 0 | 0
Commercial_Health_New_Water Heating_Natural Gas_Water Heater_E8_Baseline Forecast | Commercial | Health | New | Water Heating | Natural Gas | Water Heater | E8 |  | Baseline Forecast | 0 | 0 | 0 | 0 | 0 | 0 | 0 | 0 | 0 | 0 | 0 | 0 | 0 | 0 | 0 | 0 | 0 | 0 | 0 | 0 | 0 | 0 | 0 | 0 | 0 | 0 | 0
Commercial_Health_New_Water Heating_Natural Gas_Water Heater_E9_Baseline Forecast | Commercial | Health | New | Water Heating | Natural Gas | Water Heater | E9 |  | Baseline Forecast | 0 | 0 | 0 | 0 | 0 | 0 | 0 | 0 | 0 | 0 | 0 | 0 | 0 | 0 | 0 | 0 | 0 | 0 | 0 | 0 | 0 | 0 | 0 | 0 | 0 | 0 | 0
Commercial_Health_New_Water Heating_Natural Gas_Water Heater_E10_Baseline Forecast | Commercial | Health | New | Water Heating | Natural Gas | Water Heater | E10 |  | Baseline Forecast | 0 | 0 | 0 | 0 | 0 | 0 | 0 | 0 | 0 | 0 | 0 | 0 | 0 | 0 | 0 | 0 | 0 | 0 | 0 | 0 | 0 | 0 | 0 | 0 | 0 | 0 | 0
Commercial_Health_New_Food Preparation_Natural Gas_Oven_E1_Baseline Forecast | Commercial | Health | New | Food Preparation | Natural Gas | Oven | E1 |  | Baseline Forecast | 0 | 980.6853 | 745.0587 | 743.2283 | 737.5293 | 728.6284 | 731.6255 | 729.251 | 727.0833 | 725.121 | 723.3624 | 721.8062 | 916.5878 | 1025.2162 | 1111.7199 | 1179.7885 | 1232.5068 | 1532.4433 | 1453.1884 | 1450.7964 | 1447.6711 | 1444.212 | 1444.5221 | 1482.6252 | 1535.2314 | 1595.0519 | 1656.9932
Commercial_Health_New_Food Preparation_Natural Gas_Oven_E2_Baseline Forecast | Commercial | Health | New | Food Preparation | Natural Gas | Oven | E2 |  | Baseline Forecast | 0 | 1151.2392 | 874.6341 | 872.4854 | 865.7953 | 855.3463 | 858.8648 | 856.0772 | 853.5326 | 851.229 | 849.1646 | 847.3377 | 1075.9944 | 1203.5147 | 1305.0625 | 1384.9691 | 1446.8558 | 1798.9552 | 1705.9168 | 1703.1088 | 1699.4399 | 1695.3793 | 1695.7433 | 1740.473 | 1802.2282 | 1872.4522 | 1945.1659
Commercial_Health_New_Food Preparation_Natural Gas_Oven_E3_Baseline Forecast | Commercial | Health | New | Food Preparation | Natural Gas | Oven | E3 |  | Baseline Forecast | 0 | 0 | 0 | 0 | 0 | 0 | 0 | 0 | 0 | 0 | 0 | 0 | 0 | 0 | 0 | 0 | 0 | 0 | 0 | 0 | 0 | 0 | 0 | 0 | 0 | 0 | 0
Commercial_Health_New_Food Preparation_Natural Gas_Oven_E4_Baseline Forecast | Commercial | Health | New | Food Preparation | Natural Gas | Oven | E4 |  | Baseline Forecast | 0 | 0 | 0 | 0 | 0 | 0 | 0 | 0 | 0 | 0 | 0 | 0 | 0 | 0 | 0 | 0 | 0 | 0 | 0 | 0 | 0 | 0 | 0 | 0 | 0 | 0 | 0
Commercial_Health_New_Food Preparation_Natural Gas_Oven_E5_Baseline Forecast | Commercial | Health | New | Food Preparation | Natural Gas | Oven | E5 |  | Baseline Forecast | 0 | 0 | 0 | 0 | 0 | 0 | 0 | 0 | 0 | 0 | 0 | 0 | 0 | 0 | 0 | 0 | 0 | 0 | 0 | 0 | 0 | 0 | 0 | 0 | 0 | 0 | 0
Commercial_Health_New_Food Preparation_Natural Gas_Oven_E6_Baseline Forecast | Commercial | Health | New | Food Preparation | Natural Gas | Oven | E6 |  | Baseline Forecast | 0 | 0 | 0 | 0 | 0 | 0 | 0 | 0 | 0 | 0 | 0 | 0 | 0 | 0 | 0 | 0 | 0 | 0 | 0 | 0 | 0 | 0 | 0 | 0 | 0 | 0 | 0
Commercial_Health_New_Food Preparation_Natural Gas_Oven_E7_Baseline Forecast | Commercial | Health | New | Food Preparation | Natural Gas | Oven | E7 |  | Baseline Forecast | 0 | 0 | 0 | 0 | 0 | 0 | 0 | 0 | 0 | 0 | 0 | 0 | 0 | 0 | 0 | 0 | 0 | 0 | 0 | 0 | 0 | 0 | 0 | 0 | 0 | 0 | 0
Commercial_Health_New_Food Preparation_Natural Gas_Oven_E8_Baseline Forecast | Commercial | Health | New | Food Preparation | Natural Gas | Oven | E8 |  | Baseline Forecast | 0 | 0 | 0 | 0 | 0 | 0 | 0 | 0 | 0 | 0 | 0 | 0 | 0 | 0 | 0 | 0 | 0 | 0 | 0 | 0 | 0 | 0 | 0 | 0 | 0 | 0 | 0
Commercial_Health_New_Food Preparation_Natural Gas_Oven_E9_Baseline Forecast | Commercial | Health | New | Food Preparation | Natural Gas | Oven | E9 |  | Baseline Forecast | 0 | 0 | 0 | 0 | 0 | 0 | 0 | 0 | 0 | 0 | 0 | 0 | 0 | 0 | 0 | 0 | 0 | 0 | 0 | 0 | 0 | 0 | 0 | 0 | 0 | 0 | 0
Commercial_Health_New_Food Preparation_Natural Gas_Oven_E10_Baseline Forecast | Commercial | Health | New | Food Preparation | Natural Gas | Oven | E10 |  | Baseline Forecast | 0 | 0 | 0 | 0 | 0 | 0 | 0 | 0 | 0 | 0 | 0 | 0 | 0 | 0 | 0 | 0 | 0 | 0 | 0 | 0 | 0 | 0 | 0 | 0 | 0 | 0 | 0
Commercial_Health_New_Food Preparation_Natural Gas_Conveyor Oven_E1_Baseline Forecast | Commercial | Health | New | Food Preparation | Natural Gas | Conveyor Oven | E1 |  | Baseline Forecast | 0 | 490.3426 | 372.5294 | 371.6142 | 368.7646 | 364.3142 | 365.8128 | 364.6255 | 363.5417 | 362.5605 | 361.6812 | 360.9031 | 360.2254 | 359.6474 | 359.1686 | 358.7882 | 358.5057 | 456.3891 | 511.193 | 554.9316 | 589.4501 | 616.2909 | 766.7384 | 727.588 | 726.867 | 725.7773 | 724.5189
Commercial_Health_New_Food Preparation_Natural Gas_Conveyor Oven_E2_Baseline Forecast | Commercial | Health | New | Food Preparation | Natural Gas | Conveyor Oven | E2 |  | Baseline Forecast | 0 | 575.6196 | 437.3171 | 436.2427 | 432.8976 | 427.6732 | 429.4324 | 428.0386 | 426.7663 | 425.6145 | 424.5823 | 423.6688 | 422.8733 | 422.1948 | 421.6327 | 421.1861 | 420.8546 | 535.7612 | 600.0961 | 651.4415 | 691.9632 | 723.4719 | 900.0843 | 854.1251 | 853.2786 | 851.9994 | 850.5222
Commercial_Health_New_Food Preparation_Natural Gas_Conveyor Oven_E3_Baseline Forecast | Commercial | Health | New | Food Preparation | Natural Gas | Conveyor Oven | E3 |  | Baseline Forecast | 0 | 0 | 0 | 0 | 0 | 0 | 0 | 0 | 0 | 0 | 0 | 0 | 0 | 0 | 0 | 0 | 0 | 0 | 0 | 0 | 0 | 0 | 0 | 0 | 0 | 0 | 0
Commercial_Health_New_Food Preparation_Natural Gas_Conveyor Oven_E4_Baseline Forecast | Commercial | Health | New | Food Preparation | Natural Gas | Conveyor Oven | E4 |  | Baseline Forecast | 0 | 0 | 0 | 0 | 0 | 0 | 0 | 0 | 0 | 0 | 0 | 0 | 0 | 0 | 0 | 0 | 0 | 0 | 0 | 0 | 0 | 0 | 0 | 0 | 0 | 0 | 0
Commercial_Health_New_Food Preparation_Natural Gas_Conveyor Oven_E5_Baseline Forecast | Commercial | Health | New | Food Preparation | Natural Gas | Conveyor Oven | E5 |  | Baseline Forecast | 0 | 0 | 0 | 0 | 0 | 0 | 0 | 0 | 0 | 0 | 0 | 0 | 0 | 0 | 0 | 0 | 0 | 0 | 0 | 0 | 0 | 0 | 0 | 0 | 0 | 0 | 0
Commercial_Health_New_Food Preparation_Natural Gas_Conveyor Oven_E6_Baseline Forecast | Commercial | Health | New | Food Preparation | Natural Gas | Conveyor Oven | E6 |  | Baseline Forecast | 0 | 0 | 0 | 0 | 0 | 0 | 0 | 0 | 0 | 0 | 0 | 0 | 0 | 0 | 0 | 0 | 0 | 0 | 0 | 0 | 0 | 0 | 0 | 0 | 0 | 0 | 0
Commercial_Health_New_Food Preparation_Natural Gas_Conveyor Oven_E7_Baseline Forecast | Commercial | Health | New | Food Preparation | Natural Gas | Conveyor Oven | E7 |  | Baseline Forecast | 0 | 0 | 0 | 0 | 0 | 0 | 0 | 0 | 0 | 0 | 0 | 0 | 0 | 0 | 0 | 0 | 0 | 0 | 0 | 0 | 0 | 0 | 0 | 0 | 0 | 0 | 0
Commercial_Health_New_Food Preparation_Natural Gas_Conveyor Oven_E8_Baseline Forecast | Commercial | Health | New | Food Preparation | Natural Gas | Conveyor Oven | E8 |  | Baseline Forecast | 0 | 0 | 0 | 0 | 0 | 0 | 0 | 0 | 0 | 0 | 0 | 0 | 0 | 0 | 0 | 0 | 0 | 0 | 0 | 0 | 0 | 0 | 0 | 0 | 0 | 0 | 0
Commercial_Health_New_Food Preparation_Natural Gas_Conveyor Oven_E9_Baseline Forecast | Commercial | Health | New | Food Preparation | Natural Gas | Conveyor Oven | E9 |  | Baseline Forecast | 0 | 0 | 0 | 0 | 0 | 0 | 0 | 0 | 0 | 0 | 0 | 0 | 0 | 0 | 0 | 0 | 0 | 0 | 0 | 0 | 0 | 0 | 0 | 0 | 0 | 0 | 0
Commercial_Health_New_Food Preparation_Natural Gas_Conveyor Oven_E10_Baseline Forecast | Commercial | Health | New | Food Preparation | Natural Gas | Conveyor Oven | E10 |  | Baseline Forecast | 0 | 0 | 0 | 0 | 0 | 0 | 0 | 0 | 0 | 0 | 0 | 0 | 0 | 0 | 0 | 0 | 0 | 0 | 0 | 0 | 0 | 0 | 0 | 0 | 0 | 0 | 0
Commercial_Health_New_Food Preparation_Natural Gas_Double Rack Oven_E1_Baseline Forecast | Commercial | Health | New | Food Preparation | Natural Gas | Double Rack Oven | E1 |  | Baseline Forecast | 0 | 490.3426 | 372.5294 | 371.6142 | 368.7646 | 364.3142 | 365.8128 | 364.6255 | 363.5417 | 362.5605 | 416.1637 | 450.7241 | 481.3568 | 508.2936 | 531.7779 | 552.8646 | 571.532 | 588.0708 | 602.7392 | 772.8193 | 740.659 | 751.581 | 763.8039 | 776.9123 | 792.8765 | 808.4615 | 824.342
Commercial_Health_New_Food Preparation_Natural Gas_Double Rack Oven_E2_Baseline Forecast | Commercial | Health | New | Food Preparation | Natural Gas | Double Rack Oven | E2 |  | Baseline Forecast | 0 | 575.6196 | 437.3171 | 436.2427 | 432.8976 | 427.6732 | 429.4324 | 428.0386 | 426.7663 | 425.6145 | 488.54 | 529.1109 | 565.071 | 596.6925 | 624.261 | 649.0149 | 670.9289 | 690.344 | 707.5634 | 907.2226 | 869.4693 | 882.2908 | 896.6393 | 912.0274 | 930.768 | 949.0635 | 967.7058
Commercial_Health_New_Food Preparation_Natural Gas_Double Rack Oven_E3_Baseline Forecast | Commercial | Health | New | Food Preparation | Natural Gas | Double Rack Oven | E3 |  | Baseline Forecast | 0 | 0 | 0 | 0 | 0 | 0 | 0 | 0 | 0 | 0 | 0 | 0 | 0 | 0 | 0 | 0 | 0 | 0 | 0 | 0 | 0 | 0 | 0 | 0 | 0 | 0 | 0
Commercial_Health_New_Food Preparation_Natural Gas_Double Rack Oven_E4_Baseline Forecast | Commercial | Health | New | Food Preparation | Natural Gas | Double Rack Oven | E4 |  | Baseline Forecast | 0 | 0 | 0 | 0 | 0 | 0 | 0 | 0 | 0 | 0 | 0 | 0 | 0 | 0 | 0 | 0 | 0 | 0 | 0 | 0 | 0 | 0 | 0 | 0 | 0 | 0 | 0
Commercial_Health_New_Food Preparation_Natural Gas_Double Rack Oven_E5_Baseline Forecast | Commercial | Health | New | Food Preparation | Natural Gas | Double Rack Oven | E5 |  | Baseline Forecast | 0 | 0 | 0 | 0 | 0 | 0 | 0 | 0 | 0 | 0 | 0 | 0 | 0 | 0 | 0 | 0 | 0 | 0 | 0 | 0 | 0 | 0 | 0 | 0 | 0 | 0 | 0
Commercial_Health_New_Food Preparation_Natural Gas_Double Rack Oven_E6_Baseline Forecast | Commercial | Health | New | Food Preparation | Natural Gas | Double Rack Oven | E6 |  | Baseline Forecast | 0 | 0 | 0 | 0 | 0 | 0 | 0 | 0 | 0 | 0 | 0 | 0 | 0 | 0 | 0 | 0 | 0 | 0 | 0 | 0 | 0 | 0 | 0 | 0 | 0 | 0 | 0
Commercial_Health_New_Food Preparation_Natural Gas_Double Rack Oven_E7_Baseline Forecast | Commercial | Health | New | Food Preparation | Natural Gas | Double Rack Oven | E7 |  | Baseline Forecast | 0 | 0 | 0 | 0 | 0 | 0 | 0 | 0 | 0 | 0 | 0 | 0 | 0 | 0 | 0 | 0 | 0 | 0 | 0 | 0 | 0 | 0 | 0 | 0 | 0 | 0 | 0
Commercial_Health_New_Food Preparation_Natural Gas_Double Rack Oven_E8_Baseline Forecast | Commercial | Health | New | Food Preparation | Natural Gas | Double Rack Oven | E8 |  | Baseline Forecast | 0 | 0 | 0 | 0 | 0 | 0 | 0 | 0 | 0 | 0 | 0 | 0 | 0 | 0 | 0 | 0 | 0 | 0 | 0 | 0 | 0 | 0 | 0 | 0 | 0 | 0 | 0
Commercial_Health_New_Food Preparation_Natural Gas_Double Rack Oven_E9_Baseline Forecast | Commercial | Health | New | Food Preparation | Natural Gas | Double Rack Oven | E9 |  | Baseline Forecast | 0 | 0 | 0 | 0 | 0 | 0 | 0 | 0 | 0 | 0 | 0 | 0 | 0 | 0 | 0 | 0 | 0 | 0 | 0 | 0 | 0 | 0 | 0 | 0 | 0 | 0 | 0
Commercial_Health_New_Food Preparation_Natural Gas_Double Rack Oven_E10_Baseline Forecast | Commercial | Health | New | Food Preparation | Natural Gas | Double Rack Oven | E10 |  | Baseline Forecast | 0 | 0 | 0 | 0 | 0 | 0 | 0 | 0 | 0 | 0 | 0 | 0 | 0 | 0 | 0 | 0 | 0 | 0 | 0 | 0 | 0 | 0 | 0 | 0 | 0 | 0 | 0
Commercial_Health_New_Food Preparation_Natural Gas_Fryer_E1_Baseline Forecast | Commercial | Health | New | Food Preparation | Natural Gas | Fryer | E1 |  | Baseline Forecast | 0 | 0 | 0 | 0 | 0 | 0 | 0 | 0 | 0 | 0 | 0 | 0 | 0 | 0 | 0 | 0 | 0 | 0 | 0 | 0 | 0 | 0 | 0 | 0 | 0 | 0 | 0
Commercial_Health_New_Food Preparation_Natural Gas_Fryer_E2_Baseline Forecast | Commercial | Health | New | Food Preparation | Natural Gas | Fryer | E2 |  | Baseline Forecast | 0 | 24678.6408 | 18749.1719 | 18703.1102 | 18559.6964 | 18335.7071 | 18411.13 | 18351.3752 | 18296.8273 | 23183.174 | 25901.6089 | 28063.3841 | 29761.3435 | 31073.1121 | 38606.1394 | 36597.0147 | 36522.2036 | 37416.1594 | 38656.8973 | 40164.2895 | 41679.2623 | 43160.8045 | 47154.6539 | 49387.3238 | 51021.2266 | 52395.1388 | 53651.6931
Commercial_Health_New_Food Preparation_Natural Gas_Fryer_E3_Baseline Forecast | Commercial | Health | New | Food Preparation | Natural Gas | Fryer | E3 |  | Baseline Forecast | 0 | 0 | 0 | 0 | 0 | 0 | 0 | 0 | 0 | 0 | 0 | 0 | 0 | 0 | 0 | 0 | 0 | 0 | 0 | 0 | 0 | 0 | 0 | 0 | 0 | 0 | 0
Commercial_Health_New_Food Preparation_Natural Gas_Fryer_E4_Baseline Forecast | Commercial | Health | New | Food Preparation | Natural Gas | Fryer | E4 |  | Baseline Forecast | 0 | 0 | 0 | 0 | 0 | 0 | 0 | 0 | 0 | 0 | 0 | 0 | 0 | 0 | 0 | 0 | 0 | 0 | 0 | 0 | 0 | 0 | 0 | 0 | 0 | 0 | 0
Commercial_Health_New_Food Preparation_Natural Gas_Fryer_E5_Baseline Forecast | Commercial | Health | New | Food Preparation | Natural Gas | Fryer | E5 |  | Baseline Forecast | 0 | 0 | 0 | 0 | 0 | 0 | 0 | 0 | 0 | 0 | 0 | 0 | 0 | 0 | 0 | 0 | 0 | 0 | 0 | 0 | 0 | 0 | 0 | 0 | 0 | 0 | 0
Commercial_Health_New_Food Preparation_Natural Gas_Fryer_E6_Baseline Forecast | Commercial | Health | New | Food Preparation | Natural Gas | Fryer | E6 |  | Baseline Forecast | 0 | 0 | 0 | 0 | 0 | 0 | 0 | 0 | 0 | 0 | 0 | 0 | 0 | 0 | 0 | 0 | 0 | 0 | 0 | 0 | 0 | 0 | 0 | 0 | 0 | 0 | 0
Commercial_Health_New_Food Preparation_Natural Gas_Fryer_E7_Baseline Forecast | Commercial | Health | New | Food Preparation | Natural Gas | Fryer | E7 |  | Baseline Forecast | 0 | 0 | 0 | 0 | 0 | 0 | 0 | 0 | 0 | 0 | 0 | 0 | 0 | 0 | 0 | 0 | 0 | 0 | 0 | 0 | 0 | 0 | 0 | 0 | 0 | 0 | 0
Commercial_Health_New_Food Preparation_Natural Gas_Fryer_E8_Baseline Forecast | Commercial | Health | New | Food Preparation | Natural Gas | Fryer | E8 |  | Baseline Forecast | 0 | 0 | 0 | 0 | 0 | 0 | 0 | 0 | 0 | 0 | 0 | 0 | 0 | 0 | 0 | 0 | 0 | 0 | 0 | 0 | 0 | 0 | 0 | 0 | 0 | 0 | 0
Commercial_Health_New_Food Preparation_Natural Gas_Fryer_E9_Baseline Forecast | Commercial | Health | New | Food Preparation | Natural Gas | Fryer | E9 |  | Baseline Forecast | 0 | 0 | 0 | 0 | 0 | 0 | 0 | 0 | 0 | 0 | 0 | 0 | 0 | 0 | 0 | 0 | 0 | 0 | 0 | 0 | 0 | 0 | 0 | 0 | 0 | 0 | 0
Commercial_Health_New_Food Preparation_Natural Gas_Fryer_E10_Baseline Forecast | Commercial | Health | New | Food Preparation | Natural Gas | Fryer | E10 |  | Baseline Forecast | 0 | 0 | 0 | 0 | 0 | 0 | 0 | 0 | 0 | 0 | 0 | 0 | 0 | 0 | 0 | 0 | 0 | 0 | 0 | 0 | 0 | 0 | 0 | 0 | 0 | 0 | 0
Commercial_Health_New_Food Preparation_Natural Gas_Broiler_E1_Baseline Forecast | Commercial | Health | New | Food Preparation | Natural Gas | Broiler | E1 |  | Baseline Forecast | 0 | 5555.9244 | 4221.0178 | 4210.6479 | 4178.361 | 4127.9341 | 4144.9141 | 4131.4614 | 4119.181 | 4108.0637 | 4715.4257 | 5107.0192 | 5454.1083 | 5759.3216 | 6025.4147 | 6264.3415 | 6475.8566 | 6663.2528 | 6829.4558 | 8756.5818 | 8392.1842 | 8515.938 | 8654.4314 | 8802.9583 | 8983.8441 | 9160.4332 | 9340.3702
Commercial_Health_New_Food Preparation_Natural Gas_Broiler_E2_Baseline Forecast | Commercial | Health | New | Food Preparation | Natural Gas | Broiler | E2 |  | Baseline Forecast | 0 | 0 | 0 | 0 | 0 | 0 | 0 | 0 | 0 | 0 | 0 | 0 | 0 | 0 | 0 | 0 | 0 | 0 | 0 | 0 | 0 | 0 | 0 | 0 | 0 | 0 | 0
Commercial_Health_New_Food Preparation_Natural Gas_Broiler_E3_Baseline Forecast | Commercial | Health | New | Food Preparation | Natural Gas | Broiler | E3 |  | Baseline Forecast | 0 | 0 | 0 | 0 | 0 | 0 | 0 | 0 | 0 | 0 | 0 | 0 | 0 | 0 | 0 | 0 | 0 | 0 | 0 | 0 | 0 | 0 | 0 | 0 | 0 | 0 | 0
Commercial_Health_New_Food Preparation_Natural Gas_Broiler_E4_Baseline Forecast | Commercial | Health | New | Food Preparation | Natural Gas | Broiler | E4 |  | Baseline Forecast | 0 | 0 | 0 | 0 | 0 | 0 | 0 | 0 | 0 | 0 | 0 | 0 | 0 | 0 | 0 | 0 | 0 | 0 | 0 | 0 | 0 | 0 | 0 | 0 | 0 | 0 | 0
Commercial_Health_New_Food Preparation_Natural Gas_Broiler_E5_Baseline Forecast | Commercial | Health | New | Food Preparation | Natural Gas | Broiler | E5 |  | Baseline Forecast | 0 | 0 | 0 | 0 | 0 | 0 | 0 | 0 | 0 | 0 | 0 | 0 | 0 | 0 | 0 | 0 | 0 | 0 | 0 | 0 | 0 | 0 | 0 | 0 | 0 | 0 | 0
Commercial_Health_New_Food Preparation_Natural Gas_Broiler_E6_Baseline Forecast | Commercial | Health | New | Food Preparation | Natural Gas | Broiler | E6 |  | Baseline Forecast | 0 | 0 | 0 | 0 | 0 | 0 | 0 | 0 | 0 | 0 | 0 | 0 | 0 | 0 | 0 | 0 | 0 | 0 | 0 | 0 | 0 | 0 | 0 | 0 | 0 | 0 | 0
Commercial_Health_New_Food Preparation_Natural Gas_Broiler_E7_Baseline Forecast | Commercial | Health | New | Food Preparation | Natural Gas | Broiler | E7 |  | Baseline Forecast | 0 | 0 | 0 | 0 | 0 | 0 | 0 | 0 | 0 | 0 | 0 | 0 | 0 | 0 | 0 | 0 | 0 | 0 | 0 | 0 | 0 | 0 | 0 | 0 | 0 | 0 | 0
Commercial_Health_New_Food Preparation_Natural Gas_Broiler_E8_Baseline Forecast | Commercial | Health | New | Food Preparation | Natural Gas | Broiler | E8 |  | Baseline Forecast | 0 | 0 | 0 | 0 | 0 | 0 | 0 | 0 | 0 | 0 | 0 | 0 | 0 | 0 | 0 | 0 | 0 | 0 | 0 | 0 | 0 | 0 | 0 | 0 | 0 | 0 | 0
Commercial_Health_New_Food Preparation_Natural Gas_Broiler_E9_Baseline Forecast | Commercial | Health | New | Food Preparation | Natural Gas | Broiler | E9 |  | Baseline Forecast | 0 | 0 | 0 | 0 | 0 | 0 | 0 | 0 | 0 | 0 | 0 | 0 | 0 | 0 | 0 | 0 | 0 | 0 | 0 | 0 | 0 | 0 | 0 | 0 | 0 | 0 | 0
Commercial_Health_New_Food Preparation_Natural Gas_Broiler_E10_Baseline Forecast | Commercial | Health | New | Food Preparation | Natural Gas | Broiler | E10 |  | Baseline Forecast | 0 | 0 | 0 | 0 | 0 | 0 | 0 | 0 | 0 | 0 | 0 | 0 | 0 | 0 | 0 | 0 | 0 | 0 | 0 | 0 | 0 | 0 | 0 | 0 | 0 | 0 | 0
Commercial_Health_New_Food Preparation_Natural Gas_Griddle_E1_Baseline Forecast | Commercial | Health | New | Food Preparation | Natural Gas | Griddle | E1 |  | Baseline Forecast | 0 | 4555.858 | 3461.2346 | 3452.7312 | 3426.256 | 3384.9059 | 3398.8296 | 3387.7984 | 3377.7284 | 3368.6122 | 3866.6491 | 4187.7557 | 4472.3688 | 4722.6437 | 4940.84 | 5136.7601 | 5310.2024 | 5463.8673 | 5600.1537 | 7180.3971 | 6881.591 | 6983.0691 | 7096.6338 | 7218.4258 | 7366.7522 | 7511.5552 | 7659.1036
Commercial_Health_New_Food Preparation_Natural Gas_Griddle_E2_Baseline Forecast | Commercial | Health | New | Food Preparation | Natural Gas | Griddle | E2 |  | Baseline Forecast | 0 | 1000.0664 | 759.7832 | 757.9166 | 752.105 | 743.0281 | 746.0845 | 743.6631 | 741.4526 | 739.4515 | 848.7766 | 919.2634 | 981.7395 | 1036.6779 | 1084.5746 | 1127.5815 | 1165.6542 | 1199.3855 | 1229.302 | 1576.1847 | 1510.5931 | 1532.8688 | 1557.7977 | 1584.5325 | 1617.0919 | 1648.878 | 1681.2666
Commercial_Health_New_Food Preparation_Natural Gas_Griddle_E3_Baseline Forecast | Commercial | Health | New | Food Preparation | Natural Gas | Griddle | E3 |  | Baseline Forecast | 0 | 0 | 0 | 0 | 0 | 0 | 0 | 0 | 0 | 0 | 0 | 0 | 0 | 0 | 0 | 0 | 0 | 0 | 0 | 0 | 0 | 0 | 0 | 0 | 0 | 0 | 0
Commercial_Health_New_Food Preparation_Natural Gas_Griddle_E4_Baseline Forecast | Commercial | Health | New | Food Preparation | Natural Gas | Griddle | E4 |  | Baseline Forecast | 0 | 0 | 0 | 0 | 0 | 0 | 0 | 0 | 0 | 0 | 0 | 0 | 0 | 0 | 0 | 0 | 0 | 0 | 0 | 0 | 0 | 0 | 0 | 0 | 0 | 0 | 0
Commercial_Health_New_Food Preparation_Natural Gas_Griddle_E5_Baseline Forecast | Commercial | Health | New | Food Preparation | Natural Gas | Griddle | E5 |  | Baseline Forecast | 0 | 0 | 0 | 0 | 0 | 0 | 0 | 0 | 0 | 0 | 0 | 0 | 0 | 0 | 0 | 0 | 0 | 0 | 0 | 0 | 0 | 0 | 0 | 0 | 0 | 0 | 0
Commercial_Health_New_Food Preparation_Natural Gas_Griddle_E6_Baseline Forecast | Commercial | Health | New | Food Preparation | Natural Gas | Griddle | E6 |  | Baseline Forecast | 0 | 0 | 0 | 0 | 0 | 0 | 0 | 0 | 0 | 0 | 0 | 0 | 0 | 0 | 0 | 0 | 0 | 0 | 0 | 0 | 0 | 0 | 0 | 0 | 0 | 0 | 0
Commercial_Health_New_Food Preparation_Natural Gas_Griddle_E7_Baseline Forecast | Commercial | Health | New | Food Preparation | Natural Gas | Griddle | E7 |  | Baseline Forecast | 0 | 0 | 0 | 0 | 0 | 0 | 0 | 0 | 0 | 0 | 0 | 0 | 0 | 0 | 0 | 0 | 0 | 0 | 0 | 0 | 0 | 0 | 0 | 0 | 0 | 0 | 0
Commercial_Health_New_Food Preparation_Natural Gas_Griddle_E8_Baseline Forecast | Commercial | Health | New | Food Preparation | Natural Gas | Griddle | E8 |  | Baseline Forecast | 0 | 0 | 0 | 0 | 0 | 0 | 0 | 0 | 0 | 0 | 0 | 0 | 0 | 0 | 0 | 0 | 0 | 0 | 0 | 0 | 0 | 0 | 0 | 0 | 0 | 0 | 0
Commercial_Health_New_Food Preparation_Natural Gas_Griddle_E9_Baseline Forecast | Commercial | Health | New | Food Preparation | Natural Gas | Griddle | E9 |  | Baseline Forecast | 0 | 0 | 0 | 0 | 0 | 0 | 0 | 0 | 0 | 0 | 0 | 0 | 0 | 0 | 0 | 0 | 0 | 0 | 0 | 0 | 0 | 0 | 0 | 0 | 0 | 0 | 0
Commercial_Health_New_Food Preparation_Natural Gas_Griddle_E10_Baseline Forecast | Commercial | Health | New | Food Preparation | Natural Gas | Griddle | E10 |  | Baseline Forecast | 0 | 0 | 0 | 0 | 0 | 0 | 0 | 0 | 0 | 0 | 0 | 0 | 0 | 0 | 0 | 0 | 0 | 0 | 0 | 0 | 0 | 0 | 0 | 0 | 0 | 0 | 0
Commercial_Health_New_Food Preparation_Natural Gas_Range_E1_Baseline Forecast | Commercial | Health | New | Food Preparation | Natural Gas | Range | E1 |  | Baseline Forecast | 0 | 23487.644 | 17844.3326 | 17800.4939 | 17664.0013 | 17450.8217 | 17522.6047 | 17465.7337 | 17413.8183 | 17366.8199 | 22022.2306 | 24614.3179 | 26676.5762 | 28297.37 | 29550.5795 | 36724.7787 | 34817.3041 | 34750.7659 | 34666.7105 | 35514.2119 | 36789.9984 | 38194.9165 | 39650.7657 | 41074.7238 | 44889.6749 | 47028.3757 | 48597.1443
Commercial_Health_New_Food Preparation_Natural Gas_Range_E2_Baseline Forecast | Commercial | Health | New | Food Preparation | Natural Gas | Range | E2 |  | Baseline Forecast | 0 | 0 | 0 | 0 | 0 | 0 | 0 | 0 | 0 | 0 | 0 | 0 | 0 | 0 | 0 | 0 | 0 | 0 | 0 | 0 | 0 | 0 | 0 | 0 | 0 | 0 | 0
Commercial_Health_New_Food Preparation_Natural Gas_Range_E3_Baseline Forecast | Commercial | Health | New | Food Preparation | Natural Gas | Range | E3 |  | Baseline Forecast | 0 | 0 | 0 | 0 | 0 | 0 | 0 | 0 | 0 | 0 | 0 | 0 | 0 | 0 | 0 | 0 | 0 | 0 | 0 | 0 | 0 | 0 | 0 | 0 | 0 | 0 | 0
Commercial_Health_New_Food Preparation_Natural Gas_Range_E4_Baseline Forecast | Commercial | Health | New | Food Preparation | Natural Gas | Range | E4 |  | Baseline Forecast | 0 | 0 | 0 | 0 | 0 | 0 | 0 | 0 | 0 | 0 | 0 | 0 | 0 | 0 | 0 | 0 | 0 | 0 | 0 | 0 | 0 | 0 | 0 | 0 | 0 | 0 | 0
Commercial_Health_New_Food Preparation_Natural Gas_Range_E5_Baseline Forecast | Commercial | Health | New | Food Preparation | Natural Gas | Range | E5 |  | Baseline Forecast | 0 | 0 | 0 | 0 | 0 | 0 | 0 | 0 | 0 | 0 | 0 | 0 | 0 | 0 | 0 | 0 | 0 | 0 | 0 | 0 | 0 | 0 | 0 | 0 | 0 | 0 | 0
Commercial_Health_New_Food Preparation_Natural Gas_Range_E6_Baseline Forecast | Commercial | Health | New | Food Preparation | Natural Gas | Range | E6 |  | Baseline Forecast | 0 | 0 | 0 | 0 | 0 | 0 | 0 | 0 | 0 | 0 | 0 | 0 | 0 | 0 | 0 | 0 | 0 | 0 | 0 | 0 | 0 | 0 | 0 | 0 | 0 | 0 | 0
Commercial_Health_New_Food Preparation_Natural Gas_Range_E7_Baseline Forecast | Commercial | Health | New | Food Preparation | Natural Gas | Range | E7 |  | Baseline Forecast | 0 | 0 | 0 | 0 | 0 | 0 | 0 | 0 | 0 | 0 | 0 | 0 | 0 | 0 | 0 | 0 | 0 | 0 | 0 | 0 | 0 | 0 | 0 | 0 | 0 | 0 | 0
Commercial_Health_New_Food Preparation_Natural Gas_Range_E8_Baseline Forecast | Commercial | Health | New | Food Preparation | Natural Gas | Range | E8 |  | Baseline Forecast | 0 | 0 | 0 | 0 | 0 | 0 | 0 | 0 | 0 | 0 | 0 | 0 | 0 | 0 | 0 | 0 | 0 | 0 | 0 | 0 | 0 | 0 | 0 | 0 | 0 | 0 | 0
Commercial_Health_New_Food Preparation_Natural Gas_Range_E9_Baseline Forecast | Commercial | Health | New | Food Preparation | Natural Gas | Range | E9 |  | Baseline Forecast | 0 | 0 | 0 | 0 | 0 | 0 | 0 | 0 | 0 | 0 | 0 | 0 | 0 | 0 | 0 | 0 | 0 | 0 | 0 | 0 | 0 | 0 | 0 | 0 | 0 | 0 | 0
Commercial_Health_New_Food Preparation_Natural Gas_Range_E10_Baseline Forecast | Commercial | Health | New | Food Preparation | Natural Gas | Range | E10 |  | Baseline Forecast | 0 | 0 | 0 | 0 | 0 | 0 | 0 | 0 | 0 | 0 | 0 | 0 | 0 | 0 | 0 | 0 | 0 | 0 | 0 | 0 | 0 | 0 | 0 | 0 | 0 | 0 | 0
Commercial_Health_New_Food Preparation_Natural Gas_Steamer_E1_Baseline Forecast | Commercial | Health | New | Food Preparation | Natural Gas | Steamer | E1 |  | Baseline Forecast | 0 | 0 | 0 | 0 | 0 | 0 | 0 | 0 | 0 | 0 | 0 | 0 | 0 | 0 | 0 | 0 | 0 | 0 | 0 | 0 | 0 | 0 | 0 | 0 | 0 | 0 | 0
Commercial_Health_New_Food Preparation_Natural Gas_Steamer_E2_Baseline Forecast | Commercial | Health | New | Food Preparation | Natural Gas | Steamer | E2 |  | Baseline Forecast | 0 | 2581.0598 | 1960.9157 | 1956.0982 | 1941.099 | 1917.6727 | 1925.561 | 1919.3114 | 2429.8184 | 2713.5944 | 2939.1552 | 3116.2107 | 3252.8792 | 4040.2127 | 3829.5664 | 3924.4692 | 4054.5925 | 4201.8091 | 4363.5171 | 4516.925 | 4933.0955 | 5165.0777 | 5355.0929 | 5521.2217 | 5673.8861 | 5999.9295 | 6030.9312
Commercial_Health_New_Food Preparation_Natural Gas_Steamer_E3_Baseline Forecast | Commercial | Health | New | Food Preparation | Natural Gas | Steamer | E3 |  | Baseline Forecast | 0 | 0 | 0 | 0 | 0 | 0 | 0 | 0 | 0 | 0 | 0 | 0 | 0 | 0 | 0 | 0 | 0 | 0 | 0 | 0 | 0 | 0 | 0 | 0 | 0 | 0 | 0
Commercial_Health_New_Food Preparation_Natural Gas_Steamer_E4_Baseline Forecast | Commercial | Health | New | Food Preparation | Natural Gas | Steamer | E4 |  | Baseline Forecast | 0 | 0 | 0 | 0 | 0 | 0 | 0 | 0 | 0 | 0 | 0 | 0 | 0 | 0 | 0 | 0 | 0 | 0 | 0 | 0 | 0 | 0 | 0 | 0 | 0 | 0 | 0
Commercial_Health_New_Food Preparation_Natural Gas_Steamer_E5_Baseline Forecast | Commercial | Health | New | Food Preparation | Natural Gas | Steamer | E5 |  | Baseline Forecast | 0 | 0 | 0 | 0 | 0 | 0 | 0 | 0 | 0 | 0 | 0 | 0 | 0 | 0 | 0 | 0 | 0 | 0 | 0 | 0 | 0 | 0 | 0 | 0 | 0 | 0 | 0
Commercial_Health_New_Food Preparation_Natural Gas_Steamer_E6_Baseline Forecast | Commercial | Health | New | Food Preparation | Natural Gas | Steamer | E6 |  | Baseline Forecast | 0 | 0 | 0 | 0 | 0 | 0 | 0 | 0 | 0 | 0 | 0 | 0 | 0 | 0 | 0 | 0 | 0 | 0 | 0 | 0 | 0 | 0 | 0 | 0 | 0 | 0 | 0
Commercial_Health_New_Food Preparation_Natural Gas_Steamer_E7_Baseline Forecast | Commercial | Health | New | Food Preparation | Natural Gas | Steamer | E7 |  | Baseline Forecast | 0 | 0 | 0 | 0 | 0 | 0 | 0 | 0 | 0 | 0 | 0 | 0 | 0 | 0 | 0 | 0 | 0 | 0 | 0 | 0 | 0 | 0 | 0 | 0 | 0 | 0 | 0
Commercial_Health_New_Food Preparation_Natural Gas_Steamer_E8_Baseline Forecast | Commercial | Health | New | Food Preparation | Natural Gas | Steamer | E8 |  | Baseline Forecast | 0 | 0 | 0 | 0 | 0 | 0 | 0 | 0 | 0 | 0 | 0 | 0 | 0 | 0 | 0 | 0 | 0 | 0 | 0 | 0 | 0 | 0 | 0 | 0 | 0 | 0 | 0
Commercial_Health_New_Food Preparation_Natural Gas_Steamer_E9_Baseline Forecast | Commercial | Health | New | Food Preparation | Natural Gas | Steamer | E9 |  | Baseline Forecast | 0 | 0 | 0 | 0 | 0 | 0 | 0 | 0 | 0 | 0 | 0 | 0 | 0 | 0 | 0 | 0 | 0 | 0 | 0 | 0 | 0 | 0 | 0 | 0 | 0 | 0 | 0
Commercial_Health_New_Food Preparation_Natural Gas_Steamer_E10_Baseline Forecast | Commercial | Health | New | Food Preparation | Natural Gas | Steamer | E10 |  | Baseline Forecast | 0 | 0 | 0 | 0 | 0 | 0 | 0 | 0 | 0 | 0 | 0 | 0 | 0 | 0 | 0 | 0 | 0 | 0 | 0 | 0 | 0 | 0 | 0 | 0 | 0 | 0 | 0
Commercial_Health_New_Food Preparation_Natural Gas_Commercial Food Prep Other_E1_Baseline Forecast | Commercial | Health | New | Food Preparation | Natural Gas | Commercial Food Prep Other | E1 |  | Baseline Forecast | 0 | 0 | 0 | 0 | 0 | 0 | 0 | 0 | 0 | 0 | 0 | 0 | 0 | 0 | 0 | 0 | 0 | 0 | 0 | 0 | 0 | 0 | 0 | 0 | 0 | 0 | 0
Commercial_Health_New_Food Preparation_Natural Gas_Commercial Food Prep Other_E2_Baseline Forecast | Commercial | Health | New | Food Preparation | Natural Gas | Commercial Food Prep Other | E2 |  | Baseline Forecast | 0 | 0 | 0 | 0 | 0 | 0 | 0 | 0 | 0 | 0 | 0 | 0 | 0 | 0 | 0 | 0 | 0 | 0 | 0 | 0 | 0 | 0 | 0 | 0 | 0 | 0 | 0
Commercial_Health_New_Food Preparation_Natural Gas_Commercial Food Prep Other_E3_Baseline Forecast | Commercial | Health | New | Food Preparation | Natural Gas | Commercial Food Prep Other | E3 |  | Baseline Forecast | 0 | 0 | 0 | 0 | 0 | 0 | 0 | 0 | 0 | 0 | 0 | 0 | 0 | 0 | 0 | 0 | 0 | 0 | 0 | 0 | 0 | 0 | 0 | 0 | 0 | 0 | 0
Commercial_Health_New_Food Preparation_Natural Gas_Commercial Food Prep Other_E4_Baseline Forecast | Commercial | Health | New | Food Preparation | Natural Gas | Commercial Food Prep Other | E4 |  | Baseline Forecast | 0 | 0 | 0 | 0 | 0 | 0 | 0 | 0 | 0 | 0 | 0 | 0 | 0 | 0 | 0 | 0 | 0 | 0 | 0 | 0 | 0 | 0 | 0 | 0 | 0 | 0 | 0
Commercial_Health_New_Food Preparation_Natural Gas_Commercial Food Prep Other_E5_Baseline Forecast | Commercial | Health | New | Food Preparation | Natural Gas | Commercial Food Prep Other | E5 |  | Baseline Forecast | 0 | 0 | 0 | 0 | 0 | 0 | 0 | 0 | 0 | 0 | 0 | 0 | 0 | 0 | 0 | 0 | 0 | 0 | 0 | 0 | 0 | 0 | 0 | 0 | 0 | 0 | 0
Commercial_Health_New_Food Preparation_Natural Gas_Commercial Food Prep Other_E6_Baseline Forecast | Commercial | Health | New | Food Preparation | Natural Gas | Commercial Food Prep Other | E6 |  | Baseline Forecast | 0 | 0 | 0 | 0 | 0 | 0 | 0 | 0 | 0 | 0 | 0 | 0 | 0 | 0 | 0 | 0 | 0 | 0 | 0 | 0 | 0 | 0 | 0 | 0 | 0 | 0 | 0
Commercial_Health_New_Food Preparation_Natural Gas_Commercial Food Prep Other_E7_Baseline Forecast | Commercial | Health | New | Food Preparation | Natural Gas | Commercial Food Prep Other | E7 |  | Baseline Forecast | 0 | 0 | 0 | 0 | 0 | 0 | 0 | 0 | 0 | 0 | 0 | 0 | 0 | 0 | 0 | 0 | 0 | 0 | 0 | 0 | 0 | 0 | 0 | 0 | 0 | 0 | 0
Commercial_Health_New_Food Preparation_Natural Gas_Commercial Food Prep Other_E8_Baseline Forecast | Commercial | Health | New | Food Preparation | Natural Gas | Commercial Food Prep Other | E8 |  | Baseline Forecast | 0 | 0 | 0 | 0 | 0 | 0 | 0 | 0 | 0 | 0 | 0 | 0 | 0 | 0 | 0 | 0 | 0 | 0 | 0 | 0 | 0 | 0 | 0 | 0 | 0 | 0 | 0
Commercial_Health_New_Food Preparation_Natural Gas_Commercial Food Prep Other_E9_Baseline Forecast | Commercial | Health | New | Food Preparation | Natural Gas | Commercial Food Prep Other | E9 |  | Baseline Forecast | 0 | 0 | 0 | 0 | 0 | 0 | 0 | 0 | 0 | 0 | 0 | 0 | 0 | 0 | 0 | 0 | 0 | 0 | 0 | 0 | 0 | 0 | 0 | 0 | 0 | 0 | 0
Commercial_Health_New_Food Preparation_Natural Gas_Commercial Food Prep Other_E10_Baseline Forecast | Commercial | Health | New | Food Preparation | Natural Gas | Commercial Food Prep Other | E10 |  | Baseline Forecast | 0 | 0 | 0 | 0 | 0 | 0 | 0 | 0 | 0 | 0 | 0 | 0 | 0 | 0 | 0 | 0 | 0 | 0 | 0 | 0 | 0 | 0 | 0 | 0 | 0 | 0 | 0
Commercial_Health_New_Miscellaneous_Natural Gas_Pool Heater_E1_Baseline Forecast | Commercial | Health | New | Miscellaneous | Natural Gas | Pool Heater | E1 |  | Baseline Forecast | 0 | 0 | 0 | 0 | 0 | 0 | 0 | 0 | 0 | 0 | 0 | 0 | 0 | 0 | 0 | 0 | 0 | 0 | 0 | 0 | 0 | 0 | 0 | 0 | 0 | 0 | 0
Commercial_Health_New_Miscellaneous_Natural Gas_Pool Heater_E2_Baseline Forecast | Commercial | Health | New | Miscellaneous | Natural Gas | Pool Heater | E2 |  | Baseline Forecast | 0 | 0 | 0 | 0 | 0 | 0 | 0 | 0 | 0 | 0 | 0 | 0 | 0 | 0 | 0 | 0 | 0 | 0 | 0 | 0 | 0 | 0 | 0 | 0 | 0 | 0 | 0
Commercial_Health_New_Miscellaneous_Natural Gas_Pool Heater_E3_Baseline Forecast | Commercial | Health | New | Miscellaneous | Natural Gas | Pool Heater | E3 |  | Baseline Forecast | 0 | 0 | 0 | 0 | 0 | 0 | 0 | 0 | 0 | 0 | 0 | 0 | 0 | 0 | 0 | 0 | 0 | 0 | 0 | 0 | 0 | 0 | 0 | 0 | 0 | 0 | 0
Commercial_Health_New_Miscellaneous_Natural Gas_Pool Heater_E4_Baseline Forecast | Commercial | Health | New | Miscellaneous | Natural Gas | Pool Heater | E4 |  | Baseline Forecast | 0 | 0 | 0 | 0 | 0 | 0 | 0 | 0 | 0 | 0 | 0 | 0 | 0 | 0 | 0 | 0 | 0 | 0 | 0 | 0 | 0 | 0 | 0 | 0 | 0 | 0 | 0
Commercial_Health_New_Miscellaneous_Natural Gas_Pool Heater_E5_Baseline Forecast | Commercial | Health | New | Miscellaneous | Natural Gas | Pool Heater | E5 |  | Baseline Forecast | 0 | 0 | 0 | 0 | 0 | 0 | 0 | 0 | 0 | 0 | 0 | 0 | 0 | 0 | 0 | 0 | 0 | 0 | 0 | 0 | 0 | 0 | 0 | 0 | 0 | 0 | 0
Commercial_Health_New_Miscellaneous_Natural Gas_Pool Heater_E6_Baseline Forecast | Commercial | Health | New | Miscellaneous | Natural Gas | Pool Heater | E6 |  | Baseline Forecast | 0 | 0 | 0 | 0 | 0 | 0 | 0 | 0 | 0 | 0 | 0 | 0 | 0 | 0 | 0 | 0 | 0 | 0 | 0 | 0 | 0 | 0 | 0 | 0 | 0 | 0 | 0
Commercial_Health_New_Miscellaneous_Natural Gas_Pool Heater_E7_Baseline Forecast | Commercial | Health | New | Miscellaneous | Natural Gas | Pool Heater | E7 |  | Baseline Forecast | 0 | 0 | 0 | 0 | 0 | 0 | 0 | 0 | 0 | 0 | 0 | 0 | 0 | 0 | 0 | 0 | 0 | 0 | 0 | 0 | 0 | 0 | 0 | 0 | 0 | 0 | 0
Commercial_Health_New_Miscellaneous_Natural Gas_Pool Heater_E8_Baseline Forecast | Commercial | Health | New | Miscellaneous | Natural Gas | Pool Heater | E8 |  | Baseline Forecast | 0 | 0 | 0 | 0 | 0 | 0 | 0 | 0 | 0 | 0 | 0 | 0 | 0 | 0 | 0 | 0 | 0 | 0 | 0 | 0 | 0 | 0 | 0 | 0 | 0 | 0 | 0
Commercial_Health_New_Miscellaneous_Natural Gas_Pool Heater_E9_Baseline Forecast | Commercial | Health | New | Miscellaneous | Natural Gas | Pool Heater | E9 |  | Baseline Forecast | 0 | 0 | 0 | 0 | 0 | 0 | 0 | 0 | 0 | 0 | 0 | 0 | 0 | 0 | 0 | 0 | 0 | 0 | 0 | 0 | 0 | 0 | 0 | 0 | 0 | 0 | 0
Commercial_Health_New_Miscellaneous_Natural Gas_Pool Heater_E10_Baseline Forecast | Commercial | Health | New | Miscellaneous | Natural Gas | Pool Heater | E10 |  | Baseline Forecast | 0 | 0 | 0 | 0 | 0 | 0 | 0 | 0 | 0 | 0 | 0 | 0 | 0 | 0 | 0 | 0 | 0 | 0 | 0 | 0 | 0 | 0 | 0 | 0 | 0 | 0 | 0
Commercial_Health_New_Miscellaneous_Natural Gas_Miscellaneous_E1_Baseline Forecast | Commercial | Health | New | Miscellaneous | Natural Gas | Miscellaneous | E1 |  | Baseline Forecast | 0 | 107888.2988 | 81966.2751 | 81764.906 | 96550.554 | 105078.9995 | 113529.3889 | 122340.9591 | 131097.527 | 139798.8745 | 148507.5444 | 188651.7002 | 185315.0709 | 191193.7418 | 206337.6959 | 217025.1042 | 227012.392 | 237854.1169 | 248673.2519 | 259375.8753 | 270121.839 | 290061.4584 | 296040.2239 | 305415.0147 | 319031.5191 | 330294.3042 | 341122.1055
Commercial_Health_New_Miscellaneous_Natural Gas_Miscellaneous_E2_Baseline Forecast | Commercial | Health | New | Miscellaneous | Natural Gas | Miscellaneous | E2 |  | Baseline Forecast | 0 | 0 | 0 | 0 | 0 | 0 | 0 | 0 | 0 | 0 | 0 | 0 | 0 | 0 | 0 | 0 | 0 | 0 | 0 | 0 | 0 | 0 | 0 | 0 | 0 | 0 | 0
Commercial_Health_New_Miscellaneous_Natural Gas_Miscellaneous_E3_Baseline Forecast | Commercial | Health | New | Miscellaneous | Natural Gas | Miscellaneous | E3 |  | Baseline Forecast | 0 | 0 | 0 | 0 | 0 | 0 | 0 | 0 | 0 | 0 | 0 | 0 | 0 | 0 | 0 | 0 | 0 | 0 | 0 | 0 | 0 | 0 | 0 | 0 | 0 | 0 | 0
Commercial_Health_New_Miscellaneous_Natural Gas_Miscellaneous_E4_Baseline Forecast | Commercial | Health | New | Miscellaneous | Natural Gas | Miscellaneous | E4 |  | Baseline Forecast | 0 | 0 | 0 | 0 | 0 | 0 | 0 | 0 | 0 | 0 | 0 | 0 | 0 | 0 | 0 | 0 | 0 | 0 | 0 | 0 | 0 | 0 | 0 | 0 | 0 | 0 | 0
Commercial_Health_New_Miscellaneous_Natural Gas_Miscellaneous_E5_Baseline Forecast | Commercial | Health | New | Miscellaneous | Natural Gas | Miscellaneous | E5 |  | Baseline Forecast | 0 | 0 | 0 | 0 | 0 | 0 | 0 | 0 | 0 | 0 | 0 | 0 | 0 | 0 | 0 | 0 | 0 | 0 | 0 | 0 | 0 | 0 | 0 | 0 | 0 | 0 | 0
Commercial_Health_New_Miscellaneous_Natural Gas_Miscellaneous_E6_Baseline Forecast | Commercial | Health | New | Miscellaneous | Natural Gas | Miscellaneous | E6 |  | Baseline Forecast | 0 | 0 | 0 | 0 | 0 | 0 | 0 | 0 | 0 | 0 | 0 | 0 | 0 | 0 | 0 | 0 | 0 | 0 | 0 | 0 | 0 | 0 | 0 | 0 | 0 | 0 | 0
Commercial_Health_New_Miscellaneous_Natural Gas_Miscellaneous_E7_Baseline Forecast | Commercial | Health | New | Miscellaneous | Natural Gas | Miscellaneous | E7 |  | Baseline Forecast | 0 | 0 | 0 | 0 | 0 | 0 | 0 | 0 | 0 | 0 | 0 | 0 | 0 | 0 | 0 | 0 | 0 | 0 | 0 | 0 | 0 | 0 | 0 | 0 | 0 | 0 | 0
Commercial_Health_New_Miscellaneous_Natural Gas_Miscellaneous_E8_Baseline Forecast | Commercial | Health | New | Miscellaneous | Natural Gas | Miscellaneous | E8 |  | Baseline Forecast | 0 | 0 | 0 | 0 | 0 | 0 | 0 | 0 | 0 | 0 | 0 | 0 | 0 | 0 | 0 | 0 | 0 | 0 | 0 | 0 | 0 | 0 | 0 | 0 | 0 | 0 | 0
Commercial_Health_New_Miscellaneous_Natural Gas_Miscellaneous_E9_Baseline Forecast | Commercial | Health | New | Miscellaneous | Natural Gas | Miscellaneous | E9 |  | Baseline Forecast | 0 | 0 | 0 | 0 | 0 | 0 | 0 | 0 | 0 | 0 | 0 | 0 | 0 | 0 | 0 | 0 | 0 | 0 | 0 | 0 | 0 | 0 | 0 | 0 | 0 | 0 | 0
Commercial_Health_New_Miscellaneous_Natural Gas_Miscellaneous_E10_Baseline Forecast | Commercial | Health | New | Miscellaneous | Natural Gas | Miscellaneous | E10 |  | Baseline Forecast | 0 | 0 | 0 | 0 | 0 | 0 | 0 | 0 | 0 | 0 | 0 | 0 | 0 | 0 | 0 | 0 | 0 | 0 | 0 | 0 | 0 | 0 | 0 | 0 | 0 | 0 | 0
Commercial_Lodging_Existing_Space Heating_Natural Gas_Furnace_E1_Baseline Forecast | Commercial | Lodging | Existing | Space Heating | Natural Gas | Furnace | E1 |  | Baseline Forecast | 0 | 9476.5716 | 10686.5323 | 0 | 0 | 0 | 0 | 0 | 0 | 0 | 0 | 0 | 0 | 0 | 0 | 0 | 0 | 0 | 0 | 0 | 0 | 0 | 0 | 0 | 0 | 0 | 0
Commercial_Lodging_Existing_Space Heating_Natural Gas_Furnace_E2_Baseline Forecast | Commercial | Lodging | Existing | Space Heating | Natural Gas | Furnace | E2 |  | Baseline Forecast | 0 | 4894.1999 | 5519.0872 | 18134.4933 | 20140.0429 | 22206.7077 | 24320.5491 | 26469.0987 | 28641.2194 | 30826.9811 | 32739.7872 | 34405.6458 | 35848.1774 | 37088.8329 | 38147.0916 | 39040.6411 | 39785.5407 | 40396.3705 | 40886.3656 | 37996.8752 | 35477.4591 | 33299.8661 | 31437.4095 | 29864.9291 | 28558.7464 | 27496.6149 | 26657.6672
Commercial_Lodging_Existing_Space Heating_Natural Gas_Furnace_E3_Baseline Forecast | Commercial | Lodging | Existing | Space Heating | Natural Gas | Furnace | E3 |  | Baseline Forecast | 0 | 0 | 0 | 0 | 0 | 0 | 0 | 0 | 0 | 0 | 0 | 0 | 0 | 0 | 0 | 0 | 0 | 0 | 0 | 0 | 0 | 0 | 0 | 0 | 0 | 0 | 0
Commercial_Lodging_Existing_Space Heating_Natural Gas_Furnace_E4_Baseline Forecast | Commercial | Lodging | Existing | Space Heating | Natural Gas | Furnace | E4 |  | Baseline Forecast | 0 | 0 | 0 | 0 | 0 | 0 | 0 | 0 | 0 | 0 | 0 | 0 | 0 | 0 | 0 | 0 | 0 | 0 | 0 | 0 | 0 | 0 | 0 | 0 | 0 | 0 | 0
Commercial_Lodging_Existing_Space Heating_Natural Gas_Furnace_E5_Baseline Forecast | Commercial | Lodging | Existing | Space Heating | Natural Gas | Furnace | E5 |  | Baseline Forecast | 0 | 0 | 0 | 0 | 0 | 0 | 0 | 0 | 0 | 0 | 0 | 0 | 0 | 0 | 0 | 0 | 0 | 0 | 0 | 0 | 0 | 0 | 0 | 0 | 0 | 0 | 0
Commercial_Lodging_Existing_Space Heating_Natural Gas_Furnace_E6_Baseline Forecast | Commercial | Lodging | Existing | Space Heating | Natural Gas | Furnace | E6 |  | Baseline Forecast | 0 | 0 | 0 | 0 | 0 | 0 | 0 | 0 | 0 | 0 | 0 | 0 | 0 | 0 | 0 | 0 | 0 | 0 | 0 | 0 | 0 | 0 | 0 | 0 | 0 | 0 | 0
Commercial_Lodging_Existing_Space Heating_Natural Gas_Furnace_E7_Baseline Forecast | Commercial | Lodging | Existing | Space Heating | Natural Gas | Furnace | E7 |  | Baseline Forecast | 0 | 0 | 0 | 0 | 0 | 0 | 0 | 0 | 0 | 0 | 0 | 0 | 0 | 0 | 0 | 0 | 0 | 0 | 0 | 0 | 0 | 0 | 0 | 0 | 0 | 0 | 0
Commercial_Lodging_Existing_Space Heating_Natural Gas_Furnace_E8_Baseline Forecast | Commercial | Lodging | Existing | Space Heating | Natural Gas | Furnace | E8 |  | Baseline Forecast | 0 | 0 | 0 | 0 | 0 | 0 | 0 | 0 | 0 | 0 | 0 | 0 | 0 | 0 | 0 | 0 | 0 | 0 | 0 | 0 | 0 | 0 | 0 | 0 | 0 | 0 | 0
Commercial_Lodging_Existing_Space Heating_Natural Gas_Furnace_E9_Baseline Forecast | Commercial | Lodging | Existing | Space Heating | Natural Gas | Furnace | E9 |  | Baseline Forecast | 0 | 0 | 0 | 0 | 0 | 0 | 0 | 0 | 0 | 0 | 0 | 0 | 0 | 0 | 0 | 0 | 0 | 0 | 0 | 0 | 0 | 0 | 0 | 0 | 0 | 0 | 0
Commercial_Lodging_Existing_Space Heating_Natural Gas_Furnace_E10_Baseline Forecast | Commercial | Lodging | Existing | Space Heating | Natural Gas | Furnace | E10 |  | Baseline Forecast | 0 | 0 | 0 | 0 | 0 | 0 | 0 | 0 | 0 | 0 | 0 | 0 | 0 | 0 | 0 | 0 | 0 | 0 | 0 | 0 | 0 | 0 | 0 | 0 | 0 | 0 | 0
Commercial_Lodging_Existing_Space Heating_Natural Gas_Boiler_E1_Baseline Forecast | Commercial | Lodging | Existing | Space Heating | Natural Gas | Boiler | E1 |  | Baseline Forecast | 0 | 22470.4592 | 22325.894 | 22162.4549 | 21982.6453 | 21788.698 | 21582.6038 | 21366.1365 | 21140.8764 | 20908.2306 | 20669.4508 | 20425.6502 | 20177.8182 | 19926.833 | 19673.4738 | 19418.4313 | 19162.3168 | 18905.6707 | 18648.9704 | 18392.6365 | 18137.0392 | 17882.5036 | 17481.8055 | 17113.6486 | 16773.3805 | 16457.0011 | 16161.0765
Commercial_Lodging_Existing_Space Heating_Natural Gas_Boiler_E2_Baseline Forecast | Commercial | Lodging | Existing | Space Heating | Natural Gas | Boiler | E2 |  | Baseline Forecast | 0 | 4932.5398 | 4900.806 | 4864.9291 | 4825.4587 | 4782.8849 | 4737.6447 | 4690.1275 | 4640.6802 | 4589.6116 | 4537.1965 | 4483.6793 | 4429.2772 | 4374.1828 | 4318.5674 | 4262.5825 | 4206.3622 | 4150.0253 | 4093.6764 | 4037.408 | 3981.3013 | 3925.4276 | 3837.4695 | 3756.6546 | 3681.9616 | 3612.5124 | 3547.5534
Commercial_Lodging_Existing_Space Heating_Natural Gas_Boiler_E3_Baseline Forecast | Commercial | Lodging | Existing | Space Heating | Natural Gas | Boiler | E3 |  | Baseline Forecast | 0 | 0 | 0 | 0 | 0 | 0 | 0 | 0 | 0 | 0 | 0 | 0 | 0 | 0 | 0 | 0 | 0 | 0 | 0 | 0 | 0 | 0 | 0 | 0 | 0 | 0 | 0
Commercial_Lodging_Existing_Space Heating_Natural Gas_Boiler_E4_Baseline Forecast | Commercial | Lodging | Existing | Space Heating | Natural Gas | Boiler | E4 |  | Baseline Forecast | 0 | 0 | 0 | 0 | 0 | 0 | 0 | 0 | 0 | 0 | 0 | 0 | 0 | 0 | 0 | 0 | 0 | 0 | 0 | 0 | 0 | 0 | 0 | 0 | 0 | 0 | 0
Commercial_Lodging_Existing_Space Heating_Natural Gas_Boiler_E5_Baseline Forecast | Commercial | Lodging | Existing | Space Heating | Natural Gas | Boiler | E5 |  | Baseline Forecast | 0 | 0 | 0 | 0 | 0 | 0 | 0 | 0 | 0 | 0 | 0 | 0 | 0 | 0 | 0 | 0 | 0 | 0 | 0 | 0 | 0 | 0 | 0 | 0 | 0 | 0 | 0
Commercial_Lodging_Existing_Space Heating_Natural Gas_Boiler_E6_Baseline Forecast | Commercial | Lodging | Existing | Space Heating | Natural Gas | Boiler | E6 |  | Baseline Forecast | 0 | 0 | 0 | 0 | 0 | 0 | 0 | 0 | 0 | 0 | 0 | 0 | 0 | 0 | 0 | 0 | 0 | 0 | 0 | 0 | 0 | 0 | 0 | 0 | 0 | 0 | 0
Commercial_Lodging_Existing_Space Heating_Natural Gas_Boiler_E7_Baseline Forecast | Commercial | Lodging | Existing | Space Heating | Natural Gas | Boiler | E7 |  | Baseline Forecast | 0 | 0 | 0 | 0 | 0 | 0 | 0 | 0 | 0 | 0 | 0 | 0 | 0 | 0 | 0 | 0 | 0 | 0 | 0 | 0 | 0 | 0 | 0 | 0 | 0 | 0 | 0
Commercial_Lodging_Existing_Space Heating_Natural Gas_Boiler_E8_Baseline Forecast | Commercial | Lodging | Existing | Space Heating | Natural Gas | Boiler | E8 |  | Baseline Forecast | 0 | 0 | 0 | 0 | 0 | 0 | 0 | 0 | 0 | 0 | 0 | 0 | 0 | 0 | 0 | 0 | 0 | 0 | 0 | 0 | 0 | 0 | 0 | 0 | 0 | 0 | 0
Commercial_Lodging_Existing_Space Heating_Natural Gas_Boiler_E9_Baseline Forecast | Commercial | Lodging | Existing | Space Heating | Natural Gas | Boiler | E9 |  | Baseline Forecast | 0 | 0 | 0 | 0 | 0 | 0 | 0 | 0 | 0 | 0 | 0 | 0 | 0 | 0 | 0 | 0 | 0 | 0 | 0 | 0 | 0 | 0 | 0 | 0 | 0 | 0 | 0
Commercial_Lodging_Existing_Space Heating_Natural Gas_Boiler_E10_Baseline Forecast | Commercial | Lodging | Existing | Space Heating | Natural Gas | Boiler | E10 |  | Baseline Forecast | 0 | 0 | 0 | 0 | 0 | 0 | 0 | 0 | 0 | 0 | 0 | 0 | 0 | 0 | 0 | 0 | 0 | 0 | 0 | 0 | 0 | 0 | 0 | 0 | 0 | 0 | 0
Commercial_Lodging_Existing_Space Heating_Natural Gas_Unit Heater_E1_Baseline Forecast | Commercial | Lodging | Existing | Space Heating | Natural Gas | Unit Heater | E1 |  | Baseline Forecast | 0 | 80.6477 | 231.002 | 441.327 | 702.9637 | 1008.2168 | 1350.2517 | 1723.0035 | 2121.095 | 2539.7639 | 2904.6524 | 3221.5537 | 3495.6507 | 3731.5805 | 3933.4916 | 4105.095 | 4249.7102 | 3809.6573 | 3426.4295 | 3098.3202 | 2823.1878 | 2598.5691 | 2421.7748 | 2289.9673 | 2200.2252 | 2149.5957 | 2130.1612
Commercial_Lodging_Existing_Space Heating_Natural Gas_Unit Heater_E2_Baseline Forecast | Commercial | Lodging | Existing | Space Heating | Natural Gas | Unit Heater | E2 |  | Baseline Forecast | 0 | 0 | 0 | 0 | 0 | 0 | 0 | 0 | 0 | 0 | 0 | 0 | 0 | 0 | 0 | 0 | 0 | 0 | 0 | 0 | 0 | 0 | 0 | 0 | 0 | 0 | 0
Commercial_Lodging_Existing_Space Heating_Natural Gas_Unit Heater_E3_Baseline Forecast | Commercial | Lodging | Existing | Space Heating | Natural Gas | Unit Heater | E3 |  | Baseline Forecast | 0 | 0 | 0 | 0 | 0 | 0 | 0 | 0 | 0 | 0 | 0 | 0 | 0 | 0 | 0 | 0 | 0 | 0 | 0 | 0 | 0 | 0 | 0 | 0 | 0 | 0 | 0
Commercial_Lodging_Existing_Space Heating_Natural Gas_Unit Heater_E4_Baseline Forecast | Commercial | Lodging | Existing | Space Heating | Natural Gas | Unit Heater | E4 |  | Baseline Forecast | 0 | 0 | 0 | 0 | 0 | 0 | 0 | 0 | 0 | 0 | 0 | 0 | 0 | 0 | 0 | 0 | 0 | 0 | 0 | 0 | 0 | 0 | 0 | 0 | 0 | 0 | 0
Commercial_Lodging_Existing_Space Heating_Natural Gas_Unit Heater_E5_Baseline Forecast | Commercial | Lodging | Existing | Space Heating | Natural Gas | Unit Heater | E5 |  | Baseline Forecast | 0 | 0 | 0 | 0 | 0 | 0 | 0 | 0 | 0 | 0 | 0 | 0 | 0 | 0 | 0 | 0 | 0 | 0 | 0 | 0 | 0 | 0 | 0 | 0 | 0 | 0 | 0
Commercial_Lodging_Existing_Space Heating_Natural Gas_Unit Heater_E6_Baseline Forecast | Commercial | Lodging | Existing | Space Heating | Natural Gas | Unit Heater | E6 |  | Baseline Forecast | 0 | 0 | 0 | 0 | 0 | 0 | 0 | 0 | 0 | 0 | 0 | 0 | 0 | 0 | 0 | 0 | 0 | 0 | 0 | 0 | 0 | 0 | 0 | 0 | 0 | 0 | 0
Commercial_Lodging_Existing_Space Heating_Natural Gas_Unit Heater_E7_Baseline Forecast | Commercial | Lodging | Existing | Space Heating | Natural Gas | Unit Heater | E7 |  | Baseline Forecast | 0 | 0 | 0 | 0 | 0 | 0 | 0 | 0 | 0 | 0 | 0 | 0 | 0 | 0 | 0 | 0 | 0 | 0 | 0 | 0 | 0 | 0 | 0 | 0 | 0 | 0 | 0
Commercial_Lodging_Existing_Space Heating_Natural Gas_Unit Heater_E8_Baseline Forecast | Commercial | Lodging | Existing | Space Heating | Natural Gas | Unit Heater | E8 |  | Baseline Forecast | 0 | 0 | 0 | 0 | 0 | 0 | 0 | 0 | 0 | 0 | 0 | 0 | 0 | 0 | 0 | 0 | 0 | 0 | 0 | 0 | 0 | 0 | 0 | 0 | 0 | 0 | 0
Commercial_Lodging_Existing_Space Heating_Natural Gas_Unit Heater_E9_Baseline Forecast | Commercial | Lodging | Existing | Space Heating | Natural Gas | Unit Heater | E9 |  | Baseline Forecast | 0 | 0 | 0 | 0 | 0 | 0 | 0 | 0 | 0 | 0 | 0 | 0 | 0 | 0 | 0 | 0 | 0 | 0 | 0 | 0 | 0 | 0 | 0 | 0 | 0 | 0 | 0
Commercial_Lodging_Existing_Space Heating_Natural Gas_Unit Heater_E10_Baseline Forecast | Commercial | Lodging | Existing | Space Heating | Natural Gas | Unit Heater | E10 |  | Baseline Forecast | 0 | 0 | 0 | 0 | 0 | 0 | 0 | 0 | 0 | 0 | 0 | 0 | 0 | 0 | 0 | 0 | 0 | 0 | 0 | 0 | 0 | 0 | 0 | 0 | 0 | 0 | 0
Commercial_Lodging_Existing_Water Heating_Natural Gas_Water Heater_E1_Baseline Forecast | Commercial | Lodging | Existing | Water Heating | Natural Gas | Water Heater | E1 |  | Baseline Forecast | 0 | 232724.1756 | 216049.872 | 202412.0386 | 191173.7573 | 181833.2133 | 173995.0139 | 167347.5954 | 161645.4278 | 156694.9972 | 163910.2914 | 166693.1939 | 166512.9357 | 164416.0256 | 161139.4989 | 206298.8159 | 188847.691 | 174696.2249 | 163150.1109 | 155674.374 | 150556.5525 | 146719.7332 | 143510.6037 | 140552.9417 | 148629.6099 | 151044.0884 | 149868.0988
Commercial_Lodging_Existing_Water Heating_Natural Gas_Water Heater_E2_Baseline Forecast | Commercial | Lodging | Existing | Water Heating | Natural Gas | Water Heater | E2 |  | Baseline Forecast | 0 | 242223.1215 | 224868.2342 | 210673.7545 | 198976.7678 | 189254.9771 | 181096.8512 | 174178.1095 | 168243.2004 | 163090.7114 | 170600.5074 | 173496.9977 | 173309.382 | 171126.8838 | 167716.6213 | 214719.1757 | 196555.76 | 181826.6831 | 169809.2991 | 162028.4301 | 156701.7179 | 152708.2937 | 149368.1793 | 146289.7964 | 154696.1245 | 157209.1532 | 155985.1641
Commercial_Lodging_Existing_Water Heating_Natural Gas_Water Heater_E3_Baseline Forecast | Commercial | Lodging | Existing | Water Heating | Natural Gas | Water Heater | E3 |  | Baseline Forecast | 0 | 0 | 0 | 0 | 0 | 0 | 0 | 0 | 0 | 0 | 0 | 0 | 0 | 0 | 0 | 0 | 0 | 0 | 0 | 0 | 0 | 0 | 0 | 0 | 0 | 0 | 0
Commercial_Lodging_Existing_Water Heating_Natural Gas_Water Heater_E4_Baseline Forecast | Commercial | Lodging | Existing | Water Heating | Natural Gas | Water Heater | E4 |  | Baseline Forecast | 0 | 0 | 0 | 0 | 0 | 0 | 0 | 0 | 0 | 0 | 0 | 0 | 0 | 0 | 0 | 0 | 0 | 0 | 0 | 0 | 0 | 0 | 0 | 0 | 0 | 0 | 0
Commercial_Lodging_Existing_Water Heating_Natural Gas_Water Heater_E5_Baseline Forecast | Commercial | Lodging | Existing | Water Heating | Natural Gas | Water Heater | E5 |  | Baseline Forecast | 0 | 0 | 0 | 0 | 0 | 0 | 0 | 0 | 0 | 0 | 0 | 0 | 0 | 0 | 0 | 0 | 0 | 0 | 0 | 0 | 0 | 0 | 0 | 0 | 0 | 0 | 0
Commercial_Lodging_Existing_Water Heating_Natural Gas_Water Heater_E6_Baseline Forecast | Commercial | Lodging | Existing | Water Heating | Natural Gas | Water Heater | E6 |  | Baseline Forecast | 0 | 0 | 0 | 0 | 0 | 0 | 0 | 0 | 0 | 0 | 0 | 0 | 0 | 0 | 0 | 0 | 0 | 0 | 0 | 0 | 0 | 0 | 0 | 0 | 0 | 0 | 0
Commercial_Lodging_Existing_Water Heating_Natural Gas_Water Heater_E7_Baseline Forecast | Commercial | Lodging | Existing | Water Heating | Natural Gas | Water Heater | E7 |  | Baseline Forecast | 0 | 0 | 0 | 0 | 0 | 0 | 0 | 0 | 0 | 0 | 0 | 0 | 0 | 0 | 0 | 0 | 0 | 0 | 0 | 0 | 0 | 0 | 0 | 0 | 0 | 0 | 0
Commercial_Lodging_Existing_Water Heating_Natural Gas_Water Heater_E8_Baseline Forecast | Commercial | Lodging | Existing | Water Heating | Natural Gas | Water Heater | E8 |  | Baseline Forecast | 0 | 0 | 0 | 0 | 0 | 0 | 0 | 0 | 0 | 0 | 0 | 0 | 0 | 0 | 0 | 0 | 0 | 0 | 0 | 0 | 0 | 0 | 0 | 0 | 0 | 0 | 0
Commercial_Lodging_Existing_Water Heating_Natural Gas_Water Heater_E9_Baseline Forecast | Commercial | Lodging | Existing | Water Heating | Natural Gas | Water Heater | E9 |  | Baseline Forecast | 0 | 0 | 0 | 0 | 0 | 0 | 0 | 0 | 0 | 0 | 0 | 0 | 0 | 0 | 0 | 0 | 0 | 0 | 0 | 0 | 0 | 0 | 0 | 0 | 0 | 0 | 0
Commercial_Lodging_Existing_Water Heating_Natural Gas_Water Heater_E10_Baseline Forecast | Commercial | Lodging | Existing | Water Heating | Natural Gas | Water Heater | E10 |  | Baseline Forecast | 0 | 0 | 0 | 0 | 0 | 0 | 0 | 0 | 0 | 0 | 0 | 0 | 0 | 0 | 0 | 0 | 0 | 0 | 0 | 0 | 0 | 0 | 0 | 0 | 0 | 0 | 0
Commercial_Lodging_Existing_Food Preparation_Natural Gas_Oven_E1_Baseline Forecast | Commercial | Lodging | Existing | Food Preparation | Natural Gas | Oven | E1 |  | Baseline Forecast | 0 | 3754.8033 | 6654.6668 | 10095.376 | 13925.6452 | 16850.8174 | 19064.4654 | 20719.0435 | 21934.6171 | 22805.7399 | 23406.8703 | 23796.6382 | 19377.6421 | 16385.8683 | 14609.5152 | 13856.2354 | 13756.1863 | 14818.746 | 15771.6813 | 16847.0539 | 17931.5369 | 18714.0645 | 19259.8473 | 18837.1398 | 17915.0483 | 16822.5251 | 15782.4329
Commercial_Lodging_Existing_Food Preparation_Natural Gas_Oven_E2_Baseline Forecast | Commercial | Lodging | Existing | Food Preparation | Natural Gas | Oven | E2 |  | Baseline Forecast | 0 | 4407.8126 | 7812.0001 | 11851.0935 | 16347.4966 | 19781.3944 | 22380.0247 | 24322.3554 | 25749.3331 | 26771.9556 | 27477.6304 | 27935.184 | 22747.6668 | 19235.5845 | 17150.3005 | 16266.0155 | 16148.5665 | 17395.9192 | 18514.5824 | 19776.9763 | 21050.0651 | 21968.6844 | 22609.3859 | 22113.1641 | 21030.7088 | 19748.1816 | 18527.2039
Commercial_Lodging_Existing_Food Preparation_Natural Gas_Oven_E3_Baseline Forecast | Commercial | Lodging | Existing | Food Preparation | Natural Gas | Oven | E3 |  | Baseline Forecast | 0 | 0 | 0 | 0 | 0 | 0 | 0 | 0 | 0 | 0 | 0 | 0 | 0 | 0 | 0 | 0 | 0 | 0 | 0 | 0 | 0 | 0 | 0 | 0 | 0 | 0 | 0
Commercial_Lodging_Existing_Food Preparation_Natural Gas_Oven_E4_Baseline Forecast | Commercial | Lodging | Existing | Food Preparation | Natural Gas | Oven | E4 |  | Baseline Forecast | 0 | 0 | 0 | 0 | 0 | 0 | 0 | 0 | 0 | 0 | 0 | 0 | 0 | 0 | 0 | 0 | 0 | 0 | 0 | 0 | 0 | 0 | 0 | 0 | 0 | 0 | 0
Commercial_Lodging_Existing_Food Preparation_Natural Gas_Oven_E5_Baseline Forecast | Commercial | Lodging | Existing | Food Preparation | Natural Gas | Oven | E5 |  | Baseline Forecast | 0 | 0 | 0 | 0 | 0 | 0 | 0 | 0 | 0 | 0 | 0 | 0 | 0 | 0 | 0 | 0 | 0 | 0 | 0 | 0 | 0 | 0 | 0 | 0 | 0 | 0 | 0
Commercial_Lodging_Existing_Food Preparation_Natural Gas_Oven_E6_Baseline Forecast | Commercial | Lodging | Existing | Food Preparation | Natural Gas | Oven | E6 |  | Baseline Forecast | 0 | 0 | 0 | 0 | 0 | 0 | 0 | 0 | 0 | 0 | 0 | 0 | 0 | 0 | 0 | 0 | 0 | 0 | 0 | 0 | 0 | 0 | 0 | 0 | 0 | 0 | 0
Commercial_Lodging_Existing_Food Preparation_Natural Gas_Oven_E7_Baseline Forecast | Commercial | Lodging | Existing | Food Preparation | Natural Gas | Oven | E7 |  | Baseline Forecast | 0 | 0 | 0 | 0 | 0 | 0 | 0 | 0 | 0 | 0 | 0 | 0 | 0 | 0 | 0 | 0 | 0 | 0 | 0 | 0 | 0 | 0 | 0 | 0 | 0 | 0 | 0
Commercial_Lodging_Existing_Food Preparation_Natural Gas_Oven_E8_Baseline Forecast | Commercial | Lodging | Existing | Food Preparation | Natural Gas | Oven | E8 |  | Baseline Forecast | 0 | 0 | 0 | 0 | 0 | 0 | 0 | 0 | 0 | 0 | 0 | 0 | 0 | 0 | 0 | 0 | 0 | 0 | 0 | 0 | 0 | 0 | 0 | 0 | 0 | 0 | 0
Commercial_Lodging_Existing_Food Preparation_Natural Gas_Oven_E9_Baseline Forecast | Commercial | Lodging | Existing | Food Preparation | Natural Gas | Oven | E9 |  | Baseline Forecast | 0 | 0 | 0 | 0 | 0 | 0 | 0 | 0 | 0 | 0 | 0 | 0 | 0 | 0 | 0 | 0 | 0 | 0 | 0 | 0 | 0 | 0 | 0 | 0 | 0 | 0 | 0
Commercial_Lodging_Existing_Food Preparation_Natural Gas_Oven_E10_Baseline Forecast | Commercial | Lodging | Existing | Food Preparation | Natural Gas | Oven | E10 |  | Baseline Forecast | 0 | 0 | 0 | 0 | 0 | 0 | 0 | 0 | 0 | 0 | 0 | 0 | 0 | 0 | 0 | 0 | 0 | 0 | 0 | 0 | 0 | 0 | 0 | 0 | 0 | 0 | 0
Commercial_Lodging_Existing_Food Preparation_Natural Gas_Conveyor Oven_E1_Baseline Forecast | Commercial | Lodging | Existing | Food Preparation | Natural Gas | Conveyor Oven | E1 |  | Baseline Forecast | 0 | 0 | 0 | 0 | 0 | 588.1694 | 1621.5377 | 2987.906 | 4599.305 | 6386.8425 | 7752.3489 | 8786.0789 | 9559.1152 | 10127.4394 | 10535.1378 | 10816.9275 | 11000.1452 | 8664.7298 | 6825.141 | 5376.111 | 4234.7213 | 3427.448 | 2952.8341 | 2792.2219 | 2917.1863 | 3294.5857 | 3916.3007
Commercial_Lodging_Existing_Food Preparation_Natural Gas_Conveyor Oven_E2_Baseline Forecast | Commercial | Lodging | Existing | Food Preparation | Natural Gas | Conveyor Oven | E2 |  | Baseline Forecast | 0 | 0 | 0 | 0 | 0 | 690.4597 | 1903.5443 | 3507.5418 | 5399.1841 | 7497.5977 | 9100.5835 | 10314.0926 | 11221.57 | 11888.7332 | 12367.3357 | 12698.1323 | 12913.2139 | 10171.6393 | 8012.122 | 6311.0869 | 4971.1946 | 4023.5259 | 3466.3705 | 3277.8257 | 3424.5231 | 3867.5571 | 4597.3965
Commercial_Lodging_Existing_Food Preparation_Natural Gas_Conveyor Oven_E3_Baseline Forecast | Commercial | Lodging | Existing | Food Preparation | Natural Gas | Conveyor Oven | E3 |  | Baseline Forecast | 0 | 0 | 0 | 0 | 0 | 0 | 0 | 0 | 0 | 0 | 0 | 0 | 0 | 0 | 0 | 0 | 0 | 0 | 0 | 0 | 0 | 0 | 0 | 0 | 0 | 0 | 0
Commercial_Lodging_Existing_Food Preparation_Natural Gas_Conveyor Oven_E4_Baseline Forecast | Commercial | Lodging | Existing | Food Preparation | Natural Gas | Conveyor Oven | E4 |  | Baseline Forecast | 0 | 0 | 0 | 0 | 0 | 0 | 0 | 0 | 0 | 0 | 0 | 0 | 0 | 0 | 0 | 0 | 0 | 0 | 0 | 0 | 0 | 0 | 0 | 0 | 0 | 0 | 0
Commercial_Lodging_Existing_Food Preparation_Natural Gas_Conveyor Oven_E5_Baseline Forecast | Commercial | Lodging | Existing | Food Preparation | Natural Gas | Conveyor Oven | E5 |  | Baseline Forecast | 0 | 0 | 0 | 0 | 0 | 0 | 0 | 0 | 0 | 0 | 0 | 0 | 0 | 0 | 0 | 0 | 0 | 0 | 0 | 0 | 0 | 0 | 0 | 0 | 0 | 0 | 0
Commercial_Lodging_Existing_Food Preparation_Natural Gas_Conveyor Oven_E6_Baseline Forecast | Commercial | Lodging | Existing | Food Preparation | Natural Gas | Conveyor Oven | E6 |  | Baseline Forecast | 0 | 0 | 0 | 0 | 0 | 0 | 0 | 0 | 0 | 0 | 0 | 0 | 0 | 0 | 0 | 0 | 0 | 0 | 0 | 0 | 0 | 0 | 0 | 0 | 0 | 0 | 0
Commercial_Lodging_Existing_Food Preparation_Natural Gas_Conveyor Oven_E7_Baseline Forecast | Commercial | Lodging | Existing | Food Preparation | Natural Gas | Conveyor Oven | E7 |  | Baseline Forecast | 0 | 0 | 0 | 0 | 0 | 0 | 0 | 0 | 0 | 0 | 0 | 0 | 0 | 0 | 0 | 0 | 0 | 0 | 0 | 0 | 0 | 0 | 0 | 0 | 0 | 0 | 0
Commercial_Lodging_Existing_Food Preparation_Natural Gas_Conveyor Oven_E8_Baseline Forecast | Commercial | Lodging | Existing | Food Preparation | Natural Gas | Conveyor Oven | E8 |  | Baseline Forecast | 0 | 0 | 0 | 0 | 0 | 0 | 0 | 0 | 0 | 0 | 0 | 0 | 0 | 0 | 0 | 0 | 0 | 0 | 0 | 0 | 0 | 0 | 0 | 0 | 0 | 0 | 0
Commercial_Lodging_Existing_Food Preparation_Natural Gas_Conveyor Oven_E9_Baseline Forecast | Commercial | Lodging | Existing | Food Preparation | Natural Gas | Conveyor Oven | E9 |  | Baseline Forecast | 0 | 0 | 0 | 0 | 0 | 0 | 0 | 0 | 0 | 0 | 0 | 0 | 0 | 0 | 0 | 0 | 0 | 0 | 0 | 0 | 0 | 0 | 0 | 0 | 0 | 0 | 0
Commercial_Lodging_Existing_Food Preparation_Natural Gas_Conveyor Oven_E10_Baseline Forecast | Commercial | Lodging | Existing | Food Preparation | Natural Gas | Conveyor Oven | E10 |  | Baseline Forecast | 0 | 0 | 0 | 0 | 0 | 0 | 0 | 0 | 0 | 0 | 0 | 0 | 0 | 0 | 0 | 0 | 0 | 0 | 0 | 0 | 0 | 0 | 0 | 0 | 0 | 0 | 0
Commercial_Lodging_Existing_Food Preparation_Natural Gas_Double Rack Oven_E1_Baseline Forecast | Commercial | Lodging | Existing | Food Preparation | Natural Gas | Double Rack Oven | E1 |  | Baseline Forecast | 0 | 3476.6697 | 4754.4201 | 5846.3926 | 6776.1748 | 7564.4046 | 8229.1388 | 8786.1744 | 9249.3317 | 9630.7001 | 8764.9059 | 8130.6328 | 7681.0366 | 7377.3979 | 7187.8238 | 7086.1459 | 7050.988 | 7064.9768 | 7114.0754 | 7883.2879 | 7995.4257 | 8011.4226 | 7962.21 | 7871.1748 | 7755.7294 | 7628.5856 | 7498.7863
Commercial_Lodging_Existing_Food Preparation_Natural Gas_Double Rack Oven_E2_Baseline Forecast | Commercial | Lodging | Existing | Food Preparation | Natural Gas | Double Rack Oven | E2 |  | Baseline Forecast | 0 | 4081.3079 | 5581.2758 | 6863.1565 | 7954.6399 | 8879.9533 | 9660.2933 | 10314.2048 | 10857.9111 | 11305.6045 | 10289.2373 | 9544.6559 | 9016.869 | 8660.4237 | 8437.8802 | 8318.5191 | 8277.2467 | 8293.6684 | 8351.3059 | 9254.2945 | 9385.9345 | 9404.7135 | 9346.9422 | 9240.0748 | 9104.5519 | 8955.2961 | 8802.9231
Commercial_Lodging_Existing_Food Preparation_Natural Gas_Double Rack Oven_E3_Baseline Forecast | Commercial | Lodging | Existing | Food Preparation | Natural Gas | Double Rack Oven | E3 |  | Baseline Forecast | 0 | 0 | 0 | 0 | 0 | 0 | 0 | 0 | 0 | 0 | 0 | 0 | 0 | 0 | 0 | 0 | 0 | 0 | 0 | 0 | 0 | 0 | 0 | 0 | 0 | 0 | 0
Commercial_Lodging_Existing_Food Preparation_Natural Gas_Double Rack Oven_E4_Baseline Forecast | Commercial | Lodging | Existing | Food Preparation | Natural Gas | Double Rack Oven | E4 |  | Baseline Forecast | 0 | 0 | 0 | 0 | 0 | 0 | 0 | 0 | 0 | 0 | 0 | 0 | 0 | 0 | 0 | 0 | 0 | 0 | 0 | 0 | 0 | 0 | 0 | 0 | 0 | 0 | 0
Commercial_Lodging_Existing_Food Preparation_Natural Gas_Double Rack Oven_E5_Baseline Forecast | Commercial | Lodging | Existing | Food Preparation | Natural Gas | Double Rack Oven | E5 |  | Baseline Forecast | 0 | 0 | 0 | 0 | 0 | 0 | 0 | 0 | 0 | 0 | 0 | 0 | 0 | 0 | 0 | 0 | 0 | 0 | 0 | 0 | 0 | 0 | 0 | 0 | 0 | 0 | 0
Commercial_Lodging_Existing_Food Preparation_Natural Gas_Double Rack Oven_E6_Baseline Forecast | Commercial | Lodging | Existing | Food Preparation | Natural Gas | Double Rack Oven | E6 |  | Baseline Forecast | 0 | 0 | 0 | 0 | 0 | 0 | 0 | 0 | 0 | 0 | 0 | 0 | 0 | 0 | 0 | 0 | 0 | 0 | 0 | 0 | 0 | 0 | 0 | 0 | 0 | 0 | 0
Commercial_Lodging_Existing_Food Preparation_Natural Gas_Double Rack Oven_E7_Baseline Forecast | Commercial | Lodging | Existing | Food Preparation | Natural Gas | Double Rack Oven | E7 |  | Baseline Forecast | 0 | 0 | 0 | 0 | 0 | 0 | 0 | 0 | 0 | 0 | 0 | 0 | 0 | 0 | 0 | 0 | 0 | 0 | 0 | 0 | 0 | 0 | 0 | 0 | 0 | 0 | 0
Commercial_Lodging_Existing_Food Preparation_Natural Gas_Double Rack Oven_E8_Baseline Forecast | Commercial | Lodging | Existing | Food Preparation | Natural Gas | Double Rack Oven | E8 |  | Baseline Forecast | 0 | 0 | 0 | 0 | 0 | 0 | 0 | 0 | 0 | 0 | 0 | 0 | 0 | 0 | 0 | 0 | 0 | 0 | 0 | 0 | 0 | 0 | 0 | 0 | 0 | 0 | 0
Commercial_Lodging_Existing_Food Preparation_Natural Gas_Double Rack Oven_E9_Baseline Forecast | Commercial | Lodging | Existing | Food Preparation | Natural Gas | Double Rack Oven | E9 |  | Baseline Forecast | 0 | 0 | 0 | 0 | 0 | 0 | 0 | 0 | 0 | 0 | 0 | 0 | 0 | 0 | 0 | 0 | 0 | 0 | 0 | 0 | 0 | 0 | 0 | 0 | 0 | 0 | 0
Commercial_Lodging_Existing_Food Preparation_Natural Gas_Double Rack Oven_E10_Baseline Forecast | Commercial | Lodging | Existing | Food Preparation | Natural Gas | Double Rack Oven | E10 |  | Baseline Forecast | 0 | 0 | 0 | 0 | 0 | 0 | 0 | 0 | 0 | 0 | 0 | 0 | 0 | 0 | 0 | 0 | 0 | 0 | 0 | 0 | 0 | 0 | 0 | 0 | 0 | 0 | 0
Commercial_Lodging_Existing_Food Preparation_Natural Gas_Fryer_E1_Baseline Forecast | Commercial | Lodging | Existing | Food Preparation | Natural Gas | Fryer | E1 |  | Baseline Forecast | 0 | 0 | 0 | 0 | 0 | 0 | 0 | 0 | 0 | 0 | 0 | 0 | 0 | 0 | 0 | 0 | 0 | 0 | 0 | 0 | 0 | 0 | 0 | 0 | 0 | 0 | 0
Commercial_Lodging_Existing_Food Preparation_Natural Gas_Fryer_E2_Baseline Forecast | Commercial | Lodging | Existing | Food Preparation | Natural Gas | Fryer | E2 |  | Baseline Forecast | 0 | 55120.5069 | 50202.0616 | 46223.47 | 42986.7994 | 40336.1154 | 38148.5652 | 36327.3546 | 34796.2161 | 37146.8545 | 38129.4923 | 38200.6106 | 37684.8072 | 36810.2163 | 47546.7165 | 42997.8763 | 39329.4715 | 37001.0558 | 35455.4849 | 34341.1221 | 33443.5119 | 32638.1131 | 34727.3106 | 35283.9096 | 34882.1493 | 34028.7863 | 33004.957
Commercial_Lodging_Existing_Food Preparation_Natural Gas_Fryer_E3_Baseline Forecast | Commercial | Lodging | Existing | Food Preparation | Natural Gas | Fryer | E3 |  | Baseline Forecast | 0 | 0 | 0 | 0 | 0 | 0 | 0 | 0 | 0 | 0 | 0 | 0 | 0 | 0 | 0 | 0 | 0 | 0 | 0 | 0 | 0 | 0 | 0 | 0 | 0 | 0 | 0
Commercial_Lodging_Existing_Food Preparation_Natural Gas_Fryer_E4_Baseline Forecast | Commercial | Lodging | Existing | Food Preparation | Natural Gas | Fryer | E4 |  | Baseline Forecast | 0 | 0 | 0 | 0 | 0 | 0 | 0 | 0 | 0 | 0 | 0 | 0 | 0 | 0 | 0 | 0 | 0 | 0 | 0 | 0 | 0 | 0 | 0 | 0 | 0 | 0 | 0
Commercial_Lodging_Existing_Food Preparation_Natural Gas_Fryer_E5_Baseline Forecast | Commercial | Lodging | Existing | Food Preparation | Natural Gas | Fryer | E5 |  | Baseline Forecast | 0 | 0 | 0 | 0 | 0 | 0 | 0 | 0 | 0 | 0 | 0 | 0 | 0 | 0 | 0 | 0 | 0 | 0 | 0 | 0 | 0 | 0 | 0 | 0 | 0 | 0 | 0
Commercial_Lodging_Existing_Food Preparation_Natural Gas_Fryer_E6_Baseline Forecast | Commercial | Lodging | Existing | Food Preparation | Natural Gas | Fryer | E6 |  | Baseline Forecast | 0 | 0 | 0 | 0 | 0 | 0 | 0 | 0 | 0 | 0 | 0 | 0 | 0 | 0 | 0 | 0 | 0 | 0 | 0 | 0 | 0 | 0 | 0 | 0 | 0 | 0 | 0
Commercial_Lodging_Existing_Food Preparation_Natural Gas_Fryer_E7_Baseline Forecast | Commercial | Lodging | Existing | Food Preparation | Natural Gas | Fryer | E7 |  | Baseline Forecast | 0 | 0 | 0 | 0 | 0 | 0 | 0 | 0 | 0 | 0 | 0 | 0 | 0 | 0 | 0 | 0 | 0 | 0 | 0 | 0 | 0 | 0 | 0 | 0 | 0 | 0 | 0
Commercial_Lodging_Existing_Food Preparation_Natural Gas_Fryer_E8_Baseline Forecast | Commercial | Lodging | Existing | Food Preparation | Natural Gas | Fryer | E8 |  | Baseline Forecast | 0 | 0 | 0 | 0 | 0 | 0 | 0 | 0 | 0 | 0 | 0 | 0 | 0 | 0 | 0 | 0 | 0 | 0 | 0 | 0 | 0 | 0 | 0 | 0 | 0 | 0 | 0
Commercial_Lodging_Existing_Food Preparation_Natural Gas_Fryer_E9_Baseline Forecast | Commercial | Lodging | Existing | Food Preparation | Natural Gas | Fryer | E9 |  | Baseline Forecast | 0 | 0 | 0 | 0 | 0 | 0 | 0 | 0 | 0 | 0 | 0 | 0 | 0 | 0 | 0 | 0 | 0 | 0 | 0 | 0 | 0 | 0 | 0 | 0 | 0 | 0 | 0
Commercial_Lodging_Existing_Food Preparation_Natural Gas_Fryer_E10_Baseline Forecast | Commercial | Lodging | Existing | Food Preparation | Natural Gas | Fryer | E10 |  | Baseline Forecast | 0 | 0 | 0 | 0 | 0 | 0 | 0 | 0 | 0 | 0 | 0 | 0 | 0 | 0 | 0 | 0 | 0 | 0 | 0 | 0 | 0 | 0 | 0 | 0 | 0 | 0 | 0
Commercial_Lodging_Existing_Food Preparation_Natural Gas_Broiler_E1_Baseline Forecast | Commercial | Lodging | Existing | Food Preparation | Natural Gas | Broiler | E1 |  | Baseline Forecast | 0 | 19139.0649 | 21461.9257 | 23422.446 | 25066.956 | 26435.9873 | 27564.9968 | 28485.0006 | 29223.1275 | 29803.1053 | 27933.6851 | 26522.0243 | 25475.9842 | 24719.4011 | 24189.5324 | 23834.8916 | 23613.4143 | 23490.907 | 23439.736 | 27672.8494 | 27392.463 | 26969.8912 | 26460.3443 | 25904.8947 | 25333.4772 | 24767.3183 | 24220.8972
Commercial_Lodging_Existing_Food Preparation_Natural Gas_Broiler_E2_Baseline Forecast | Commercial | Lodging | Existing | Food Preparation | Natural Gas | Broiler | E2 |  | Baseline Forecast | 0 | 0 | 0 | 0 | 0 | 0 | 0 | 0 | 0 | 0 | 0 | 0 | 0 | 0 | 0 | 0 | 0 | 0 | 0 | 0 | 0 | 0 | 0 | 0 | 0 | 0 | 0
Commercial_Lodging_Existing_Food Preparation_Natural Gas_Broiler_E3_Baseline Forecast | Commercial | Lodging | Existing | Food Preparation | Natural Gas | Broiler | E3 |  | Baseline Forecast | 0 | 0 | 0 | 0 | 0 | 0 | 0 | 0 | 0 | 0 | 0 | 0 | 0 | 0 | 0 | 0 | 0 | 0 | 0 | 0 | 0 | 0 | 0 | 0 | 0 | 0 | 0
Commercial_Lodging_Existing_Food Preparation_Natural Gas_Broiler_E4_Baseline Forecast | Commercial | Lodging | Existing | Food Preparation | Natural Gas | Broiler | E4 |  | Baseline Forecast | 0 | 0 | 0 | 0 | 0 | 0 | 0 | 0 | 0 | 0 | 0 | 0 | 0 | 0 | 0 | 0 | 0 | 0 | 0 | 0 | 0 | 0 | 0 | 0 | 0 | 0 | 0
Commercial_Lodging_Existing_Food Preparation_Natural Gas_Broiler_E5_Baseline Forecast | Commercial | Lodging | Existing | Food Preparation | Natural Gas | Broiler | E5 |  | Baseline Forecast | 0 | 0 | 0 | 0 | 0 | 0 | 0 | 0 | 0 | 0 | 0 | 0 | 0 | 0 | 0 | 0 | 0 | 0 | 0 | 0 | 0 | 0 | 0 | 0 | 0 | 0 | 0
Commercial_Lodging_Existing_Food Preparation_Natural Gas_Broiler_E6_Baseline Forecast | Commercial | Lodging | Existing | Food Preparation | Natural Gas | Broiler | E6 |  | Baseline Forecast | 0 | 0 | 0 | 0 | 0 | 0 | 0 | 0 | 0 | 0 | 0 | 0 | 0 | 0 | 0 | 0 | 0 | 0 | 0 | 0 | 0 | 0 | 0 | 0 | 0 | 0 | 0
Commercial_Lodging_Existing_Food Preparation_Natural Gas_Broiler_E7_Baseline Forecast | Commercial | Lodging | Existing | Food Preparation | Natural Gas | Broiler | E7 |  | Baseline Forecast | 0 | 0 | 0 | 0 | 0 | 0 | 0 | 0 | 0 | 0 | 0 | 0 | 0 | 0 | 0 | 0 | 0 | 0 | 0 | 0 | 0 | 0 | 0 | 0 | 0 | 0 | 0
Commercial_Lodging_Existing_Food Preparation_Natural Gas_Broiler_E8_Baseline Forecast | Commercial | Lodging | Existing | Food Preparation | Natural Gas | Broiler | E8 |  | Baseline Forecast | 0 | 0 | 0 | 0 | 0 | 0 | 0 | 0 | 0 | 0 | 0 | 0 | 0 | 0 | 0 | 0 | 0 | 0 | 0 | 0 | 0 | 0 | 0 | 0 | 0 | 0 | 0
Commercial_Lodging_Existing_Food Preparation_Natural Gas_Broiler_E9_Baseline Forecast | Commercial | Lodging | Existing | Food Preparation | Natural Gas | Broiler | E9 |  | Baseline Forecast | 0 | 0 | 0 | 0 | 0 | 0 | 0 | 0 | 0 | 0 | 0 | 0 | 0 | 0 | 0 | 0 | 0 | 0 | 0 | 0 | 0 | 0 | 0 | 0 | 0 | 0 | 0
Commercial_Lodging_Existing_Food Preparation_Natural Gas_Broiler_E10_Baseline Forecast | Commercial | Lodging | Existing | Food Preparation | Natural Gas | Broiler | E10 |  | Baseline Forecast | 0 | 0 | 0 | 0 | 0 | 0 | 0 | 0 | 0 | 0 | 0 | 0 | 0 | 0 | 0 | 0 | 0 | 0 | 0 | 0 | 0 | 0 | 0 | 0 | 0 | 0 | 0
Commercial_Lodging_Existing_Food Preparation_Natural Gas_Griddle_E1_Baseline Forecast | Commercial | Lodging | Existing | Food Preparation | Natural Gas | Griddle | E1 |  | Baseline Forecast | 0 | 41957.5173 | 47049.7972 | 51347.7378 | 54952.9064 | 57954.1582 | 60429.2237 | 62446.0971 | 64064.2521 | 65335.7055 | 61237.4786 | 58142.7724 | 55849.5963 | 54190.9809 | 53029.379 | 52251.9195 | 51766.3871 | 51497.821 | 51385.6416 | 60665.663 | 60050.9873 | 59124.6064 | 58007.5547 | 56789.8733 | 55537.1861 | 54296.0272 | 53098.1383
Commercial_Lodging_Existing_Food Preparation_Natural Gas_Griddle_E2_Baseline Forecast | Commercial | Lodging | Existing | Food Preparation | Natural Gas | Griddle | E2 |  | Baseline Forecast | 0 | 9210.1867 | 10328.0043 | 11271.4546 | 12062.8331 | 12721.6445 | 13264.9515 | 13707.6799 | 14062.8846 | 14341.9841 | 13442.3733 | 12763.0476 | 12259.6675 | 11895.5812 | 11640.5954 | 11469.9336 | 11363.3533 | 11304.3997 | 11279.775 | 13316.8529 | 13181.924 | 12978.5721 | 12733.3657 | 12466.0697 | 12191.0896 | 11918.6401 | 11655.6889
Commercial_Lodging_Existing_Food Preparation_Natural Gas_Griddle_E3_Baseline Forecast | Commercial | Lodging | Existing | Food Preparation | Natural Gas | Griddle | E3 |  | Baseline Forecast | 0 | 0 | 0 | 0 | 0 | 0 | 0 | 0 | 0 | 0 | 0 | 0 | 0 | 0 | 0 | 0 | 0 | 0 | 0 | 0 | 0 | 0 | 0 | 0 | 0 | 0 | 0
Commercial_Lodging_Existing_Food Preparation_Natural Gas_Griddle_E4_Baseline Forecast | Commercial | Lodging | Existing | Food Preparation | Natural Gas | Griddle | E4 |  | Baseline Forecast | 0 | 0 | 0 | 0 | 0 | 0 | 0 | 0 | 0 | 0 | 0 | 0 | 0 | 0 | 0 | 0 | 0 | 0 | 0 | 0 | 0 | 0 | 0 | 0 | 0 | 0 | 0
Commercial_Lodging_Existing_Food Preparation_Natural Gas_Griddle_E5_Baseline Forecast | Commercial | Lodging | Existing | Food Preparation | Natural Gas | Griddle | E5 |  | Baseline Forecast | 0 | 0 | 0 | 0 | 0 | 0 | 0 | 0 | 0 | 0 | 0 | 0 | 0 | 0 | 0 | 0 | 0 | 0 | 0 | 0 | 0 | 0 | 0 | 0 | 0 | 0 | 0
Commercial_Lodging_Existing_Food Preparation_Natural Gas_Griddle_E6_Baseline Forecast | Commercial | Lodging | Existing | Food Preparation | Natural Gas | Griddle | E6 |  | Baseline Forecast | 0 | 0 | 0 | 0 | 0 | 0 | 0 | 0 | 0 | 0 | 0 | 0 | 0 | 0 | 0 | 0 | 0 | 0 | 0 | 0 | 0 | 0 | 0 | 0 | 0 | 0 | 0
Commercial_Lodging_Existing_Food Preparation_Natural Gas_Griddle_E7_Baseline Forecast | Commercial | Lodging | Existing | Food Preparation | Natural Gas | Griddle | E7 |  | Baseline Forecast | 0 | 0 | 0 | 0 | 0 | 0 | 0 | 0 | 0 | 0 | 0 | 0 | 0 | 0 | 0 | 0 | 0 | 0 | 0 | 0 | 0 | 0 | 0 | 0 | 0 | 0 | 0
Commercial_Lodging_Existing_Food Preparation_Natural Gas_Griddle_E8_Baseline Forecast | Commercial | Lodging | Existing | Food Preparation | Natural Gas | Griddle | E8 |  | Baseline Forecast | 0 | 0 | 0 | 0 | 0 | 0 | 0 | 0 | 0 | 0 | 0 | 0 | 0 | 0 | 0 | 0 | 0 | 0 | 0 | 0 | 0 | 0 | 0 | 0 | 0 | 0 | 0
Commercial_Lodging_Existing_Food Preparation_Natural Gas_Griddle_E9_Baseline Forecast | Commercial | Lodging | Existing | Food Preparation | Natural Gas | Griddle | E9 |  | Baseline Forecast | 0 | 0 | 0 | 0 | 0 | 0 | 0 | 0 | 0 | 0 | 0 | 0 | 0 | 0 | 0 | 0 | 0 | 0 | 0 | 0 | 0 | 0 | 0 | 0 | 0 | 0 | 0
Commercial_Lodging_Existing_Food Preparation_Natural Gas_Griddle_E10_Baseline Forecast | Commercial | Lodging | Existing | Food Preparation | Natural Gas | Griddle | E10 |  | Baseline Forecast | 0 | 0 | 0 | 0 | 0 | 0 | 0 | 0 | 0 | 0 | 0 | 0 | 0 | 0 | 0 | 0 | 0 | 0 | 0 | 0 | 0 | 0 | 0 | 0 | 0 | 0 | 0
Commercial_Lodging_Existing_Food Preparation_Natural Gas_Range_E1_Baseline Forecast | Commercial | Lodging | Existing | Food Preparation | Natural Gas | Range | E1 |  | Baseline Forecast | 0 | 843.6812 | 1079.912 | 1259.5991 | 1394.8456 | 1495.1833 | 1568.1189 | 1619.564 | 1654.1735 | 1675.6127 | 1466.6273 | 1343.104 | 1277.0625 | 1248.5686 | 1243.578 | 1430.347 | 1460.982 | 1479.9698 | 1489.8622 | 1454.3744 | 1399.4777 | 1340.4504 | 1285.6132 | 1238.8837 | 1186.0153 | 1167.0539 | 1167.1485
Commercial_Lodging_Existing_Food Preparation_Natural Gas_Range_E2_Baseline Forecast | Commercial | Lodging | Existing | Food Preparation | Natural Gas | Range | E2 |  | Baseline Forecast | 0 | 0 | 0 | 0 | 0 | 0 | 0 | 0 | 0 | 0 | 0 | 0 | 0 | 0 | 0 | 0 | 0 | 0 | 0 | 0 | 0 | 0 | 0 | 0 | 0 | 0 | 0
Commercial_Lodging_Existing_Food Preparation_Natural Gas_Range_E3_Baseline Forecast | Commercial | Lodging | Existing | Food Preparation | Natural Gas | Range | E3 |  | Baseline Forecast | 0 | 0 | 0 | 0 | 0 | 0 | 0 | 0 | 0 | 0 | 0 | 0 | 0 | 0 | 0 | 0 | 0 | 0 | 0 | 0 | 0 | 0 | 0 | 0 | 0 | 0 | 0
Commercial_Lodging_Existing_Food Preparation_Natural Gas_Range_E4_Baseline Forecast | Commercial | Lodging | Existing | Food Preparation | Natural Gas | Range | E4 |  | Baseline Forecast | 0 | 0 | 0 | 0 | 0 | 0 | 0 | 0 | 0 | 0 | 0 | 0 | 0 | 0 | 0 | 0 | 0 | 0 | 0 | 0 | 0 | 0 | 0 | 0 | 0 | 0 | 0
Commercial_Lodging_Existing_Food Preparation_Natural Gas_Range_E5_Baseline Forecast | Commercial | Lodging | Existing | Food Preparation | Natural Gas | Range | E5 |  | Baseline Forecast | 0 | 0 | 0 | 0 | 0 | 0 | 0 | 0 | 0 | 0 | 0 | 0 | 0 | 0 | 0 | 0 | 0 | 0 | 0 | 0 | 0 | 0 | 0 | 0 | 0 | 0 | 0
Commercial_Lodging_Existing_Food Preparation_Natural Gas_Range_E6_Baseline Forecast | Commercial | Lodging | Existing | Food Preparation | Natural Gas | Range | E6 |  | Baseline Forecast | 0 | 0 | 0 | 0 | 0 | 0 | 0 | 0 | 0 | 0 | 0 | 0 | 0 | 0 | 0 | 0 | 0 | 0 | 0 | 0 | 0 | 0 | 0 | 0 | 0 | 0 | 0
Commercial_Lodging_Existing_Food Preparation_Natural Gas_Range_E7_Baseline Forecast | Commercial | Lodging | Existing | Food Preparation | Natural Gas | Range | E7 |  | Baseline Forecast | 0 | 0 | 0 | 0 | 0 | 0 | 0 | 0 | 0 | 0 | 0 | 0 | 0 | 0 | 0 | 0 | 0 | 0 | 0 | 0 | 0 | 0 | 0 | 0 | 0 | 0 | 0
Commercial_Lodging_Existing_Food Preparation_Natural Gas_Range_E8_Baseline Forecast | Commercial | Lodging | Existing | Food Preparation | Natural Gas | Range | E8 |  | Baseline Forecast | 0 | 0 | 0 | 0 | 0 | 0 | 0 | 0 | 0 | 0 | 0 | 0 | 0 | 0 | 0 | 0 | 0 | 0 | 0 | 0 | 0 | 0 | 0 | 0 | 0 | 0 | 0
Commercial_Lodging_Existing_Food Preparation_Natural Gas_Range_E9_Baseline Forecast | Commercial | Lodging | Existing | Food Preparation | Natural Gas | Range | E9 |  | Baseline Forecast | 0 | 0 | 0 | 0 | 0 | 0 | 0 | 0 | 0 | 0 | 0 | 0 | 0 | 0 | 0 | 0 | 0 | 0 | 0 | 0 | 0 | 0 | 0 | 0 | 0 | 0 | 0
Commercial_Lodging_Existing_Food Preparation_Natural Gas_Range_E10_Baseline Forecast | Commercial | Lodging | Existing | Food Preparation | Natural Gas | Range | E10 |  | Baseline Forecast | 0 | 0 | 0 | 0 | 0 | 0 | 0 | 0 | 0 | 0 | 0 | 0 | 0 | 0 | 0 | 0 | 0 | 0 | 0 | 0 | 0 | 0 | 0 | 0 | 0 | 0 | 0
Commercial_Lodging_Existing_Food Preparation_Natural Gas_Steamer_E1_Baseline Forecast | Commercial | Lodging | Existing | Food Preparation | Natural Gas | Steamer | E1 |  | Baseline Forecast | 0 | 0 | 0 | 0 | 0 | 0 | 0 | 0 | 0 | 0 | 0 | 0 | 0 | 0 | 0 | 0 | 0 | 0 | 0 | 0 | 0 | 0 | 0 | 0 | 0 | 0 | 0
Commercial_Lodging_Existing_Food Preparation_Natural Gas_Steamer_E2_Baseline Forecast | Commercial | Lodging | Existing | Food Preparation | Natural Gas | Steamer | E2 |  | Baseline Forecast | 0 | 2109.2031 | 2007.5287 | 1922.1155 | 1849.5931 | 1787.3054 | 1733.1588 | 1685.5032 | 1706.1133 | 1704.1042 | 1687.196 | 1660.8648 | 1628.9475 | 2053.1386 | 1904.606 | 1794.5048 | 1709.938 | 1642.2762 | 1585.8181 | 1536.851 | 1589.0906 | 1598.7343 | 1583.3256 | 1553.907 | 1517.2896 | 1577.4769 | 1492.8722
Commercial_Lodging_Existing_Food Preparation_Natural Gas_Steamer_E3_Baseline Forecast | Commercial | Lodging | Existing | Food Preparation | Natural Gas | Steamer | E3 |  | Baseline Forecast | 0 | 0 | 0 | 0 | 0 | 0 | 0 | 0 | 0 | 0 | 0 | 0 | 0 | 0 | 0 | 0 | 0 | 0 | 0 | 0 | 0 | 0 | 0 | 0 | 0 | 0 | 0
Commercial_Lodging_Existing_Food Preparation_Natural Gas_Steamer_E4_Baseline Forecast | Commercial | Lodging | Existing | Food Preparation | Natural Gas | Steamer | E4 |  | Baseline Forecast | 0 | 0 | 0 | 0 | 0 | 0 | 0 | 0 | 0 | 0 | 0 | 0 | 0 | 0 | 0 | 0 | 0 | 0 | 0 | 0 | 0 | 0 | 0 | 0 | 0 | 0 | 0
Commercial_Lodging_Existing_Food Preparation_Natural Gas_Steamer_E5_Baseline Forecast | Commercial | Lodging | Existing | Food Preparation | Natural Gas | Steamer | E5 |  | Baseline Forecast | 0 | 0 | 0 | 0 | 0 | 0 | 0 | 0 | 0 | 0 | 0 | 0 | 0 | 0 | 0 | 0 | 0 | 0 | 0 | 0 | 0 | 0 | 0 | 0 | 0 | 0 | 0
Commercial_Lodging_Existing_Food Preparation_Natural Gas_Steamer_E6_Baseline Forecast | Commercial | Lodging | Existing | Food Preparation | Natural Gas | Steamer | E6 |  | Baseline Forecast | 0 | 0 | 0 | 0 | 0 | 0 | 0 | 0 | 0 | 0 | 0 | 0 | 0 | 0 | 0 | 0 | 0 | 0 | 0 | 0 | 0 | 0 | 0 | 0 | 0 | 0 | 0
Commercial_Lodging_Existing_Food Preparation_Natural Gas_Steamer_E7_Baseline Forecast | Commercial | Lodging | Existing | Food Preparation | Natural Gas | Steamer | E7 |  | Baseline Forecast | 0 | 0 | 0 | 0 | 0 | 0 | 0 | 0 | 0 | 0 | 0 | 0 | 0 | 0 | 0 | 0 | 0 | 0 | 0 | 0 | 0 | 0 | 0 | 0 | 0 | 0 | 0
Commercial_Lodging_Existing_Food Preparation_Natural Gas_Steamer_E8_Baseline Forecast | Commercial | Lodging | Existing | Food Preparation | Natural Gas | Steamer | E8 |  | Baseline Forecast | 0 | 0 | 0 | 0 | 0 | 0 | 0 | 0 | 0 | 0 | 0 | 0 | 0 | 0 | 0 | 0 | 0 | 0 | 0 | 0 | 0 | 0 | 0 | 0 | 0 | 0 | 0
Commercial_Lodging_Existing_Food Preparation_Natural Gas_Steamer_E9_Baseline Forecast | Commercial | Lodging | Existing | Food Preparation | Natural Gas | Steamer | E9 |  | Baseline Forecast | 0 | 0 | 0 | 0 | 0 | 0 | 0 | 0 | 0 | 0 | 0 | 0 | 0 | 0 | 0 | 0 | 0 | 0 | 0 | 0 | 0 | 0 | 0 | 0 | 0 | 0 | 0
Commercial_Lodging_Existing_Food Preparation_Natural Gas_Steamer_E10_Baseline Forecast | Commercial | Lodging | Existing | Food Preparation | Natural Gas | Steamer | E10 |  | Baseline Forecast | 0 | 0 | 0 | 0 | 0 | 0 | 0 | 0 | 0 | 0 | 0 | 0 | 0 | 0 | 0 | 0 | 0 | 0 | 0 | 0 | 0 | 0 | 0 | 0 | 0 | 0 | 0
Commercial_Lodging_Existing_Food Preparation_Natural Gas_Commercial Food Prep Other_E1_Baseline Forecast | Commercial | Lodging | Existing | Food Preparation | Natural Gas | Commercial Food Prep Other | E1 |  | Baseline Forecast | 0 | 0 | 0 | 0 | 0 | 0 | 0 | 0 | 0 | 0 | 0 | 0 | 0 | 0 | 0 | 0 | 0 | 0 | 0 | 0 | 0 | 0 | 0 | 0 | 0 | 0 | 0
Commercial_Lodging_Existing_Food Preparation_Natural Gas_Commercial Food Prep Other_E2_Baseline Forecast | Commercial | Lodging | Existing | Food Preparation | Natural Gas | Commercial Food Prep Other | E2 |  | Baseline Forecast | 0 | 0 | 0 | 0 | 0 | 0 | 0 | 0 | 0 | 0 | 0 | 0 | 0 | 0 | 0 | 0 | 0 | 0 | 0 | 0 | 0 | 0 | 0 | 0 | 0 | 0 | 0
Commercial_Lodging_Existing_Food Preparation_Natural Gas_Commercial Food Prep Other_E3_Baseline Forecast | Commercial | Lodging | Existing | Food Preparation | Natural Gas | Commercial Food Prep Other | E3 |  | Baseline Forecast | 0 | 0 | 0 | 0 | 0 | 0 | 0 | 0 | 0 | 0 | 0 | 0 | 0 | 0 | 0 | 0 | 0 | 0 | 0 | 0 | 0 | 0 | 0 | 0 | 0 | 0 | 0
Commercial_Lodging_Existing_Food Preparation_Natural Gas_Commercial Food Prep Other_E4_Baseline Forecast | Commercial | Lodging | Existing | Food Preparation | Natural Gas | Commercial Food Prep Other | E4 |  | Baseline Forecast | 0 | 0 | 0 | 0 | 0 | 0 | 0 | 0 | 0 | 0 | 0 | 0 | 0 | 0 | 0 | 0 | 0 | 0 | 0 | 0 | 0 | 0 | 0 | 0 | 0 | 0 | 0
Commercial_Lodging_Existing_Food Preparation_Natural Gas_Commercial Food Prep Other_E5_Baseline Forecast | Commercial | Lodging | Existing | Food Preparation | Natural Gas | Commercial Food Prep Other | E5 |  | Baseline Forecast | 0 | 0 | 0 | 0 | 0 | 0 | 0 | 0 | 0 | 0 | 0 | 0 | 0 | 0 | 0 | 0 | 0 | 0 | 0 | 0 | 0 | 0 | 0 | 0 | 0 | 0 | 0
Commercial_Lodging_Existing_Food Preparation_Natural Gas_Commercial Food Prep Other_E6_Baseline Forecast | Commercial | Lodging | Existing | Food Preparation | Natural Gas | Commercial Food Prep Other | E6 |  | Baseline Forecast | 0 | 0 | 0 | 0 | 0 | 0 | 0 | 0 | 0 | 0 | 0 | 0 | 0 | 0 | 0 | 0 | 0 | 0 | 0 | 0 | 0 | 0 | 0 | 0 | 0 | 0 | 0
Commercial_Lodging_Existing_Food Preparation_Natural Gas_Commercial Food Prep Other_E7_Baseline Forecast | Commercial | Lodging | Existing | Food Preparation | Natural Gas | Commercial Food Prep Other | E7 |  | Baseline Forecast | 0 | 0 | 0 | 0 | 0 | 0 | 0 | 0 | 0 | 0 | 0 | 0 | 0 | 0 | 0 | 0 | 0 | 0 | 0 | 0 | 0 | 0 | 0 | 0 | 0 | 0 | 0
Commercial_Lodging_Existing_Food Preparation_Natural Gas_Commercial Food Prep Other_E8_Baseline Forecast | Commercial | Lodging | Existing | Food Preparation | Natural Gas | Commercial Food Prep Other | E8 |  | Baseline Forecast | 0 | 0 | 0 | 0 | 0 | 0 | 0 | 0 | 0 | 0 | 0 | 0 | 0 | 0 | 0 | 0 | 0 | 0 | 0 | 0 | 0 | 0 | 0 | 0 | 0 | 0 | 0
Commercial_Lodging_Existing_Food Preparation_Natural Gas_Commercial Food Prep Other_E9_Baseline Forecast | Commercial | Lodging | Existing | Food Preparation | Natural Gas | Commercial Food Prep Other | E9 |  | Baseline Forecast | 0 | 0 | 0 | 0 | 0 | 0 | 0 | 0 | 0 | 0 | 0 | 0 | 0 | 0 | 0 | 0 | 0 | 0 | 0 | 0 | 0 | 0 | 0 | 0 | 0 | 0 | 0
Commercial_Lodging_Existing_Food Preparation_Natural Gas_Commercial Food Prep Other_E10_Baseline Forecast | Commercial | Lodging | Existing | Food Preparation | Natural Gas | Commercial Food Prep Other | E10 |  | Baseline Forecast | 0 | 0 | 0 | 0 | 0 | 0 | 0 | 0 | 0 | 0 | 0 | 0 | 0 | 0 | 0 | 0 | 0 | 0 | 0 | 0 | 0 | 0 | 0 | 0 | 0 | 0 | 0
Commercial_Lodging_Existing_Miscellaneous_Natural Gas_Pool Heater_E1_Baseline Forecast | Commercial | Lodging | Existing | Miscellaneous | Natural Gas | Pool Heater | E1 |  | Baseline Forecast | 0 | 64294.3665 | 61195.0483 | 58591.4182 | 56380.7349 | 54482.0316 | 54814.777 | 54503.2514 | 53775.9812 | 52793.9595 | 51669.0136 | 65278.232 | 61032.9835 | 57655.0046 | 54891.6647 | 52569.1992 | 53753.0166 | 53756.2972 | 53039.2714 | 51903.3303 | 50543.2354 | 52994.8583 | 50965.3599 | 49414.0667 | 48108.1997 | 46917.2798 | 47212.0723
Commercial_Lodging_Existing_Miscellaneous_Natural Gas_Pool Heater_E2_Baseline Forecast | Commercial | Lodging | Existing | Miscellaneous | Natural Gas | Pool Heater | E2 |  | Baseline Forecast | 0 | 0 | 0 | 0 | 0 | 0 | 0 | 0 | 0 | 0 | 0 | 0 | 0 | 0 | 0 | 0 | 0 | 0 | 0 | 0 | 0 | 0 | 0 | 0 | 0 | 0 | 0
Commercial_Lodging_Existing_Miscellaneous_Natural Gas_Pool Heater_E3_Baseline Forecast | Commercial | Lodging | Existing | Miscellaneous | Natural Gas | Pool Heater | E3 |  | Baseline Forecast | 0 | 0 | 0 | 0 | 0 | 0 | 0 | 0 | 0 | 0 | 0 | 0 | 0 | 0 | 0 | 0 | 0 | 0 | 0 | 0 | 0 | 0 | 0 | 0 | 0 | 0 | 0
Commercial_Lodging_Existing_Miscellaneous_Natural Gas_Pool Heater_E4_Baseline Forecast | Commercial | Lodging | Existing | Miscellaneous | Natural Gas | Pool Heater | E4 |  | Baseline Forecast | 0 | 0 | 0 | 0 | 0 | 0 | 0 | 0 | 0 | 0 | 0 | 0 | 0 | 0 | 0 | 0 | 0 | 0 | 0 | 0 | 0 | 0 | 0 | 0 | 0 | 0 | 0
Commercial_Lodging_Existing_Miscellaneous_Natural Gas_Pool Heater_E5_Baseline Forecast | Commercial | Lodging | Existing | Miscellaneous | Natural Gas | Pool Heater | E5 |  | Baseline Forecast | 0 | 0 | 0 | 0 | 0 | 0 | 0 | 0 | 0 | 0 | 0 | 0 | 0 | 0 | 0 | 0 | 0 | 0 | 0 | 0 | 0 | 0 | 0 | 0 | 0 | 0 | 0
Commercial_Lodging_Existing_Miscellaneous_Natural Gas_Pool Heater_E6_Baseline Forecast | Commercial | Lodging | Existing | Miscellaneous | Natural Gas | Pool Heater | E6 |  | Baseline Forecast | 0 | 0 | 0 | 0 | 0 | 0 | 0 | 0 | 0 | 0 | 0 | 0 | 0 | 0 | 0 | 0 | 0 | 0 | 0 | 0 | 0 | 0 | 0 | 0 | 0 | 0 | 0
Commercial_Lodging_Existing_Miscellaneous_Natural Gas_Pool Heater_E7_Baseline Forecast | Commercial | Lodging | Existing | Miscellaneous | Natural Gas | Pool Heater | E7 |  | Baseline Forecast | 0 | 0 | 0 | 0 | 0 | 0 | 0 | 0 | 0 | 0 | 0 | 0 | 0 | 0 | 0 | 0 | 0 | 0 | 0 | 0 | 0 | 0 | 0 | 0 | 0 | 0 | 0
Commercial_Lodging_Existing_Miscellaneous_Natural Gas_Pool Heater_E8_Baseline Forecast | Commercial | Lodging | Existing | Miscellaneous | Natural Gas | Pool Heater | E8 |  | Baseline Forecast | 0 | 0 | 0 | 0 | 0 | 0 | 0 | 0 | 0 | 0 | 0 | 0 | 0 | 0 | 0 | 0 | 0 | 0 | 0 | 0 | 0 | 0 | 0 | 0 | 0 | 0 | 0
Commercial_Lodging_Existing_Miscellaneous_Natural Gas_Pool Heater_E9_Baseline Forecast | Commercial | Lodging | Existing | Miscellaneous | Natural Gas | Pool Heater | E9 |  | Baseline Forecast | 0 | 0 | 0 | 0 | 0 | 0 | 0 | 0 | 0 | 0 | 0 | 0 | 0 | 0 | 0 | 0 | 0 | 0 | 0 | 0 | 0 | 0 | 0 | 0 | 0 | 0 | 0
Commercial_Lodging_Existing_Miscellaneous_Natural Gas_Pool Heater_E10_Baseline Forecast | Commercial | Lodging | Existing | Miscellaneous | Natural Gas | Pool Heater | E10 |  | Baseline Forecast | 0 | 0 | 0 | 0 | 0 | 0 | 0 | 0 | 0 | 0 | 0 | 0 | 0 | 0 | 0 | 0 | 0 | 0 | 0 | 0 | 0 | 0 | 0 | 0 | 0 | 0 | 0
Commercial_Lodging_Existing_Miscellaneous_Natural Gas_Miscellaneous_E1_Baseline Forecast | Commercial | Lodging | Existing | Miscellaneous | Natural Gas | Miscellaneous | E1 |  | Baseline Forecast | 0 | 465531.2487 | 545677.6541 | 610967.0859 | 579111.3721 | 563155.6866 | 558592.9601 | 550398.2262 | 541306.4394 | 533011.1764 | 524892.867 | 632957.3173 | 628656.5584 | 620520.5136 | 604401.941 | 594057.0715 | 586998.422 | 577919.4834 | 568591.3014 | 559920.0177 | 551376.0987 | 571851.2296 | 560327.21 | 548462.8955 | 539219.0499 | 531224.9177 | 523640.5901
Commercial_Lodging_Existing_Miscellaneous_Natural Gas_Miscellaneous_E2_Baseline Forecast | Commercial | Lodging | Existing | Miscellaneous | Natural Gas | Miscellaneous | E2 |  | Baseline Forecast | 0 | 0 | 0 | 0 | 0 | 0 | 0 | 0 | 0 | 0 | 0 | 0 | 0 | 0 | 0 | 0 | 0 | 0 | 0 | 0 | 0 | 0 | 0 | 0 | 0 | 0 | 0
Commercial_Lodging_Existing_Miscellaneous_Natural Gas_Miscellaneous_E3_Baseline Forecast | Commercial | Lodging | Existing | Miscellaneous | Natural Gas | Miscellaneous | E3 |  | Baseline Forecast | 0 | 0 | 0 | 0 | 0 | 0 | 0 | 0 | 0 | 0 | 0 | 0 | 0 | 0 | 0 | 0 | 0 | 0 | 0 | 0 | 0 | 0 | 0 | 0 | 0 | 0 | 0
Commercial_Lodging_Existing_Miscellaneous_Natural Gas_Miscellaneous_E4_Baseline Forecast | Commercial | Lodging | Existing | Miscellaneous | Natural Gas | Miscellaneous | E4 |  | Baseline Forecast | 0 | 0 | 0 | 0 | 0 | 0 | 0 | 0 | 0 | 0 | 0 | 0 | 0 | 0 | 0 | 0 | 0 | 0 | 0 | 0 | 0 | 0 | 0 | 0 | 0 | 0 | 0
Commercial_Lodging_Existing_Miscellaneous_Natural Gas_Miscellaneous_E5_Baseline Forecast | Commercial | Lodging | Existing | Miscellaneous | Natural Gas | Miscellaneous | E5 |  | Baseline Forecast | 0 | 0 | 0 | 0 | 0 | 0 | 0 | 0 | 0 | 0 | 0 | 0 | 0 | 0 | 0 | 0 | 0 | 0 | 0 | 0 | 0 | 0 | 0 | 0 | 0 | 0 | 0
Commercial_Lodging_Existing_Miscellaneous_Natural Gas_Miscellaneous_E6_Baseline Forecast | Commercial | Lodging | Existing | Miscellaneous | Natural Gas | Miscellaneous | E6 |  | Baseline Forecast | 0 | 0 | 0 | 0 | 0 | 0 | 0 | 0 | 0 | 0 | 0 | 0 | 0 | 0 | 0 | 0 | 0 | 0 | 0 | 0 | 0 | 0 | 0 | 0 | 0 | 0 | 0
Commercial_Lodging_Existing_Miscellaneous_Natural Gas_Miscellaneous_E7_Baseline Forecast | Commercial | Lodging | Existing | Miscellaneous | Natural Gas | Miscellaneous | E7 |  | Baseline Forecast | 0 | 0 | 0 | 0 | 0 | 0 | 0 | 0 | 0 | 0 | 0 | 0 | 0 | 0 | 0 | 0 | 0 | 0 | 0 | 0 | 0 | 0 | 0 | 0 | 0 | 0 | 0
Commercial_Lodging_Existing_Miscellaneous_Natural Gas_Miscellaneous_E8_Baseline Forecast | Commercial | Lodging | Existing | Miscellaneous | Natural Gas | Miscellaneous | E8 |  | Baseline Forecast | 0 | 0 | 0 | 0 | 0 | 0 | 0 | 0 | 0 | 0 | 0 | 0 | 0 | 0 | 0 | 0 | 0 | 0 | 0 | 0 | 0 | 0 | 0 | 0 | 0 | 0 | 0
Commercial_Lodging_Existing_Miscellaneous_Natural Gas_Miscellaneous_E9_Baseline Forecast | Commercial | Lodging | Existing | Miscellaneous | Natural Gas | Miscellaneous | E9 |  | Baseline Forecast | 0 | 0 | 0 | 0 | 0 | 0 | 0 | 0 | 0 | 0 | 0 | 0 | 0 | 0 | 0 | 0 | 0 | 0 | 0 | 0 | 0 | 0 | 0 | 0 | 0 | 0 | 0
Commercial_Lodging_Existing_Miscellaneous_Natural Gas_Miscellaneous_E10_Baseline Forecast | Commercial | Lodging | Existing | Miscellaneous | Natural Gas | Miscellaneous | E10 |  | Baseline Forecast | 0 | 0 | 0 | 0 | 0 | 0 | 0 | 0 | 0 | 0 | 0 | 0 | 0 | 0 | 0 | 0 | 0 | 0 | 0 | 0 | 0 | 0 | 0 | 0 | 0 | 0 | 0
Commercial_Lodging_New_Space Heating_Natural Gas_Furnace_E1_Baseline Forecast | Commercial | Lodging | New | Space Heating | Natural Gas | Furnace | E1 |  | Baseline Forecast | 0 | 34289.8015 | 25437.7622 | 0 | 0 | 0 | 0 | 0 | 0 | 0 | 0 | 0 | 0 | 0 | 0 | 0 | 0 | 0 | 0 | 0 | 0 | 0 | 0 | 0 | 0 | 0 | 0
Commercial_Lodging_New_Space Heating_Natural Gas_Furnace_E2_Baseline Forecast | Commercial | Lodging | New | Space Heating | Natural Gas | Furnace | E2 |  | Baseline Forecast | 0 | 17474.6255 | 12963.4862 | 38446.2153 | 38265.3762 | 37897.0654 | 38207.6097 | 38206.3809 | 38213.4905 | 38228.9281 | 38252.6855 | 38284.7558 | 38325.1343 | 38373.8181 | 38430.8059 | 38496.0984 | 38569.698 | 38651.6091 | 38741.8376 | 42822.2706 | 45576.8033 | 48139.4767 | 50508.3348 | 52684.5237 | 54735.7448 | 56648.2929 | 58434.1438
Commercial_Lodging_New_Space Heating_Natural Gas_Furnace_E3_Baseline Forecast | Commercial | Lodging | New | Space Heating | Natural Gas | Furnace | E3 |  | Baseline Forecast | 0 | 0 | 0 | 0 | 0 | 0 | 0 | 0 | 0 | 0 | 0 | 0 | 0 | 0 | 0 | 0 | 0 | 0 | 0 | 0 | 0 | 0 | 0 | 0 | 0 | 0 | 0
Commercial_Lodging_New_Space Heating_Natural Gas_Furnace_E4_Baseline Forecast | Commercial | Lodging | New | Space Heating | Natural Gas | Furnace | E4 |  | Baseline Forecast | 0 | 0 | 0 | 0 | 0 | 0 | 0 | 0 | 0 | 0 | 0 | 0 | 0 | 0 | 0 | 0 | 0 | 0 | 0 | 0 | 0 | 0 | 0 | 0 | 0 | 0 | 0
Commercial_Lodging_New_Space Heating_Natural Gas_Furnace_E5_Baseline Forecast | Commercial | Lodging | New | Space Heating | Natural Gas | Furnace | E5 |  | Baseline Forecast | 0 | 0 | 0 | 0 | 0 | 0 | 0 | 0 | 0 | 0 | 0 | 0 | 0 | 0 | 0 | 0 | 0 | 0 | 0 | 0 | 0 | 0 | 0 | 0 | 0 | 0 | 0
Commercial_Lodging_New_Space Heating_Natural Gas_Furnace_E6_Baseline Forecast | Commercial | Lodging | New | Space Heating | Natural Gas | Furnace | E6 |  | Baseline Forecast | 0 | 0 | 0 | 0 | 0 | 0 | 0 | 0 | 0 | 0 | 0 | 0 | 0 | 0 | 0 | 0 | 0 | 0 | 0 | 0 | 0 | 0 | 0 | 0 | 0 | 0 | 0
Commercial_Lodging_New_Space Heating_Natural Gas_Furnace_E7_Baseline Forecast | Commercial | Lodging | New | Space Heating | Natural Gas | Furnace | E7 |  | Baseline Forecast | 0 | 0 | 0 | 0 | 0 | 0 | 0 | 0 | 0 | 0 | 0 | 0 | 0 | 0 | 0 | 0 | 0 | 0 | 0 | 0 | 0 | 0 | 0 | 0 | 0 | 0 | 0
Commercial_Lodging_New_Space Heating_Natural Gas_Furnace_E8_Baseline Forecast | Commercial | Lodging | New | Space Heating | Natural Gas | Furnace | E8 |  | Baseline Forecast | 0 | 0 | 0 | 0 | 0 | 0 | 0 | 0 | 0 | 0 | 0 | 0 | 0 | 0 | 0 | 0 | 0 | 0 | 0 | 0 | 0 | 0 | 0 | 0 | 0 | 0 | 0
Commercial_Lodging_New_Space Heating_Natural Gas_Furnace_E9_Baseline Forecast | Commercial | Lodging | New | Space Heating | Natural Gas | Furnace | E9 |  | Baseline Forecast | 0 | 0 | 0 | 0 | 0 | 0 | 0 | 0 | 0 | 0 | 0 | 0 | 0 | 0 | 0 | 0 | 0 | 0 | 0 | 0 | 0 | 0 | 0 | 0 | 0 | 0 | 0
Commercial_Lodging_New_Space Heating_Natural Gas_Furnace_E10_Baseline Forecast | Commercial | Lodging | New | Space Heating | Natural Gas | Furnace | E10 |  | Baseline Forecast | 0 | 0 | 0 | 0 | 0 | 0 | 0 | 0 | 0 | 0 | 0 | 0 | 0 | 0 | 0 | 0 | 0 | 0 | 0 | 0 | 0 | 0 | 0 | 0 | 0 | 0 | 0
Commercial_Lodging_New_Space Heating_Natural Gas_Boiler_E1_Baseline Forecast | Commercial | Lodging | New | Space Heating | Natural Gas | Boiler | E1 |  | Baseline Forecast | 0 | 30215.1634 | 22415.007 | 22441.2544 | 22335.6977 | 22120.7128 | 22301.9791 | 22301.2618 | 22305.4117 | 22314.4228 | 22328.2901 | 22347.0097 | 22370.5789 | 22398.9958 | 22432.2599 | 22470.3715 | 22513.332 | 22561.1439 | 22613.8107 | 22671.3372 | 22733.7288 | 22800.9924 | 25619.9686 | 27485.0162 | 29194.8013 | 30751.9129 | 32160.7405
Commercial_Lodging_New_Space Heating_Natural Gas_Boiler_E2_Baseline Forecast | Commercial | Lodging | New | Space Heating | Natural Gas | Boiler | E2 |  | Baseline Forecast | 0 | 6632.5968 | 4920.3674 | 4926.129 | 4902.958 | 4855.7662 | 4895.5564 | 4895.3989 | 4896.3099 | 4898.2879 | 4901.332 | 4905.4412 | 4910.6149 | 4916.8527 | 4924.1546 | 4932.5206 | 4941.9509 | 4952.4462 | 4964.0072 | 4976.635 | 4990.3307 | 5005.0959 | 5623.8956 | 6033.2962 | 6408.6149 | 6750.4199 | 7059.6747
Commercial_Lodging_New_Space Heating_Natural Gas_Boiler_E3_Baseline Forecast | Commercial | Lodging | New | Space Heating | Natural Gas | Boiler | E3 |  | Baseline Forecast | 0 | 0 | 0 | 0 | 0 | 0 | 0 | 0 | 0 | 0 | 0 | 0 | 0 | 0 | 0 | 0 | 0 | 0 | 0 | 0 | 0 | 0 | 0 | 0 | 0 | 0 | 0
Commercial_Lodging_New_Space Heating_Natural Gas_Boiler_E4_Baseline Forecast | Commercial | Lodging | New | Space Heating | Natural Gas | Boiler | E4 |  | Baseline Forecast | 0 | 0 | 0 | 0 | 0 | 0 | 0 | 0 | 0 | 0 | 0 | 0 | 0 | 0 | 0 | 0 | 0 | 0 | 0 | 0 | 0 | 0 | 0 | 0 | 0 | 0 | 0
Commercial_Lodging_New_Space Heating_Natural Gas_Boiler_E5_Baseline Forecast | Commercial | Lodging | New | Space Heating | Natural Gas | Boiler | E5 |  | Baseline Forecast | 0 | 0 | 0 | 0 | 0 | 0 | 0 | 0 | 0 | 0 | 0 | 0 | 0 | 0 | 0 | 0 | 0 | 0 | 0 | 0 | 0 | 0 | 0 | 0 | 0 | 0 | 0
Commercial_Lodging_New_Space Heating_Natural Gas_Boiler_E6_Baseline Forecast | Commercial | Lodging | New | Space Heating | Natural Gas | Boiler | E6 |  | Baseline Forecast | 0 | 0 | 0 | 0 | 0 | 0 | 0 | 0 | 0 | 0 | 0 | 0 | 0 | 0 | 0 | 0 | 0 | 0 | 0 | 0 | 0 | 0 | 0 | 0 | 0 | 0 | 0
Commercial_Lodging_New_Space Heating_Natural Gas_Boiler_E7_Baseline Forecast | Commercial | Lodging | New | Space Heating | Natural Gas | Boiler | E7 |  | Baseline Forecast | 0 | 0 | 0 | 0 | 0 | 0 | 0 | 0 | 0 | 0 | 0 | 0 | 0 | 0 | 0 | 0 | 0 | 0 | 0 | 0 | 0 | 0 | 0 | 0 | 0 | 0 | 0
Commercial_Lodging_New_Space Heating_Natural Gas_Boiler_E8_Baseline Forecast | Commercial | Lodging | New | Space Heating | Natural Gas | Boiler | E8 |  | Baseline Forecast | 0 | 0 | 0 | 0 | 0 | 0 | 0 | 0 | 0 | 0 | 0 | 0 | 0 | 0 | 0 | 0 | 0 | 0 | 0 | 0 | 0 | 0 | 0 | 0 | 0 | 0 | 0
Commercial_Lodging_New_Space Heating_Natural Gas_Boiler_E9_Baseline Forecast | Commercial | Lodging | New | Space Heating | Natural Gas | Boiler | E9 |  | Baseline Forecast | 0 | 0 | 0 | 0 | 0 | 0 | 0 | 0 | 0 | 0 | 0 | 0 | 0 | 0 | 0 | 0 | 0 | 0 | 0 | 0 | 0 | 0 | 0 | 0 | 0 | 0 | 0
Commercial_Lodging_New_Space Heating_Natural Gas_Boiler_E10_Baseline Forecast | Commercial | Lodging | New | Space Heating | Natural Gas | Boiler | E10 |  | Baseline Forecast | 0 | 0 | 0 | 0 | 0 | 0 | 0 | 0 | 0 | 0 | 0 | 0 | 0 | 0 | 0 | 0 | 0 | 0 | 0 | 0 | 0 | 0 | 0 | 0 | 0 | 0 | 0
Commercial_Lodging_New_Space Heating_Natural Gas_Unit Heater_E1_Baseline Forecast | Commercial | Lodging | New | Space Heating | Natural Gas | Unit Heater | E1 |  | Baseline Forecast | 0 | 3903.9782 | 2896.1518 | 2899.5431 | 2885.9045 | 2858.1272 | 2881.5479 | 2881.4552 | 2881.9914 | 2883.1557 | 2884.9474 | 2887.3661 | 2890.4114 | 2894.083 | 2898.3809 | 2903.3052 | 2908.8559 | 3269.9406 | 3507.7677 | 3725.529 | 3923.5583 | 4102.422 | 4268.5751 | 4421.0939 | 4561.3339 | 4690.5272 | 4809.7945
Commercial_Lodging_New_Space Heating_Natural Gas_Unit Heater_E2_Baseline Forecast | Commercial | Lodging | New | Space Heating | Natural Gas | Unit Heater | E2 |  | Baseline Forecast | 0 | 0 | 0 | 0 | 0 | 0 | 0 | 0 | 0 | 0 | 0 | 0 | 0 | 0 | 0 | 0 | 0 | 0 | 0 | 0 | 0 | 0 | 0 | 0 | 0 | 0 | 0
Commercial_Lodging_New_Space Heating_Natural Gas_Unit Heater_E3_Baseline Forecast | Commercial | Lodging | New | Space Heating | Natural Gas | Unit Heater | E3 |  | Baseline Forecast | 0 | 0 | 0 | 0 | 0 | 0 | 0 | 0 | 0 | 0 | 0 | 0 | 0 | 0 | 0 | 0 | 0 | 0 | 0 | 0 | 0 | 0 | 0 | 0 | 0 | 0 | 0
Commercial_Lodging_New_Space Heating_Natural Gas_Unit Heater_E4_Baseline Forecast | Commercial | Lodging | New | Space Heating | Natural Gas | Unit Heater | E4 |  | Baseline Forecast | 0 | 0 | 0 | 0 | 0 | 0 | 0 | 0 | 0 | 0 | 0 | 0 | 0 | 0 | 0 | 0 | 0 | 0 | 0 | 0 | 0 | 0 | 0 | 0 | 0 | 0 | 0
Commercial_Lodging_New_Space Heating_Natural Gas_Unit Heater_E5_Baseline Forecast | Commercial | Lodging | New | Space Heating | Natural Gas | Unit Heater | E5 |  | Baseline Forecast | 0 | 0 | 0 | 0 | 0 | 0 | 0 | 0 | 0 | 0 | 0 | 0 | 0 | 0 | 0 | 0 | 0 | 0 | 0 | 0 | 0 | 0 | 0 | 0 | 0 | 0 | 0
Commercial_Lodging_New_Space Heating_Natural Gas_Unit Heater_E6_Baseline Forecast | Commercial | Lodging | New | Space Heating | Natural Gas | Unit Heater | E6 |  | Baseline Forecast | 0 | 0 | 0 | 0 | 0 | 0 | 0 | 0 | 0 | 0 | 0 | 0 | 0 | 0 | 0 | 0 | 0 | 0 | 0 | 0 | 0 | 0 | 0 | 0 | 0 | 0 | 0
Commercial_Lodging_New_Space Heating_Natural Gas_Unit Heater_E7_Baseline Forecast | Commercial | Lodging | New | Space Heating | Natural Gas | Unit Heater | E7 |  | Baseline Forecast | 0 | 0 | 0 | 0 | 0 | 0 | 0 | 0 | 0 | 0 | 0 | 0 | 0 | 0 | 0 | 0 | 0 | 0 | 0 | 0 | 0 | 0 | 0 | 0 | 0 | 0 | 0
Commercial_Lodging_New_Space Heating_Natural Gas_Unit Heater_E8_Baseline Forecast | Commercial | Lodging | New | Space Heating | Natural Gas | Unit Heater | E8 |  | Baseline Forecast | 0 | 0 | 0 | 0 | 0 | 0 | 0 | 0 | 0 | 0 | 0 | 0 | 0 | 0 | 0 | 0 | 0 | 0 | 0 | 0 | 0 | 0 | 0 | 0 | 0 | 0 | 0
Commercial_Lodging_New_Space Heating_Natural Gas_Unit Heater_E9_Baseline Forecast | Commercial | Lodging | New | Space Heating | Natural Gas | Unit Heater | E9 |  | Baseline Forecast | 0 | 0 | 0 | 0 | 0 | 0 | 0 | 0 | 0 | 0 | 0 | 0 | 0 | 0 | 0 | 0 | 0 | 0 | 0 | 0 | 0 | 0 | 0 | 0 | 0 | 0 | 0
Commercial_Lodging_New_Space Heating_Natural Gas_Unit Heater_E10_Baseline Forecast | Commercial | Lodging | New | Space Heating | Natural Gas | Unit Heater | E10 |  | Baseline Forecast | 0 | 0 | 0 | 0 | 0 | 0 | 0 | 0 | 0 | 0 | 0 | 0 | 0 | 0 | 0 | 0 | 0 | 0 | 0 | 0 | 0 | 0 | 0 | 0 | 0 | 0 | 0
Commercial_Lodging_New_Water Heating_Natural Gas_Water Heater_E1_Baseline Forecast | Commercial | Lodging | New | Water Heating | Natural Gas | Water Heater | E1 |  | Baseline Forecast | 0 | 101602.3574 | 75373.3324 | 75461.5926 | 75106.6448 | 74383.7305 | 74993.2615 | 74990.8496 | 75004.8042 | 75035.1051 | 95402.207 | 106475.7263 | 115381.0904 | 122466.5444 | 128025.7348 | 159268.113 | 150793.2395 | 150960.2555 | 151032.2243 | 155118.5203 | 161006.6013 | 167396.0643 | 173990.6608 | 180447.4175 | 197260.7461 | 206651.7855 | 213704.6014
Commercial_Lodging_New_Water Heating_Natural Gas_Water Heater_E2_Baseline Forecast | Commercial | Lodging | New | Water Heating | Natural Gas | Water Heater | E2 |  | Baseline Forecast | 0 | 105749.3924 | 78449.7949 | 78541.6576 | 78172.2221 | 77419.8011 | 78054.2109 | 78051.7007 | 78066.2248 | 78097.7624 | 99296.1747 | 110821.6743 | 120090.5227 | 127465.1788 | 133251.275 | 165768.8524 | 156948.0656 | 157121.8986 | 157196.8049 | 161449.8884 | 167578.2993 | 174228.5567 | 181092.3204 | 187812.6182 | 205312.2051 | 215086.5523 | 222427.2382
Commercial_Lodging_New_Water Heating_Natural Gas_Water Heater_E3_Baseline Forecast | Commercial | Lodging | New | Water Heating | Natural Gas | Water Heater | E3 |  | Baseline Forecast | 0 | 0 | 0 | 0 | 0 | 0 | 0 | 0 | 0 | 0 | 0 | 0 | 0 | 0 | 0 | 0 | 0 | 0 | 0 | 0 | 0 | 0 | 0 | 0 | 0 | 0 | 0
Commercial_Lodging_New_Water Heating_Natural Gas_Water Heater_E4_Baseline Forecast | Commercial | Lodging | New | Water Heating | Natural Gas | Water Heater | E4 |  | Baseline Forecast | 0 | 0 | 0 | 0 | 0 | 0 | 0 | 0 | 0 | 0 | 0 | 0 | 0 | 0 | 0 | 0 | 0 | 0 | 0 | 0 | 0 | 0 | 0 | 0 | 0 | 0 | 0
Commercial_Lodging_New_Water Heating_Natural Gas_Water Heater_E5_Baseline Forecast | Commercial | Lodging | New | Water Heating | Natural Gas | Water Heater | E5 |  | Baseline Forecast | 0 | 0 | 0 | 0 | 0 | 0 | 0 | 0 | 0 | 0 | 0 | 0 | 0 | 0 | 0 | 0 | 0 | 0 | 0 | 0 | 0 | 0 | 0 | 0 | 0 | 0 | 0
Commercial_Lodging_New_Water Heating_Natural Gas_Water Heater_E6_Baseline Forecast | Commercial | Lodging | New | Water Heating | Natural Gas | Water Heater | E6 |  | Baseline Forecast | 0 | 0 | 0 | 0 | 0 | 0 | 0 | 0 | 0 | 0 | 0 | 0 | 0 | 0 | 0 | 0 | 0 | 0 | 0 | 0 | 0 | 0 | 0 | 0 | 0 | 0 | 0
Commercial_Lodging_New_Water Heating_Natural Gas_Water Heater_E7_Baseline Forecast | Commercial | Lodging | New | Water Heating | Natural Gas | Water Heater | E7 |  | Baseline Forecast | 0 | 0 | 0 | 0 | 0 | 0 | 0 | 0 | 0 | 0 | 0 | 0 | 0 | 0 | 0 | 0 | 0 | 0 | 0 | 0 | 0 | 0 | 0 | 0 | 0 | 0 | 0
Commercial_Lodging_New_Water Heating_Natural Gas_Water Heater_E8_Baseline Forecast | Commercial | Lodging | New | Water Heating | Natural Gas | Water Heater | E8 |  | Baseline Forecast | 0 | 0 | 0 | 0 | 0 | 0 | 0 | 0 | 0 | 0 | 0 | 0 | 0 | 0 | 0 | 0 | 0 | 0 | 0 | 0 | 0 | 0 | 0 | 0 | 0 | 0 | 0
Commercial_Lodging_New_Water Heating_Natural Gas_Water Heater_E9_Baseline Forecast | Commercial | Lodging | New | Water Heating | Natural Gas | Water Heater | E9 |  | Baseline Forecast | 0 | 0 | 0 | 0 | 0 | 0 | 0 | 0 | 0 | 0 | 0 | 0 | 0 | 0 | 0 | 0 | 0 | 0 | 0 | 0 | 0 | 0 | 0 | 0 | 0 | 0 | 0
Commercial_Lodging_New_Water Heating_Natural Gas_Water Heater_E10_Baseline Forecast | Commercial | Lodging | New | Water Heating | Natural Gas | Water Heater | E10 |  | Baseline Forecast | 0 | 0 | 0 | 0 | 0 | 0 | 0 | 0 | 0 | 0 | 0 | 0 | 0 | 0 | 0 | 0 | 0 | 0 | 0 | 0 | 0 | 0 | 0 | 0 | 0 | 0 | 0
Commercial_Lodging_New_Food Preparation_Natural Gas_Oven_E1_Baseline Forecast | Commercial | Lodging | New | Food Preparation | Natural Gas | Oven | E1 |  | Baseline Forecast | 0 | 12749.848 | 9458.4275 | 9469.503 | 9424.9614 | 9334.2446 | 9410.7332 | 9410.4306 | 9412.1817 | 9415.9841 | 9421.8356 | 9429.7347 | 11989.6498 | 13383.3324 | 14504.9372 | 15398.1654 | 16099.8671 | 20024.4951 | 18965.0984 | 18990.1561 | 19003.2908 | 19010.1856 | 19068.8489 | 19615.7833 | 20341.1738 | 21155.3307 | 21995.2445
Commercial_Lodging_New_Food Preparation_Natural Gas_Oven_E2_Baseline Forecast | Commercial | Lodging | New | Food Preparation | Natural Gas | Oven | E2 |  | Baseline Forecast | 0 | 14967.2128 | 11103.3714 | 11116.3731 | 11064.0852 | 10957.5915 | 11047.3825 | 11047.0272 | 11049.0829 | 11053.5465 | 11060.4158 | 11069.6886 | 14074.8063 | 15710.8685 | 17027.5349 | 18076.1073 | 18899.844 | 23507.016 | 22263.3763 | 22292.7919 | 22308.2109 | 22316.3048 | 22385.1704 | 23027.2239 | 23878.7692 | 24834.5187 | 25820.5044
Commercial_Lodging_New_Food Preparation_Natural Gas_Oven_E3_Baseline Forecast | Commercial | Lodging | New | Food Preparation | Natural Gas | Oven | E3 |  | Baseline Forecast | 0 | 0 | 0 | 0 | 0 | 0 | 0 | 0 | 0 | 0 | 0 | 0 | 0 | 0 | 0 | 0 | 0 | 0 | 0 | 0 | 0 | 0 | 0 | 0 | 0 | 0 | 0
Commercial_Lodging_New_Food Preparation_Natural Gas_Oven_E4_Baseline Forecast | Commercial | Lodging | New | Food Preparation | Natural Gas | Oven | E4 |  | Baseline Forecast | 0 | 0 | 0 | 0 | 0 | 0 | 0 | 0 | 0 | 0 | 0 | 0 | 0 | 0 | 0 | 0 | 0 | 0 | 0 | 0 | 0 | 0 | 0 | 0 | 0 | 0 | 0
Commercial_Lodging_New_Food Preparation_Natural Gas_Oven_E5_Baseline Forecast | Commercial | Lodging | New | Food Preparation | Natural Gas | Oven | E5 |  | Baseline Forecast | 0 | 0 | 0 | 0 | 0 | 0 | 0 | 0 | 0 | 0 | 0 | 0 | 0 | 0 | 0 | 0 | 0 | 0 | 0 | 0 | 0 | 0 | 0 | 0 | 0 | 0 | 0
Commercial_Lodging_New_Food Preparation_Natural Gas_Oven_E6_Baseline Forecast | Commercial | Lodging | New | Food Preparation | Natural Gas | Oven | E6 |  | Baseline Forecast | 0 | 0 | 0 | 0 | 0 | 0 | 0 | 0 | 0 | 0 | 0 | 0 | 0 | 0 | 0 | 0 | 0 | 0 | 0 | 0 | 0 | 0 | 0 | 0 | 0 | 0 | 0
Commercial_Lodging_New_Food Preparation_Natural Gas_Oven_E7_Baseline Forecast | Commercial | Lodging | New | Food Preparation | Natural Gas | Oven | E7 |  | Baseline Forecast | 0 | 0 | 0 | 0 | 0 | 0 | 0 | 0 | 0 | 0 | 0 | 0 | 0 | 0 | 0 | 0 | 0 | 0 | 0 | 0 | 0 | 0 | 0 | 0 | 0 | 0 | 0
Commercial_Lodging_New_Food Preparation_Natural Gas_Oven_E8_Baseline Forecast | Commercial | Lodging | New | Food Preparation | Natural Gas | Oven | E8 |  | Baseline Forecast | 0 | 0 | 0 | 0 | 0 | 0 | 0 | 0 | 0 | 0 | 0 | 0 | 0 | 0 | 0 | 0 | 0 | 0 | 0 | 0 | 0 | 0 | 0 | 0 | 0 | 0 | 0
Commercial_Lodging_New_Food Preparation_Natural Gas_Oven_E9_Baseline Forecast | Commercial | Lodging | New | Food Preparation | Natural Gas | Oven | E9 |  | Baseline Forecast | 0 | 0 | 0 | 0 | 0 | 0 | 0 | 0 | 0 | 0 | 0 | 0 | 0 | 0 | 0 | 0 | 0 | 0 | 0 | 0 | 0 | 0 | 0 | 0 | 0 | 0 | 0
Commercial_Lodging_New_Food Preparation_Natural Gas_Oven_E10_Baseline Forecast | Commercial | Lodging | New | Food Preparation | Natural Gas | Oven | E10 |  | Baseline Forecast | 0 | 0 | 0 | 0 | 0 | 0 | 0 | 0 | 0 | 0 | 0 | 0 | 0 | 0 | 0 | 0 | 0 | 0 | 0 | 0 | 0 | 0 | 0 | 0 | 0 | 0 | 0
Commercial_Lodging_New_Food Preparation_Natural Gas_Conveyor Oven_E1_Baseline Forecast | Commercial | Lodging | New | Food Preparation | Natural Gas | Conveyor Oven | E1 |  | Baseline Forecast | 0 | 6374.924 | 4729.2137 | 4734.7515 | 4712.4807 | 4667.1223 | 4705.3666 | 4705.2153 | 4706.0909 | 4707.992 | 4710.9178 | 4714.8674 | 4719.8401 | 4725.8356 | 4732.8538 | 4740.8948 | 4749.9587 | 6035.0311 | 6736.9888 | 7302.9101 | 7754.647 | 8110.6254 | 10078.0729 | 9553.5151 | 9571.1928 | 9582.9182 | 9591.5341
Commercial_Lodging_New_Food Preparation_Natural Gas_Conveyor Oven_E2_Baseline Forecast | Commercial | Lodging | New | Food Preparation | Natural Gas | Conveyor Oven | E2 |  | Baseline Forecast | 0 | 7483.6064 | 5551.6857 | 5558.1866 | 5532.0426 | 5478.7957 | 5523.6912 | 5523.5136 | 5524.5414 | 5526.7733 | 5530.2079 | 5534.8443 | 5540.6818 | 5547.7201 | 5555.9588 | 5565.3982 | 5576.0385 | 7084.6017 | 7908.639 | 8572.9815 | 9103.2812 | 9521.1689 | 11830.7812 | 11214.996 | 11235.748 | 11249.5127 | 11259.627
Commercial_Lodging_New_Food Preparation_Natural Gas_Conveyor Oven_E3_Baseline Forecast | Commercial | Lodging | New | Food Preparation | Natural Gas | Conveyor Oven | E3 |  | Baseline Forecast | 0 | 0 | 0 | 0 | 0 | 0 | 0 | 0 | 0 | 0 | 0 | 0 | 0 | 0 | 0 | 0 | 0 | 0 | 0 | 0 | 0 | 0 | 0 | 0 | 0 | 0 | 0
Commercial_Lodging_New_Food Preparation_Natural Gas_Conveyor Oven_E4_Baseline Forecast | Commercial | Lodging | New | Food Preparation | Natural Gas | Conveyor Oven | E4 |  | Baseline Forecast | 0 | 0 | 0 | 0 | 0 | 0 | 0 | 0 | 0 | 0 | 0 | 0 | 0 | 0 | 0 | 0 | 0 | 0 | 0 | 0 | 0 | 0 | 0 | 0 | 0 | 0 | 0
Commercial_Lodging_New_Food Preparation_Natural Gas_Conveyor Oven_E5_Baseline Forecast | Commercial | Lodging | New | Food Preparation | Natural Gas | Conveyor Oven | E5 |  | Baseline Forecast | 0 | 0 | 0 | 0 | 0 | 0 | 0 | 0 | 0 | 0 | 0 | 0 | 0 | 0 | 0 | 0 | 0 | 0 | 0 | 0 | 0 | 0 | 0 | 0 | 0 | 0 | 0
Commercial_Lodging_New_Food Preparation_Natural Gas_Conveyor Oven_E6_Baseline Forecast | Commercial | Lodging | New | Food Preparation | Natural Gas | Conveyor Oven | E6 |  | Baseline Forecast | 0 | 0 | 0 | 0 | 0 | 0 | 0 | 0 | 0 | 0 | 0 | 0 | 0 | 0 | 0 | 0 | 0 | 0 | 0 | 0 | 0 | 0 | 0 | 0 | 0 | 0 | 0
Commercial_Lodging_New_Food Preparation_Natural Gas_Conveyor Oven_E7_Baseline Forecast | Commercial | Lodging | New | Food Preparation | Natural Gas | Conveyor Oven | E7 |  | Baseline Forecast | 0 | 0 | 0 | 0 | 0 | 0 | 0 | 0 | 0 | 0 | 0 | 0 | 0 | 0 | 0 | 0 | 0 | 0 | 0 | 0 | 0 | 0 | 0 | 0 | 0 | 0 | 0
Commercial_Lodging_New_Food Preparation_Natural Gas_Conveyor Oven_E8_Baseline Forecast | Commercial | Lodging | New | Food Preparation | Natural Gas | Conveyor Oven | E8 |  | Baseline Forecast | 0 | 0 | 0 | 0 | 0 | 0 | 0 | 0 | 0 | 0 | 0 | 0 | 0 | 0 | 0 | 0 | 0 | 0 | 0 | 0 | 0 | 0 | 0 | 0 | 0 | 0 | 0
Commercial_Lodging_New_Food Preparation_Natural Gas_Conveyor Oven_E9_Baseline Forecast | Commercial | Lodging | New | Food Preparation | Natural Gas | Conveyor Oven | E9 |  | Baseline Forecast | 0 | 0 | 0 | 0 | 0 | 0 | 0 | 0 | 0 | 0 | 0 | 0 | 0 | 0 | 0 | 0 | 0 | 0 | 0 | 0 | 0 | 0 | 0 | 0 | 0 | 0 | 0
Commercial_Lodging_New_Food Preparation_Natural Gas_Conveyor Oven_E10_Baseline Forecast | Commercial | Lodging | New | Food Preparation | Natural Gas | Conveyor Oven | E10 |  | Baseline Forecast | 0 | 0 | 0 | 0 | 0 | 0 | 0 | 0 | 0 | 0 | 0 | 0 | 0 | 0 | 0 | 0 | 0 | 0 | 0 | 0 | 0 | 0 | 0 | 0 | 0 | 0 | 0
Commercial_Lodging_New_Food Preparation_Natural Gas_Double Rack Oven_E1_Baseline Forecast | Commercial | Lodging | New | Food Preparation | Natural Gas | Double Rack Oven | E1 |  | Baseline Forecast | 0 | 6374.924 | 4729.2137 | 4734.7515 | 4712.4807 | 4667.1223 | 4705.3666 | 4705.2153 | 4706.0909 | 4707.992 | 5419.2427 | 5869.9577 | 6272.6705 | 6629.7383 | 6943.7809 | 7228.9818 | 7484.3934 | 7713.5539 | 7919.6085 | 10147.1892 | 9709.792 | 9876.7264 | 10058.8296 | 10251.2055 | 10482.4799 | 10707.5687 | 10936.5003
Commercial_Lodging_New_Food Preparation_Natural Gas_Double Rack Oven_E2_Baseline Forecast | Commercial | Lodging | New | Food Preparation | Natural Gas | Double Rack Oven | E2 |  | Baseline Forecast | 0 | 7483.6064 | 5551.6857 | 5558.1866 | 5532.0426 | 5478.7957 | 5523.6912 | 5523.5136 | 5524.5414 | 5526.7733 | 6361.7197 | 6890.8199 | 7363.5698 | 7782.7363 | 8151.395 | 8486.196 | 8786.027 | 9055.0415 | 9296.9317 | 11911.9177 | 11398.4515 | 11594.418 | 11808.1912 | 12034.0239 | 12305.5198 | 12569.7546 | 12838.5003
Commercial_Lodging_New_Food Preparation_Natural Gas_Double Rack Oven_E3_Baseline Forecast | Commercial | Lodging | New | Food Preparation | Natural Gas | Double Rack Oven | E3 |  | Baseline Forecast | 0 | 0 | 0 | 0 | 0 | 0 | 0 | 0 | 0 | 0 | 0 | 0 | 0 | 0 | 0 | 0 | 0 | 0 | 0 | 0 | 0 | 0 | 0 | 0 | 0 | 0 | 0
Commercial_Lodging_New_Food Preparation_Natural Gas_Double Rack Oven_E4_Baseline Forecast | Commercial | Lodging | New | Food Preparation | Natural Gas | Double Rack Oven | E4 |  | Baseline Forecast | 0 | 0 | 0 | 0 | 0 | 0 | 0 | 0 | 0 | 0 | 0 | 0 | 0 | 0 | 0 | 0 | 0 | 0 | 0 | 0 | 0 | 0 | 0 | 0 | 0 | 0 | 0
Commercial_Lodging_New_Food Preparation_Natural Gas_Double Rack Oven_E5_Baseline Forecast | Commercial | Lodging | New | Food Preparation | Natural Gas | Double Rack Oven | E5 |  | Baseline Forecast | 0 | 0 | 0 | 0 | 0 | 0 | 0 | 0 | 0 | 0 | 0 | 0 | 0 | 0 | 0 | 0 | 0 | 0 | 0 | 0 | 0 | 0 | 0 | 0 | 0 | 0 | 0
Commercial_Lodging_New_Food Preparation_Natural Gas_Double Rack Oven_E6_Baseline Forecast | Commercial | Lodging | New | Food Preparation | Natural Gas | Double Rack Oven | E6 |  | Baseline Forecast | 0 | 0 | 0 | 0 | 0 | 0 | 0 | 0 | 0 | 0 | 0 | 0 | 0 | 0 | 0 | 0 | 0 | 0 | 0 | 0 | 0 | 0 | 0 | 0 | 0 | 0 | 0
Commercial_Lodging_New_Food Preparation_Natural Gas_Double Rack Oven_E7_Baseline Forecast | Commercial | Lodging | New | Food Preparation | Natural Gas | Double Rack Oven | E7 |  | Baseline Forecast | 0 | 0 | 0 | 0 | 0 | 0 | 0 | 0 | 0 | 0 | 0 | 0 | 0 | 0 | 0 | 0 | 0 | 0 | 0 | 0 | 0 | 0 | 0 | 0 | 0 | 0 | 0
Commercial_Lodging_New_Food Preparation_Natural Gas_Double Rack Oven_E8_Baseline Forecast | Commercial | Lodging | New | Food Preparation | Natural Gas | Double Rack Oven | E8 |  | Baseline Forecast | 0 | 0 | 0 | 0 | 0 | 0 | 0 | 0 | 0 | 0 | 0 | 0 | 0 | 0 | 0 | 0 | 0 | 0 | 0 | 0 | 0 | 0 | 0 | 0 | 0 | 0 | 0
Commercial_Lodging_New_Food Preparation_Natural Gas_Double Rack Oven_E9_Baseline Forecast | Commercial | Lodging | New | Food Preparation | Natural Gas | Double Rack Oven | E9 |  | Baseline Forecast | 0 | 0 | 0 | 0 | 0 | 0 | 0 | 0 | 0 | 0 | 0 | 0 | 0 | 0 | 0 | 0 | 0 | 0 | 0 | 0 | 0 | 0 | 0 | 0 | 0 | 0 | 0
Commercial_Lodging_New_Food Preparation_Natural Gas_Double Rack Oven_E10_Baseline Forecast | Commercial | Lodging | New | Food Preparation | Natural Gas | Double Rack Oven | E10 |  | Baseline Forecast | 0 | 0 | 0 | 0 | 0 | 0 | 0 | 0 | 0 | 0 | 0 | 0 | 0 | 0 | 0 | 0 | 0 | 0 | 0 | 0 | 0 | 0 | 0 | 0 | 0 | 0 | 0
Commercial_Lodging_New_Food Preparation_Natural Gas_Fryer_E1_Baseline Forecast | Commercial | Lodging | New | Food Preparation | Natural Gas | Fryer | E1 |  | Baseline Forecast | 0 | 0 | 0 | 0 | 0 | 0 | 0 | 0 | 0 | 0 | 0 | 0 | 0 | 0 | 0 | 0 | 0 | 0 | 0 | 0 | 0 | 0 | 0 | 0 | 0 | 0 | 0
Commercial_Lodging_New_Food Preparation_Natural Gas_Fryer_E2_Baseline Forecast | Commercial | Lodging | New | Food Preparation | Natural Gas | Fryer | E2 |  | Baseline Forecast | 0 | 21056.3718 | 15620.5914 | 15638.8827 | 15565.3222 | 15415.5034 | 15541.8244 | 15541.3245 | 15544.2165 | 19761.7705 | 22053.2977 | 23895.4921 | 25360.5241 | 26509.2492 | 32980.6335 | 31220.8967 | 31252.1287 | 32105.9153 | 33237.3064 | 34593.9737 | 35950.4769 | 37278.4047 | 40752.6476 | 42688.66 | 44140.0763 | 45387.9361 | 46545.1172
Commercial_Lodging_New_Food Preparation_Natural Gas_Fryer_E3_Baseline Forecast | Commercial | Lodging | New | Food Preparation | Natural Gas | Fryer | E3 |  | Baseline Forecast | 0 | 0 | 0 | 0 | 0 | 0 | 0 | 0 | 0 | 0 | 0 | 0 | 0 | 0 | 0 | 0 | 0 | 0 | 0 | 0 | 0 | 0 | 0 | 0 | 0 | 0 | 0
Commercial_Lodging_New_Food Preparation_Natural Gas_Fryer_E4_Baseline Forecast | Commercial | Lodging | New | Food Preparation | Natural Gas | Fryer | E4 |  | Baseline Forecast | 0 | 0 | 0 | 0 | 0 | 0 | 0 | 0 | 0 | 0 | 0 | 0 | 0 | 0 | 0 | 0 | 0 | 0 | 0 | 0 | 0 | 0 | 0 | 0 | 0 | 0 | 0
Commercial_Lodging_New_Food Preparation_Natural Gas_Fryer_E5_Baseline Forecast | Commercial | Lodging | New | Food Preparation | Natural Gas | Fryer | E5 |  | Baseline Forecast | 0 | 0 | 0 | 0 | 0 | 0 | 0 | 0 | 0 | 0 | 0 | 0 | 0 | 0 | 0 | 0 | 0 | 0 | 0 | 0 | 0 | 0 | 0 | 0 | 0 | 0 | 0
Commercial_Lodging_New_Food Preparation_Natural Gas_Fryer_E6_Baseline Forecast | Commercial | Lodging | New | Food Preparation | Natural Gas | Fryer | E6 |  | Baseline Forecast | 0 | 0 | 0 | 0 | 0 | 0 | 0 | 0 | 0 | 0 | 0 | 0 | 0 | 0 | 0 | 0 | 0 | 0 | 0 | 0 | 0 | 0 | 0 | 0 | 0 | 0 | 0
Commercial_Lodging_New_Food Preparation_Natural Gas_Fryer_E7_Baseline Forecast | Commercial | Lodging | New | Food Preparation | Natural Gas | Fryer | E7 |  | Baseline Forecast | 0 | 0 | 0 | 0 | 0 | 0 | 0 | 0 | 0 | 0 | 0 | 0 | 0 | 0 | 0 | 0 | 0 | 0 | 0 | 0 | 0 | 0 | 0 | 0 | 0 | 0 | 0
Commercial_Lodging_New_Food Preparation_Natural Gas_Fryer_E8_Baseline Forecast | Commercial | Lodging | New | Food Preparation | Natural Gas | Fryer | E8 |  | Baseline Forecast | 0 | 0 | 0 | 0 | 0 | 0 | 0 | 0 | 0 | 0 | 0 | 0 | 0 | 0 | 0 | 0 | 0 | 0 | 0 | 0 | 0 | 0 | 0 | 0 | 0 | 0 | 0
Commercial_Lodging_New_Food Preparation_Natural Gas_Fryer_E9_Baseline Forecast | Commercial | Lodging | New | Food Preparation | Natural Gas | Fryer | E9 |  | Baseline Forecast | 0 | 0 | 0 | 0 | 0 | 0 | 0 | 0 | 0 | 0 | 0 | 0 | 0 | 0 | 0 | 0 | 0 | 0 | 0 | 0 | 0 | 0 | 0 | 0 | 0 | 0 | 0
Commercial_Lodging_New_Food Preparation_Natural Gas_Fryer_E10_Baseline Forecast | Commercial | Lodging | New | Food Preparation | Natural Gas | Fryer | E10 |  | Baseline Forecast | 0 | 0 | 0 | 0 | 0 | 0 | 0 | 0 | 0 | 0 | 0 | 0 | 0 | 0 | 0 | 0 | 0 | 0 | 0 | 0 | 0 | 0 | 0 | 0 | 0 | 0 | 0
Commercial_Lodging_New_Food Preparation_Natural Gas_Broiler_E1_Baseline Forecast | Commercial | Lodging | New | Food Preparation | Natural Gas | Broiler | E1 |  | Baseline Forecast | 0 | 21056.3718 | 15620.5914 | 15638.8827 | 15565.3222 | 15415.5034 | 15541.8244 | 15541.3245 | 15544.2165 | 15550.4961 | 17899.7568 | 19388.4682 | 20718.6287 | 21898.0234 | 22935.306 | 23877.3245 | 24720.9488 | 25477.8658 | 26158.4641 | 33516.1624 | 32071.4398 | 32622.824 | 33224.3107 | 33859.7285 | 34623.6274 | 35367.0959 | 36123.2568
Commercial_Lodging_New_Food Preparation_Natural Gas_Broiler_E2_Baseline Forecast | Commercial | Lodging | New | Food Preparation | Natural Gas | Broiler | E2 |  | Baseline Forecast | 0 | 0 | 0 | 0 | 0 | 0 | 0 | 0 | 0 | 0 | 0 | 0 | 0 | 0 | 0 | 0 | 0 | 0 | 0 | 0 | 0 | 0 | 0 | 0 | 0 | 0 | 0
Commercial_Lodging_New_Food Preparation_Natural Gas_Broiler_E3_Baseline Forecast | Commercial | Lodging | New | Food Preparation | Natural Gas | Broiler | E3 |  | Baseline Forecast | 0 | 0 | 0 | 0 | 0 | 0 | 0 | 0 | 0 | 0 | 0 | 0 | 0 | 0 | 0 | 0 | 0 | 0 | 0 | 0 | 0 | 0 | 0 | 0 | 0 | 0 | 0
Commercial_Lodging_New_Food Preparation_Natural Gas_Broiler_E4_Baseline Forecast | Commercial | Lodging | New | Food Preparation | Natural Gas | Broiler | E4 |  | Baseline Forecast | 0 | 0 | 0 | 0 | 0 | 0 | 0 | 0 | 0 | 0 | 0 | 0 | 0 | 0 | 0 | 0 | 0 | 0 | 0 | 0 | 0 | 0 | 0 | 0 | 0 | 0 | 0
Commercial_Lodging_New_Food Preparation_Natural Gas_Broiler_E5_Baseline Forecast | Commercial | Lodging | New | Food Preparation | Natural Gas | Broiler | E5 |  | Baseline Forecast | 0 | 0 | 0 | 0 | 0 | 0 | 0 | 0 | 0 | 0 | 0 | 0 | 0 | 0 | 0 | 0 | 0 | 0 | 0 | 0 | 0 | 0 | 0 | 0 | 0 | 0 | 0
Commercial_Lodging_New_Food Preparation_Natural Gas_Broiler_E6_Baseline Forecast | Commercial | Lodging | New | Food Preparation | Natural Gas | Broiler | E6 |  | Baseline Forecast | 0 | 0 | 0 | 0 | 0 | 0 | 0 | 0 | 0 | 0 | 0 | 0 | 0 | 0 | 0 | 0 | 0 | 0 | 0 | 0 | 0 | 0 | 0 | 0 | 0 | 0 | 0
Commercial_Lodging_New_Food Preparation_Natural Gas_Broiler_E7_Baseline Forecast | Commercial | Lodging | New | Food Preparation | Natural Gas | Broiler | E7 |  | Baseline Forecast | 0 | 0 | 0 | 0 | 0 | 0 | 0 | 0 | 0 | 0 | 0 | 0 | 0 | 0 | 0 | 0 | 0 | 0 | 0 | 0 | 0 | 0 | 0 | 0 | 0 | 0 | 0
Commercial_Lodging_New_Food Preparation_Natural Gas_Broiler_E8_Baseline Forecast | Commercial | Lodging | New | Food Preparation | Natural Gas | Broiler | E8 |  | Baseline Forecast | 0 | 0 | 0 | 0 | 0 | 0 | 0 | 0 | 0 | 0 | 0 | 0 | 0 | 0 | 0 | 0 | 0 | 0 | 0 | 0 | 0 | 0 | 0 | 0 | 0 | 0 | 0
Commercial_Lodging_New_Food Preparation_Natural Gas_Broiler_E9_Baseline Forecast | Commercial | Lodging | New | Food Preparation | Natural Gas | Broiler | E9 |  | Baseline Forecast | 0 | 0 | 0 | 0 | 0 | 0 | 0 | 0 | 0 | 0 | 0 | 0 | 0 | 0 | 0 | 0 | 0 | 0 | 0 | 0 | 0 | 0 | 0 | 0 | 0 | 0 | 0
Commercial_Lodging_New_Food Preparation_Natural Gas_Broiler_E10_Baseline Forecast | Commercial | Lodging | New | Food Preparation | Natural Gas | Broiler | E10 |  | Baseline Forecast | 0 | 0 | 0 | 0 | 0 | 0 | 0 | 0 | 0 | 0 | 0 | 0 | 0 | 0 | 0 | 0 | 0 | 0 | 0 | 0 | 0 | 0 | 0 | 0 | 0 | 0 | 0
Commercial_Lodging_New_Food Preparation_Natural Gas_Griddle_E1_Baseline Forecast | Commercial | Lodging | New | Food Preparation | Natural Gas | Griddle | E1 |  | Baseline Forecast | 0 | 46160.7236 | 34244.1617 | 34284.2608 | 34122.9983 | 33794.5586 | 34071.4852 | 34070.3894 | 34076.7293 | 34090.4958 | 39240.6506 | 42504.2706 | 45420.308 | 48005.8302 | 50279.8076 | 52344.9427 | 54194.3739 | 55853.7212 | 57345.7594 | 73475.6361 | 70308.4502 | 71517.2195 | 72835.8256 | 74228.817 | 75903.4706 | 77533.3355 | 79191.0253
Commercial_Lodging_New_Food Preparation_Natural Gas_Griddle_E2_Baseline Forecast | Commercial | Lodging | New | Food Preparation | Natural Gas | Griddle | E2 |  | Baseline Forecast | 0 | 10132.8418 | 7517.0111 | 7525.8133 | 7490.4143 | 7418.3177 | 7479.1065 | 7478.866 | 7480.2577 | 7483.2796 | 8613.8014 | 9330.2057 | 9970.3115 | 10537.8652 | 11037.0309 | 11490.3533 | 11896.326 | 12260.573 | 12588.0935 | 16128.7982 | 15433.5622 | 15698.9018 | 15988.352 | 16294.1306 | 16661.7374 | 17019.5127 | 17383.3958
Commercial_Lodging_New_Food Preparation_Natural Gas_Griddle_E3_Baseline Forecast | Commercial | Lodging | New | Food Preparation | Natural Gas | Griddle | E3 |  | Baseline Forecast | 0 | 0 | 0 | 0 | 0 | 0 | 0 | 0 | 0 | 0 | 0 | 0 | 0 | 0 | 0 | 0 | 0 | 0 | 0 | 0 | 0 | 0 | 0 | 0 | 0 | 0 | 0
Commercial_Lodging_New_Food Preparation_Natural Gas_Griddle_E4_Baseline Forecast | Commercial | Lodging | New | Food Preparation | Natural Gas | Griddle | E4 |  | Baseline Forecast | 0 | 0 | 0 | 0 | 0 | 0 | 0 | 0 | 0 | 0 | 0 | 0 | 0 | 0 | 0 | 0 | 0 | 0 | 0 | 0 | 0 | 0 | 0 | 0 | 0 | 0 | 0
Commercial_Lodging_New_Food Preparation_Natural Gas_Griddle_E5_Baseline Forecast | Commercial | Lodging | New | Food Preparation | Natural Gas | Griddle | E5 |  | Baseline Forecast | 0 | 0 | 0 | 0 | 0 | 0 | 0 | 0 | 0 | 0 | 0 | 0 | 0 | 0 | 0 | 0 | 0 | 0 | 0 | 0 | 0 | 0 | 0 | 0 | 0 | 0 | 0
Commercial_Lodging_New_Food Preparation_Natural Gas_Griddle_E6_Baseline Forecast | Commercial | Lodging | New | Food Preparation | Natural Gas | Griddle | E6 |  | Baseline Forecast | 0 | 0 | 0 | 0 | 0 | 0 | 0 | 0 | 0 | 0 | 0 | 0 | 0 | 0 | 0 | 0 | 0 | 0 | 0 | 0 | 0 | 0 | 0 | 0 | 0 | 0 | 0
Commercial_Lodging_New_Food Preparation_Natural Gas_Griddle_E7_Baseline Forecast | Commercial | Lodging | New | Food Preparation | Natural Gas | Griddle | E7 |  | Baseline Forecast | 0 | 0 | 0 | 0 | 0 | 0 | 0 | 0 | 0 | 0 | 0 | 0 | 0 | 0 | 0 | 0 | 0 | 0 | 0 | 0 | 0 | 0 | 0 | 0 | 0 | 0 | 0
Commercial_Lodging_New_Food Preparation_Natural Gas_Griddle_E8_Baseline Forecast | Commercial | Lodging | New | Food Preparation | Natural Gas | Griddle | E8 |  | Baseline Forecast | 0 | 0 | 0 | 0 | 0 | 0 | 0 | 0 | 0 | 0 | 0 | 0 | 0 | 0 | 0 | 0 | 0 | 0 | 0 | 0 | 0 | 0 | 0 | 0 | 0 | 0 | 0
Commercial_Lodging_New_Food Preparation_Natural Gas_Griddle_E9_Baseline Forecast | Commercial | Lodging | New | Food Preparation | Natural Gas | Griddle | E9 |  | Baseline Forecast | 0 | 0 | 0 | 0 | 0 | 0 | 0 | 0 | 0 | 0 | 0 | 0 | 0 | 0 | 0 | 0 | 0 | 0 | 0 | 0 | 0 | 0 | 0 | 0 | 0 | 0 | 0
Commercial_Lodging_New_Food Preparation_Natural Gas_Griddle_E10_Baseline Forecast | Commercial | Lodging | New | Food Preparation | Natural Gas | Griddle | E10 |  | Baseline Forecast | 0 | 0 | 0 | 0 | 0 | 0 | 0 | 0 | 0 | 0 | 0 | 0 | 0 | 0 | 0 | 0 | 0 | 0 | 0 | 0 | 0 | 0 | 0 | 0 | 0 | 0 | 0
Commercial_Lodging_New_Food Preparation_Natural Gas_Range_E1_Baseline Forecast | Commercial | Lodging | New | Food Preparation | Natural Gas | Range | E1 |  | Baseline Forecast | 0 | 859.4437 | 637.5752 | 638.3217 | 635.3193 | 629.2042 | 634.3602 | 634.3398 | 634.4578 | 634.7141 | 806.9973 | 900.6671 | 975.9966 | 1035.9317 | 1082.9563 | 1347.2324 | 1275.5443 | 1276.9571 | 1277.5658 | 1312.1314 | 1361.938 | 1415.9858 | 1471.7689 | 1526.3859 | 1668.6081 | 1748.0459 | 1807.7049
Commercial_Lodging_New_Food Preparation_Natural Gas_Range_E2_Baseline Forecast | Commercial | Lodging | New | Food Preparation | Natural Gas | Range | E2 |  | Baseline Forecast | 0 | 0 | 0 | 0 | 0 | 0 | 0 | 0 | 0 | 0 | 0 | 0 | 0 | 0 | 0 | 0 | 0 | 0 | 0 | 0 | 0 | 0 | 0 | 0 | 0 | 0 | 0
Commercial_Lodging_New_Food Preparation_Natural Gas_Range_E3_Baseline Forecast | Commercial | Lodging | New | Food Preparation | Natural Gas | Range | E3 |  | Baseline Forecast | 0 | 0 | 0 | 0 | 0 | 0 | 0 | 0 | 0 | 0 | 0 | 0 | 0 | 0 | 0 | 0 | 0 | 0 | 0 | 0 | 0 | 0 | 0 | 0 | 0 | 0 | 0
Commercial_Lodging_New_Food Preparation_Natural Gas_Range_E4_Baseline Forecast | Commercial | Lodging | New | Food Preparation | Natural Gas | Range | E4 |  | Baseline Forecast | 0 | 0 | 0 | 0 | 0 | 0 | 0 | 0 | 0 | 0 | 0 | 0 | 0 | 0 | 0 | 0 | 0 | 0 | 0 | 0 | 0 | 0 | 0 | 0 | 0 | 0 | 0
Commercial_Lodging_New_Food Preparation_Natural Gas_Range_E5_Baseline Forecast | Commercial | Lodging | New | Food Preparation | Natural Gas | Range | E5 |  | Baseline Forecast | 0 | 0 | 0 | 0 | 0 | 0 | 0 | 0 | 0 | 0 | 0 | 0 | 0 | 0 | 0 | 0 | 0 | 0 | 0 | 0 | 0 | 0 | 0 | 0 | 0 | 0 | 0
Commercial_Lodging_New_Food Preparation_Natural Gas_Range_E6_Baseline Forecast | Commercial | Lodging | New | Food Preparation | Natural Gas | Range | E6 |  | Baseline Forecast | 0 | 0 | 0 | 0 | 0 | 0 | 0 | 0 | 0 | 0 | 0 | 0 | 0 | 0 | 0 | 0 | 0 | 0 | 0 | 0 | 0 | 0 | 0 | 0 | 0 | 0 | 0
Commercial_Lodging_New_Food Preparation_Natural Gas_Range_E7_Baseline Forecast | Commercial | Lodging | New | Food Preparation | Natural Gas | Range | E7 |  | Baseline Forecast | 0 | 0 | 0 | 0 | 0 | 0 | 0 | 0 | 0 | 0 | 0 | 0 | 0 | 0 | 0 | 0 | 0 | 0 | 0 | 0 | 0 | 0 | 0 | 0 | 0 | 0 | 0
Commercial_Lodging_New_Food Preparation_Natural Gas_Range_E8_Baseline Forecast | Commercial | Lodging | New | Food Preparation | Natural Gas | Range | E8 |  | Baseline Forecast | 0 | 0 | 0 | 0 | 0 | 0 | 0 | 0 | 0 | 0 | 0 | 0 | 0 | 0 | 0 | 0 | 0 | 0 | 0 | 0 | 0 | 0 | 0 | 0 | 0 | 0 | 0
Commercial_Lodging_New_Food Preparation_Natural Gas_Range_E9_Baseline Forecast | Commercial | Lodging | New | Food Preparation | Natural Gas | Range | E9 |  | Baseline Forecast | 0 | 0 | 0 | 0 | 0 | 0 | 0 | 0 | 0 | 0 | 0 | 0 | 0 | 0 | 0 | 0 | 0 | 0 | 0 | 0 | 0 | 0 | 0 | 0 | 0 | 0 | 0
Commercial_Lodging_New_Food Preparation_Natural Gas_Range_E10_Baseline Forecast | Commercial | Lodging | New | Food Preparation | Natural Gas | Range | E10 |  | Baseline Forecast | 0 | 0 | 0 | 0 | 0 | 0 | 0 | 0 | 0 | 0 | 0 | 0 | 0 | 0 | 0 | 0 | 0 | 0 | 0 | 0 | 0 | 0 | 0 | 0 | 0 | 0 | 0
Commercial_Lodging_New_Food Preparation_Natural Gas_Steamer_E1_Baseline Forecast | Commercial | Lodging | New | Food Preparation | Natural Gas | Steamer | E1 |  | Baseline Forecast | 0 | 0 | 0 | 0 | 0 | 0 | 0 | 0 | 0 | 0 | 0 | 0 | 0 | 0 | 0 | 0 | 0 | 0 | 0 | 0 | 0 | 0 | 0 | 0 | 0 | 0 | 0
Commercial_Lodging_New_Food Preparation_Natural Gas_Steamer_E2_Baseline Forecast | Commercial | Lodging | New | Food Preparation | Natural Gas | Steamer | E2 |  | Baseline Forecast | 0 | 859.4437 | 637.5752 | 638.3217 | 635.3193 | 629.2042 | 634.3602 | 634.3398 | 806.3466 | 899.7402 | 974.7937 | 1034.453 | 1081.2019 | 1345.2021 | 1273.2383 | 1308.7529 | 1355.2152 | 1406.9622 | 1463.6564 | 1517.4425 | 1658.8329 | 1737.438 | 1803.1387 | 1861.5056 | 1915.7418 | 2028.0264 | 2041.1743
Commercial_Lodging_New_Food Preparation_Natural Gas_Steamer_E3_Baseline Forecast | Commercial | Lodging | New | Food Preparation | Natural Gas | Steamer | E3 |  | Baseline Forecast | 0 | 0 | 0 | 0 | 0 | 0 | 0 | 0 | 0 | 0 | 0 | 0 | 0 | 0 | 0 | 0 | 0 | 0 | 0 | 0 | 0 | 0 | 0 | 0 | 0 | 0 | 0
Commercial_Lodging_New_Food Preparation_Natural Gas_Steamer_E4_Baseline Forecast | Commercial | Lodging | New | Food Preparation | Natural Gas | Steamer | E4 |  | Baseline Forecast | 0 | 0 | 0 | 0 | 0 | 0 | 0 | 0 | 0 | 0 | 0 | 0 | 0 | 0 | 0 | 0 | 0 | 0 | 0 | 0 | 0 | 0 | 0 | 0 | 0 | 0 | 0
Commercial_Lodging_New_Food Preparation_Natural Gas_Steamer_E5_Baseline Forecast | Commercial | Lodging | New | Food Preparation | Natural Gas | Steamer | E5 |  | Baseline Forecast | 0 | 0 | 0 | 0 | 0 | 0 | 0 | 0 | 0 | 0 | 0 | 0 | 0 | 0 | 0 | 0 | 0 | 0 | 0 | 0 | 0 | 0 | 0 | 0 | 0 | 0 | 0
Commercial_Lodging_New_Food Preparation_Natural Gas_Steamer_E6_Baseline Forecast | Commercial | Lodging | New | Food Preparation | Natural Gas | Steamer | E6 |  | Baseline Forecast | 0 | 0 | 0 | 0 | 0 | 0 | 0 | 0 | 0 | 0 | 0 | 0 | 0 | 0 | 0 | 0 | 0 | 0 | 0 | 0 | 0 | 0 | 0 | 0 | 0 | 0 | 0
Commercial_Lodging_New_Food Preparation_Natural Gas_Steamer_E7_Baseline Forecast | Commercial | Lodging | New | Food Preparation | Natural Gas | Steamer | E7 |  | Baseline Forecast | 0 | 0 | 0 | 0 | 0 | 0 | 0 | 0 | 0 | 0 | 0 | 0 | 0 | 0 | 0 | 0 | 0 | 0 | 0 | 0 | 0 | 0 | 0 | 0 | 0 | 0 | 0
Commercial_Lodging_New_Food Preparation_Natural Gas_Steamer_E8_Baseline Forecast | Commercial | Lodging | New | Food Preparation | Natural Gas | Steamer | E8 |  | Baseline Forecast | 0 | 0 | 0 | 0 | 0 | 0 | 0 | 0 | 0 | 0 | 0 | 0 | 0 | 0 | 0 | 0 | 0 | 0 | 0 | 0 | 0 | 0 | 0 | 0 | 0 | 0 | 0
Commercial_Lodging_New_Food Preparation_Natural Gas_Steamer_E9_Baseline Forecast | Commercial | Lodging | New | Food Preparation | Natural Gas | Steamer | E9 |  | Baseline Forecast | 0 | 0 | 0 | 0 | 0 | 0 | 0 | 0 | 0 | 0 | 0 | 0 | 0 | 0 | 0 | 0 | 0 | 0 | 0 | 0 | 0 | 0 | 0 | 0 | 0 | 0 | 0
Commercial_Lodging_New_Food Preparation_Natural Gas_Steamer_E10_Baseline Forecast | Commercial | Lodging | New | Food Preparation | Natural Gas | Steamer | E10 |  | Baseline Forecast | 0 | 0 | 0 | 0 | 0 | 0 | 0 | 0 | 0 | 0 | 0 | 0 | 0 | 0 | 0 | 0 | 0 | 0 | 0 | 0 | 0 | 0 | 0 | 0 | 0 | 0 | 0
Commercial_Lodging_New_Food Preparation_Natural Gas_Commercial Food Prep Other_E1_Baseline Forecast | Commercial | Lodging | New | Food Preparation | Natural Gas | Commercial Food Prep Other | E1 |  | Baseline Forecast | 0 | 0 | 0 | 0 | 0 | 0 | 0 | 0 | 0 | 0 | 0 | 0 | 0 | 0 | 0 | 0 | 0 | 0 | 0 | 0 | 0 | 0 | 0 | 0 | 0 | 0 | 0
Commercial_Lodging_New_Food Preparation_Natural Gas_Commercial Food Prep Other_E2_Baseline Forecast | Commercial | Lodging | New | Food Preparation | Natural Gas | Commercial Food Prep Other | E2 |  | Baseline Forecast | 0 | 0 | 0 | 0 | 0 | 0 | 0 | 0 | 0 | 0 | 0 | 0 | 0 | 0 | 0 | 0 | 0 | 0 | 0 | 0 | 0 | 0 | 0 | 0 | 0 | 0 | 0
Commercial_Lodging_New_Food Preparation_Natural Gas_Commercial Food Prep Other_E3_Baseline Forecast | Commercial | Lodging | New | Food Preparation | Natural Gas | Commercial Food Prep Other | E3 |  | Baseline Forecast | 0 | 0 | 0 | 0 | 0 | 0 | 0 | 0 | 0 | 0 | 0 | 0 | 0 | 0 | 0 | 0 | 0 | 0 | 0 | 0 | 0 | 0 | 0 | 0 | 0 | 0 | 0
Commercial_Lodging_New_Food Preparation_Natural Gas_Commercial Food Prep Other_E4_Baseline Forecast | Commercial | Lodging | New | Food Preparation | Natural Gas | Commercial Food Prep Other | E4 |  | Baseline Forecast | 0 | 0 | 0 | 0 | 0 | 0 | 0 | 0 | 0 | 0 | 0 | 0 | 0 | 0 | 0 | 0 | 0 | 0 | 0 | 0 | 0 | 0 | 0 | 0 | 0 | 0 | 0
Commercial_Lodging_New_Food Preparation_Natural Gas_Commercial Food Prep Other_E5_Baseline Forecast | Commercial | Lodging | New | Food Preparation | Natural Gas | Commercial Food Prep Other | E5 |  | Baseline Forecast | 0 | 0 | 0 | 0 | 0 | 0 | 0 | 0 | 0 | 0 | 0 | 0 | 0 | 0 | 0 | 0 | 0 | 0 | 0 | 0 | 0 | 0 | 0 | 0 | 0 | 0 | 0
Commercial_Lodging_New_Food Preparation_Natural Gas_Commercial Food Prep Other_E6_Baseline Forecast | Commercial | Lodging | New | Food Preparation | Natural Gas | Commercial Food Prep Other | E6 |  | Baseline Forecast | 0 | 0 | 0 | 0 | 0 | 0 | 0 | 0 | 0 | 0 | 0 | 0 | 0 | 0 | 0 | 0 | 0 | 0 | 0 | 0 | 0 | 0 | 0 | 0 | 0 | 0 | 0
Commercial_Lodging_New_Food Preparation_Natural Gas_Commercial Food Prep Other_E7_Baseline Forecast | Commercial | Lodging | New | Food Preparation | Natural Gas | Commercial Food Prep Other | E7 |  | Baseline Forecast | 0 | 0 | 0 | 0 | 0 | 0 | 0 | 0 | 0 | 0 | 0 | 0 | 0 | 0 | 0 | 0 | 0 | 0 | 0 | 0 | 0 | 0 | 0 | 0 | 0 | 0 | 0
Commercial_Lodging_New_Food Preparation_Natural Gas_Commercial Food Prep Other_E8_Baseline Forecast | Commercial | Lodging | New | Food Preparation | Natural Gas | Commercial Food Prep Other | E8 |  | Baseline Forecast | 0 | 0 | 0 | 0 | 0 | 0 | 0 | 0 | 0 | 0 | 0 | 0 | 0 | 0 | 0 | 0 | 0 | 0 | 0 | 0 | 0 | 0 | 0 | 0 | 0 | 0 | 0
Commercial_Lodging_New_Food Preparation_Natural Gas_Commercial Food Prep Other_E9_Baseline Forecast | Commercial | Lodging | New | Food Preparation | Natural Gas | Commercial Food Prep Other | E9 |  | Baseline Forecast | 0 | 0 | 0 | 0 | 0 | 0 | 0 | 0 | 0 | 0 | 0 | 0 | 0 | 0 | 0 | 0 | 0 | 0 | 0 | 0 | 0 | 0 | 0 | 0 | 0 | 0 | 0
Commercial_Lodging_New_Food Preparation_Natural Gas_Commercial Food Prep Other_E10_Baseline Forecast | Commercial | Lodging | New | Food Preparation | Natural Gas | Commercial Food Prep Other | E10 |  | Baseline Forecast | 0 | 0 | 0 | 0 | 0 | 0 | 0 | 0 | 0 | 0 | 0 | 0 | 0 | 0 | 0 | 0 | 0 | 0 | 0 | 0 | 0 | 0 | 0 | 0 | 0 | 0 | 0
Commercial_Lodging_New_Miscellaneous_Natural Gas_Pool Heater_E1_Baseline Forecast | Commercial | Lodging | New | Miscellaneous | Natural Gas | Pool Heater | E1 |  | Baseline Forecast | 0 | 21831.8599 | 16195.8844 | 16214.8494 | 16138.5798 | 15983.2432 | 20480.5885 | 22845.9727 | 24745.4862 | 26253.9551 | 27434.474 | 35006.9593 | 34343.7052 | 35682.3221 | 37037.5531 | 38345.4242 | 42134.9018 | 44484.6658 | 46520.4924 | 48328.812 | 49962.9002 | 53716.2183 | 55043.1219 | 57050.5461 | 59037.1758 | 60956.2689 | 63908.8502
Commercial_Lodging_New_Miscellaneous_Natural Gas_Pool Heater_E2_Baseline Forecast | Commercial | Lodging | New | Miscellaneous | Natural Gas | Pool Heater | E2 |  | Baseline Forecast | 0 | 0 | 0 | 0 | 0 | 0 | 0 | 0 | 0 | 0 | 0 | 0 | 0 | 0 | 0 | 0 | 0 | 0 | 0 | 0 | 0 | 0 | 0 | 0 | 0 | 0 | 0
Commercial_Lodging_New_Miscellaneous_Natural Gas_Pool Heater_E3_Baseline Forecast | Commercial | Lodging | New | Miscellaneous | Natural Gas | Pool Heater | E3 |  | Baseline Forecast | 0 | 0 | 0 | 0 | 0 | 0 | 0 | 0 | 0 | 0 | 0 | 0 | 0 | 0 | 0 | 0 | 0 | 0 | 0 | 0 | 0 | 0 | 0 | 0 | 0 | 0 | 0
Commercial_Lodging_New_Miscellaneous_Natural Gas_Pool Heater_E4_Baseline Forecast | Commercial | Lodging | New | Miscellaneous | Natural Gas | Pool Heater | E4 |  | Baseline Forecast | 0 | 0 | 0 | 0 | 0 | 0 | 0 | 0 | 0 | 0 | 0 | 0 | 0 | 0 | 0 | 0 | 0 | 0 | 0 | 0 | 0 | 0 | 0 | 0 | 0 | 0 | 0
Commercial_Lodging_New_Miscellaneous_Natural Gas_Pool Heater_E5_Baseline Forecast | Commercial | Lodging | New | Miscellaneous | Natural Gas | Pool Heater | E5 |  | Baseline Forecast | 0 | 0 | 0 | 0 | 0 | 0 | 0 | 0 | 0 | 0 | 0 | 0 | 0 | 0 | 0 | 0 | 0 | 0 | 0 | 0 | 0 | 0 | 0 | 0 | 0 | 0 | 0
Commercial_Lodging_New_Miscellaneous_Natural Gas_Pool Heater_E6_Baseline Forecast | Commercial | Lodging | New | Miscellaneous | Natural Gas | Pool Heater | E6 |  | Baseline Forecast | 0 | 0 | 0 | 0 | 0 | 0 | 0 | 0 | 0 | 0 | 0 | 0 | 0 | 0 | 0 | 0 | 0 | 0 | 0 | 0 | 0 | 0 | 0 | 0 | 0 | 0 | 0
Commercial_Lodging_New_Miscellaneous_Natural Gas_Pool Heater_E7_Baseline Forecast | Commercial | Lodging | New | Miscellaneous | Natural Gas | Pool Heater | E7 |  | Baseline Forecast | 0 | 0 | 0 | 0 | 0 | 0 | 0 | 0 | 0 | 0 | 0 | 0 | 0 | 0 | 0 | 0 | 0 | 0 | 0 | 0 | 0 | 0 | 0 | 0 | 0 | 0 | 0
Commercial_Lodging_New_Miscellaneous_Natural Gas_Pool Heater_E8_Baseline Forecast | Commercial | Lodging | New | Miscellaneous | Natural Gas | Pool Heater | E8 |  | Baseline Forecast | 0 | 0 | 0 | 0 | 0 | 0 | 0 | 0 | 0 | 0 | 0 | 0 | 0 | 0 | 0 | 0 | 0 | 0 | 0 | 0 | 0 | 0 | 0 | 0 | 0 | 0 | 0
Commercial_Lodging_New_Miscellaneous_Natural Gas_Pool Heater_E9_Baseline Forecast | Commercial | Lodging | New | Miscellaneous | Natural Gas | Pool Heater | E9 |  | Baseline Forecast | 0 | 0 | 0 | 0 | 0 | 0 | 0 | 0 | 0 | 0 | 0 | 0 | 0 | 0 | 0 | 0 | 0 | 0 | 0 | 0 | 0 | 0 | 0 | 0 | 0 | 0 | 0
Commercial_Lodging_New_Miscellaneous_Natural Gas_Pool Heater_E10_Baseline Forecast | Commercial | Lodging | New | Miscellaneous | Natural Gas | Pool Heater | E10 |  | Baseline Forecast | 0 | 0 | 0 | 0 | 0 | 0 | 0 | 0 | 0 | 0 | 0 | 0 | 0 | 0 | 0 | 0 | 0 | 0 | 0 | 0 | 0 | 0 | 0 | 0 | 0 | 0 | 0
Commercial_Lodging_New_Miscellaneous_Natural Gas_Miscellaneous_E1_Baseline Forecast | Commercial | Lodging | New | Miscellaneous | Natural Gas | Miscellaneous | E1 |  | Baseline Forecast | 0 | 221306.7644 | 164175.6031 | 164367.8486 | 195209.9655 | 212572.5313 | 230159.5342 | 248496.8775 | 266729.8653 | 284910.5165 | 303158.5495 | 385933.792 | 378411.4615 | 391332.3644 | 423227.7537 | 445634.9868 | 466827.814 | 489848.6804 | 512837.067 | 535644.397 | 558597.691 | 600457.4286 | 613392.6708 | 633826.6369 | 662966.2582 | 687148.2099 | 710567.8177
Commercial_Lodging_New_Miscellaneous_Natural Gas_Miscellaneous_E2_Baseline Forecast | Commercial | Lodging | New | Miscellaneous | Natural Gas | Miscellaneous | E2 |  | Baseline Forecast | 0 | 0 | 0 | 0 | 0 | 0 | 0 | 0 | 0 | 0 | 0 | 0 | 0 | 0 | 0 | 0 | 0 | 0 | 0 | 0 | 0 | 0 | 0 | 0 | 0 | 0 | 0
Commercial_Lodging_New_Miscellaneous_Natural Gas_Miscellaneous_E3_Baseline Forecast | Commercial | Lodging | New | Miscellaneous | Natural Gas | Miscellaneous | E3 |  | Baseline Forecast | 0 | 0 | 0 | 0 | 0 | 0 | 0 | 0 | 0 | 0 | 0 | 0 | 0 | 0 | 0 | 0 | 0 | 0 | 0 | 0 | 0 | 0 | 0 | 0 | 0 | 0 | 0
Commercial_Lodging_New_Miscellaneous_Natural Gas_Miscellaneous_E4_Baseline Forecast | Commercial | Lodging | New | Miscellaneous | Natural Gas | Miscellaneous | E4 |  | Baseline Forecast | 0 | 0 | 0 | 0 | 0 | 0 | 0 | 0 | 0 | 0 | 0 | 0 | 0 | 0 | 0 | 0 | 0 | 0 | 0 | 0 | 0 | 0 | 0 | 0 | 0 | 0 | 0
Commercial_Lodging_New_Miscellaneous_Natural Gas_Miscellaneous_E5_Baseline Forecast | Commercial | Lodging | New | Miscellaneous | Natural Gas | Miscellaneous | E5 |  | Baseline Forecast | 0 | 0 | 0 | 0 | 0 | 0 | 0 | 0 | 0 | 0 | 0 | 0 | 0 | 0 | 0 | 0 | 0 | 0 | 0 | 0 | 0 | 0 | 0 | 0 | 0 | 0 | 0
Commercial_Lodging_New_Miscellaneous_Natural Gas_Miscellaneous_E6_Baseline Forecast | Commercial | Lodging | New | Miscellaneous | Natural Gas | Miscellaneous | E6 |  | Baseline Forecast | 0 | 0 | 0 | 0 | 0 | 0 | 0 | 0 | 0 | 0 | 0 | 0 | 0 | 0 | 0 | 0 | 0 | 0 | 0 | 0 | 0 | 0 | 0 | 0 | 0 | 0 | 0
Commercial_Lodging_New_Miscellaneous_Natural Gas_Miscellaneous_E7_Baseline Forecast | Commercial | Lodging | New | Miscellaneous | Natural Gas | Miscellaneous | E7 |  | Baseline Forecast | 0 | 0 | 0 | 0 | 0 | 0 | 0 | 0 | 0 | 0 | 0 | 0 | 0 | 0 | 0 | 0 | 0 | 0 | 0 | 0 | 0 | 0 | 0 | 0 | 0 | 0 | 0
Commercial_Lodging_New_Miscellaneous_Natural Gas_Miscellaneous_E8_Baseline Forecast | Commercial | Lodging | New | Miscellaneous | Natural Gas | Miscellaneous | E8 |  | Baseline Forecast | 0 | 0 | 0 | 0 | 0 | 0 | 0 | 0 | 0 | 0 | 0 | 0 | 0 | 0 | 0 | 0 | 0 | 0 | 0 | 0 | 0 | 0 | 0 | 0 | 0 | 0 | 0
Commercial_Lodging_New_Miscellaneous_Natural Gas_Miscellaneous_E9_Baseline Forecast | Commercial | Lodging | New | Miscellaneous | Natural Gas | Miscellaneous | E9 |  | Baseline Forecast | 0 | 0 | 0 | 0 | 0 | 0 | 0 | 0 | 0 | 0 | 0 | 0 | 0 | 0 | 0 | 0 | 0 | 0 | 0 | 0 | 0 | 0 | 0 | 0 | 0 | 0 | 0
Commercial_Lodging_New_Miscellaneous_Natural Gas_Miscellaneous_E10_Baseline Forecast | Commercial | Lodging | New | Miscellaneous | Natural Gas | Miscellaneous | E10 |  | Baseline Forecast | 0 | 0 | 0 | 0 | 0 | 0 | 0 | 0 | 0 | 0 | 0 | 0 | 0 | 0 | 0 | 0 | 0 | 0 | 0 | 0 | 0 | 0 | 0 | 0 | 0 | 0 | 0
Commercial_Warehouse_Existing_Space Heating_Natural Gas_Furnace_E1_Baseline Forecast | Commercial | Warehouse | Existing | Space Heating | Natural Gas | Furnace | E1 |  | Baseline Forecast | 0 | 73990.7791 | 83280.5144 | 0 | 0 | 0 | 0 | 0 | 0 | 0 | 0 | 0 | 0 | 0 | 0 | 0 | 0 | 0 | 0 | 0 | 0 | 0 | 0 | 0 | 0 | 0 | 0
Commercial_Warehouse_Existing_Space Heating_Natural Gas_Furnace_E2_Baseline Forecast | Commercial | Warehouse | Existing | Space Heating | Natural Gas | Furnace | E2 |  | Baseline Forecast | 0 | 0 | 0 | 93017.236 | 103109.4903 | 113475.6475 | 124042.9584 | 134746.6994 | 145529.398 | 156340.1299 | 165727.8781 | 173831.9799 | 180778.7118 | 186682.5047 | 191647.0457 | 195766.2771 | 199125.3038 | 201801.2153 | 203863.832 | 189099.2486 | 176227.9032 | 165099.1727 | 155571.2735 | 147510.9936 | 140793.3962 | 135301.5028 | 130925.9625
Commercial_Warehouse_Existing_Space Heating_Natural Gas_Furnace_E3_Baseline Forecast | Commercial | Warehouse | Existing | Space Heating | Natural Gas | Furnace | E3 |  | Baseline Forecast | 0 | 0 | 0 | 0 | 0 | 0 | 0 | 0 | 0 | 0 | 0 | 0 | 0 | 0 | 0 | 0 | 0 | 0 | 0 | 0 | 0 | 0 | 0 | 0 | 0 | 0 | 0
Commercial_Warehouse_Existing_Space Heating_Natural Gas_Furnace_E4_Baseline Forecast | Commercial | Warehouse | Existing | Space Heating | Natural Gas | Furnace | E4 |  | Baseline Forecast | 0 | 0 | 0 | 0 | 0 | 0 | 0 | 0 | 0 | 0 | 0 | 0 | 0 | 0 | 0 | 0 | 0 | 0 | 0 | 0 | 0 | 0 | 0 | 0 | 0 | 0 | 0
Commercial_Warehouse_Existing_Space Heating_Natural Gas_Furnace_E5_Baseline Forecast | Commercial | Warehouse | Existing | Space Heating | Natural Gas | Furnace | E5 |  | Baseline Forecast | 0 | 0 | 0 | 0 | 0 | 0 | 0 | 0 | 0 | 0 | 0 | 0 | 0 | 0 | 0 | 0 | 0 | 0 | 0 | 0 | 0 | 0 | 0 | 0 | 0 | 0 | 0
Commercial_Warehouse_Existing_Space Heating_Natural Gas_Furnace_E6_Baseline Forecast | Commercial | Warehouse | Existing | Space Heating | Natural Gas | Furnace | E6 |  | Baseline Forecast | 0 | 0 | 0 | 0 | 0 | 0 | 0 | 0 | 0 | 0 | 0 | 0 | 0 | 0 | 0 | 0 | 0 | 0 | 0 | 0 | 0 | 0 | 0 | 0 | 0 | 0 | 0
Commercial_Warehouse_Existing_Space Heating_Natural Gas_Furnace_E7_Baseline Forecast | Commercial | Warehouse | Existing | Space Heating | Natural Gas | Furnace | E7 |  | Baseline Forecast | 0 | 0 | 0 | 0 | 0 | 0 | 0 | 0 | 0 | 0 | 0 | 0 | 0 | 0 | 0 | 0 | 0 | 0 | 0 | 0 | 0 | 0 | 0 | 0 | 0 | 0 | 0
Commercial_Warehouse_Existing_Space Heating_Natural Gas_Furnace_E8_Baseline Forecast | Commercial | Warehouse | Existing | Space Heating | Natural Gas | Furnace | E8 |  | Baseline Forecast | 0 | 0 | 0 | 0 | 0 | 0 | 0 | 0 | 0 | 0 | 0 | 0 | 0 | 0 | 0 | 0 | 0 | 0 | 0 | 0 | 0 | 0 | 0 | 0 | 0 | 0 | 0
Commercial_Warehouse_Existing_Space Heating_Natural Gas_Furnace_E9_Baseline Forecast | Commercial | Warehouse | Existing | Space Heating | Natural Gas | Furnace | E9 |  | Baseline Forecast | 0 | 0 | 0 | 0 | 0 | 0 | 0 | 0 | 0 | 0 | 0 | 0 | 0 | 0 | 0 | 0 | 0 | 0 | 0 | 0 | 0 | 0 | 0 | 0 | 0 | 0 | 0
Commercial_Warehouse_Existing_Space Heating_Natural Gas_Furnace_E10_Baseline Forecast | Commercial | Warehouse | Existing | Space Heating | Natural Gas | Furnace | E10 |  | Baseline Forecast | 0 | 0 | 0 | 0 | 0 | 0 | 0 | 0 | 0 | 0 | 0 | 0 | 0 | 0 | 0 | 0 | 0 | 0 | 0 | 0 | 0 | 0 | 0 | 0 | 0 | 0 | 0
Commercial_Warehouse_Existing_Space Heating_Natural Gas_Boiler_E1_Baseline Forecast | Commercial | Warehouse | Existing | Space Heating | Natural Gas | Boiler | E1 |  | Baseline Forecast | 0 | 8323.7099 | 8254.5631 | 8178.6823 | 8097.0286 | 8010.4561 | 7919.724 | 7825.5065 | 7728.4017 | 7628.9405 | 7527.5929 | 7424.7755 | 7320.8563 | 7216.1609 | 7110.9761 | 7005.5552 | 6900.1205 | 6794.8675 | 6689.9675 | 6585.5702 | 6481.806 | 6378.7885 | 6224.0978 | 6081.5318 | 5949.3732 | 5826.1486 | 5710.5954
Commercial_Warehouse_Existing_Space Heating_Natural Gas_Boiler_E2_Baseline Forecast | Commercial | Warehouse | Existing | Space Heating | Natural Gas | Boiler | E2 |  | Baseline Forecast | 0 | 1827.1558 | 1811.9773 | 1795.3205 | 1777.3965 | 1758.3928 | 1738.476 | 1717.7941 | 1696.4784 | 1674.6455 | 1652.3985 | 1629.8288 | 1607.0172 | 1584.0353 | 1560.946 | 1537.8048 | 1514.6606 | 1491.5563 | 1468.5295 | 1445.613 | 1422.8355 | 1400.2219 | 1366.2654 | 1334.9704 | 1305.96 | 1278.9107 | 1253.5453
Commercial_Warehouse_Existing_Space Heating_Natural Gas_Boiler_E3_Baseline Forecast | Commercial | Warehouse | Existing | Space Heating | Natural Gas | Boiler | E3 |  | Baseline Forecast | 0 | 0 | 0 | 0 | 0 | 0 | 0 | 0 | 0 | 0 | 0 | 0 | 0 | 0 | 0 | 0 | 0 | 0 | 0 | 0 | 0 | 0 | 0 | 0 | 0 | 0 | 0
Commercial_Warehouse_Existing_Space Heating_Natural Gas_Boiler_E4_Baseline Forecast | Commercial | Warehouse | Existing | Space Heating | Natural Gas | Boiler | E4 |  | Baseline Forecast | 0 | 0 | 0 | 0 | 0 | 0 | 0 | 0 | 0 | 0 | 0 | 0 | 0 | 0 | 0 | 0 | 0 | 0 | 0 | 0 | 0 | 0 | 0 | 0 | 0 | 0 | 0
Commercial_Warehouse_Existing_Space Heating_Natural Gas_Boiler_E5_Baseline Forecast | Commercial | Warehouse | Existing | Space Heating | Natural Gas | Boiler | E5 |  | Baseline Forecast | 0 | 0 | 0 | 0 | 0 | 0 | 0 | 0 | 0 | 0 | 0 | 0 | 0 | 0 | 0 | 0 | 0 | 0 | 0 | 0 | 0 | 0 | 0 | 0 | 0 | 0 | 0
Commercial_Warehouse_Existing_Space Heating_Natural Gas_Boiler_E6_Baseline Forecast | Commercial | Warehouse | Existing | Space Heating | Natural Gas | Boiler | E6 |  | Baseline Forecast | 0 | 0 | 0 | 0 | 0 | 0 | 0 | 0 | 0 | 0 | 0 | 0 | 0 | 0 | 0 | 0 | 0 | 0 | 0 | 0 | 0 | 0 | 0 | 0 | 0 | 0 | 0
Commercial_Warehouse_Existing_Space Heating_Natural Gas_Boiler_E7_Baseline Forecast | Commercial | Warehouse | Existing | Space Heating | Natural Gas | Boiler | E7 |  | Baseline Forecast | 0 | 0 | 0 | 0 | 0 | 0 | 0 | 0 | 0 | 0 | 0 | 0 | 0 | 0 | 0 | 0 | 0 | 0 | 0 | 0 | 0 | 0 | 0 | 0 | 0 | 0 | 0
Commercial_Warehouse_Existing_Space Heating_Natural Gas_Boiler_E8_Baseline Forecast | Commercial | Warehouse | Existing | Space Heating | Natural Gas | Boiler | E8 |  | Baseline Forecast | 0 | 0 | 0 | 0 | 0 | 0 | 0 | 0 | 0 | 0 | 0 | 0 | 0 | 0 | 0 | 0 | 0 | 0 | 0 | 0 | 0 | 0 | 0 | 0 | 0 | 0 | 0
Commercial_Warehouse_Existing_Space Heating_Natural Gas_Boiler_E9_Baseline Forecast | Commercial | Warehouse | Existing | Space Heating | Natural Gas | Boiler | E9 |  | Baseline Forecast | 0 | 0 | 0 | 0 | 0 | 0 | 0 | 0 | 0 | 0 | 0 | 0 | 0 | 0 | 0 | 0 | 0 | 0 | 0 | 0 | 0 | 0 | 0 | 0 | 0 | 0 | 0
Commercial_Warehouse_Existing_Space Heating_Natural Gas_Boiler_E10_Baseline Forecast | Commercial | Warehouse | Existing | Space Heating | Natural Gas | Boiler | E10 |  | Baseline Forecast | 0 | 0 | 0 | 0 | 0 | 0 | 0 | 0 | 0 | 0 | 0 | 0 | 0 | 0 | 0 | 0 | 0 | 0 | 0 | 0 | 0 | 0 | 0 | 0 | 0 | 0 | 0
Commercial_Warehouse_Existing_Space Heating_Natural Gas_Unit Heater_E1_Baseline Forecast | Commercial | Warehouse | Existing | Space Heating | Natural Gas | Unit Heater | E1 |  | Baseline Forecast | 0 | 2404.7881 | 6875.1308 | 13110.0958 | 20842.9204 | 29837.3213 | 39884.1988 | 50798.6935 | 62417.5571 | 74596.8053 | 85153.2638 | 94265.4927 | 102092.9238 | 108777.9016 | 114447.5058 | 119215.1797 | 123182.1859 | 110218.5638 | 98944.3234 | 89300.8584 | 81217.4485 | 74614.6485 | 69407.0888 | 65505.7758 | 62819.9651 | 61258.674 | 60590.3567
Commercial_Warehouse_Existing_Space Heating_Natural Gas_Unit Heater_E2_Baseline Forecast | Commercial | Warehouse | Existing | Space Heating | Natural Gas | Unit Heater | E2 |  | Baseline Forecast | 0 | 0 | 0 | 0 | 0 | 0 | 0 | 0 | 0 | 0 | 0 | 0 | 0 | 0 | 0 | 0 | 0 | 0 | 0 | 0 | 0 | 0 | 0 | 0 | 0 | 0 | 0
Commercial_Warehouse_Existing_Space Heating_Natural Gas_Unit Heater_E3_Baseline Forecast | Commercial | Warehouse | Existing | Space Heating | Natural Gas | Unit Heater | E3 |  | Baseline Forecast | 0 | 0 | 0 | 0 | 0 | 0 | 0 | 0 | 0 | 0 | 0 | 0 | 0 | 0 | 0 | 0 | 0 | 0 | 0 | 0 | 0 | 0 | 0 | 0 | 0 | 0 | 0
Commercial_Warehouse_Existing_Space Heating_Natural Gas_Unit Heater_E4_Baseline Forecast | Commercial | Warehouse | Existing | Space Heating | Natural Gas | Unit Heater | E4 |  | Baseline Forecast | 0 | 0 | 0 | 0 | 0 | 0 | 0 | 0 | 0 | 0 | 0 | 0 | 0 | 0 | 0 | 0 | 0 | 0 | 0 | 0 | 0 | 0 | 0 | 0 | 0 | 0 | 0
Commercial_Warehouse_Existing_Space Heating_Natural Gas_Unit Heater_E5_Baseline Forecast | Commercial | Warehouse | Existing | Space Heating | Natural Gas | Unit Heater | E5 |  | Baseline Forecast | 0 | 0 | 0 | 0 | 0 | 0 | 0 | 0 | 0 | 0 | 0 | 0 | 0 | 0 | 0 | 0 | 0 | 0 | 0 | 0 | 0 | 0 | 0 | 0 | 0 | 0 | 0
Commercial_Warehouse_Existing_Space Heating_Natural Gas_Unit Heater_E6_Baseline Forecast | Commercial | Warehouse | Existing | Space Heating | Natural Gas | Unit Heater | E6 |  | Baseline Forecast | 0 | 0 | 0 | 0 | 0 | 0 | 0 | 0 | 0 | 0 | 0 | 0 | 0 | 0 | 0 | 0 | 0 | 0 | 0 | 0 | 0 | 0 | 0 | 0 | 0 | 0 | 0
Commercial_Warehouse_Existing_Space Heating_Natural Gas_Unit Heater_E7_Baseline Forecast | Commercial | Warehouse | Existing | Space Heating | Natural Gas | Unit Heater | E7 |  | Baseline Forecast | 0 | 0 | 0 | 0 | 0 | 0 | 0 | 0 | 0 | 0 | 0 | 0 | 0 | 0 | 0 | 0 | 0 | 0 | 0 | 0 | 0 | 0 | 0 | 0 | 0 | 0 | 0
Commercial_Warehouse_Existing_Space Heating_Natural Gas_Unit Heater_E8_Baseline Forecast | Commercial | Warehouse | Existing | Space Heating | Natural Gas | Unit Heater | E8 |  | Baseline Forecast | 0 | 0 | 0 | 0 | 0 | 0 | 0 | 0 | 0 | 0 | 0 | 0 | 0 | 0 | 0 | 0 | 0 | 0 | 0 | 0 | 0 | 0 | 0 | 0 | 0 | 0 | 0
Commercial_Warehouse_Existing_Space Heating_Natural Gas_Unit Heater_E9_Baseline Forecast | Commercial | Warehouse | Existing | Space Heating | Natural Gas | Unit Heater | E9 |  | Baseline Forecast | 0 | 0 | 0 | 0 | 0 | 0 | 0 | 0 | 0 | 0 | 0 | 0 | 0 | 0 | 0 | 0 | 0 | 0 | 0 | 0 | 0 | 0 | 0 | 0 | 0 | 0 | 0
Commercial_Warehouse_Existing_Space Heating_Natural Gas_Unit Heater_E10_Baseline Forecast | Commercial | Warehouse | Existing | Space Heating | Natural Gas | Unit Heater | E10 |  | Baseline Forecast | 0 | 0 | 0 | 0 | 0 | 0 | 0 | 0 | 0 | 0 | 0 | 0 | 0 | 0 | 0 | 0 | 0 | 0 | 0 | 0 | 0 | 0 | 0 | 0 | 0 | 0 | 0
Commercial_Warehouse_Existing_Water Heating_Natural Gas_Water Heater_E1_Baseline Forecast | Commercial | Warehouse | Existing | Water Heating | Natural Gas | Water Heater | E1 |  | Baseline Forecast | 0 | 209174.3348 | 193821.1448 | 181244.036 | 170858.2312 | 162203.8241 | 154919.0849 | 148719.4741 | 143381.1418 | 138727.9553 | 144842.2696 | 147023.6539 | 146587.712 | 144468.7713 | 141322.7523 | 180587.239 | 164999.3551 | 152347.1495 | 142009.8375 | 135247.2458 | 130554.3083 | 126987.3089 | 123975.5454 | 121191.5167 | 127913.9363 | 129746.7544 | 128493.812
Commercial_Warehouse_Existing_Water Heating_Natural Gas_Water Heater_E2_Baseline Forecast | Commercial | Warehouse | Existing | Water Heating | Natural Gas | Water Heater | E2 |  | Baseline Forecast | 0 | 217712.0628 | 201732.2119 | 188641.7517 | 177832.0366 | 168824.3883 | 161242.3129 | 154789.6567 | 149233.4333 | 144390.3208 | 150754.199 | 153024.6193 | 152570.8839 | 150365.4559 | 147091.0279 | 187958.1467 | 171734.0227 | 158565.4005 | 147806.1574 | 140767.5416 | 135883.0556 | 132170.4644 | 129035.7717 | 126138.1092 | 133134.9132 | 135042.5403 | 133738.4574
Commercial_Warehouse_Existing_Water Heating_Natural Gas_Water Heater_E3_Baseline Forecast | Commercial | Warehouse | Existing | Water Heating | Natural Gas | Water Heater | E3 |  | Baseline Forecast | 0 | 0 | 0 | 0 | 0 | 0 | 0 | 0 | 0 | 0 | 0 | 0 | 0 | 0 | 0 | 0 | 0 | 0 | 0 | 0 | 0 | 0 | 0 | 0 | 0 | 0 | 0
Commercial_Warehouse_Existing_Water Heating_Natural Gas_Water Heater_E4_Baseline Forecast | Commercial | Warehouse | Existing | Water Heating | Natural Gas | Water Heater | E4 |  | Baseline Forecast | 0 | 0 | 0 | 0 | 0 | 0 | 0 | 0 | 0 | 0 | 0 | 0 | 0 | 0 | 0 | 0 | 0 | 0 | 0 | 0 | 0 | 0 | 0 | 0 | 0 | 0 | 0
Commercial_Warehouse_Existing_Water Heating_Natural Gas_Water Heater_E5_Baseline Forecast | Commercial | Warehouse | Existing | Water Heating | Natural Gas | Water Heater | E5 |  | Baseline Forecast | 0 | 0 | 0 | 0 | 0 | 0 | 0 | 0 | 0 | 0 | 0 | 0 | 0 | 0 | 0 | 0 | 0 | 0 | 0 | 0 | 0 | 0 | 0 | 0 | 0 | 0 | 0
Commercial_Warehouse_Existing_Water Heating_Natural Gas_Water Heater_E6_Baseline Forecast | Commercial | Warehouse | Existing | Water Heating | Natural Gas | Water Heater | E6 |  | Baseline Forecast | 0 | 0 | 0 | 0 | 0 | 0 | 0 | 0 | 0 | 0 | 0 | 0 | 0 | 0 | 0 | 0 | 0 | 0 | 0 | 0 | 0 | 0 | 0 | 0 | 0 | 0 | 0
Commercial_Warehouse_Existing_Water Heating_Natural Gas_Water Heater_E7_Baseline Forecast | Commercial | Warehouse | Existing | Water Heating | Natural Gas | Water Heater | E7 |  | Baseline Forecast | 0 | 0 | 0 | 0 | 0 | 0 | 0 | 0 | 0 | 0 | 0 | 0 | 0 | 0 | 0 | 0 | 0 | 0 | 0 | 0 | 0 | 0 | 0 | 0 | 0 | 0 | 0
Commercial_Warehouse_Existing_Water Heating_Natural Gas_Water Heater_E8_Baseline Forecast | Commercial | Warehouse | Existing | Water Heating | Natural Gas | Water Heater | E8 |  | Baseline Forecast | 0 | 0 | 0 | 0 | 0 | 0 | 0 | 0 | 0 | 0 | 0 | 0 | 0 | 0 | 0 | 0 | 0 | 0 | 0 | 0 | 0 | 0 | 0 | 0 | 0 | 0 | 0
Commercial_Warehouse_Existing_Water Heating_Natural Gas_Water Heater_E9_Baseline Forecast | Commercial | Warehouse | Existing | Water Heating | Natural Gas | Water Heater | E9 |  | Baseline Forecast | 0 | 0 | 0 | 0 | 0 | 0 | 0 | 0 | 0 | 0 | 0 | 0 | 0 | 0 | 0 | 0 | 0 | 0 | 0 | 0 | 0 | 0 | 0 | 0 | 0 | 0 | 0
Commercial_Warehouse_Existing_Water Heating_Natural Gas_Water Heater_E10_Baseline Forecast | Commercial | Warehouse | Existing | Water Heating | Natural Gas | Water Heater | E10 |  | Baseline Forecast | 0 | 0 | 0 | 0 | 0 | 0 | 0 | 0 | 0 | 0 | 0 | 0 | 0 | 0 | 0 | 0 | 0 | 0 | 0 | 0 | 0 | 0 | 0 | 0 | 0 | 0 | 0
Commercial_Warehouse_Existing_Food Preparation_Natural Gas_Oven_E1_Baseline Forecast | Commercial | Warehouse | Existing | Food Preparation | Natural Gas | Oven | E1 |  | Baseline Forecast | 0 | 517.1096 | 914.7491 | 1385.0914 | 1907.0036 | 2303.2305 | 2600.8859 | 2821.2828 | 2981.1732 | 3093.724 | 3169.2828 | 3215.9812 | 2613.8404 | 2206.1134 | 1963.2447 | 1858.5067 | 1841.6079 | 1980.1168 | 2103.4762 | 2242.662 | 2382.5258 | 2481.8096 | 2549.3732 | 2488.7186 | 2362.4306 | 2214.1779 | 2073.3638
Commercial_Warehouse_Existing_Food Preparation_Natural Gas_Oven_E2_Baseline Forecast | Commercial | Warehouse | Existing | Food Preparation | Natural Gas | Oven | E2 |  | Baseline Forecast | 0 | 607.0418 | 1073.8359 | 1625.9769 | 2238.6564 | 2703.7923 | 3053.2139 | 3311.9406 | 3499.6382 | 3631.763 | 3720.4624 | 3775.2823 | 3068.4214 | 2589.7854 | 2304.6786 | 2181.7252 | 2161.8875 | 2324.485 | 2469.2981 | 2632.6901 | 2796.8781 | 2913.4287 | 2992.7425 | 2921.5392 | 2773.2881 | 2599.2523 | 2433.9488
Commercial_Warehouse_Existing_Food Preparation_Natural Gas_Oven_E3_Baseline Forecast | Commercial | Warehouse | Existing | Food Preparation | Natural Gas | Oven | E3 |  | Baseline Forecast | 0 | 0 | 0 | 0 | 0 | 0 | 0 | 0 | 0 | 0 | 0 | 0 | 0 | 0 | 0 | 0 | 0 | 0 | 0 | 0 | 0 | 0 | 0 | 0 | 0 | 0 | 0
Commercial_Warehouse_Existing_Food Preparation_Natural Gas_Oven_E4_Baseline Forecast | Commercial | Warehouse | Existing | Food Preparation | Natural Gas | Oven | E4 |  | Baseline Forecast | 0 | 0 | 0 | 0 | 0 | 0 | 0 | 0 | 0 | 0 | 0 | 0 | 0 | 0 | 0 | 0 | 0 | 0 | 0 | 0 | 0 | 0 | 0 | 0 | 0 | 0 | 0
Commercial_Warehouse_Existing_Food Preparation_Natural Gas_Oven_E5_Baseline Forecast | Commercial | Warehouse | Existing | Food Preparation | Natural Gas | Oven | E5 |  | Baseline Forecast | 0 | 0 | 0 | 0 | 0 | 0 | 0 | 0 | 0 | 0 | 0 | 0 | 0 | 0 | 0 | 0 | 0 | 0 | 0 | 0 | 0 | 0 | 0 | 0 | 0 | 0 | 0
Commercial_Warehouse_Existing_Food Preparation_Natural Gas_Oven_E6_Baseline Forecast | Commercial | Warehouse | Existing | Food Preparation | Natural Gas | Oven | E6 |  | Baseline Forecast | 0 | 0 | 0 | 0 | 0 | 0 | 0 | 0 | 0 | 0 | 0 | 0 | 0 | 0 | 0 | 0 | 0 | 0 | 0 | 0 | 0 | 0 | 0 | 0 | 0 | 0 | 0
Commercial_Warehouse_Existing_Food Preparation_Natural Gas_Oven_E7_Baseline Forecast | Commercial | Warehouse | Existing | Food Preparation | Natural Gas | Oven | E7 |  | Baseline Forecast | 0 | 0 | 0 | 0 | 0 | 0 | 0 | 0 | 0 | 0 | 0 | 0 | 0 | 0 | 0 | 0 | 0 | 0 | 0 | 0 | 0 | 0 | 0 | 0 | 0 | 0 | 0
Commercial_Warehouse_Existing_Food Preparation_Natural Gas_Oven_E8_Baseline Forecast | Commercial | Warehouse | Existing | Food Preparation | Natural Gas | Oven | E8 |  | Baseline Forecast | 0 | 0 | 0 | 0 | 0 | 0 | 0 | 0 | 0 | 0 | 0 | 0 | 0 | 0 | 0 | 0 | 0 | 0 | 0 | 0 | 0 | 0 | 0 | 0 | 0 | 0 | 0
Commercial_Warehouse_Existing_Food Preparation_Natural Gas_Oven_E9_Baseline Forecast | Commercial | Warehouse | Existing | Food Preparation | Natural Gas | Oven | E9 |  | Baseline Forecast | 0 | 0 | 0 | 0 | 0 | 0 | 0 | 0 | 0 | 0 | 0 | 0 | 0 | 0 | 0 | 0 | 0 | 0 | 0 | 0 | 0 | 0 | 0 | 0 | 0 | 0 | 0
Commercial_Warehouse_Existing_Food Preparation_Natural Gas_Oven_E10_Baseline Forecast | Commercial | Warehouse | Existing | Food Preparation | Natural Gas | Oven | E10 |  | Baseline Forecast | 0 | 0 | 0 | 0 | 0 | 0 | 0 | 0 | 0 | 0 | 0 | 0 | 0 | 0 | 0 | 0 | 0 | 0 | 0 | 0 | 0 | 0 | 0 | 0 | 0 | 0 | 0
Commercial_Warehouse_Existing_Food Preparation_Natural Gas_Conveyor Oven_E1_Baseline Forecast | Commercial | Warehouse | Existing | Food Preparation | Natural Gas | Conveyor Oven | E1 |  | Baseline Forecast | 0 | 0 | 0 | 0 | 0 | 80.3931 | 221.2197 | 406.8589 | 625.0998 | 866.4103 | 1049.6656 | 1187.3889 | 1289.4242 | 1363.5091 | 1415.7248 | 1450.8509 | 1472.6432 | 1157.8022 | 910.2721 | 715.6622 | 562.6586 | 454.5391 | 390.8586 | 368.9018 | 384.685 | 433.6328 | 514.4908
Commercial_Warehouse_Existing_Food Preparation_Natural Gas_Conveyor Oven_E2_Baseline Forecast | Commercial | Warehouse | Existing | Food Preparation | Natural Gas | Conveyor Oven | E2 |  | Baseline Forecast | 0 | 0 | 0 | 0 | 0 | 94.3745 | 259.6926 | 477.617 | 733.8128 | 1017.0904 | 1232.2161 | 1393.8913 | 1513.6719 | 1600.6411 | 1661.9378 | 1703.1728 | 1728.7551 | 1359.1591 | 1068.5803 | 840.1252 | 660.5122 | 533.5893 | 458.834 | 433.0586 | 451.5867 | 509.0472 | 603.9674
Commercial_Warehouse_Existing_Food Preparation_Natural Gas_Conveyor Oven_E3_Baseline Forecast | Commercial | Warehouse | Existing | Food Preparation | Natural Gas | Conveyor Oven | E3 |  | Baseline Forecast | 0 | 0 | 0 | 0 | 0 | 0 | 0 | 0 | 0 | 0 | 0 | 0 | 0 | 0 | 0 | 0 | 0 | 0 | 0 | 0 | 0 | 0 | 0 | 0 | 0 | 0 | 0
Commercial_Warehouse_Existing_Food Preparation_Natural Gas_Conveyor Oven_E4_Baseline Forecast | Commercial | Warehouse | Existing | Food Preparation | Natural Gas | Conveyor Oven | E4 |  | Baseline Forecast | 0 | 0 | 0 | 0 | 0 | 0 | 0 | 0 | 0 | 0 | 0 | 0 | 0 | 0 | 0 | 0 | 0 | 0 | 0 | 0 | 0 | 0 | 0 | 0 | 0 | 0 | 0
Commercial_Warehouse_Existing_Food Preparation_Natural Gas_Conveyor Oven_E5_Baseline Forecast | Commercial | Warehouse | Existing | Food Preparation | Natural Gas | Conveyor Oven | E5 |  | Baseline Forecast | 0 | 0 | 0 | 0 | 0 | 0 | 0 | 0 | 0 | 0 | 0 | 0 | 0 | 0 | 0 | 0 | 0 | 0 | 0 | 0 | 0 | 0 | 0 | 0 | 0 | 0 | 0
Commercial_Warehouse_Existing_Food Preparation_Natural Gas_Conveyor Oven_E6_Baseline Forecast | Commercial | Warehouse | Existing | Food Preparation | Natural Gas | Conveyor Oven | E6 |  | Baseline Forecast | 0 | 0 | 0 | 0 | 0 | 0 | 0 | 0 | 0 | 0 | 0 | 0 | 0 | 0 | 0 | 0 | 0 | 0 | 0 | 0 | 0 | 0 | 0 | 0 | 0 | 0 | 0
Commercial_Warehouse_Existing_Food Preparation_Natural Gas_Conveyor Oven_E7_Baseline Forecast | Commercial | Warehouse | Existing | Food Preparation | Natural Gas | Conveyor Oven | E7 |  | Baseline Forecast | 0 | 0 | 0 | 0 | 0 | 0 | 0 | 0 | 0 | 0 | 0 | 0 | 0 | 0 | 0 | 0 | 0 | 0 | 0 | 0 | 0 | 0 | 0 | 0 | 0 | 0 | 0
Commercial_Warehouse_Existing_Food Preparation_Natural Gas_Conveyor Oven_E8_Baseline Forecast | Commercial | Warehouse | Existing | Food Preparation | Natural Gas | Conveyor Oven | E8 |  | Baseline Forecast | 0 | 0 | 0 | 0 | 0 | 0 | 0 | 0 | 0 | 0 | 0 | 0 | 0 | 0 | 0 | 0 | 0 | 0 | 0 | 0 | 0 | 0 | 0 | 0 | 0 | 0 | 0
Commercial_Warehouse_Existing_Food Preparation_Natural Gas_Conveyor Oven_E9_Baseline Forecast | Commercial | Warehouse | Existing | Food Preparation | Natural Gas | Conveyor Oven | E9 |  | Baseline Forecast | 0 | 0 | 0 | 0 | 0 | 0 | 0 | 0 | 0 | 0 | 0 | 0 | 0 | 0 | 0 | 0 | 0 | 0 | 0 | 0 | 0 | 0 | 0 | 0 | 0 | 0 | 0
Commercial_Warehouse_Existing_Food Preparation_Natural Gas_Conveyor Oven_E10_Baseline Forecast | Commercial | Warehouse | Existing | Food Preparation | Natural Gas | Conveyor Oven | E10 |  | Baseline Forecast | 0 | 0 | 0 | 0 | 0 | 0 | 0 | 0 | 0 | 0 | 0 | 0 | 0 | 0 | 0 | 0 | 0 | 0 | 0 | 0 | 0 | 0 | 0 | 0 | 0 | 0 | 0
Commercial_Warehouse_Existing_Food Preparation_Natural Gas_Double Rack Oven_E1_Baseline Forecast | Commercial | Warehouse | Existing | Food Preparation | Natural Gas | Double Rack Oven | E1 |  | Baseline Forecast | 0 | 478.8052 | 653.5416 | 802.1284 | 927.9419 | 1033.9301 | 1122.6673 | 1196.4009 | 1257.0933 | 1306.4574 | 1186.7655 | 1098.8091 | 1036.0912 | 993.2569 | 965.9086 | 950.4493 | 943.9502 | 944.0394 | 948.8074 | 1049.4149 | 1062.3355 | 1062.4536 | 1053.9359 | 1039.9211 | 1022.7364 | 1004.0731 | 985.1277
Commercial_Warehouse_Existing_Food Preparation_Natural Gas_Double Rack Oven_E2_Baseline Forecast | Commercial | Warehouse | Existing | Food Preparation | Natural Gas | Double Rack Oven | E2 |  | Baseline Forecast | 0 | 562.0757 | 767.201 | 941.629 | 1089.3231 | 1213.744 | 1317.9137 | 1404.4706 | 1475.7182 | 1533.6674 | 1393.1595 | 1289.9063 | 1216.2809 | 1165.9972 | 1133.8928 | 1115.7449 | 1108.1155 | 1108.2201 | 1113.8174 | 1231.9219 | 1247.0895 | 1247.2282 | 1237.2291 | 1220.7769 | 1200.6036 | 1178.6945 | 1156.4543
Commercial_Warehouse_Existing_Food Preparation_Natural Gas_Double Rack Oven_E3_Baseline Forecast | Commercial | Warehouse | Existing | Food Preparation | Natural Gas | Double Rack Oven | E3 |  | Baseline Forecast | 0 | 0 | 0 | 0 | 0 | 0 | 0 | 0 | 0 | 0 | 0 | 0 | 0 | 0 | 0 | 0 | 0 | 0 | 0 | 0 | 0 | 0 | 0 | 0 | 0 | 0 | 0
Commercial_Warehouse_Existing_Food Preparation_Natural Gas_Double Rack Oven_E4_Baseline Forecast | Commercial | Warehouse | Existing | Food Preparation | Natural Gas | Double Rack Oven | E4 |  | Baseline Forecast | 0 | 0 | 0 | 0 | 0 | 0 | 0 | 0 | 0 | 0 | 0 | 0 | 0 | 0 | 0 | 0 | 0 | 0 | 0 | 0 | 0 | 0 | 0 | 0 | 0 | 0 | 0
Commercial_Warehouse_Existing_Food Preparation_Natural Gas_Double Rack Oven_E5_Baseline Forecast | Commercial | Warehouse | Existing | Food Preparation | Natural Gas | Double Rack Oven | E5 |  | Baseline Forecast | 0 | 0 | 0 | 0 | 0 | 0 | 0 | 0 | 0 | 0 | 0 | 0 | 0 | 0 | 0 | 0 | 0 | 0 | 0 | 0 | 0 | 0 | 0 | 0 | 0 | 0 | 0
Commercial_Warehouse_Existing_Food Preparation_Natural Gas_Double Rack Oven_E6_Baseline Forecast | Commercial | Warehouse | Existing | Food Preparation | Natural Gas | Double Rack Oven | E6 |  | Baseline Forecast | 0 | 0 | 0 | 0 | 0 | 0 | 0 | 0 | 0 | 0 | 0 | 0 | 0 | 0 | 0 | 0 | 0 | 0 | 0 | 0 | 0 | 0 | 0 | 0 | 0 | 0 | 0
Commercial_Warehouse_Existing_Food Preparation_Natural Gas_Double Rack Oven_E7_Baseline Forecast | Commercial | Warehouse | Existing | Food Preparation | Natural Gas | Double Rack Oven | E7 |  | Baseline Forecast | 0 | 0 | 0 | 0 | 0 | 0 | 0 | 0 | 0 | 0 | 0 | 0 | 0 | 0 | 0 | 0 | 0 | 0 | 0 | 0 | 0 | 0 | 0 | 0 | 0 | 0 | 0
Commercial_Warehouse_Existing_Food Preparation_Natural Gas_Double Rack Oven_E8_Baseline Forecast | Commercial | Warehouse | Existing | Food Preparation | Natural Gas | Double Rack Oven | E8 |  | Baseline Forecast | 0 | 0 | 0 | 0 | 0 | 0 | 0 | 0 | 0 | 0 | 0 | 0 | 0 | 0 | 0 | 0 | 0 | 0 | 0 | 0 | 0 | 0 | 0 | 0 | 0 | 0 | 0
Commercial_Warehouse_Existing_Food Preparation_Natural Gas_Double Rack Oven_E9_Baseline Forecast | Commercial | Warehouse | Existing | Food Preparation | Natural Gas | Double Rack Oven | E9 |  | Baseline Forecast | 0 | 0 | 0 | 0 | 0 | 0 | 0 | 0 | 0 | 0 | 0 | 0 | 0 | 0 | 0 | 0 | 0 | 0 | 0 | 0 | 0 | 0 | 0 | 0 | 0 | 0 | 0
Commercial_Warehouse_Existing_Food Preparation_Natural Gas_Double Rack Oven_E10_Baseline Forecast | Commercial | Warehouse | Existing | Food Preparation | Natural Gas | Double Rack Oven | E10 |  | Baseline Forecast | 0 | 0 | 0 | 0 | 0 | 0 | 0 | 0 | 0 | 0 | 0 | 0 | 0 | 0 | 0 | 0 | 0 | 0 | 0 | 0 | 0 | 0 | 0 | 0 | 0 | 0 | 0
Commercial_Warehouse_Existing_Food Preparation_Natural Gas_Fryer_E1_Baseline Forecast | Commercial | Warehouse | Existing | Food Preparation | Natural Gas | Fryer | E1 |  | Baseline Forecast | 0 | 0 | 0 | 0 | 0 | 0 | 0 | 0 | 0 | 0 | 0 | 0 | 0 | 0 | 0 | 0 | 0 | 0 | 0 | 0 | 0 | 0 | 0 | 0 | 0 | 0 | 0
Commercial_Warehouse_Existing_Food Preparation_Natural Gas_Fryer_E2_Baseline Forecast | Commercial | Warehouse | Existing | Food Preparation | Natural Gas | Fryer | E2 |  | Baseline Forecast | 0 | 19984.9137 | 18167.3203 | 16695.9874 | 15497.6169 | 14514.5684 | 13701.5124 | 13022.7984 | 12450.3857 | 13266.3997 | 13591.6537 | 13591.3259 | 13382.525 | 13047.292 | 16821.0378 | 15183.067 | 13861.52 | 13016.2867 | 12449.063 | 12035.0518 | 11698.3767 | 11395.1229 | 12101.6717 | 12272.4469 | 12109.8271 | 11791.2924 | 11414.9592
Commercial_Warehouse_Existing_Food Preparation_Natural Gas_Fryer_E3_Baseline Forecast | Commercial | Warehouse | Existing | Food Preparation | Natural Gas | Fryer | E3 |  | Baseline Forecast | 0 | 0 | 0 | 0 | 0 | 0 | 0 | 0 | 0 | 0 | 0 | 0 | 0 | 0 | 0 | 0 | 0 | 0 | 0 | 0 | 0 | 0 | 0 | 0 | 0 | 0 | 0
Commercial_Warehouse_Existing_Food Preparation_Natural Gas_Fryer_E4_Baseline Forecast | Commercial | Warehouse | Existing | Food Preparation | Natural Gas | Fryer | E4 |  | Baseline Forecast | 0 | 0 | 0 | 0 | 0 | 0 | 0 | 0 | 0 | 0 | 0 | 0 | 0 | 0 | 0 | 0 | 0 | 0 | 0 | 0 | 0 | 0 | 0 | 0 | 0 | 0 | 0
Commercial_Warehouse_Existing_Food Preparation_Natural Gas_Fryer_E5_Baseline Forecast | Commercial | Warehouse | Existing | Food Preparation | Natural Gas | Fryer | E5 |  | Baseline Forecast | 0 | 0 | 0 | 0 | 0 | 0 | 0 | 0 | 0 | 0 | 0 | 0 | 0 | 0 | 0 | 0 | 0 | 0 | 0 | 0 | 0 | 0 | 0 | 0 | 0 | 0 | 0
Commercial_Warehouse_Existing_Food Preparation_Natural Gas_Fryer_E6_Baseline Forecast | Commercial | Warehouse | Existing | Food Preparation | Natural Gas | Fryer | E6 |  | Baseline Forecast | 0 | 0 | 0 | 0 | 0 | 0 | 0 | 0 | 0 | 0 | 0 | 0 | 0 | 0 | 0 | 0 | 0 | 0 | 0 | 0 | 0 | 0 | 0 | 0 | 0 | 0 | 0
Commercial_Warehouse_Existing_Food Preparation_Natural Gas_Fryer_E7_Baseline Forecast | Commercial | Warehouse | Existing | Food Preparation | Natural Gas | Fryer | E7 |  | Baseline Forecast | 0 | 0 | 0 | 0 | 0 | 0 | 0 | 0 | 0 | 0 | 0 | 0 | 0 | 0 | 0 | 0 | 0 | 0 | 0 | 0 | 0 | 0 | 0 | 0 | 0 | 0 | 0
Commercial_Warehouse_Existing_Food Preparation_Natural Gas_Fryer_E8_Baseline Forecast | Commercial | Warehouse | Existing | Food Preparation | Natural Gas | Fryer | E8 |  | Baseline Forecast | 0 | 0 | 0 | 0 | 0 | 0 | 0 | 0 | 0 | 0 | 0 | 0 | 0 | 0 | 0 | 0 | 0 | 0 | 0 | 0 | 0 | 0 | 0 | 0 | 0 | 0 | 0
Commercial_Warehouse_Existing_Food Preparation_Natural Gas_Fryer_E9_Baseline Forecast | Commercial | Warehouse | Existing | Food Preparation | Natural Gas | Fryer | E9 |  | Baseline Forecast | 0 | 0 | 0 | 0 | 0 | 0 | 0 | 0 | 0 | 0 | 0 | 0 | 0 | 0 | 0 | 0 | 0 | 0 | 0 | 0 | 0 | 0 | 0 | 0 | 0 | 0 | 0
Commercial_Warehouse_Existing_Food Preparation_Natural Gas_Fryer_E10_Baseline Forecast | Commercial | Warehouse | Existing | Food Preparation | Natural Gas | Fryer | E10 |  | Baseline Forecast | 0 | 0 | 0 | 0 | 0 | 0 | 0 | 0 | 0 | 0 | 0 | 0 | 0 | 0 | 0 | 0 | 0 | 0 | 0 | 0 | 0 | 0 | 0 | 0 | 0 | 0 | 0
Commercial_Warehouse_Existing_Food Preparation_Natural Gas_Broiler_E1_Baseline Forecast | Commercial | Warehouse | Existing | Food Preparation | Natural Gas | Broiler | E1 |  | Baseline Forecast | 0 | 0 | 0 | 0 | 0 | 0 | 0 | 0 | 0 | 0 | 0 | 0 | 0 | 0 | 0 | 0 | 0 | 0 | 0 | 0 | 0 | 0 | 0 | 0 | 0 | 0 | 0
Commercial_Warehouse_Existing_Food Preparation_Natural Gas_Broiler_E2_Baseline Forecast | Commercial | Warehouse | Existing | Food Preparation | Natural Gas | Broiler | E2 |  | Baseline Forecast | 0 | 0 | 0 | 0 | 0 | 0 | 0 | 0 | 0 | 0 | 0 | 0 | 0 | 0 | 0 | 0 | 0 | 0 | 0 | 0 | 0 | 0 | 0 | 0 | 0 | 0 | 0
Commercial_Warehouse_Existing_Food Preparation_Natural Gas_Broiler_E3_Baseline Forecast | Commercial | Warehouse | Existing | Food Preparation | Natural Gas | Broiler | E3 |  | Baseline Forecast | 0 | 0 | 0 | 0 | 0 | 0 | 0 | 0 | 0 | 0 | 0 | 0 | 0 | 0 | 0 | 0 | 0 | 0 | 0 | 0 | 0 | 0 | 0 | 0 | 0 | 0 | 0
Commercial_Warehouse_Existing_Food Preparation_Natural Gas_Broiler_E4_Baseline Forecast | Commercial | Warehouse | Existing | Food Preparation | Natural Gas | Broiler | E4 |  | Baseline Forecast | 0 | 0 | 0 | 0 | 0 | 0 | 0 | 0 | 0 | 0 | 0 | 0 | 0 | 0 | 0 | 0 | 0 | 0 | 0 | 0 | 0 | 0 | 0 | 0 | 0 | 0 | 0
Commercial_Warehouse_Existing_Food Preparation_Natural Gas_Broiler_E5_Baseline Forecast | Commercial | Warehouse | Existing | Food Preparation | Natural Gas | Broiler | E5 |  | Baseline Forecast | 0 | 0 | 0 | 0 | 0 | 0 | 0 | 0 | 0 | 0 | 0 | 0 | 0 | 0 | 0 | 0 | 0 | 0 | 0 | 0 | 0 | 0 | 0 | 0 | 0 | 0 | 0
Commercial_Warehouse_Existing_Food Preparation_Natural Gas_Broiler_E6_Baseline Forecast | Commercial | Warehouse | Existing | Food Preparation | Natural Gas | Broiler | E6 |  | Baseline Forecast | 0 | 0 | 0 | 0 | 0 | 0 | 0 | 0 | 0 | 0 | 0 | 0 | 0 | 0 | 0 | 0 | 0 | 0 | 0 | 0 | 0 | 0 | 0 | 0 | 0 | 0 | 0
Commercial_Warehouse_Existing_Food Preparation_Natural Gas_Broiler_E7_Baseline Forecast | Commercial | Warehouse | Existing | Food Preparation | Natural Gas | Broiler | E7 |  | Baseline Forecast | 0 | 0 | 0 | 0 | 0 | 0 | 0 | 0 | 0 | 0 | 0 | 0 | 0 | 0 | 0 | 0 | 0 | 0 | 0 | 0 | 0 | 0 | 0 | 0 | 0 | 0 | 0
Commercial_Warehouse_Existing_Food Preparation_Natural Gas_Broiler_E8_Baseline Forecast | Commercial | Warehouse | Existing | Food Preparation | Natural Gas | Broiler | E8 |  | Baseline Forecast | 0 | 0 | 0 | 0 | 0 | 0 | 0 | 0 | 0 | 0 | 0 | 0 | 0 | 0 | 0 | 0 | 0 | 0 | 0 | 0 | 0 | 0 | 0 | 0 | 0 | 0 | 0
Commercial_Warehouse_Existing_Food Preparation_Natural Gas_Broiler_E9_Baseline Forecast | Commercial | Warehouse | Existing | Food Preparation | Natural Gas | Broiler | E9 |  | Baseline Forecast | 0 | 0 | 0 | 0 | 0 | 0 | 0 | 0 | 0 | 0 | 0 | 0 | 0 | 0 | 0 | 0 | 0 | 0 | 0 | 0 | 0 | 0 | 0 | 0 | 0 | 0 | 0
Commercial_Warehouse_Existing_Food Preparation_Natural Gas_Broiler_E10_Baseline Forecast | Commercial | Warehouse | Existing | Food Preparation | Natural Gas | Broiler | E10 |  | Baseline Forecast | 0 | 0 | 0 | 0 | 0 | 0 | 0 | 0 | 0 | 0 | 0 | 0 | 0 | 0 | 0 | 0 | 0 | 0 | 0 | 0 | 0 | 0 | 0 | 0 | 0 | 0 | 0
Commercial_Warehouse_Existing_Food Preparation_Natural Gas_Griddle_E1_Baseline Forecast | Commercial | Warehouse | Existing | Food Preparation | Natural Gas | Griddle | E1 |  | Baseline Forecast | 0 | 5690.149 | 6368.7157 | 6937.3829 | 7410.4616 | 7800.4461 | 8118.244 | 8373.3767 | 8574.1551 | 8727.8325 | 8164.9469 | 7737.7028 | 7418.5084 | 7184.6201 | 7017.3572 | 6901.4371 | 6824.4143 | 6776.2064 | 6748.695 | 7952.4549 | 7857.0345 | 7721.2394 | 7561.0752 | 7388.3956 | 7211.7948 | 7037.3279 | 6869.091
Commercial_Warehouse_Existing_Food Preparation_Natural Gas_Griddle_E2_Baseline Forecast | Commercial | Warehouse | Existing | Food Preparation | Natural Gas | Griddle | E2 |  | Baseline Forecast | 0 | 1249.0571 | 1398.0108 | 1522.8401 | 1626.6867 | 1712.293 | 1782.0536 | 1838.0583 | 1882.1316 | 1915.8657 | 1792.3054 | 1698.5201 | 1628.4531 | 1577.1117 | 1540.3955 | 1514.9496 | 1498.0422 | 1487.46 | 1481.4209 | 1745.6608 | 1724.7149 | 1694.9062 | 1659.7482 | 1621.8429 | 1583.0769 | 1544.7793 | 1507.8493
Commercial_Warehouse_Existing_Food Preparation_Natural Gas_Griddle_E3_Baseline Forecast | Commercial | Warehouse | Existing | Food Preparation | Natural Gas | Griddle | E3 |  | Baseline Forecast | 0 | 0 | 0 | 0 | 0 | 0 | 0 | 0 | 0 | 0 | 0 | 0 | 0 | 0 | 0 | 0 | 0 | 0 | 0 | 0 | 0 | 0 | 0 | 0 | 0 | 0 | 0
Commercial_Warehouse_Existing_Food Preparation_Natural Gas_Griddle_E4_Baseline Forecast | Commercial | Warehouse | Existing | Food Preparation | Natural Gas | Griddle | E4 |  | Baseline Forecast | 0 | 0 | 0 | 0 | 0 | 0 | 0 | 0 | 0 | 0 | 0 | 0 | 0 | 0 | 0 | 0 | 0 | 0 | 0 | 0 | 0 | 0 | 0 | 0 | 0 | 0 | 0
Commercial_Warehouse_Existing_Food Preparation_Natural Gas_Griddle_E5_Baseline Forecast | Commercial | Warehouse | Existing | Food Preparation | Natural Gas | Griddle | E5 |  | Baseline Forecast | 0 | 0 | 0 | 0 | 0 | 0 | 0 | 0 | 0 | 0 | 0 | 0 | 0 | 0 | 0 | 0 | 0 | 0 | 0 | 0 | 0 | 0 | 0 | 0 | 0 | 0 | 0
Commercial_Warehouse_Existing_Food Preparation_Natural Gas_Griddle_E6_Baseline Forecast | Commercial | Warehouse | Existing | Food Preparation | Natural Gas | Griddle | E6 |  | Baseline Forecast | 0 | 0 | 0 | 0 | 0 | 0 | 0 | 0 | 0 | 0 | 0 | 0 | 0 | 0 | 0 | 0 | 0 | 0 | 0 | 0 | 0 | 0 | 0 | 0 | 0 | 0 | 0
Commercial_Warehouse_Existing_Food Preparation_Natural Gas_Griddle_E7_Baseline Forecast | Commercial | Warehouse | Existing | Food Preparation | Natural Gas | Griddle | E7 |  | Baseline Forecast | 0 | 0 | 0 | 0 | 0 | 0 | 0 | 0 | 0 | 0 | 0 | 0 | 0 | 0 | 0 | 0 | 0 | 0 | 0 | 0 | 0 | 0 | 0 | 0 | 0 | 0 | 0
Commercial_Warehouse_Existing_Food Preparation_Natural Gas_Griddle_E8_Baseline Forecast | Commercial | Warehouse | Existing | Food Preparation | Natural Gas | Griddle | E8 |  | Baseline Forecast | 0 | 0 | 0 | 0 | 0 | 0 | 0 | 0 | 0 | 0 | 0 | 0 | 0 | 0 | 0 | 0 | 0 | 0 | 0 | 0 | 0 | 0 | 0 | 0 | 0 | 0 | 0
Commercial_Warehouse_Existing_Food Preparation_Natural Gas_Griddle_E9_Baseline Forecast | Commercial | Warehouse | Existing | Food Preparation | Natural Gas | Griddle | E9 |  | Baseline Forecast | 0 | 0 | 0 | 0 | 0 | 0 | 0 | 0 | 0 | 0 | 0 | 0 | 0 | 0 | 0 | 0 | 0 | 0 | 0 | 0 | 0 | 0 | 0 | 0 | 0 | 0 | 0
Commercial_Warehouse_Existing_Food Preparation_Natural Gas_Griddle_E10_Baseline Forecast | Commercial | Warehouse | Existing | Food Preparation | Natural Gas | Griddle | E10 |  | Baseline Forecast | 0 | 0 | 0 | 0 | 0 | 0 | 0 | 0 | 0 | 0 | 0 | 0 | 0 | 0 | 0 | 0 | 0 | 0 | 0 | 0 | 0 | 0 | 0 | 0 | 0 | 0 | 0
Commercial_Warehouse_Existing_Food Preparation_Natural Gas_Range_E1_Baseline Forecast | Commercial | Warehouse | Existing | Food Preparation | Natural Gas | Range | E1 |  | Baseline Forecast | 0 | 7494.3426 | 9574.6688 | 11146.7431 | 12320.3209 | 13181.6739 | 13798.6109 | 14224.4253 | 14500.999 | 14661.2422 | 12808.4665 | 11707.5829 | 11110.9197 | 10842.5265 | 10778.8242 | 12374.282 | 12615.4779 | 12755.3366 | 12816.3813 | 12487.508 | 11993.4964 | 11465.9701 | 10976.165 | 10557.2571 | 10087.6746 | 9907.6792 | 9889.7976
Commercial_Warehouse_Existing_Food Preparation_Natural Gas_Range_E2_Baseline Forecast | Commercial | Warehouse | Existing | Food Preparation | Natural Gas | Range | E2 |  | Baseline Forecast | 0 | 0 | 0 | 0 | 0 | 0 | 0 | 0 | 0 | 0 | 0 | 0 | 0 | 0 | 0 | 0 | 0 | 0 | 0 | 0 | 0 | 0 | 0 | 0 | 0 | 0 | 0
Commercial_Warehouse_Existing_Food Preparation_Natural Gas_Range_E3_Baseline Forecast | Commercial | Warehouse | Existing | Food Preparation | Natural Gas | Range | E3 |  | Baseline Forecast | 0 | 0 | 0 | 0 | 0 | 0 | 0 | 0 | 0 | 0 | 0 | 0 | 0 | 0 | 0 | 0 | 0 | 0 | 0 | 0 | 0 | 0 | 0 | 0 | 0 | 0 | 0
Commercial_Warehouse_Existing_Food Preparation_Natural Gas_Range_E4_Baseline Forecast | Commercial | Warehouse | Existing | Food Preparation | Natural Gas | Range | E4 |  | Baseline Forecast | 0 | 0 | 0 | 0 | 0 | 0 | 0 | 0 | 0 | 0 | 0 | 0 | 0 | 0 | 0 | 0 | 0 | 0 | 0 | 0 | 0 | 0 | 0 | 0 | 0 | 0 | 0
Commercial_Warehouse_Existing_Food Preparation_Natural Gas_Range_E5_Baseline Forecast | Commercial | Warehouse | Existing | Food Preparation | Natural Gas | Range | E5 |  | Baseline Forecast | 0 | 0 | 0 | 0 | 0 | 0 | 0 | 0 | 0 | 0 | 0 | 0 | 0 | 0 | 0 | 0 | 0 | 0 | 0 | 0 | 0 | 0 | 0 | 0 | 0 | 0 | 0
Commercial_Warehouse_Existing_Food Preparation_Natural Gas_Range_E6_Baseline Forecast | Commercial | Warehouse | Existing | Food Preparation | Natural Gas | Range | E6 |  | Baseline Forecast | 0 | 0 | 0 | 0 | 0 | 0 | 0 | 0 | 0 | 0 | 0 | 0 | 0 | 0 | 0 | 0 | 0 | 0 | 0 | 0 | 0 | 0 | 0 | 0 | 0 | 0 | 0
Commercial_Warehouse_Existing_Food Preparation_Natural Gas_Range_E7_Baseline Forecast | Commercial | Warehouse | Existing | Food Preparation | Natural Gas | Range | E7 |  | Baseline Forecast | 0 | 0 | 0 | 0 | 0 | 0 | 0 | 0 | 0 | 0 | 0 | 0 | 0 | 0 | 0 | 0 | 0 | 0 | 0 | 0 | 0 | 0 | 0 | 0 | 0 | 0 | 0
Commercial_Warehouse_Existing_Food Preparation_Natural Gas_Range_E8_Baseline Forecast | Commercial | Warehouse | Existing | Food Preparation | Natural Gas | Range | E8 |  | Baseline Forecast | 0 | 0 | 0 | 0 | 0 | 0 | 0 | 0 | 0 | 0 | 0 | 0 | 0 | 0 | 0 | 0 | 0 | 0 | 0 | 0 | 0 | 0 | 0 | 0 | 0 | 0 | 0
Commercial_Warehouse_Existing_Food Preparation_Natural Gas_Range_E9_Baseline Forecast | Commercial | Warehouse | Existing | Food Preparation | Natural Gas | Range | E9 |  | Baseline Forecast | 0 | 0 | 0 | 0 | 0 | 0 | 0 | 0 | 0 | 0 | 0 | 0 | 0 | 0 | 0 | 0 | 0 | 0 | 0 | 0 | 0 | 0 | 0 | 0 | 0 | 0 | 0
Commercial_Warehouse_Existing_Food Preparation_Natural Gas_Range_E10_Baseline Forecast | Commercial | Warehouse | Existing | Food Preparation | Natural Gas | Range | E10 |  | Baseline Forecast | 0 | 0 | 0 | 0 | 0 | 0 | 0 | 0 | 0 | 0 | 0 | 0 | 0 | 0 | 0 | 0 | 0 | 0 | 0 | 0 | 0 | 0 | 0 | 0 | 0 | 0 | 0
Commercial_Warehouse_Existing_Food Preparation_Natural Gas_Steamer_E1_Baseline Forecast | Commercial | Warehouse | Existing | Food Preparation | Natural Gas | Steamer | E1 |  | Baseline Forecast | 0 | 0 | 0 | 0 | 0 | 0 | 0 | 0 | 0 | 0 | 0 | 0 | 0 | 0 | 0 | 0 | 0 | 0 | 0 | 0 | 0 | 0 | 0 | 0 | 0 | 0 | 0
Commercial_Warehouse_Existing_Food Preparation_Natural Gas_Steamer_E2_Baseline Forecast | Commercial | Warehouse | Existing | Food Preparation | Natural Gas | Steamer | E2 |  | Baseline Forecast | 0 | 0 | 0 | 0 | 0 | 0 | 0 | 0 | 0 | 0 | 0 | 0 | 0 | 0 | 0 | 0 | 0 | 0 | 0 | 0 | 0 | 0 | 0 | 0 | 0 | 0 | 0
Commercial_Warehouse_Existing_Food Preparation_Natural Gas_Steamer_E3_Baseline Forecast | Commercial | Warehouse | Existing | Food Preparation | Natural Gas | Steamer | E3 |  | Baseline Forecast | 0 | 0 | 0 | 0 | 0 | 0 | 0 | 0 | 0 | 0 | 0 | 0 | 0 | 0 | 0 | 0 | 0 | 0 | 0 | 0 | 0 | 0 | 0 | 0 | 0 | 0 | 0
Commercial_Warehouse_Existing_Food Preparation_Natural Gas_Steamer_E4_Baseline Forecast | Commercial | Warehouse | Existing | Food Preparation | Natural Gas | Steamer | E4 |  | Baseline Forecast | 0 | 0 | 0 | 0 | 0 | 0 | 0 | 0 | 0 | 0 | 0 | 0 | 0 | 0 | 0 | 0 | 0 | 0 | 0 | 0 | 0 | 0 | 0 | 0 | 0 | 0 | 0
Commercial_Warehouse_Existing_Food Preparation_Natural Gas_Steamer_E5_Baseline Forecast | Commercial | Warehouse | Existing | Food Preparation | Natural Gas | Steamer | E5 |  | Baseline Forecast | 0 | 0 | 0 | 0 | 0 | 0 | 0 | 0 | 0 | 0 | 0 | 0 | 0 | 0 | 0 | 0 | 0 | 0 | 0 | 0 | 0 | 0 | 0 | 0 | 0 | 0 | 0
Commercial_Warehouse_Existing_Food Preparation_Natural Gas_Steamer_E6_Baseline Forecast | Commercial | Warehouse | Existing | Food Preparation | Natural Gas | Steamer | E6 |  | Baseline Forecast | 0 | 0 | 0 | 0 | 0 | 0 | 0 | 0 | 0 | 0 | 0 | 0 | 0 | 0 | 0 | 0 | 0 | 0 | 0 | 0 | 0 | 0 | 0 | 0 | 0 | 0 | 0
Commercial_Warehouse_Existing_Food Preparation_Natural Gas_Steamer_E7_Baseline Forecast | Commercial | Warehouse | Existing | Food Preparation | Natural Gas | Steamer | E7 |  | Baseline Forecast | 0 | 0 | 0 | 0 | 0 | 0 | 0 | 0 | 0 | 0 | 0 | 0 | 0 | 0 | 0 | 0 | 0 | 0 | 0 | 0 | 0 | 0 | 0 | 0 | 0 | 0 | 0
Commercial_Warehouse_Existing_Food Preparation_Natural Gas_Steamer_E8_Baseline Forecast | Commercial | Warehouse | Existing | Food Preparation | Natural Gas | Steamer | E8 |  | Baseline Forecast | 0 | 0 | 0 | 0 | 0 | 0 | 0 | 0 | 0 | 0 | 0 | 0 | 0 | 0 | 0 | 0 | 0 | 0 | 0 | 0 | 0 | 0 | 0 | 0 | 0 | 0 | 0
Commercial_Warehouse_Existing_Food Preparation_Natural Gas_Steamer_E9_Baseline Forecast | Commercial | Warehouse | Existing | Food Preparation | Natural Gas | Steamer | E9 |  | Baseline Forecast | 0 | 0 | 0 | 0 | 0 | 0 | 0 | 0 | 0 | 0 | 0 | 0 | 0 | 0 | 0 | 0 | 0 | 0 | 0 | 0 | 0 | 0 | 0 | 0 | 0 | 0 | 0
Commercial_Warehouse_Existing_Food Preparation_Natural Gas_Steamer_E10_Baseline Forecast | Commercial | Warehouse | Existing | Food Preparation | Natural Gas | Steamer | E10 |  | Baseline Forecast | 0 | 0 | 0 | 0 | 0 | 0 | 0 | 0 | 0 | 0 | 0 | 0 | 0 | 0 | 0 | 0 | 0 | 0 | 0 | 0 | 0 | 0 | 0 | 0 | 0 | 0 | 0
Commercial_Warehouse_Existing_Food Preparation_Natural Gas_Commercial Food Prep Other_E1_Baseline Forecast | Commercial | Warehouse | Existing | Food Preparation | Natural Gas | Commercial Food Prep Other | E1 |  | Baseline Forecast | 0 | 0 | 0 | 0 | 0 | 0 | 0 | 0 | 0 | 0 | 0 | 0 | 0 | 0 | 0 | 0 | 0 | 0 | 0 | 0 | 0 | 0 | 0 | 0 | 0 | 0 | 0
Commercial_Warehouse_Existing_Food Preparation_Natural Gas_Commercial Food Prep Other_E2_Baseline Forecast | Commercial | Warehouse | Existing | Food Preparation | Natural Gas | Commercial Food Prep Other | E2 |  | Baseline Forecast | 0 | 0 | 0 | 0 | 0 | 0 | 0 | 0 | 0 | 0 | 0 | 0 | 0 | 0 | 0 | 0 | 0 | 0 | 0 | 0 | 0 | 0 | 0 | 0 | 0 | 0 | 0
Commercial_Warehouse_Existing_Food Preparation_Natural Gas_Commercial Food Prep Other_E3_Baseline Forecast | Commercial | Warehouse | Existing | Food Preparation | Natural Gas | Commercial Food Prep Other | E3 |  | Baseline Forecast | 0 | 0 | 0 | 0 | 0 | 0 | 0 | 0 | 0 | 0 | 0 | 0 | 0 | 0 | 0 | 0 | 0 | 0 | 0 | 0 | 0 | 0 | 0 | 0 | 0 | 0 | 0
Commercial_Warehouse_Existing_Food Preparation_Natural Gas_Commercial Food Prep Other_E4_Baseline Forecast | Commercial | Warehouse | Existing | Food Preparation | Natural Gas | Commercial Food Prep Other | E4 |  | Baseline Forecast | 0 | 0 | 0 | 0 | 0 | 0 | 0 | 0 | 0 | 0 | 0 | 0 | 0 | 0 | 0 | 0 | 0 | 0 | 0 | 0 | 0 | 0 | 0 | 0 | 0 | 0 | 0
Commercial_Warehouse_Existing_Food Preparation_Natural Gas_Commercial Food Prep Other_E5_Baseline Forecast | Commercial | Warehouse | Existing | Food Preparation | Natural Gas | Commercial Food Prep Other | E5 |  | Baseline Forecast | 0 | 0 | 0 | 0 | 0 | 0 | 0 | 0 | 0 | 0 | 0 | 0 | 0 | 0 | 0 | 0 | 0 | 0 | 0 | 0 | 0 | 0 | 0 | 0 | 0 | 0 | 0
Commercial_Warehouse_Existing_Food Preparation_Natural Gas_Commercial Food Prep Other_E6_Baseline Forecast | Commercial | Warehouse | Existing | Food Preparation | Natural Gas | Commercial Food Prep Other | E6 |  | Baseline Forecast | 0 | 0 | 0 | 0 | 0 | 0 | 0 | 0 | 0 | 0 | 0 | 0 | 0 | 0 | 0 | 0 | 0 | 0 | 0 | 0 | 0 | 0 | 0 | 0 | 0 | 0 | 0
Commercial_Warehouse_Existing_Food Preparation_Natural Gas_Commercial Food Prep Other_E7_Baseline Forecast | Commercial | Warehouse | Existing | Food Preparation | Natural Gas | Commercial Food Prep Other | E7 |  | Baseline Forecast | 0 | 0 | 0 | 0 | 0 | 0 | 0 | 0 | 0 | 0 | 0 | 0 | 0 | 0 | 0 | 0 | 0 | 0 | 0 | 0 | 0 | 0 | 0 | 0 | 0 | 0 | 0
Commercial_Warehouse_Existing_Food Preparation_Natural Gas_Commercial Food Prep Other_E8_Baseline Forecast | Commercial | Warehouse | Existing | Food Preparation | Natural Gas | Commercial Food Prep Other | E8 |  | Baseline Forecast | 0 | 0 | 0 | 0 | 0 | 0 | 0 | 0 | 0 | 0 | 0 | 0 | 0 | 0 | 0 | 0 | 0 | 0 | 0 | 0 | 0 | 0 | 0 | 0 | 0 | 0 | 0
Commercial_Warehouse_Existing_Food Preparation_Natural Gas_Commercial Food Prep Other_E9_Baseline Forecast | Commercial | Warehouse | Existing | Food Preparation | Natural Gas | Commercial Food Prep Other | E9 |  | Baseline Forecast | 0 | 0 | 0 | 0 | 0 | 0 | 0 | 0 | 0 | 0 | 0 | 0 | 0 | 0 | 0 | 0 | 0 | 0 | 0 | 0 | 0 | 0 | 0 | 0 | 0 | 0 | 0
Commercial_Warehouse_Existing_Food Preparation_Natural Gas_Commercial Food Prep Other_E10_Baseline Forecast | Commercial | Warehouse | Existing | Food Preparation | Natural Gas | Commercial Food Prep Other | E10 |  | Baseline Forecast | 0 | 0 | 0 | 0 | 0 | 0 | 0 | 0 | 0 | 0 | 0 | 0 | 0 | 0 | 0 | 0 | 0 | 0 | 0 | 0 | 0 | 0 | 0 | 0 | 0 | 0 | 0
Commercial_Warehouse_Existing_Miscellaneous_Natural Gas_Pool Heater_E1_Baseline Forecast | Commercial | Warehouse | Existing | Miscellaneous | Natural Gas | Pool Heater | E1 |  | Baseline Forecast | 0 | 0 | 0 | 0 | 0 | 0 | 0 | 0 | 0 | 0 | 0 | 0 | 0 | 0 | 0 | 0 | 0 | 0 | 0 | 0 | 0 | 0 | 0 | 0 | 0 | 0 | 0
Commercial_Warehouse_Existing_Miscellaneous_Natural Gas_Pool Heater_E2_Baseline Forecast | Commercial | Warehouse | Existing | Miscellaneous | Natural Gas | Pool Heater | E2 |  | Baseline Forecast | 0 | 0 | 0 | 0 | 0 | 0 | 0 | 0 | 0 | 0 | 0 | 0 | 0 | 0 | 0 | 0 | 0 | 0 | 0 | 0 | 0 | 0 | 0 | 0 | 0 | 0 | 0
Commercial_Warehouse_Existing_Miscellaneous_Natural Gas_Pool Heater_E3_Baseline Forecast | Commercial | Warehouse | Existing | Miscellaneous | Natural Gas | Pool Heater | E3 |  | Baseline Forecast | 0 | 0 | 0 | 0 | 0 | 0 | 0 | 0 | 0 | 0 | 0 | 0 | 0 | 0 | 0 | 0 | 0 | 0 | 0 | 0 | 0 | 0 | 0 | 0 | 0 | 0 | 0
Commercial_Warehouse_Existing_Miscellaneous_Natural Gas_Pool Heater_E4_Baseline Forecast | Commercial | Warehouse | Existing | Miscellaneous | Natural Gas | Pool Heater | E4 |  | Baseline Forecast | 0 | 0 | 0 | 0 | 0 | 0 | 0 | 0 | 0 | 0 | 0 | 0 | 0 | 0 | 0 | 0 | 0 | 0 | 0 | 0 | 0 | 0 | 0 | 0 | 0 | 0 | 0
Commercial_Warehouse_Existing_Miscellaneous_Natural Gas_Pool Heater_E5_Baseline Forecast | Commercial | Warehouse | Existing | Miscellaneous | Natural Gas | Pool Heater | E5 |  | Baseline Forecast | 0 | 0 | 0 | 0 | 0 | 0 | 0 | 0 | 0 | 0 | 0 | 0 | 0 | 0 | 0 | 0 | 0 | 0 | 0 | 0 | 0 | 0 | 0 | 0 | 0 | 0 | 0
Commercial_Warehouse_Existing_Miscellaneous_Natural Gas_Pool Heater_E6_Baseline Forecast | Commercial | Warehouse | Existing | Miscellaneous | Natural Gas | Pool Heater | E6 |  | Baseline Forecast | 0 | 0 | 0 | 0 | 0 | 0 | 0 | 0 | 0 | 0 | 0 | 0 | 0 | 0 | 0 | 0 | 0 | 0 | 0 | 0 | 0 | 0 | 0 | 0 | 0 | 0 | 0
Commercial_Warehouse_Existing_Miscellaneous_Natural Gas_Pool Heater_E7_Baseline Forecast | Commercial | Warehouse | Existing | Miscellaneous | Natural Gas | Pool Heater | E7 |  | Baseline Forecast | 0 | 0 | 0 | 0 | 0 | 0 | 0 | 0 | 0 | 0 | 0 | 0 | 0 | 0 | 0 | 0 | 0 | 0 | 0 | 0 | 0 | 0 | 0 | 0 | 0 | 0 | 0
Commercial_Warehouse_Existing_Miscellaneous_Natural Gas_Pool Heater_E8_Baseline Forecast | Commercial | Warehouse | Existing | Miscellaneous | Natural Gas | Pool Heater | E8 |  | Baseline Forecast | 0 | 0 | 0 | 0 | 0 | 0 | 0 | 0 | 0 | 0 | 0 | 0 | 0 | 0 | 0 | 0 | 0 | 0 | 0 | 0 | 0 | 0 | 0 | 0 | 0 | 0 | 0
Commercial_Warehouse_Existing_Miscellaneous_Natural Gas_Pool Heater_E9_Baseline Forecast | Commercial | Warehouse | Existing | Miscellaneous | Natural Gas | Pool Heater | E9 |  | Baseline Forecast | 0 | 0 | 0 | 0 | 0 | 0 | 0 | 0 | 0 | 0 | 0 | 0 | 0 | 0 | 0 | 0 | 0 | 0 | 0 | 0 | 0 | 0 | 0 | 0 | 0 | 0 | 0
Commercial_Warehouse_Existing_Miscellaneous_Natural Gas_Pool Heater_E10_Baseline Forecast | Commercial | Warehouse | Existing | Miscellaneous | Natural Gas | Pool Heater | E10 |  | Baseline Forecast | 0 | 0 | 0 | 0 | 0 | 0 | 0 | 0 | 0 | 0 | 0 | 0 | 0 | 0 | 0 | 0 | 0 | 0 | 0 | 0 | 0 | 0 | 0 | 0 | 0 | 0 | 0
Commercial_Warehouse_Existing_Miscellaneous_Natural Gas_Miscellaneous_E1_Baseline Forecast | Commercial | Warehouse | Existing | Miscellaneous | Natural Gas | Miscellaneous | E1 |  | Baseline Forecast | 0 | 1013609.842 | 1185873.5836 | 1325257.5427 | 1253790.019 | 1216946.3531 | 1204810.2745 | 1184896.6587 | 1163126.3311 | 1143142.192 | 1123608.0824 | 1352380.3542 | 1340658.3693 | 1320812.1677 | 1284076.8401 | 1259718.7031 | 1242403.2703 | 1220880.713 | 1198909.3662 | 1178399.0419 | 1158229.3539 | 1198974.4689 | 1172597.1477 | 1145604.254 | 1124172.1894 | 1105417.3913 | 1087580.478
Commercial_Warehouse_Existing_Miscellaneous_Natural Gas_Miscellaneous_E2_Baseline Forecast | Commercial | Warehouse | Existing | Miscellaneous | Natural Gas | Miscellaneous | E2 |  | Baseline Forecast | 0 | 0 | 0 | 0 | 0 | 0 | 0 | 0 | 0 | 0 | 0 | 0 | 0 | 0 | 0 | 0 | 0 | 0 | 0 | 0 | 0 | 0 | 0 | 0 | 0 | 0 | 0
Commercial_Warehouse_Existing_Miscellaneous_Natural Gas_Miscellaneous_E3_Baseline Forecast | Commercial | Warehouse | Existing | Miscellaneous | Natural Gas | Miscellaneous | E3 |  | Baseline Forecast | 0 | 0 | 0 | 0 | 0 | 0 | 0 | 0 | 0 | 0 | 0 | 0 | 0 | 0 | 0 | 0 | 0 | 0 | 0 | 0 | 0 | 0 | 0 | 0 | 0 | 0 | 0
Commercial_Warehouse_Existing_Miscellaneous_Natural Gas_Miscellaneous_E4_Baseline Forecast | Commercial | Warehouse | Existing | Miscellaneous | Natural Gas | Miscellaneous | E4 |  | Baseline Forecast | 0 | 0 | 0 | 0 | 0 | 0 | 0 | 0 | 0 | 0 | 0 | 0 | 0 | 0 | 0 | 0 | 0 | 0 | 0 | 0 | 0 | 0 | 0 | 0 | 0 | 0 | 0
Commercial_Warehouse_Existing_Miscellaneous_Natural Gas_Miscellaneous_E5_Baseline Forecast | Commercial | Warehouse | Existing | Miscellaneous | Natural Gas | Miscellaneous | E5 |  | Baseline Forecast | 0 | 0 | 0 | 0 | 0 | 0 | 0 | 0 | 0 | 0 | 0 | 0 | 0 | 0 | 0 | 0 | 0 | 0 | 0 | 0 | 0 | 0 | 0 | 0 | 0 | 0 | 0
Commercial_Warehouse_Existing_Miscellaneous_Natural Gas_Miscellaneous_E6_Baseline Forecast | Commercial | Warehouse | Existing | Miscellaneous | Natural Gas | Miscellaneous | E6 |  | Baseline Forecast | 0 | 0 | 0 | 0 | 0 | 0 | 0 | 0 | 0 | 0 | 0 | 0 | 0 | 0 | 0 | 0 | 0 | 0 | 0 | 0 | 0 | 0 | 0 | 0 | 0 | 0 | 0
Commercial_Warehouse_Existing_Miscellaneous_Natural Gas_Miscellaneous_E7_Baseline Forecast | Commercial | Warehouse | Existing | Miscellaneous | Natural Gas | Miscellaneous | E7 |  | Baseline Forecast | 0 | 0 | 0 | 0 | 0 | 0 | 0 | 0 | 0 | 0 | 0 | 0 | 0 | 0 | 0 | 0 | 0 | 0 | 0 | 0 | 0 | 0 | 0 | 0 | 0 | 0 | 0
Commercial_Warehouse_Existing_Miscellaneous_Natural Gas_Miscellaneous_E8_Baseline Forecast | Commercial | Warehouse | Existing | Miscellaneous | Natural Gas | Miscellaneous | E8 |  | Baseline Forecast | 0 | 0 | 0 | 0 | 0 | 0 | 0 | 0 | 0 | 0 | 0 | 0 | 0 | 0 | 0 | 0 | 0 | 0 | 0 | 0 | 0 | 0 | 0 | 0 | 0 | 0 | 0
Commercial_Warehouse_Existing_Miscellaneous_Natural Gas_Miscellaneous_E9_Baseline Forecast | Commercial | Warehouse | Existing | Miscellaneous | Natural Gas | Miscellaneous | E9 |  | Baseline Forecast | 0 | 0 | 0 | 0 | 0 | 0 | 0 | 0 | 0 | 0 | 0 | 0 | 0 | 0 | 0 | 0 | 0 | 0 | 0 | 0 | 0 | 0 | 0 | 0 | 0 | 0 | 0
Commercial_Warehouse_Existing_Miscellaneous_Natural Gas_Miscellaneous_E10_Baseline Forecast | Commercial | Warehouse | Existing | Miscellaneous | Natural Gas | Miscellaneous | E10 |  | Baseline Forecast | 0 | 0 | 0 | 0 | 0 | 0 | 0 | 0 | 0 | 0 | 0 | 0 | 0 | 0 | 0 | 0 | 0 | 0 | 0 | 0 | 0 | 0 | 0 | 0 | 0 | 0 | 0
Commercial_Warehouse_New_Space Heating_Natural Gas_Furnace_E1_Baseline Forecast | Commercial | Warehouse | New | Space Heating | Natural Gas | Furnace | E1 |  | Baseline Forecast | 0 | 279380.7646 | 210044.6018 | 0 | 0 | 0 | 0 | 0 | 0 | 0 | 0 | 0 | 0 | 0 | 0 | 0 | 0 | 0 | 0 | 0 | 0 | 0 | 0 | 0 | 0 | 0 | 0
Commercial_Warehouse_New_Space Heating_Natural Gas_Furnace_E2_Baseline Forecast | Commercial | Warehouse | New | Space Heating | Natural Gas | Furnace | E2 |  | Baseline Forecast | 0 | 0 | 0 | 209883.2524 | 208566.7609 | 206292.6601 | 207529.6268 | 207167.3767 | 206856.9826 | 206598.1974 | 206390.7873 | 206234.532 | 206129.2243 | 206074.6702 | 206070.6886 | 206117.1115 | 206213.784 | 206360.5635 | 206557.3205 | 228294.7661 | 243095.2763 | 256817.3364 | 269458.7881 | 281032.84 | 291895.4363 | 301982.0499 | 311360.1324
Commercial_Warehouse_New_Space Heating_Natural Gas_Furnace_E3_Baseline Forecast | Commercial | Warehouse | New | Space Heating | Natural Gas | Furnace | E3 |  | Baseline Forecast | 0 | 0 | 0 | 0 | 0 | 0 | 0 | 0 | 0 | 0 | 0 | 0 | 0 | 0 | 0 | 0 | 0 | 0 | 0 | 0 | 0 | 0 | 0 | 0 | 0 | 0 | 0
Commercial_Warehouse_New_Space Heating_Natural Gas_Furnace_E4_Baseline Forecast | Commercial | Warehouse | New | Space Heating | Natural Gas | Furnace | E4 |  | Baseline Forecast | 0 | 0 | 0 | 0 | 0 | 0 | 0 | 0 | 0 | 0 | 0 | 0 | 0 | 0 | 0 | 0 | 0 | 0 | 0 | 0 | 0 | 0 | 0 | 0 | 0 | 0 | 0
Commercial_Warehouse_New_Space Heating_Natural Gas_Furnace_E5_Baseline Forecast | Commercial | Warehouse | New | Space Heating | Natural Gas | Furnace | E5 |  | Baseline Forecast | 0 | 0 | 0 | 0 | 0 | 0 | 0 | 0 | 0 | 0 | 0 | 0 | 0 | 0 | 0 | 0 | 0 | 0 | 0 | 0 | 0 | 0 | 0 | 0 | 0 | 0 | 0
Commercial_Warehouse_New_Space Heating_Natural Gas_Furnace_E6_Baseline Forecast | Commercial | Warehouse | New | Space Heating | Natural Gas | Furnace | E6 |  | Baseline Forecast | 0 | 0 | 0 | 0 | 0 | 0 | 0 | 0 | 0 | 0 | 0 | 0 | 0 | 0 | 0 | 0 | 0 | 0 | 0 | 0 | 0 | 0 | 0 | 0 | 0 | 0 | 0
Commercial_Warehouse_New_Space Heating_Natural Gas_Furnace_E7_Baseline Forecast | Commercial | Warehouse | New | Space Heating | Natural Gas | Furnace | E7 |  | Baseline Forecast | 0 | 0 | 0 | 0 | 0 | 0 | 0 | 0 | 0 | 0 | 0 | 0 | 0 | 0 | 0 | 0 | 0 | 0 | 0 | 0 | 0 | 0 | 0 | 0 | 0 | 0 | 0
Commercial_Warehouse_New_Space Heating_Natural Gas_Furnace_E8_Baseline Forecast | Commercial | Warehouse | New | Space Heating | Natural Gas | Furnace | E8 |  | Baseline Forecast | 0 | 0 | 0 | 0 | 0 | 0 | 0 | 0 | 0 | 0 | 0 | 0 | 0 | 0 | 0 | 0 | 0 | 0 | 0 | 0 | 0 | 0 | 0 | 0 | 0 | 0 | 0
Commercial_Warehouse_New_Space Heating_Natural Gas_Furnace_E9_Baseline Forecast | Commercial | Warehouse | New | Space Heating | Natural Gas | Furnace | E9 |  | Baseline Forecast | 0 | 0 | 0 | 0 | 0 | 0 | 0 | 0 | 0 | 0 | 0 | 0 | 0 | 0 | 0 | 0 | 0 | 0 | 0 | 0 | 0 | 0 | 0 | 0 | 0 | 0 | 0
Commercial_Warehouse_New_Space Heating_Natural Gas_Furnace_E10_Baseline Forecast | Commercial | Warehouse | New | Space Heating | Natural Gas | Furnace | E10 |  | Baseline Forecast | 0 | 0 | 0 | 0 | 0 | 0 | 0 | 0 | 0 | 0 | 0 | 0 | 0 | 0 | 0 | 0 | 0 | 0 | 0 | 0 | 0 | 0 | 0 | 0 | 0 | 0 | 0
Commercial_Warehouse_New_Space Heating_Natural Gas_Boiler_E1_Baseline Forecast | Commercial | Warehouse | New | Space Heating | Natural Gas | Boiler | E1 |  | Baseline Forecast | 0 | 11732.6877 | 8820.8926 | 8814.1167 | 8758.8302 | 8663.3285 | 8715.2754 | 8700.0626 | 8687.0275 | 8676.1597 | 8667.4494 | 8660.8874 | 8656.465 | 8654.174 | 8654.0068 | 8655.9563 | 8660.0161 | 8666.1802 | 8674.443 | 8684.7998 | 8697.2461 | 8711.7781 | 9795.0004 | 10518.6292 | 11179.6342 | 11779.4856 | 12320.2741
Commercial_Warehouse_New_Space Heating_Natural Gas_Boiler_E2_Baseline Forecast | Commercial | Warehouse | New | Space Heating | Natural Gas | Boiler | E2 |  | Baseline Forecast | 0 | 2575.468 | 1936.2935 | 1934.8061 | 1922.67 | 1901.7063 | 1913.1092 | 1909.7698 | 1906.9085 | 1904.5229 | 1902.6109 | 1901.1704 | 1900.1996 | 1899.6967 | 1899.66 | 1900.088 | 1900.9791 | 1902.3322 | 1904.146 | 1906.4195 | 1909.1516 | 1912.3415 | 2150.122 | 2308.9674 | 2454.0661 | 2585.7407 | 2704.4504
Commercial_Warehouse_New_Space Heating_Natural Gas_Boiler_E3_Baseline Forecast | Commercial | Warehouse | New | Space Heating | Natural Gas | Boiler | E3 |  | Baseline Forecast | 0 | 0 | 0 | 0 | 0 | 0 | 0 | 0 | 0 | 0 | 0 | 0 | 0 | 0 | 0 | 0 | 0 | 0 | 0 | 0 | 0 | 0 | 0 | 0 | 0 | 0 | 0
Commercial_Warehouse_New_Space Heating_Natural Gas_Boiler_E4_Baseline Forecast | Commercial | Warehouse | New | Space Heating | Natural Gas | Boiler | E4 |  | Baseline Forecast | 0 | 0 | 0 | 0 | 0 | 0 | 0 | 0 | 0 | 0 | 0 | 0 | 0 | 0 | 0 | 0 | 0 | 0 | 0 | 0 | 0 | 0 | 0 | 0 | 0 | 0 | 0
Commercial_Warehouse_New_Space Heating_Natural Gas_Boiler_E5_Baseline Forecast | Commercial | Warehouse | New | Space Heating | Natural Gas | Boiler | E5 |  | Baseline Forecast | 0 | 0 | 0 | 0 | 0 | 0 | 0 | 0 | 0 | 0 | 0 | 0 | 0 | 0 | 0 | 0 | 0 | 0 | 0 | 0 | 0 | 0 | 0 | 0 | 0 | 0 | 0
Commercial_Warehouse_New_Space Heating_Natural Gas_Boiler_E6_Baseline Forecast | Commercial | Warehouse | New | Space Heating | Natural Gas | Boiler | E6 |  | Baseline Forecast | 0 | 0 | 0 | 0 | 0 | 0 | 0 | 0 | 0 | 0 | 0 | 0 | 0 | 0 | 0 | 0 | 0 | 0 | 0 | 0 | 0 | 0 | 0 | 0 | 0 | 0 | 0
Commercial_Warehouse_New_Space Heating_Natural Gas_Boiler_E7_Baseline Forecast | Commercial | Warehouse | New | Space Heating | Natural Gas | Boiler | E7 |  | Baseline Forecast | 0 | 0 | 0 | 0 | 0 | 0 | 0 | 0 | 0 | 0 | 0 | 0 | 0 | 0 | 0 | 0 | 0 | 0 | 0 | 0 | 0 | 0 | 0 | 0 | 0 | 0 | 0
Commercial_Warehouse_New_Space Heating_Natural Gas_Boiler_E8_Baseline Forecast | Commercial | Warehouse | New | Space Heating | Natural Gas | Boiler | E8 |  | Baseline Forecast | 0 | 0 | 0 | 0 | 0 | 0 | 0 | 0 | 0 | 0 | 0 | 0 | 0 | 0 | 0 | 0 | 0 | 0 | 0 | 0 | 0 | 0 | 0 | 0 | 0 | 0 | 0
Commercial_Warehouse_New_Space Heating_Natural Gas_Boiler_E9_Baseline Forecast | Commercial | Warehouse | New | Space Heating | Natural Gas | Boiler | E9 |  | Baseline Forecast | 0 | 0 | 0 | 0 | 0 | 0 | 0 | 0 | 0 | 0 | 0 | 0 | 0 | 0 | 0 | 0 | 0 | 0 | 0 | 0 | 0 | 0 | 0 | 0 | 0 | 0 | 0
Commercial_Warehouse_New_Space Heating_Natural Gas_Boiler_E10_Baseline Forecast | Commercial | Warehouse | New | Space Heating | Natural Gas | Boiler | E10 |  | Baseline Forecast | 0 | 0 | 0 | 0 | 0 | 0 | 0 | 0 | 0 | 0 | 0 | 0 | 0 | 0 | 0 | 0 | 0 | 0 | 0 | 0 | 0 | 0 | 0 | 0 | 0 | 0 | 0
Commercial_Warehouse_New_Space Heating_Natural Gas_Unit Heater_E1_Baseline Forecast | Commercial | Warehouse | New | Space Heating | Natural Gas | Unit Heater | E1 |  | Baseline Forecast | 0 | 122028.1098 | 91743.4161 | 91672.9418 | 91097.9237 | 90104.6405 | 90644.9237 | 90486.6998 | 90351.1257 | 90238.0933 | 90147.5006 | 90079.2513 | 90033.255 | 90009.4268 | 90007.6877 | 90027.9643 | 90070.189 | 101227.7639 | 108645.5174 | 115412.1137 | 121542.8155 | 127059.343 | 132158.8825 | 136817.7812 | 141080.0986 | 144985.8823 | 148571.5337
Commercial_Warehouse_New_Space Heating_Natural Gas_Unit Heater_E2_Baseline Forecast | Commercial | Warehouse | New | Space Heating | Natural Gas | Unit Heater | E2 |  | Baseline Forecast | 0 | 0 | 0 | 0 | 0 | 0 | 0 | 0 | 0 | 0 | 0 | 0 | 0 | 0 | 0 | 0 | 0 | 0 | 0 | 0 | 0 | 0 | 0 | 0 | 0 | 0 | 0
Commercial_Warehouse_New_Space Heating_Natural Gas_Unit Heater_E3_Baseline Forecast | Commercial | Warehouse | New | Space Heating | Natural Gas | Unit Heater | E3 |  | Baseline Forecast | 0 | 0 | 0 | 0 | 0 | 0 | 0 | 0 | 0 | 0 | 0 | 0 | 0 | 0 | 0 | 0 | 0 | 0 | 0 | 0 | 0 | 0 | 0 | 0 | 0 | 0 | 0
Commercial_Warehouse_New_Space Heating_Natural Gas_Unit Heater_E4_Baseline Forecast | Commercial | Warehouse | New | Space Heating | Natural Gas | Unit Heater | E4 |  | Baseline Forecast | 0 | 0 | 0 | 0 | 0 | 0 | 0 | 0 | 0 | 0 | 0 | 0 | 0 | 0 | 0 | 0 | 0 | 0 | 0 | 0 | 0 | 0 | 0 | 0 | 0 | 0 | 0
Commercial_Warehouse_New_Space Heating_Natural Gas_Unit Heater_E5_Baseline Forecast | Commercial | Warehouse | New | Space Heating | Natural Gas | Unit Heater | E5 |  | Baseline Forecast | 0 | 0 | 0 | 0 | 0 | 0 | 0 | 0 | 0 | 0 | 0 | 0 | 0 | 0 | 0 | 0 | 0 | 0 | 0 | 0 | 0 | 0 | 0 | 0 | 0 | 0 | 0
Commercial_Warehouse_New_Space Heating_Natural Gas_Unit Heater_E6_Baseline Forecast | Commercial | Warehouse | New | Space Heating | Natural Gas | Unit Heater | E6 |  | Baseline Forecast | 0 | 0 | 0 | 0 | 0 | 0 | 0 | 0 | 0 | 0 | 0 | 0 | 0 | 0 | 0 | 0 | 0 | 0 | 0 | 0 | 0 | 0 | 0 | 0 | 0 | 0 | 0
Commercial_Warehouse_New_Space Heating_Natural Gas_Unit Heater_E7_Baseline Forecast | Commercial | Warehouse | New | Space Heating | Natural Gas | Unit Heater | E7 |  | Baseline Forecast | 0 | 0 | 0 | 0 | 0 | 0 | 0 | 0 | 0 | 0 | 0 | 0 | 0 | 0 | 0 | 0 | 0 | 0 | 0 | 0 | 0 | 0 | 0 | 0 | 0 | 0 | 0
Commercial_Warehouse_New_Space Heating_Natural Gas_Unit Heater_E8_Baseline Forecast | Commercial | Warehouse | New | Space Heating | Natural Gas | Unit Heater | E8 |  | Baseline Forecast | 0 | 0 | 0 | 0 | 0 | 0 | 0 | 0 | 0 | 0 | 0 | 0 | 0 | 0 | 0 | 0 | 0 | 0 | 0 | 0 | 0 | 0 | 0 | 0 | 0 | 0 | 0
Commercial_Warehouse_New_Space Heating_Natural Gas_Unit Heater_E9_Baseline Forecast | Commercial | Warehouse | New | Space Heating | Natural Gas | Unit Heater | E9 |  | Baseline Forecast | 0 | 0 | 0 | 0 | 0 | 0 | 0 | 0 | 0 | 0 | 0 | 0 | 0 | 0 | 0 | 0 | 0 | 0 | 0 | 0 | 0 | 0 | 0 | 0 | 0 | 0 | 0
Commercial_Warehouse_New_Space Heating_Natural Gas_Unit Heater_E10_Baseline Forecast | Commercial | Warehouse | New | Space Heating | Natural Gas | Unit Heater | E10 |  | Baseline Forecast | 0 | 0 | 0 | 0 | 0 | 0 | 0 | 0 | 0 | 0 | 0 | 0 | 0 | 0 | 0 | 0 | 0 | 0 | 0 | 0 | 0 | 0 | 0 | 0 | 0 | 0 | 0
Commercial_Warehouse_New_Water Heating_Natural Gas_Water Heater_E1_Baseline Forecast | Commercial | Warehouse | New | Water Heating | Natural Gas | Water Heater | E1 |  | Baseline Forecast | 0 | 95727.8393 | 71970.2944 | 71915.0092 | 71463.9227 | 70684.7182 | 71108.5561 | 70984.4336 | 70878.0793 | 70789.4084 | 89863.9087 | 100375.3142 | 108780.1305 | 115423.9399 | 120596.7364 | 149931.2178 | 142072.0008 | 142000.5551 | 141849.0905 | 145487.3726 | 150849.5986 | 156714.0254 | 162779.6899 | 168715.4948 | 184401.9984 | 193185.4222 | 199699.8469
Commercial_Warehouse_New_Water Heating_Natural Gas_Water Heater_E2_Baseline Forecast | Commercial | Warehouse | New | Water Heating | Natural Gas | Water Heater | E2 |  | Baseline Forecast | 0 | 99635.098 | 74907.8575 | 74850.3157 | 74380.8175 | 73569.8087 | 74010.9461 | 73881.7574 | 73771.0621 | 73678.772 | 93531.8233 | 104472.2658 | 113220.1358 | 120135.1212 | 125519.0522 | 156050.8594 | 147870.858 | 147796.4962 | 147638.8493 | 151425.6327 | 157006.7251 | 163110.5162 | 169423.7588 | 175601.8415 | 191928.6106 | 201070.5415 | 207850.861
Commercial_Warehouse_New_Water Heating_Natural Gas_Water Heater_E3_Baseline Forecast | Commercial | Warehouse | New | Water Heating | Natural Gas | Water Heater | E3 |  | Baseline Forecast | 0 | 0 | 0 | 0 | 0 | 0 | 0 | 0 | 0 | 0 | 0 | 0 | 0 | 0 | 0 | 0 | 0 | 0 | 0 | 0 | 0 | 0 | 0 | 0 | 0 | 0 | 0
Commercial_Warehouse_New_Water Heating_Natural Gas_Water Heater_E4_Baseline Forecast | Commercial | Warehouse | New | Water Heating | Natural Gas | Water Heater | E4 |  | Baseline Forecast | 0 | 0 | 0 | 0 | 0 | 0 | 0 | 0 | 0 | 0 | 0 | 0 | 0 | 0 | 0 | 0 | 0 | 0 | 0 | 0 | 0 | 0 | 0 | 0 | 0 | 0 | 0
Commercial_Warehouse_New_Water Heating_Natural Gas_Water Heater_E5_Baseline Forecast | Commercial | Warehouse | New | Water Heating | Natural Gas | Water Heater | E5 |  | Baseline Forecast | 0 | 0 | 0 | 0 | 0 | 0 | 0 | 0 | 0 | 0 | 0 | 0 | 0 | 0 | 0 | 0 | 0 | 0 | 0 | 0 | 0 | 0 | 0 | 0 | 0 | 0 | 0
Commercial_Warehouse_New_Water Heating_Natural Gas_Water Heater_E6_Baseline Forecast | Commercial | Warehouse | New | Water Heating | Natural Gas | Water Heater | E6 |  | Baseline Forecast | 0 | 0 | 0 | 0 | 0 | 0 | 0 | 0 | 0 | 0 | 0 | 0 | 0 | 0 | 0 | 0 | 0 | 0 | 0 | 0 | 0 | 0 | 0 | 0 | 0 | 0 | 0
Commercial_Warehouse_New_Water Heating_Natural Gas_Water Heater_E7_Baseline Forecast | Commercial | Warehouse | New | Water Heating | Natural Gas | Water Heater | E7 |  | Baseline Forecast | 0 | 0 | 0 | 0 | 0 | 0 | 0 | 0 | 0 | 0 | 0 | 0 | 0 | 0 | 0 | 0 | 0 | 0 | 0 | 0 | 0 | 0 | 0 | 0 | 0 | 0 | 0
Commercial_Warehouse_New_Water Heating_Natural Gas_Water Heater_E8_Baseline Forecast | Commercial | Warehouse | New | Water Heating | Natural Gas | Water Heater | E8 |  | Baseline Forecast | 0 | 0 | 0 | 0 | 0 | 0 | 0 | 0 | 0 | 0 | 0 | 0 | 0 | 0 | 0 | 0 | 0 | 0 | 0 | 0 | 0 | 0 | 0 | 0 | 0 | 0 | 0
Commercial_Warehouse_New_Water Heating_Natural Gas_Water Heater_E9_Baseline Forecast | Commercial | Warehouse | New | Water Heating | Natural Gas | Water Heater | E9 |  | Baseline Forecast | 0 | 0 | 0 | 0 | 0 | 0 | 0 | 0 | 0 | 0 | 0 | 0 | 0 | 0 | 0 | 0 | 0 | 0 | 0 | 0 | 0 | 0 | 0 | 0 | 0 | 0 | 0
Commercial_Warehouse_New_Water Heating_Natural Gas_Water Heater_E10_Baseline Forecast | Commercial | Warehouse | New | Water Heating | Natural Gas | Water Heater | E10 |  | Baseline Forecast | 0 | 0 | 0 | 0 | 0 | 0 | 0 | 0 | 0 | 0 | 0 | 0 | 0 | 0 | 0 | 0 | 0 | 0 | 0 | 0 | 0 | 0 | 0 | 0 | 0 | 0 | 0
Commercial_Warehouse_New_Food Preparation_Natural Gas_Oven_E1_Baseline Forecast | Commercial | Warehouse | New | Food Preparation | Natural Gas | Oven | E1 |  | Baseline Forecast | 0 | 1840.6365 | 1383.831 | 1382.768 | 1374.0946 | 1359.1122 | 1367.2616 | 1364.875 | 1362.8301 | 1361.1251 | 1359.7587 | 1358.7292 | 1726.1627 | 1928.944 | 2091.2178 | 2219.6289 | 2319.7536 | 2884.4525 | 2733.9964 | 2733.2804 | 2731.0244 | 2728.0101 | 2732.2394 | 2807.195 | 2908.7177 | 3023.4571 | 3142.0619
Commercial_Warehouse_New_Food Preparation_Natural Gas_Oven_E2_Baseline Forecast | Commercial | Warehouse | New | Food Preparation | Natural Gas | Oven | E2 |  | Baseline Forecast | 0 | 2160.7472 | 1624.4972 | 1623.2494 | 1613.0675 | 1595.4795 | 1605.0463 | 1602.2446 | 1599.844 | 1597.8425 | 1596.2384 | 1595.0299 | 2026.3649 | 2264.4126 | 2454.9078 | 2605.6514 | 2723.189 | 3386.0965 | 3209.4741 | 3208.6336 | 3205.9852 | 3202.4467 | 3207.4114 | 3295.4028 | 3414.5817 | 3549.2758 | 3688.5074
Commercial_Warehouse_New_Food Preparation_Natural Gas_Oven_E3_Baseline Forecast | Commercial | Warehouse | New | Food Preparation | Natural Gas | Oven | E3 |  | Baseline Forecast | 0 | 0 | 0 | 0 | 0 | 0 | 0 | 0 | 0 | 0 | 0 | 0 | 0 | 0 | 0 | 0 | 0 | 0 | 0 | 0 | 0 | 0 | 0 | 0 | 0 | 0 | 0
Commercial_Warehouse_New_Food Preparation_Natural Gas_Oven_E4_Baseline Forecast | Commercial | Warehouse | New | Food Preparation | Natural Gas | Oven | E4 |  | Baseline Forecast | 0 | 0 | 0 | 0 | 0 | 0 | 0 | 0 | 0 | 0 | 0 | 0 | 0 | 0 | 0 | 0 | 0 | 0 | 0 | 0 | 0 | 0 | 0 | 0 | 0 | 0 | 0
Commercial_Warehouse_New_Food Preparation_Natural Gas_Oven_E5_Baseline Forecast | Commercial | Warehouse | New | Food Preparation | Natural Gas | Oven | E5 |  | Baseline Forecast | 0 | 0 | 0 | 0 | 0 | 0 | 0 | 0 | 0 | 0 | 0 | 0 | 0 | 0 | 0 | 0 | 0 | 0 | 0 | 0 | 0 | 0 | 0 | 0 | 0 | 0 | 0
Commercial_Warehouse_New_Food Preparation_Natural Gas_Oven_E6_Baseline Forecast | Commercial | Warehouse | New | Food Preparation | Natural Gas | Oven | E6 |  | Baseline Forecast | 0 | 0 | 0 | 0 | 0 | 0 | 0 | 0 | 0 | 0 | 0 | 0 | 0 | 0 | 0 | 0 | 0 | 0 | 0 | 0 | 0 | 0 | 0 | 0 | 0 | 0 | 0
Commercial_Warehouse_New_Food Preparation_Natural Gas_Oven_E7_Baseline Forecast | Commercial | Warehouse | New | Food Preparation | Natural Gas | Oven | E7 |  | Baseline Forecast | 0 | 0 | 0 | 0 | 0 | 0 | 0 | 0 | 0 | 0 | 0 | 0 | 0 | 0 | 0 | 0 | 0 | 0 | 0 | 0 | 0 | 0 | 0 | 0 | 0 | 0 | 0
Commercial_Warehouse_New_Food Preparation_Natural Gas_Oven_E8_Baseline Forecast | Commercial | Warehouse | New | Food Preparation | Natural Gas | Oven | E8 |  | Baseline Forecast | 0 | 0 | 0 | 0 | 0 | 0 | 0 | 0 | 0 | 0 | 0 | 0 | 0 | 0 | 0 | 0 | 0 | 0 | 0 | 0 | 0 | 0 | 0 | 0 | 0 | 0 | 0
Commercial_Warehouse_New_Food Preparation_Natural Gas_Oven_E9_Baseline Forecast | Commercial | Warehouse | New | Food Preparation | Natural Gas | Oven | E9 |  | Baseline Forecast | 0 | 0 | 0 | 0 | 0 | 0 | 0 | 0 | 0 | 0 | 0 | 0 | 0 | 0 | 0 | 0 | 0 | 0 | 0 | 0 | 0 | 0 | 0 | 0 | 0 | 0 | 0
Commercial_Warehouse_New_Food Preparation_Natural Gas_Oven_E10_Baseline Forecast | Commercial | Warehouse | New | Food Preparation | Natural Gas | Oven | E10 |  | Baseline Forecast | 0 | 0 | 0 | 0 | 0 | 0 | 0 | 0 | 0 | 0 | 0 | 0 | 0 | 0 | 0 | 0 | 0 | 0 | 0 | 0 | 0 | 0 | 0 | 0 | 0 | 0 | 0
Commercial_Warehouse_New_Food Preparation_Natural Gas_Conveyor Oven_E1_Baseline Forecast | Commercial | Warehouse | New | Food Preparation | Natural Gas | Conveyor Oven | E1 |  | Baseline Forecast | 0 | 920.3182 | 691.9155 | 691.384 | 687.0473 | 679.5561 | 683.6308 | 682.4375 | 681.415 | 680.5626 | 679.8793 | 679.3646 | 679.0177 | 678.838 | 678.8249 | 678.9778 | 679.2963 | 863.8434 | 966.0619 | 1048.0243 | 1113.0533 | 1163.937 | 1447.1062 | 1372.6964 | 1373.1553 | 1372.8431 | 1372.1508
Commercial_Warehouse_New_Food Preparation_Natural Gas_Conveyor Oven_E2_Baseline Forecast | Commercial | Warehouse | New | Food Preparation | Natural Gas | Conveyor Oven | E2 |  | Baseline Forecast | 0 | 1080.3736 | 812.2486 | 811.6247 | 806.5338 | 797.7398 | 802.5231 | 801.1223 | 799.922 | 798.9213 | 798.1192 | 797.515 | 797.1077 | 796.8968 | 796.8814 | 797.0609 | 797.4347 | 1014.0771 | 1134.0727 | 1230.2894 | 1306.6277 | 1366.3609 | 1698.7769 | 1611.4262 | 1611.9649 | 1611.5984 | 1610.7858
Commercial_Warehouse_New_Food Preparation_Natural Gas_Conveyor Oven_E3_Baseline Forecast | Commercial | Warehouse | New | Food Preparation | Natural Gas | Conveyor Oven | E3 |  | Baseline Forecast | 0 | 0 | 0 | 0 | 0 | 0 | 0 | 0 | 0 | 0 | 0 | 0 | 0 | 0 | 0 | 0 | 0 | 0 | 0 | 0 | 0 | 0 | 0 | 0 | 0 | 0 | 0
Commercial_Warehouse_New_Food Preparation_Natural Gas_Conveyor Oven_E4_Baseline Forecast | Commercial | Warehouse | New | Food Preparation | Natural Gas | Conveyor Oven | E4 |  | Baseline Forecast | 0 | 0 | 0 | 0 | 0 | 0 | 0 | 0 | 0 | 0 | 0 | 0 | 0 | 0 | 0 | 0 | 0 | 0 | 0 | 0 | 0 | 0 | 0 | 0 | 0 | 0 | 0
Commercial_Warehouse_New_Food Preparation_Natural Gas_Conveyor Oven_E5_Baseline Forecast | Commercial | Warehouse | New | Food Preparation | Natural Gas | Conveyor Oven | E5 |  | Baseline Forecast | 0 | 0 | 0 | 0 | 0 | 0 | 0 | 0 | 0 | 0 | 0 | 0 | 0 | 0 | 0 | 0 | 0 | 0 | 0 | 0 | 0 | 0 | 0 | 0 | 0 | 0 | 0
Commercial_Warehouse_New_Food Preparation_Natural Gas_Conveyor Oven_E6_Baseline Forecast | Commercial | Warehouse | New | Food Preparation | Natural Gas | Conveyor Oven | E6 |  | Baseline Forecast | 0 | 0 | 0 | 0 | 0 | 0 | 0 | 0 | 0 | 0 | 0 | 0 | 0 | 0 | 0 | 0 | 0 | 0 | 0 | 0 | 0 | 0 | 0 | 0 | 0 | 0 | 0
Commercial_Warehouse_New_Food Preparation_Natural Gas_Conveyor Oven_E7_Baseline Forecast | Commercial | Warehouse | New | Food Preparation | Natural Gas | Conveyor Oven | E7 |  | Baseline Forecast | 0 | 0 | 0 | 0 | 0 | 0 | 0 | 0 | 0 | 0 | 0 | 0 | 0 | 0 | 0 | 0 | 0 | 0 | 0 | 0 | 0 | 0 | 0 | 0 | 0 | 0 | 0
Commercial_Warehouse_New_Food Preparation_Natural Gas_Conveyor Oven_E8_Baseline Forecast | Commercial | Warehouse | New | Food Preparation | Natural Gas | Conveyor Oven | E8 |  | Baseline Forecast | 0 | 0 | 0 | 0 | 0 | 0 | 0 | 0 | 0 | 0 | 0 | 0 | 0 | 0 | 0 | 0 | 0 | 0 | 0 | 0 | 0 | 0 | 0 | 0 | 0 | 0 | 0
Commercial_Warehouse_New_Food Preparation_Natural Gas_Conveyor Oven_E9_Baseline Forecast | Commercial | Warehouse | New | Food Preparation | Natural Gas | Conveyor Oven | E9 |  | Baseline Forecast | 0 | 0 | 0 | 0 | 0 | 0 | 0 | 0 | 0 | 0 | 0 | 0 | 0 | 0 | 0 | 0 | 0 | 0 | 0 | 0 | 0 | 0 | 0 | 0 | 0 | 0 | 0
Commercial_Warehouse_New_Food Preparation_Natural Gas_Conveyor Oven_E10_Baseline Forecast | Commercial | Warehouse | New | Food Preparation | Natural Gas | Conveyor Oven | E10 |  | Baseline Forecast | 0 | 0 | 0 | 0 | 0 | 0 | 0 | 0 | 0 | 0 | 0 | 0 | 0 | 0 | 0 | 0 | 0 | 0 | 0 | 0 | 0 | 0 | 0 | 0 | 0 | 0 | 0
Commercial_Warehouse_New_Food Preparation_Natural Gas_Double Rack Oven_E1_Baseline Forecast | Commercial | Warehouse | New | Food Preparation | Natural Gas | Double Rack Oven | E1 |  | Baseline Forecast | 0 | 920.3182 | 691.9155 | 691.384 | 687.0473 | 679.5561 | 683.6308 | 682.4375 | 681.415 | 680.5626 | 782.1369 | 847.1397 | 904.9716 | 956.0245 | 1000.7191 | 1041.065 | 1076.9779 | 1108.9874 | 1137.5638 | 1457.8959 | 1396.368 | 1418.5465 | 1443.0514 | 1469.1362 | 1500.693 | 1531.4554 | 1562.7708
Commercial_Warehouse_New_Food Preparation_Natural Gas_Double Rack Oven_E2_Baseline Forecast | Commercial | Warehouse | New | Food Preparation | Natural Gas | Double Rack Oven | E2 |  | Baseline Forecast | 0 | 1080.3736 | 812.2486 | 811.6247 | 806.5338 | 797.7398 | 802.5231 | 801.1223 | 799.922 | 798.9213 | 918.1607 | 994.4684 | 1062.358 | 1122.2896 | 1174.7572 | 1222.1198 | 1264.2784 | 1301.8547 | 1335.401 | 1711.443 | 1639.2146 | 1665.2502 | 1694.0169 | 1724.6381 | 1761.6831 | 1797.7955 | 1834.5571
Commercial_Warehouse_New_Food Preparation_Natural Gas_Double Rack Oven_E3_Baseline Forecast | Commercial | Warehouse | New | Food Preparation | Natural Gas | Double Rack Oven | E3 |  | Baseline Forecast | 0 | 0 | 0 | 0 | 0 | 0 | 0 | 0 | 0 | 0 | 0 | 0 | 0 | 0 | 0 | 0 | 0 | 0 | 0 | 0 | 0 | 0 | 0 | 0 | 0 | 0 | 0
Commercial_Warehouse_New_Food Preparation_Natural Gas_Double Rack Oven_E4_Baseline Forecast | Commercial | Warehouse | New | Food Preparation | Natural Gas | Double Rack Oven | E4 |  | Baseline Forecast | 0 | 0 | 0 | 0 | 0 | 0 | 0 | 0 | 0 | 0 | 0 | 0 | 0 | 0 | 0 | 0 | 0 | 0 | 0 | 0 | 0 | 0 | 0 | 0 | 0 | 0 | 0
Commercial_Warehouse_New_Food Preparation_Natural Gas_Double Rack Oven_E5_Baseline Forecast | Commercial | Warehouse | New | Food Preparation | Natural Gas | Double Rack Oven | E5 |  | Baseline Forecast | 0 | 0 | 0 | 0 | 0 | 0 | 0 | 0 | 0 | 0 | 0 | 0 | 0 | 0 | 0 | 0 | 0 | 0 | 0 | 0 | 0 | 0 | 0 | 0 | 0 | 0 | 0
Commercial_Warehouse_New_Food Preparation_Natural Gas_Double Rack Oven_E6_Baseline Forecast | Commercial | Warehouse | New | Food Preparation | Natural Gas | Double Rack Oven | E6 |  | Baseline Forecast | 0 | 0 | 0 | 0 | 0 | 0 | 0 | 0 | 0 | 0 | 0 | 0 | 0 | 0 | 0 | 0 | 0 | 0 | 0 | 0 | 0 | 0 | 0 | 0 | 0 | 0 | 0
Commercial_Warehouse_New_Food Preparation_Natural Gas_Double Rack Oven_E7_Baseline Forecast | Commercial | Warehouse | New | Food Preparation | Natural Gas | Double Rack Oven | E7 |  | Baseline Forecast | 0 | 0 | 0 | 0 | 0 | 0 | 0 | 0 | 0 | 0 | 0 | 0 | 0 | 0 | 0 | 0 | 0 | 0 | 0 | 0 | 0 | 0 | 0 | 0 | 0 | 0 | 0
Commercial_Warehouse_New_Food Preparation_Natural Gas_Double Rack Oven_E8_Baseline Forecast | Commercial | Warehouse | New | Food Preparation | Natural Gas | Double Rack Oven | E8 |  | Baseline Forecast | 0 | 0 | 0 | 0 | 0 | 0 | 0 | 0 | 0 | 0 | 0 | 0 | 0 | 0 | 0 | 0 | 0 | 0 | 0 | 0 | 0 | 0 | 0 | 0 | 0 | 0 | 0
Commercial_Warehouse_New_Food Preparation_Natural Gas_Double Rack Oven_E9_Baseline Forecast | Commercial | Warehouse | New | Food Preparation | Natural Gas | Double Rack Oven | E9 |  | Baseline Forecast | 0 | 0 | 0 | 0 | 0 | 0 | 0 | 0 | 0 | 0 | 0 | 0 | 0 | 0 | 0 | 0 | 0 | 0 | 0 | 0 | 0 | 0 | 0 | 0 | 0 | 0 | 0
Commercial_Warehouse_New_Food Preparation_Natural Gas_Double Rack Oven_E10_Baseline Forecast | Commercial | Warehouse | New | Food Preparation | Natural Gas | Double Rack Oven | E10 |  | Baseline Forecast | 0 | 0 | 0 | 0 | 0 | 0 | 0 | 0 | 0 | 0 | 0 | 0 | 0 | 0 | 0 | 0 | 0 | 0 | 0 | 0 | 0 | 0 | 0 | 0 | 0 | 0 | 0
Commercial_Warehouse_New_Food Preparation_Natural Gas_Fryer_E1_Baseline Forecast | Commercial | Warehouse | New | Food Preparation | Natural Gas | Fryer | E1 |  | Baseline Forecast | 0 | 0 | 0 | 0 | 0 | 0 | 0 | 0 | 0 | 0 | 0 | 0 | 0 | 0 | 0 | 0 | 0 | 0 | 0 | 0 | 0 | 0 | 0 | 0 | 0 | 0 | 0
Commercial_Warehouse_New_Food Preparation_Natural Gas_Fryer_E2_Baseline Forecast | Commercial | Warehouse | New | Food Preparation | Natural Gas | Fryer | E2 |  | Baseline Forecast | 0 | 8002.7673 | 6016.6564 | 6012.0346 | 5974.3242 | 5909.1833 | 5944.6158 | 5934.2393 | 5925.3482 | 7518.4888 | 8395.7682 | 9096.9445 | 9650.9076 | 10081.9004 | 12532.7947 | 11874.3313 | 11866.9232 | 12172.94 | 12588.2911 | 13089.7273 | 13592.4985 | 14084.4239 | 15391.5089 | 16121.5104 | 16661.8326 | 17120.9519 | 17543.6131
Commercial_Warehouse_New_Food Preparation_Natural Gas_Fryer_E3_Baseline Forecast | Commercial | Warehouse | New | Food Preparation | Natural Gas | Fryer | E3 |  | Baseline Forecast | 0 | 0 | 0 | 0 | 0 | 0 | 0 | 0 | 0 | 0 | 0 | 0 | 0 | 0 | 0 | 0 | 0 | 0 | 0 | 0 | 0 | 0 | 0 | 0 | 0 | 0 | 0
Commercial_Warehouse_New_Food Preparation_Natural Gas_Fryer_E4_Baseline Forecast | Commercial | Warehouse | New | Food Preparation | Natural Gas | Fryer | E4 |  | Baseline Forecast | 0 | 0 | 0 | 0 | 0 | 0 | 0 | 0 | 0 | 0 | 0 | 0 | 0 | 0 | 0 | 0 | 0 | 0 | 0 | 0 | 0 | 0 | 0 | 0 | 0 | 0 | 0
Commercial_Warehouse_New_Food Preparation_Natural Gas_Fryer_E5_Baseline Forecast | Commercial | Warehouse | New | Food Preparation | Natural Gas | Fryer | E5 |  | Baseline Forecast | 0 | 0 | 0 | 0 | 0 | 0 | 0 | 0 | 0 | 0 | 0 | 0 | 0 | 0 | 0 | 0 | 0 | 0 | 0 | 0 | 0 | 0 | 0 | 0 | 0 | 0 | 0
Commercial_Warehouse_New_Food Preparation_Natural Gas_Fryer_E6_Baseline Forecast | Commercial | Warehouse | New | Food Preparation | Natural Gas | Fryer | E6 |  | Baseline Forecast | 0 | 0 | 0 | 0 | 0 | 0 | 0 | 0 | 0 | 0 | 0 | 0 | 0 | 0 | 0 | 0 | 0 | 0 | 0 | 0 | 0 | 0 | 0 | 0 | 0 | 0 | 0
Commercial_Warehouse_New_Food Preparation_Natural Gas_Fryer_E7_Baseline Forecast | Commercial | Warehouse | New | Food Preparation | Natural Gas | Fryer | E7 |  | Baseline Forecast | 0 | 0 | 0 | 0 | 0 | 0 | 0 | 0 | 0 | 0 | 0 | 0 | 0 | 0 | 0 | 0 | 0 | 0 | 0 | 0 | 0 | 0 | 0 | 0 | 0 | 0 | 0
Commercial_Warehouse_New_Food Preparation_Natural Gas_Fryer_E8_Baseline Forecast | Commercial | Warehouse | New | Food Preparation | Natural Gas | Fryer | E8 |  | Baseline Forecast | 0 | 0 | 0 | 0 | 0 | 0 | 0 | 0 | 0 | 0 | 0 | 0 | 0 | 0 | 0 | 0 | 0 | 0 | 0 | 0 | 0 | 0 | 0 | 0 | 0 | 0 | 0
Commercial_Warehouse_New_Food Preparation_Natural Gas_Fryer_E9_Baseline Forecast | Commercial | Warehouse | New | Food Preparation | Natural Gas | Fryer | E9 |  | Baseline Forecast | 0 | 0 | 0 | 0 | 0 | 0 | 0 | 0 | 0 | 0 | 0 | 0 | 0 | 0 | 0 | 0 | 0 | 0 | 0 | 0 | 0 | 0 | 0 | 0 | 0 | 0 | 0
Commercial_Warehouse_New_Food Preparation_Natural Gas_Fryer_E10_Baseline Forecast | Commercial | Warehouse | New | Food Preparation | Natural Gas | Fryer | E10 |  | Baseline Forecast | 0 | 0 | 0 | 0 | 0 | 0 | 0 | 0 | 0 | 0 | 0 | 0 | 0 | 0 | 0 | 0 | 0 | 0 | 0 | 0 | 0 | 0 | 0 | 0 | 0 | 0 | 0
Commercial_Warehouse_New_Food Preparation_Natural Gas_Broiler_E1_Baseline Forecast | Commercial | Warehouse | New | Food Preparation | Natural Gas | Broiler | E1 |  | Baseline Forecast | 0 | 0 | 0 | 0 | 0 | 0 | 0 | 0 | 0 | 0 | 0 | 0 | 0 | 0 | 0 | 0 | 0 | 0 | 0 | 0 | 0 | 0 | 0 | 0 | 0 | 0 | 0
Commercial_Warehouse_New_Food Preparation_Natural Gas_Broiler_E2_Baseline Forecast | Commercial | Warehouse | New | Food Preparation | Natural Gas | Broiler | E2 |  | Baseline Forecast | 0 | 0 | 0 | 0 | 0 | 0 | 0 | 0 | 0 | 0 | 0 | 0 | 0 | 0 | 0 | 0 | 0 | 0 | 0 | 0 | 0 | 0 | 0 | 0 | 0 | 0 | 0
Commercial_Warehouse_New_Food Preparation_Natural Gas_Broiler_E3_Baseline Forecast | Commercial | Warehouse | New | Food Preparation | Natural Gas | Broiler | E3 |  | Baseline Forecast | 0 | 0 | 0 | 0 | 0 | 0 | 0 | 0 | 0 | 0 | 0 | 0 | 0 | 0 | 0 | 0 | 0 | 0 | 0 | 0 | 0 | 0 | 0 | 0 | 0 | 0 | 0
Commercial_Warehouse_New_Food Preparation_Natural Gas_Broiler_E4_Baseline Forecast | Commercial | Warehouse | New | Food Preparation | Natural Gas | Broiler | E4 |  | Baseline Forecast | 0 | 0 | 0 | 0 | 0 | 0 | 0 | 0 | 0 | 0 | 0 | 0 | 0 | 0 | 0 | 0 | 0 | 0 | 0 | 0 | 0 | 0 | 0 | 0 | 0 | 0 | 0
Commercial_Warehouse_New_Food Preparation_Natural Gas_Broiler_E5_Baseline Forecast | Commercial | Warehouse | New | Food Preparation | Natural Gas | Broiler | E5 |  | Baseline Forecast | 0 | 0 | 0 | 0 | 0 | 0 | 0 | 0 | 0 | 0 | 0 | 0 | 0 | 0 | 0 | 0 | 0 | 0 | 0 | 0 | 0 | 0 | 0 | 0 | 0 | 0 | 0
Commercial_Warehouse_New_Food Preparation_Natural Gas_Broiler_E6_Baseline Forecast | Commercial | Warehouse | New | Food Preparation | Natural Gas | Broiler | E6 |  | Baseline Forecast | 0 | 0 | 0 | 0 | 0 | 0 | 0 | 0 | 0 | 0 | 0 | 0 | 0 | 0 | 0 | 0 | 0 | 0 | 0 | 0 | 0 | 0 | 0 | 0 | 0 | 0 | 0
Commercial_Warehouse_New_Food Preparation_Natural Gas_Broiler_E7_Baseline Forecast | Commercial | Warehouse | New | Food Preparation | Natural Gas | Broiler | E7 |  | Baseline Forecast | 0 | 0 | 0 | 0 | 0 | 0 | 0 | 0 | 0 | 0 | 0 | 0 | 0 | 0 | 0 | 0 | 0 | 0 | 0 | 0 | 0 | 0 | 0 | 0 | 0 | 0 | 0
Commercial_Warehouse_New_Food Preparation_Natural Gas_Broiler_E8_Baseline Forecast | Commercial | Warehouse | New | Food Preparation | Natural Gas | Broiler | E8 |  | Baseline Forecast | 0 | 0 | 0 | 0 | 0 | 0 | 0 | 0 | 0 | 0 | 0 | 0 | 0 | 0 | 0 | 0 | 0 | 0 | 0 | 0 | 0 | 0 | 0 | 0 | 0 | 0 | 0
Commercial_Warehouse_New_Food Preparation_Natural Gas_Broiler_E9_Baseline Forecast | Commercial | Warehouse | New | Food Preparation | Natural Gas | Broiler | E9 |  | Baseline Forecast | 0 | 0 | 0 | 0 | 0 | 0 | 0 | 0 | 0 | 0 | 0 | 0 | 0 | 0 | 0 | 0 | 0 | 0 | 0 | 0 | 0 | 0 | 0 | 0 | 0 | 0 | 0
Commercial_Warehouse_New_Food Preparation_Natural Gas_Broiler_E10_Baseline Forecast | Commercial | Warehouse | New | Food Preparation | Natural Gas | Broiler | E10 |  | Baseline Forecast | 0 | 0 | 0 | 0 | 0 | 0 | 0 | 0 | 0 | 0 | 0 | 0 | 0 | 0 | 0 | 0 | 0 | 0 | 0 | 0 | 0 | 0 | 0 | 0 | 0 | 0 | 0
Commercial_Warehouse_New_Food Preparation_Natural Gas_Griddle_E1_Baseline Forecast | Commercial | Warehouse | New | Food Preparation | Natural Gas | Griddle | E1 |  | Baseline Forecast | 0 | 6562.2692 | 4933.6583 | 4929.8684 | 4898.9458 | 4845.5303 | 4874.585 | 4866.0762 | 4858.7855 | 4852.707 | 5576.9762 | 6040.4746 | 6452.8409 | 6816.8702 | 7135.5623 | 7423.2459 | 7679.3208 | 7907.562 | 8111.3247 | 10395.4317 | 9956.7111 | 10114.8532 | 10289.584 | 10475.5795 | 10700.5936 | 10919.9431 | 11143.2356
Commercial_Warehouse_New_Food Preparation_Natural Gas_Griddle_E2_Baseline Forecast | Commercial | Warehouse | New | Food Preparation | Natural Gas | Griddle | E2 |  | Baseline Forecast | 0 | 1440.4981 | 1082.9982 | 1082.1662 | 1075.3784 | 1063.653 | 1070.0308 | 1068.1631 | 1066.5627 | 1065.2284 | 1224.2143 | 1325.9578 | 1416.4773 | 1496.3861 | 1566.3429 | 1629.493 | 1685.7046 | 1735.8063 | 1780.5347 | 2281.924 | 2185.6195 | 2220.3336 | 2258.6892 | 2299.5175 | 2348.9108 | 2397.0607 | 2446.0761
Commercial_Warehouse_New_Food Preparation_Natural Gas_Griddle_E3_Baseline Forecast | Commercial | Warehouse | New | Food Preparation | Natural Gas | Griddle | E3 |  | Baseline Forecast | 0 | 0 | 0 | 0 | 0 | 0 | 0 | 0 | 0 | 0 | 0 | 0 | 0 | 0 | 0 | 0 | 0 | 0 | 0 | 0 | 0 | 0 | 0 | 0 | 0 | 0 | 0
Commercial_Warehouse_New_Food Preparation_Natural Gas_Griddle_E4_Baseline Forecast | Commercial | Warehouse | New | Food Preparation | Natural Gas | Griddle | E4 |  | Baseline Forecast | 0 | 0 | 0 | 0 | 0 | 0 | 0 | 0 | 0 | 0 | 0 | 0 | 0 | 0 | 0 | 0 | 0 | 0 | 0 | 0 | 0 | 0 | 0 | 0 | 0 | 0 | 0
Commercial_Warehouse_New_Food Preparation_Natural Gas_Griddle_E5_Baseline Forecast | Commercial | Warehouse | New | Food Preparation | Natural Gas | Griddle | E5 |  | Baseline Forecast | 0 | 0 | 0 | 0 | 0 | 0 | 0 | 0 | 0 | 0 | 0 | 0 | 0 | 0 | 0 | 0 | 0 | 0 | 0 | 0 | 0 | 0 | 0 | 0 | 0 | 0 | 0
Commercial_Warehouse_New_Food Preparation_Natural Gas_Griddle_E6_Baseline Forecast | Commercial | Warehouse | New | Food Preparation | Natural Gas | Griddle | E6 |  | Baseline Forecast | 0 | 0 | 0 | 0 | 0 | 0 | 0 | 0 | 0 | 0 | 0 | 0 | 0 | 0 | 0 | 0 | 0 | 0 | 0 | 0 | 0 | 0 | 0 | 0 | 0 | 0 | 0
Commercial_Warehouse_New_Food Preparation_Natural Gas_Griddle_E7_Baseline Forecast | Commercial | Warehouse | New | Food Preparation | Natural Gas | Griddle | E7 |  | Baseline Forecast | 0 | 0 | 0 | 0 | 0 | 0 | 0 | 0 | 0 | 0 | 0 | 0 | 0 | 0 | 0 | 0 | 0 | 0 | 0 | 0 | 0 | 0 | 0 | 0 | 0 | 0 | 0
Commercial_Warehouse_New_Food Preparation_Natural Gas_Griddle_E8_Baseline Forecast | Commercial | Warehouse | New | Food Preparation | Natural Gas | Griddle | E8 |  | Baseline Forecast | 0 | 0 | 0 | 0 | 0 | 0 | 0 | 0 | 0 | 0 | 0 | 0 | 0 | 0 | 0 | 0 | 0 | 0 | 0 | 0 | 0 | 0 | 0 | 0 | 0 | 0 | 0
Commercial_Warehouse_New_Food Preparation_Natural Gas_Griddle_E9_Baseline Forecast | Commercial | Warehouse | New | Food Preparation | Natural Gas | Griddle | E9 |  | Baseline Forecast | 0 | 0 | 0 | 0 | 0 | 0 | 0 | 0 | 0 | 0 | 0 | 0 | 0 | 0 | 0 | 0 | 0 | 0 | 0 | 0 | 0 | 0 | 0 | 0 | 0 | 0 | 0
Commercial_Warehouse_New_Food Preparation_Natural Gas_Griddle_E10_Baseline Forecast | Commercial | Warehouse | New | Food Preparation | Natural Gas | Griddle | E10 |  | Baseline Forecast | 0 | 0 | 0 | 0 | 0 | 0 | 0 | 0 | 0 | 0 | 0 | 0 | 0 | 0 | 0 | 0 | 0 | 0 | 0 | 0 | 0 | 0 | 0 | 0 | 0 | 0 | 0
Commercial_Warehouse_New_Food Preparation_Natural Gas_Range_E1_Baseline Forecast | Commercial | Warehouse | New | Food Preparation | Natural Gas | Range | E1 |  | Baseline Forecast | 0 | 8002.7673 | 6016.6564 | 6012.0346 | 5974.3242 | 5909.1833 | 5944.6158 | 5934.2393 | 5925.3482 | 5917.9353 | 7512.5476 | 8391.2923 | 9093.928 | 9649.3449 | 10081.7863 | 12534.1244 | 11877.1005 | 11871.1277 | 11858.4654 | 12162.6227 | 12610.9003 | 13101.1615 | 13608.246 | 14104.4743 | 15415.8529 | 16150.1398 | 16694.7402
Commercial_Warehouse_New_Food Preparation_Natural Gas_Range_E2_Baseline Forecast | Commercial | Warehouse | New | Food Preparation | Natural Gas | Range | E2 |  | Baseline Forecast | 0 | 0 | 0 | 0 | 0 | 0 | 0 | 0 | 0 | 0 | 0 | 0 | 0 | 0 | 0 | 0 | 0 | 0 | 0 | 0 | 0 | 0 | 0 | 0 | 0 | 0 | 0
Commercial_Warehouse_New_Food Preparation_Natural Gas_Range_E3_Baseline Forecast | Commercial | Warehouse | New | Food Preparation | Natural Gas | Range | E3 |  | Baseline Forecast | 0 | 0 | 0 | 0 | 0 | 0 | 0 | 0 | 0 | 0 | 0 | 0 | 0 | 0 | 0 | 0 | 0 | 0 | 0 | 0 | 0 | 0 | 0 | 0 | 0 | 0 | 0
Commercial_Warehouse_New_Food Preparation_Natural Gas_Range_E4_Baseline Forecast | Commercial | Warehouse | New | Food Preparation | Natural Gas | Range | E4 |  | Baseline Forecast | 0 | 0 | 0 | 0 | 0 | 0 | 0 | 0 | 0 | 0 | 0 | 0 | 0 | 0 | 0 | 0 | 0 | 0 | 0 | 0 | 0 | 0 | 0 | 0 | 0 | 0 | 0
Commercial_Warehouse_New_Food Preparation_Natural Gas_Range_E5_Baseline Forecast | Commercial | Warehouse | New | Food Preparation | Natural Gas | Range | E5 |  | Baseline Forecast | 0 | 0 | 0 | 0 | 0 | 0 | 0 | 0 | 0 | 0 | 0 | 0 | 0 | 0 | 0 | 0 | 0 | 0 | 0 | 0 | 0 | 0 | 0 | 0 | 0 | 0 | 0
Commercial_Warehouse_New_Food Preparation_Natural Gas_Range_E6_Baseline Forecast | Commercial | Warehouse | New | Food Preparation | Natural Gas | Range | E6 |  | Baseline Forecast | 0 | 0 | 0 | 0 | 0 | 0 | 0 | 0 | 0 | 0 | 0 | 0 | 0 | 0 | 0 | 0 | 0 | 0 | 0 | 0 | 0 | 0 | 0 | 0 | 0 | 0 | 0
Commercial_Warehouse_New_Food Preparation_Natural Gas_Range_E7_Baseline Forecast | Commercial | Warehouse | New | Food Preparation | Natural Gas | Range | E7 |  | Baseline Forecast | 0 | 0 | 0 | 0 | 0 | 0 | 0 | 0 | 0 | 0 | 0 | 0 | 0 | 0 | 0 | 0 | 0 | 0 | 0 | 0 | 0 | 0 | 0 | 0 | 0 | 0 | 0
Commercial_Warehouse_New_Food Preparation_Natural Gas_Range_E8_Baseline Forecast | Commercial | Warehouse | New | Food Preparation | Natural Gas | Range | E8 |  | Baseline Forecast | 0 | 0 | 0 | 0 | 0 | 0 | 0 | 0 | 0 | 0 | 0 | 0 | 0 | 0 | 0 | 0 | 0 | 0 | 0 | 0 | 0 | 0 | 0 | 0 | 0 | 0 | 0
Commercial_Warehouse_New_Food Preparation_Natural Gas_Range_E9_Baseline Forecast | Commercial | Warehouse | New | Food Preparation | Natural Gas | Range | E9 |  | Baseline Forecast | 0 | 0 | 0 | 0 | 0 | 0 | 0 | 0 | 0 | 0 | 0 | 0 | 0 | 0 | 0 | 0 | 0 | 0 | 0 | 0 | 0 | 0 | 0 | 0 | 0 | 0 | 0
Commercial_Warehouse_New_Food Preparation_Natural Gas_Range_E10_Baseline Forecast | Commercial | Warehouse | New | Food Preparation | Natural Gas | Range | E10 |  | Baseline Forecast | 0 | 0 | 0 | 0 | 0 | 0 | 0 | 0 | 0 | 0 | 0 | 0 | 0 | 0 | 0 | 0 | 0 | 0 | 0 | 0 | 0 | 0 | 0 | 0 | 0 | 0 | 0
Commercial_Warehouse_New_Food Preparation_Natural Gas_Steamer_E1_Baseline Forecast | Commercial | Warehouse | New | Food Preparation | Natural Gas | Steamer | E1 |  | Baseline Forecast | 0 | 0 | 0 | 0 | 0 | 0 | 0 | 0 | 0 | 0 | 0 | 0 | 0 | 0 | 0 | 0 | 0 | 0 | 0 | 0 | 0 | 0 | 0 | 0 | 0 | 0 | 0
Commercial_Warehouse_New_Food Preparation_Natural Gas_Steamer_E2_Baseline Forecast | Commercial | Warehouse | New | Food Preparation | Natural Gas | Steamer | E2 |  | Baseline Forecast | 0 | 0 | 0 | 0 | 0 | 0 | 0 | 0 | 0 | 0 | 0 | 0 | 0 | 0 | 0 | 0 | 0 | 0 | 0 | 0 | 0 | 0 | 0 | 0 | 0 | 0 | 0
Commercial_Warehouse_New_Food Preparation_Natural Gas_Steamer_E3_Baseline Forecast | Commercial | Warehouse | New | Food Preparation | Natural Gas | Steamer | E3 |  | Baseline Forecast | 0 | 0 | 0 | 0 | 0 | 0 | 0 | 0 | 0 | 0 | 0 | 0 | 0 | 0 | 0 | 0 | 0 | 0 | 0 | 0 | 0 | 0 | 0 | 0 | 0 | 0 | 0
Commercial_Warehouse_New_Food Preparation_Natural Gas_Steamer_E4_Baseline Forecast | Commercial | Warehouse | New | Food Preparation | Natural Gas | Steamer | E4 |  | Baseline Forecast | 0 | 0 | 0 | 0 | 0 | 0 | 0 | 0 | 0 | 0 | 0 | 0 | 0 | 0 | 0 | 0 | 0 | 0 | 0 | 0 | 0 | 0 | 0 | 0 | 0 | 0 | 0
Commercial_Warehouse_New_Food Preparation_Natural Gas_Steamer_E5_Baseline Forecast | Commercial | Warehouse | New | Food Preparation | Natural Gas | Steamer | E5 |  | Baseline Forecast | 0 | 0 | 0 | 0 | 0 | 0 | 0 | 0 | 0 | 0 | 0 | 0 | 0 | 0 | 0 | 0 | 0 | 0 | 0 | 0 | 0 | 0 | 0 | 0 | 0 | 0 | 0
Commercial_Warehouse_New_Food Preparation_Natural Gas_Steamer_E6_Baseline Forecast | Commercial | Warehouse | New | Food Preparation | Natural Gas | Steamer | E6 |  | Baseline Forecast | 0 | 0 | 0 | 0 | 0 | 0 | 0 | 0 | 0 | 0 | 0 | 0 | 0 | 0 | 0 | 0 | 0 | 0 | 0 | 0 | 0 | 0 | 0 | 0 | 0 | 0 | 0
Commercial_Warehouse_New_Food Preparation_Natural Gas_Steamer_E7_Baseline Forecast | Commercial | Warehouse | New | Food Preparation | Natural Gas | Steamer | E7 |  | Baseline Forecast | 0 | 0 | 0 | 0 | 0 | 0 | 0 | 0 | 0 | 0 | 0 | 0 | 0 | 0 | 0 | 0 | 0 | 0 | 0 | 0 | 0 | 0 | 0 | 0 | 0 | 0 | 0
Commercial_Warehouse_New_Food Preparation_Natural Gas_Steamer_E8_Baseline Forecast | Commercial | Warehouse | New | Food Preparation | Natural Gas | Steamer | E8 |  | Baseline Forecast | 0 | 0 | 0 | 0 | 0 | 0 | 0 | 0 | 0 | 0 | 0 | 0 | 0 | 0 | 0 | 0 | 0 | 0 | 0 | 0 | 0 | 0 | 0 | 0 | 0 | 0 | 0
Commercial_Warehouse_New_Food Preparation_Natural Gas_Steamer_E9_Baseline Forecast | Commercial | Warehouse | New | Food Preparation | Natural Gas | Steamer | E9 |  | Baseline Forecast | 0 | 0 | 0 | 0 | 0 | 0 | 0 | 0 | 0 | 0 | 0 | 0 | 0 | 0 | 0 | 0 | 0 | 0 | 0 | 0 | 0 | 0 | 0 | 0 | 0 | 0 | 0
Commercial_Warehouse_New_Food Preparation_Natural Gas_Steamer_E10_Baseline Forecast | Commercial | Warehouse | New | Food Preparation | Natural Gas | Steamer | E10 |  | Baseline Forecast | 0 | 0 | 0 | 0 | 0 | 0 | 0 | 0 | 0 | 0 | 0 | 0 | 0 | 0 | 0 | 0 | 0 | 0 | 0 | 0 | 0 | 0 | 0 | 0 | 0 | 0 | 0
Commercial_Warehouse_New_Food Preparation_Natural Gas_Commercial Food Prep Other_E1_Baseline Forecast | Commercial | Warehouse | New | Food Preparation | Natural Gas | Commercial Food Prep Other | E1 |  | Baseline Forecast | 0 | 0 | 0 | 0 | 0 | 0 | 0 | 0 | 0 | 0 | 0 | 0 | 0 | 0 | 0 | 0 | 0 | 0 | 0 | 0 | 0 | 0 | 0 | 0 | 0 | 0 | 0
Commercial_Warehouse_New_Food Preparation_Natural Gas_Commercial Food Prep Other_E2_Baseline Forecast | Commercial | Warehouse | New | Food Preparation | Natural Gas | Commercial Food Prep Other | E2 |  | Baseline Forecast | 0 | 0 | 0 | 0 | 0 | 0 | 0 | 0 | 0 | 0 | 0 | 0 | 0 | 0 | 0 | 0 | 0 | 0 | 0 | 0 | 0 | 0 | 0 | 0 | 0 | 0 | 0
Commercial_Warehouse_New_Food Preparation_Natural Gas_Commercial Food Prep Other_E3_Baseline Forecast | Commercial | Warehouse | New | Food Preparation | Natural Gas | Commercial Food Prep Other | E3 |  | Baseline Forecast | 0 | 0 | 0 | 0 | 0 | 0 | 0 | 0 | 0 | 0 | 0 | 0 | 0 | 0 | 0 | 0 | 0 | 0 | 0 | 0 | 0 | 0 | 0 | 0 | 0 | 0 | 0
Commercial_Warehouse_New_Food Preparation_Natural Gas_Commercial Food Prep Other_E4_Baseline Forecast | Commercial | Warehouse | New | Food Preparation | Natural Gas | Commercial Food Prep Other | E4 |  | Baseline Forecast | 0 | 0 | 0 | 0 | 0 | 0 | 0 | 0 | 0 | 0 | 0 | 0 | 0 | 0 | 0 | 0 | 0 | 0 | 0 | 0 | 0 | 0 | 0 | 0 | 0 | 0 | 0
Commercial_Warehouse_New_Food Preparation_Natural Gas_Commercial Food Prep Other_E5_Baseline Forecast | Commercial | Warehouse | New | Food Preparation | Natural Gas | Commercial Food Prep Other | E5 |  | Baseline Forecast | 0 | 0 | 0 | 0 | 0 | 0 | 0 | 0 | 0 | 0 | 0 | 0 | 0 | 0 | 0 | 0 | 0 | 0 | 0 | 0 | 0 | 0 | 0 | 0 | 0 | 0 | 0
Commercial_Warehouse_New_Food Preparation_Natural Gas_Commercial Food Prep Other_E6_Baseline Forecast | Commercial | Warehouse | New | Food Preparation | Natural Gas | Commercial Food Prep Other | E6 |  | Baseline Forecast | 0 | 0 | 0 | 0 | 0 | 0 | 0 | 0 | 0 | 0 | 0 | 0 | 0 | 0 | 0 | 0 | 0 | 0 | 0 | 0 | 0 | 0 | 0 | 0 | 0 | 0 | 0
Commercial_Warehouse_New_Food Preparation_Natural Gas_Commercial Food Prep Other_E7_Baseline Forecast | Commercial | Warehouse | New | Food Preparation | Natural Gas | Commercial Food Prep Other | E7 |  | Baseline Forecast | 0 | 0 | 0 | 0 | 0 | 0 | 0 | 0 | 0 | 0 | 0 | 0 | 0 | 0 | 0 | 0 | 0 | 0 | 0 | 0 | 0 | 0 | 0 | 0 | 0 | 0 | 0
Commercial_Warehouse_New_Food Preparation_Natural Gas_Commercial Food Prep Other_E8_Baseline Forecast | Commercial | Warehouse | New | Food Preparation | Natural Gas | Commercial Food Prep Other | E8 |  | Baseline Forecast | 0 | 0 | 0 | 0 | 0 | 0 | 0 | 0 | 0 | 0 | 0 | 0 | 0 | 0 | 0 | 0 | 0 | 0 | 0 | 0 | 0 | 0 | 0 | 0 | 0 | 0 | 0
Commercial_Warehouse_New_Food Preparation_Natural Gas_Commercial Food Prep Other_E9_Baseline Forecast | Commercial | Warehouse | New | Food Preparation | Natural Gas | Commercial Food Prep Other | E9 |  | Baseline Forecast | 0 | 0 | 0 | 0 | 0 | 0 | 0 | 0 | 0 | 0 | 0 | 0 | 0 | 0 | 0 | 0 | 0 | 0 | 0 | 0 | 0 | 0 | 0 | 0 | 0 | 0 | 0
Commercial_Warehouse_New_Food Preparation_Natural Gas_Commercial Food Prep Other_E10_Baseline Forecast | Commercial | Warehouse | New | Food Preparation | Natural Gas | Commercial Food Prep Other | E10 |  | Baseline Forecast | 0 | 0 | 0 | 0 | 0 | 0 | 0 | 0 | 0 | 0 | 0 | 0 | 0 | 0 | 0 | 0 | 0 | 0 | 0 | 0 | 0 | 0 | 0 | 0 | 0 | 0 | 0
Commercial_Warehouse_New_Miscellaneous_Natural Gas_Pool Heater_E1_Baseline Forecast | Commercial | Warehouse | New | Miscellaneous | Natural Gas | Pool Heater | E1 |  | Baseline Forecast | 0 | 0 | 0 | 0 | 0 | 0 | 0 | 0 | 0 | 0 | 0 | 0 | 0 | 0 | 0 | 0 | 0 | 0 | 0 | 0 | 0 | 0 | 0 | 0 | 0 | 0 | 0
Commercial_Warehouse_New_Miscellaneous_Natural Gas_Pool Heater_E2_Baseline Forecast | Commercial | Warehouse | New | Miscellaneous | Natural Gas | Pool Heater | E2 |  | Baseline Forecast | 0 | 0 | 0 | 0 | 0 | 0 | 0 | 0 | 0 | 0 | 0 | 0 | 0 | 0 | 0 | 0 | 0 | 0 | 0 | 0 | 0 | 0 | 0 | 0 | 0 | 0 | 0
Commercial_Warehouse_New_Miscellaneous_Natural Gas_Pool Heater_E3_Baseline Forecast | Commercial | Warehouse | New | Miscellaneous | Natural Gas | Pool Heater | E3 |  | Baseline Forecast | 0 | 0 | 0 | 0 | 0 | 0 | 0 | 0 | 0 | 0 | 0 | 0 | 0 | 0 | 0 | 0 | 0 | 0 | 0 | 0 | 0 | 0 | 0 | 0 | 0 | 0 | 0
Commercial_Warehouse_New_Miscellaneous_Natural Gas_Pool Heater_E4_Baseline Forecast | Commercial | Warehouse | New | Miscellaneous | Natural Gas | Pool Heater | E4 |  | Baseline Forecast | 0 | 0 | 0 | 0 | 0 | 0 | 0 | 0 | 0 | 0 | 0 | 0 | 0 | 0 | 0 | 0 | 0 | 0 | 0 | 0 | 0 | 0 | 0 | 0 | 0 | 0 | 0
Commercial_Warehouse_New_Miscellaneous_Natural Gas_Pool Heater_E5_Baseline Forecast | Commercial | Warehouse | New | Miscellaneous | Natural Gas | Pool Heater | E5 |  | Baseline Forecast | 0 | 0 | 0 | 0 | 0 | 0 | 0 | 0 | 0 | 0 | 0 | 0 | 0 | 0 | 0 | 0 | 0 | 0 | 0 | 0 | 0 | 0 | 0 | 0 | 0 | 0 | 0
Commercial_Warehouse_New_Miscellaneous_Natural Gas_Pool Heater_E6_Baseline Forecast | Commercial | Warehouse | New | Miscellaneous | Natural Gas | Pool Heater | E6 |  | Baseline Forecast | 0 | 0 | 0 | 0 | 0 | 0 | 0 | 0 | 0 | 0 | 0 | 0 | 0 | 0 | 0 | 0 | 0 | 0 | 0 | 0 | 0 | 0 | 0 | 0 | 0 | 0 | 0
Commercial_Warehouse_New_Miscellaneous_Natural Gas_Pool Heater_E7_Baseline Forecast | Commercial | Warehouse | New | Miscellaneous | Natural Gas | Pool Heater | E7 |  | Baseline Forecast | 0 | 0 | 0 | 0 | 0 | 0 | 0 | 0 | 0 | 0 | 0 | 0 | 0 | 0 | 0 | 0 | 0 | 0 | 0 | 0 | 0 | 0 | 0 | 0 | 0 | 0 | 0
Commercial_Warehouse_New_Miscellaneous_Natural Gas_Pool Heater_E8_Baseline Forecast | Commercial | Warehouse | New | Miscellaneous | Natural Gas | Pool Heater | E8 |  | Baseline Forecast | 0 | 0 | 0 | 0 | 0 | 0 | 0 | 0 | 0 | 0 | 0 | 0 | 0 | 0 | 0 | 0 | 0 | 0 | 0 | 0 | 0 | 0 | 0 | 0 | 0 | 0 | 0
Commercial_Warehouse_New_Miscellaneous_Natural Gas_Pool Heater_E9_Baseline Forecast | Commercial | Warehouse | New | Miscellaneous | Natural Gas | Pool Heater | E9 |  | Baseline Forecast | 0 | 0 | 0 | 0 | 0 | 0 | 0 | 0 | 0 | 0 | 0 | 0 | 0 | 0 | 0 | 0 | 0 | 0 | 0 | 0 | 0 | 0 | 0 | 0 | 0 | 0 | 0
Commercial_Warehouse_New_Miscellaneous_Natural Gas_Pool Heater_E10_Baseline Forecast | Commercial | Warehouse | New | Miscellaneous | Natural Gas | Pool Heater | E10 |  | Baseline Forecast | 0 | 0 | 0 | 0 | 0 | 0 | 0 | 0 | 0 | 0 | 0 | 0 | 0 | 0 | 0 | 0 | 0 | 0 | 0 | 0 | 0 | 0 | 0 | 0 | 0 | 0 | 0
Commercial_Warehouse_New_Miscellaneous_Natural Gas_Miscellaneous_E1_Baseline Forecast | Commercial | Warehouse | New | Miscellaneous | Natural Gas | Miscellaneous | E1 |  | Baseline Forecast | 0 | 505107.9975 | 379751.2988 | 379459.5862 | 449237.7134 | 489068.0994 | 528927.2577 | 570488.7243 | 611803.0854 | 652922.6986 | 694131.4788 | 882561.0853 | 866307.7623 | 894766.4507 | 966570.819 | 1017160.1295 | 1064699.1443 | 1116316.1779 | 1167842.6651 | 1218883.7361 | 1270186.7201 | 1364581.8119 | 1393326.6584 | 1438512.9677 | 1503562.5747 | 1557461.7249 | 1609457.2644
Commercial_Warehouse_New_Miscellaneous_Natural Gas_Miscellaneous_E2_Baseline Forecast | Commercial | Warehouse | New | Miscellaneous | Natural Gas | Miscellaneous | E2 |  | Baseline Forecast | 0 | 0 | 0 | 0 | 0 | 0 | 0 | 0 | 0 | 0 | 0 | 0 | 0 | 0 | 0 | 0 | 0 | 0 | 0 | 0 | 0 | 0 | 0 | 0 | 0 | 0 | 0
Commercial_Warehouse_New_Miscellaneous_Natural Gas_Miscellaneous_E3_Baseline Forecast | Commercial | Warehouse | New | Miscellaneous | Natural Gas | Miscellaneous | E3 |  | Baseline Forecast | 0 | 0 | 0 | 0 | 0 | 0 | 0 | 0 | 0 | 0 | 0 | 0 | 0 | 0 | 0 | 0 | 0 | 0 | 0 | 0 | 0 | 0 | 0 | 0 | 0 | 0 | 0
Commercial_Warehouse_New_Miscellaneous_Natural Gas_Miscellaneous_E4_Baseline Forecast | Commercial | Warehouse | New | Miscellaneous | Natural Gas | Miscellaneous | E4 |  | Baseline Forecast | 0 | 0 | 0 | 0 | 0 | 0 | 0 | 0 | 0 | 0 | 0 | 0 | 0 | 0 | 0 | 0 | 0 | 0 | 0 | 0 | 0 | 0 | 0 | 0 | 0 | 0 | 0
Commercial_Warehouse_New_Miscellaneous_Natural Gas_Miscellaneous_E5_Baseline Forecast | Commercial | Warehouse | New | Miscellaneous | Natural Gas | Miscellaneous | E5 |  | Baseline Forecast | 0 | 0 | 0 | 0 | 0 | 0 | 0 | 0 | 0 | 0 | 0 | 0 | 0 | 0 | 0 | 0 | 0 | 0 | 0 | 0 | 0 | 0 | 0 | 0 | 0 | 0 | 0
Commercial_Warehouse_New_Miscellaneous_Natural Gas_Miscellaneous_E6_Baseline Forecast | Commercial | Warehouse | New | Miscellaneous | Natural Gas | Miscellaneous | E6 |  | Baseline Forecast | 0 | 0 | 0 | 0 | 0 | 0 | 0 | 0 | 0 | 0 | 0 | 0 | 0 | 0 | 0 | 0 | 0 | 0 | 0 | 0 | 0 | 0 | 0 | 0 | 0 | 0 | 0
Commercial_Warehouse_New_Miscellaneous_Natural Gas_Miscellaneous_E7_Baseline Forecast | Commercial | Warehouse | New | Miscellaneous | Natural Gas | Miscellaneous | E7 |  | Baseline Forecast | 0 | 0 | 0 | 0 | 0 | 0 | 0 | 0 | 0 | 0 | 0 | 0 | 0 | 0 | 0 | 0 | 0 | 0 | 0 | 0 | 0 | 0 | 0 | 0 | 0 | 0 | 0
Commercial_Warehouse_New_Miscellaneous_Natural Gas_Miscellaneous_E8_Baseline Forecast | Commercial | Warehouse | New | Miscellaneous | Natural Gas | Miscellaneous | E8 |  | Baseline Forecast | 0 | 0 | 0 | 0 | 0 | 0 | 0 | 0 | 0 | 0 | 0 | 0 | 0 | 0 | 0 | 0 | 0 | 0 | 0 | 0 | 0 | 0 | 0 | 0 | 0 | 0 | 0
Commercial_Warehouse_New_Miscellaneous_Natural Gas_Miscellaneous_E9_Baseline Forecast | Commercial | Warehouse | New | Miscellaneous | Natural Gas | Miscellaneous | E9 |  | Baseline Forecast | 0 | 0 | 0 | 0 | 0 | 0 | 0 | 0 | 0 | 0 | 0 | 0 | 0 | 0 | 0 | 0 | 0 | 0 | 0 | 0 | 0 | 0 | 0 | 0 | 0 | 0 | 0
Commercial_Warehouse_New_Miscellaneous_Natural Gas_Miscellaneous_E10_Baseline Forecast | Commercial | Warehouse | New | Miscellaneous | Natural Gas | Miscellaneous | E10 |  | Baseline Forecast | 0 | 0 | 0 | 0 | 0 | 0 | 0 | 0 | 0 | 0 | 0 | 0 | 0 | 0 | 0 | 0 | 0 | 0 | 0 | 0 | 0 | 0 | 0 | 0 | 0 | 0 | 0
Commercial_Miscellaneous_Existing_Space Heating_Natural Gas_Furnace_E1_Baseline Forecast | Commercial | Miscellaneous | Existing | Space Heating | Natural Gas | Furnace | E1 |  | Baseline Forecast | 0 | 128237.6444 | 143933.0552 | 0 | 0 | 0 | 0 | 0 | 0 | 0 | 0 | 0 | 0 | 0 | 0 | 0 | 0 | 0 | 0 | 0 | 0 | 0 | 0 | 0 | 0 | 0 | 0
Commercial_Miscellaneous_Existing_Space Heating_Natural Gas_Furnace_E2_Baseline Forecast | Commercial | Miscellaneous | Existing | Space Heating | Natural Gas | Furnace | E2 |  | Baseline Forecast | 0 | 0 | 0 | 160309.6955 | 177204.2822 | 194472.1679 | 211985.4801 | 229631.44 | 247310.844 | 264936.6916 | 280056.9946 | 292927.2295 | 303778.1748 | 312818.2729 | 320235.7675 | 326200.6363 | 330866.3397 | 334371.4022 | 336840.8433 | 311568.5258 | 289546.0627 | 270499.8946 | 254173.8245 | 240328.3577 | 228740.0065 | 219200.5695 | 211516.4002
Commercial_Miscellaneous_Existing_Space Heating_Natural Gas_Furnace_E3_Baseline Forecast | Commercial | Miscellaneous | Existing | Space Heating | Natural Gas | Furnace | E3 |  | Baseline Forecast | 0 | 0 | 0 | 0 | 0 | 0 | 0 | 0 | 0 | 0 | 0 | 0 | 0 | 0 | 0 | 0 | 0 | 0 | 0 | 0 | 0 | 0 | 0 | 0 | 0 | 0 | 0
Commercial_Miscellaneous_Existing_Space Heating_Natural Gas_Furnace_E4_Baseline Forecast | Commercial | Miscellaneous | Existing | Space Heating | Natural Gas | Furnace | E4 |  | Baseline Forecast | 0 | 0 | 0 | 0 | 0 | 0 | 0 | 0 | 0 | 0 | 0 | 0 | 0 | 0 | 0 | 0 | 0 | 0 | 0 | 0 | 0 | 0 | 0 | 0 | 0 | 0 | 0
Commercial_Miscellaneous_Existing_Space Heating_Natural Gas_Furnace_E5_Baseline Forecast | Commercial | Miscellaneous | Existing | Space Heating | Natural Gas | Furnace | E5 |  | Baseline Forecast | 0 | 0 | 0 | 0 | 0 | 0 | 0 | 0 | 0 | 0 | 0 | 0 | 0 | 0 | 0 | 0 | 0 | 0 | 0 | 0 | 0 | 0 | 0 | 0 | 0 | 0 | 0
Commercial_Miscellaneous_Existing_Space Heating_Natural Gas_Furnace_E6_Baseline Forecast | Commercial | Miscellaneous | Existing | Space Heating | Natural Gas | Furnace | E6 |  | Baseline Forecast | 0 | 0 | 0 | 0 | 0 | 0 | 0 | 0 | 0 | 0 | 0 | 0 | 0 | 0 | 0 | 0 | 0 | 0 | 0 | 0 | 0 | 0 | 0 | 0 | 0 | 0 | 0
Commercial_Miscellaneous_Existing_Space Heating_Natural Gas_Furnace_E7_Baseline Forecast | Commercial | Miscellaneous | Existing | Space Heating | Natural Gas | Furnace | E7 |  | Baseline Forecast | 0 | 0 | 0 | 0 | 0 | 0 | 0 | 0 | 0 | 0 | 0 | 0 | 0 | 0 | 0 | 0 | 0 | 0 | 0 | 0 | 0 | 0 | 0 | 0 | 0 | 0 | 0
Commercial_Miscellaneous_Existing_Space Heating_Natural Gas_Furnace_E8_Baseline Forecast | Commercial | Miscellaneous | Existing | Space Heating | Natural Gas | Furnace | E8 |  | Baseline Forecast | 0 | 0 | 0 | 0 | 0 | 0 | 0 | 0 | 0 | 0 | 0 | 0 | 0 | 0 | 0 | 0 | 0 | 0 | 0 | 0 | 0 | 0 | 0 | 0 | 0 | 0 | 0
Commercial_Miscellaneous_Existing_Space Heating_Natural Gas_Furnace_E9_Baseline Forecast | Commercial | Miscellaneous | Existing | Space Heating | Natural Gas | Furnace | E9 |  | Baseline Forecast | 0 | 0 | 0 | 0 | 0 | 0 | 0 | 0 | 0 | 0 | 0 | 0 | 0 | 0 | 0 | 0 | 0 | 0 | 0 | 0 | 0 | 0 | 0 | 0 | 0 | 0 | 0
Commercial_Miscellaneous_Existing_Space Heating_Natural Gas_Furnace_E10_Baseline Forecast | Commercial | Miscellaneous | Existing | Space Heating | Natural Gas | Furnace | E10 |  | Baseline Forecast | 0 | 0 | 0 | 0 | 0 | 0 | 0 | 0 | 0 | 0 | 0 | 0 | 0 | 0 | 0 | 0 | 0 | 0 | 0 | 0 | 0 | 0 | 0 | 0 | 0 | 0 | 0
Commercial_Miscellaneous_Existing_Space Heating_Natural Gas_Boiler_E1_Baseline Forecast | Commercial | Miscellaneous | Existing | Space Heating | Natural Gas | Boiler | E1 |  | Baseline Forecast | 0 | 132997.1012 | 131522.0424 | 129947.2248 | 128288.7447 | 126560.8381 | 124776.0857 | 122945.596 | 121079.1671 | 119185.4323 | 117271.9886 | 115345.5123 | 113411.8603 | 111476.1623 | 109542.9013 | 107615.986 | 105698.8152 | 103794.3352 | 101905.0907 | 100033.2701 | 98180.7461 | 96349.1118 | 93748.6747 | 91344.1885 | 89108.3431 | 87017.7654 | 85052.4786
Commercial_Miscellaneous_Existing_Space Heating_Natural Gas_Boiler_E2_Baseline Forecast | Commercial | Miscellaneous | Existing | Space Heating | Natural Gas | Boiler | E2 |  | Baseline Forecast | 0 | 29194.4856 | 28870.6922 | 28525.0006 | 28160.944 | 27781.6474 | 27389.8725 | 26988.0577 | 26578.3538 | 26162.6559 | 25742.6317 | 25319.7466 | 24895.2864 | 24470.3771 | 24046.0027 | 23623.0213 | 23202.1789 | 22784.1224 | 22369.4102 | 21958.5227 | 21551.8711 | 21149.805 | 20578.9774 | 20051.1633 | 19560.368 | 19101.4607 | 18670.0563
Commercial_Miscellaneous_Existing_Space Heating_Natural Gas_Boiler_E3_Baseline Forecast | Commercial | Miscellaneous | Existing | Space Heating | Natural Gas | Boiler | E3 |  | Baseline Forecast | 0 | 0 | 0 | 0 | 0 | 0 | 0 | 0 | 0 | 0 | 0 | 0 | 0 | 0 | 0 | 0 | 0 | 0 | 0 | 0 | 0 | 0 | 0 | 0 | 0 | 0 | 0
Commercial_Miscellaneous_Existing_Space Heating_Natural Gas_Boiler_E4_Baseline Forecast | Commercial | Miscellaneous | Existing | Space Heating | Natural Gas | Boiler | E4 |  | Baseline Forecast | 0 | 0 | 0 | 0 | 0 | 0 | 0 | 0 | 0 | 0 | 0 | 0 | 0 | 0 | 0 | 0 | 0 | 0 | 0 | 0 | 0 | 0 | 0 | 0 | 0 | 0 | 0
Commercial_Miscellaneous_Existing_Space Heating_Natural Gas_Boiler_E5_Baseline Forecast | Commercial | Miscellaneous | Existing | Space Heating | Natural Gas | Boiler | E5 |  | Baseline Forecast | 0 | 0 | 0 | 0 | 0 | 0 | 0 | 0 | 0 | 0 | 0 | 0 | 0 | 0 | 0 | 0 | 0 | 0 | 0 | 0 | 0 | 0 | 0 | 0 | 0 | 0 | 0
Commercial_Miscellaneous_Existing_Space Heating_Natural Gas_Boiler_E6_Baseline Forecast | Commercial | Miscellaneous | Existing | Space Heating | Natural Gas | Boiler | E6 |  | Baseline Forecast | 0 | 0 | 0 | 0 | 0 | 0 | 0 | 0 | 0 | 0 | 0 | 0 | 0 | 0 | 0 | 0 | 0 | 0 | 0 | 0 | 0 | 0 | 0 | 0 | 0 | 0 | 0
Commercial_Miscellaneous_Existing_Space Heating_Natural Gas_Boiler_E7_Baseline Forecast | Commercial | Miscellaneous | Existing | Space Heating | Natural Gas | Boiler | E7 |  | Baseline Forecast | 0 | 0 | 0 | 0 | 0 | 0 | 0 | 0 | 0 | 0 | 0 | 0 | 0 | 0 | 0 | 0 | 0 | 0 | 0 | 0 | 0 | 0 | 0 | 0 | 0 | 0 | 0
Commercial_Miscellaneous_Existing_Space Heating_Natural Gas_Boiler_E8_Baseline Forecast | Commercial | Miscellaneous | Existing | Space Heating | Natural Gas | Boiler | E8 |  | Baseline Forecast | 0 | 0 | 0 | 0 | 0 | 0 | 0 | 0 | 0 | 0 | 0 | 0 | 0 | 0 | 0 | 0 | 0 | 0 | 0 | 0 | 0 | 0 | 0 | 0 | 0 | 0 | 0
Commercial_Miscellaneous_Existing_Space Heating_Natural Gas_Boiler_E9_Baseline Forecast | Commercial | Miscellaneous | Existing | Space Heating | Natural Gas | Boiler | E9 |  | Baseline Forecast | 0 | 0 | 0 | 0 | 0 | 0 | 0 | 0 | 0 | 0 | 0 | 0 | 0 | 0 | 0 | 0 | 0 | 0 | 0 | 0 | 0 | 0 | 0 | 0 | 0 | 0 | 0
Commercial_Miscellaneous_Existing_Space Heating_Natural Gas_Boiler_E10_Baseline Forecast | Commercial | Miscellaneous | Existing | Space Heating | Natural Gas | Boiler | E10 |  | Baseline Forecast | 0 | 0 | 0 | 0 | 0 | 0 | 0 | 0 | 0 | 0 | 0 | 0 | 0 | 0 | 0 | 0 | 0 | 0 | 0 | 0 | 0 | 0 | 0 | 0 | 0 | 0 | 0
Commercial_Miscellaneous_Existing_Space Heating_Natural Gas_Unit Heater_E1_Baseline Forecast | Commercial | Miscellaneous | Existing | Space Heating | Natural Gas | Unit Heater | E1 |  | Baseline Forecast | 0 | 84.5374 | 241.0086 | 458.286 | 726.555 | 1037.1677 | 1382.5131 | 1755.9014 | 2151.4614 | 2564.0485 | 2918.6803 | 3221.938 | 3479.6799 | 3697.12 | 3878.8985 | 4029.1446 | 4151.5322 | 3704.2004 | 3315.9641 | 2984.3777 | 2706.6164 | 2479.5945 | 2300.0624 | 2164.6845 | 2070.1028 | 2012.9872 | 1985.4372
Commercial_Miscellaneous_Existing_Space Heating_Natural Gas_Unit Heater_E2_Baseline Forecast | Commercial | Miscellaneous | Existing | Space Heating | Natural Gas | Unit Heater | E2 |  | Baseline Forecast | 0 | 0 | 0 | 0 | 0 | 0 | 0 | 0 | 0 | 0 | 0 | 0 | 0 | 0 | 0 | 0 | 0 | 0 | 0 | 0 | 0 | 0 | 0 | 0 | 0 | 0 | 0
Commercial_Miscellaneous_Existing_Space Heating_Natural Gas_Unit Heater_E3_Baseline Forecast | Commercial | Miscellaneous | Existing | Space Heating | Natural Gas | Unit Heater | E3 |  | Baseline Forecast | 0 | 0 | 0 | 0 | 0 | 0 | 0 | 0 | 0 | 0 | 0 | 0 | 0 | 0 | 0 | 0 | 0 | 0 | 0 | 0 | 0 | 0 | 0 | 0 | 0 | 0 | 0
Commercial_Miscellaneous_Existing_Space Heating_Natural Gas_Unit Heater_E4_Baseline Forecast | Commercial | Miscellaneous | Existing | Space Heating | Natural Gas | Unit Heater | E4 |  | Baseline Forecast | 0 | 0 | 0 | 0 | 0 | 0 | 0 | 0 | 0 | 0 | 0 | 0 | 0 | 0 | 0 | 0 | 0 | 0 | 0 | 0 | 0 | 0 | 0 | 0 | 0 | 0 | 0
Commercial_Miscellaneous_Existing_Space Heating_Natural Gas_Unit Heater_E5_Baseline Forecast | Commercial | Miscellaneous | Existing | Space Heating | Natural Gas | Unit Heater | E5 |  | Baseline Forecast | 0 | 0 | 0 | 0 | 0 | 0 | 0 | 0 | 0 | 0 | 0 | 0 | 0 | 0 | 0 | 0 | 0 | 0 | 0 | 0 | 0 | 0 | 0 | 0 | 0 | 0 | 0
Commercial_Miscellaneous_Existing_Space Heating_Natural Gas_Unit Heater_E6_Baseline Forecast | Commercial | Miscellaneous | Existing | Space Heating | Natural Gas | Unit Heater | E6 |  | Baseline Forecast | 0 | 0 | 0 | 0 | 0 | 0 | 0 | 0 | 0 | 0 | 0 | 0 | 0 | 0 | 0 | 0 | 0 | 0 | 0 | 0 | 0 | 0 | 0 | 0 | 0 | 0 | 0
Commercial_Miscellaneous_Existing_Space Heating_Natural Gas_Unit Heater_E7_Baseline Forecast | Commercial | Miscellaneous | Existing | Space Heating | Natural Gas | Unit Heater | E7 |  | Baseline Forecast | 0 | 0 | 0 | 0 | 0 | 0 | 0 | 0 | 0 | 0 | 0 | 0 | 0 | 0 | 0 | 0 | 0 | 0 | 0 | 0 | 0 | 0 | 0 | 0 | 0 | 0 | 0
Commercial_Miscellaneous_Existing_Space Heating_Natural Gas_Unit Heater_E8_Baseline Forecast | Commercial | Miscellaneous | Existing | Space Heating | Natural Gas | Unit Heater | E8 |  | Baseline Forecast | 0 | 0 | 0 | 0 | 0 | 0 | 0 | 0 | 0 | 0 | 0 | 0 | 0 | 0 | 0 | 0 | 0 | 0 | 0 | 0 | 0 | 0 | 0 | 0 | 0 | 0 | 0
Commercial_Miscellaneous_Existing_Space Heating_Natural Gas_Unit Heater_E9_Baseline Forecast | Commercial | Miscellaneous | Existing | Space Heating | Natural Gas | Unit Heater | E9 |  | Baseline Forecast | 0 | 0 | 0 | 0 | 0 | 0 | 0 | 0 | 0 | 0 | 0 | 0 | 0 | 0 | 0 | 0 | 0 | 0 | 0 | 0 | 0 | 0 | 0 | 0 | 0 | 0 | 0
Commercial_Miscellaneous_Existing_Space Heating_Natural Gas_Unit Heater_E10_Baseline Forecast | Commercial | Miscellaneous | Existing | Space Heating | Natural Gas | Unit Heater | E10 |  | Baseline Forecast | 0 | 0 | 0 | 0 | 0 | 0 | 0 | 0 | 0 | 0 | 0 | 0 | 0 | 0 | 0 | 0 | 0 | 0 | 0 | 0 | 0 | 0 | 0 | 0 | 0 | 0 | 0
Commercial_Miscellaneous_Existing_Water Heating_Natural Gas_Water Heater_E1_Baseline Forecast | Commercial | Miscellaneous | Existing | Water Heating | Natural Gas | Water Heater | E1 |  | Baseline Forecast | 0 | 568521.5437 | 525313.9064 | 489847.2584 | 460481.3833 | 435929.7145 | 415182.96 | 397449.2232 | 382107.0579 | 368668.6629 | 383836.9447 | 388524.0234 | 386284.6454 | 379632.2266 | 370322.7504 | 471883.2677 | 429941.1171 | 395858.7783 | 367962.5258 | 349456.2437 | 336383.5861 | 326274.4915 | 317642.0884 | 309637.4265 | 325895.4566 | 329637.1562 | 325537.5442
Commercial_Miscellaneous_Existing_Water Heating_Natural Gas_Water Heater_E2_Baseline Forecast | Commercial | Miscellaneous | Existing | Water Heating | Natural Gas | Water Heater | E2 |  | Baseline Forecast | 0 | 591726.5047 | 546755.2903 | 509841.024 | 479276.5418 | 453722.7641 | 432129.2033 | 413671.6405 | 397703.2643 | 383716.3635 | 399503.7588 | 404382.1468 | 402051.3657 | 395127.4195 | 385437.9647 | 491143.8093 | 447489.7341 | 412016.2794 | 382981.4044 | 363719.7639 | 350113.5284 | 339591.8177 | 330607.0716 | 322275.6888 | 339197.312 | 343091.734 | 338824.7909
Commercial_Miscellaneous_Existing_Water Heating_Natural Gas_Water Heater_E3_Baseline Forecast | Commercial | Miscellaneous | Existing | Water Heating | Natural Gas | Water Heater | E3 |  | Baseline Forecast | 0 | 0 | 0 | 0 | 0 | 0 | 0 | 0 | 0 | 0 | 0 | 0 | 0 | 0 | 0 | 0 | 0 | 0 | 0 | 0 | 0 | 0 | 0 | 0 | 0 | 0 | 0
Commercial_Miscellaneous_Existing_Water Heating_Natural Gas_Water Heater_E4_Baseline Forecast | Commercial | Miscellaneous | Existing | Water Heating | Natural Gas | Water Heater | E4 |  | Baseline Forecast | 0 | 0 | 0 | 0 | 0 | 0 | 0 | 0 | 0 | 0 | 0 | 0 | 0 | 0 | 0 | 0 | 0 | 0 | 0 | 0 | 0 | 0 | 0 | 0 | 0 | 0 | 0
Commercial_Miscellaneous_Existing_Water Heating_Natural Gas_Water Heater_E5_Baseline Forecast | Commercial | Miscellaneous | Existing | Water Heating | Natural Gas | Water Heater | E5 |  | Baseline Forecast | 0 | 0 | 0 | 0 | 0 | 0 | 0 | 0 | 0 | 0 | 0 | 0 | 0 | 0 | 0 | 0 | 0 | 0 | 0 | 0 | 0 | 0 | 0 | 0 | 0 | 0 | 0
Commercial_Miscellaneous_Existing_Water Heating_Natural Gas_Water Heater_E6_Baseline Forecast | Commercial | Miscellaneous | Existing | Water Heating | Natural Gas | Water Heater | E6 |  | Baseline Forecast | 0 | 0 | 0 | 0 | 0 | 0 | 0 | 0 | 0 | 0 | 0 | 0 | 0 | 0 | 0 | 0 | 0 | 0 | 0 | 0 | 0 | 0 | 0 | 0 | 0 | 0 | 0
Commercial_Miscellaneous_Existing_Water Heating_Natural Gas_Water Heater_E7_Baseline Forecast | Commercial | Miscellaneous | Existing | Water Heating | Natural Gas | Water Heater | E7 |  | Baseline Forecast | 0 | 0 | 0 | 0 | 0 | 0 | 0 | 0 | 0 | 0 | 0 | 0 | 0 | 0 | 0 | 0 | 0 | 0 | 0 | 0 | 0 | 0 | 0 | 0 | 0 | 0 | 0
Commercial_Miscellaneous_Existing_Water Heating_Natural Gas_Water Heater_E8_Baseline Forecast | Commercial | Miscellaneous | Existing | Water Heating | Natural Gas | Water Heater | E8 |  | Baseline Forecast | 0 | 0 | 0 | 0 | 0 | 0 | 0 | 0 | 0 | 0 | 0 | 0 | 0 | 0 | 0 | 0 | 0 | 0 | 0 | 0 | 0 | 0 | 0 | 0 | 0 | 0 | 0
Commercial_Miscellaneous_Existing_Water Heating_Natural Gas_Water Heater_E9_Baseline Forecast | Commercial | Miscellaneous | Existing | Water Heating | Natural Gas | Water Heater | E9 |  | Baseline Forecast | 0 | 0 | 0 | 0 | 0 | 0 | 0 | 0 | 0 | 0 | 0 | 0 | 0 | 0 | 0 | 0 | 0 | 0 | 0 | 0 | 0 | 0 | 0 | 0 | 0 | 0 | 0
Commercial_Miscellaneous_Existing_Water Heating_Natural Gas_Water Heater_E10_Baseline Forecast | Commercial | Miscellaneous | Existing | Water Heating | Natural Gas | Water Heater | E10 |  | Baseline Forecast | 0 | 0 | 0 | 0 | 0 | 0 | 0 | 0 | 0 | 0 | 0 | 0 | 0 | 0 | 0 | 0 | 0 | 0 | 0 | 0 | 0 | 0 | 0 | 0 | 0 | 0 | 0
Commercial_Miscellaneous_Existing_Food Preparation_Natural Gas_Oven_E1_Baseline Forecast | Commercial | Miscellaneous | Existing | Food Preparation | Natural Gas | Oven | E1 |  | Baseline Forecast | 0 | 38415.3585 | 67764.6924 | 102319.6659 | 140478.9982 | 169190.7071 | 190519.5834 | 206083.9411 | 217152.0658 | 224717.8304 | 229559.9776 | 232288.5971 | 188266.3365 | 158453.0706 | 140613.3202 | 132738.0306 | 131161.8767 | 140630.8125 | 148972.6295 | 158384.2214 | 167789.5554 | 174291.0107 | 178533.2716 | 173796.3866 | 164514.1369 | 153757.3498 | 143574.7638
Commercial_Miscellaneous_Existing_Food Preparation_Natural Gas_Oven_E2_Baseline Forecast | Commercial | Miscellaneous | Existing | Food Preparation | Natural Gas | Oven | E2 |  | Baseline Forecast | 0 | 45096.2904 | 79549.8562 | 120114.3904 | 164910.1283 | 198615.1779 | 223653.424 | 241924.6265 | 254917.6424 | 263799.1922 | 269483.452 | 272686.614 | 221008.3081 | 186010.1263 | 165067.8106 | 155822.9055 | 153972.6378 | 165088.3451 | 174880.9129 | 185929.3034 | 196970.3476 | 204602.4908 | 209582.5363 | 204021.8451 | 193125.2912 | 180497.7584 | 168544.2879
Commercial_Miscellaneous_Existing_Food Preparation_Natural Gas_Oven_E3_Baseline Forecast | Commercial | Miscellaneous | Existing | Food Preparation | Natural Gas | Oven | E3 |  | Baseline Forecast | 0 | 0 | 0 | 0 | 0 | 0 | 0 | 0 | 0 | 0 | 0 | 0 | 0 | 0 | 0 | 0 | 0 | 0 | 0 | 0 | 0 | 0 | 0 | 0 | 0 | 0 | 0
Commercial_Miscellaneous_Existing_Food Preparation_Natural Gas_Oven_E4_Baseline Forecast | Commercial | Miscellaneous | Existing | Food Preparation | Natural Gas | Oven | E4 |  | Baseline Forecast | 0 | 0 | 0 | 0 | 0 | 0 | 0 | 0 | 0 | 0 | 0 | 0 | 0 | 0 | 0 | 0 | 0 | 0 | 0 | 0 | 0 | 0 | 0 | 0 | 0 | 0 | 0
Commercial_Miscellaneous_Existing_Food Preparation_Natural Gas_Oven_E5_Baseline Forecast | Commercial | Miscellaneous | Existing | Food Preparation | Natural Gas | Oven | E5 |  | Baseline Forecast | 0 | 0 | 0 | 0 | 0 | 0 | 0 | 0 | 0 | 0 | 0 | 0 | 0 | 0 | 0 | 0 | 0 | 0 | 0 | 0 | 0 | 0 | 0 | 0 | 0 | 0 | 0
Commercial_Miscellaneous_Existing_Food Preparation_Natural Gas_Oven_E6_Baseline Forecast | Commercial | Miscellaneous | Existing | Food Preparation | Natural Gas | Oven | E6 |  | Baseline Forecast | 0 | 0 | 0 | 0 | 0 | 0 | 0 | 0 | 0 | 0 | 0 | 0 | 0 | 0 | 0 | 0 | 0 | 0 | 0 | 0 | 0 | 0 | 0 | 0 | 0 | 0 | 0
Commercial_Miscellaneous_Existing_Food Preparation_Natural Gas_Oven_E7_Baseline Forecast | Commercial | Miscellaneous | Existing | Food Preparation | Natural Gas | Oven | E7 |  | Baseline Forecast | 0 | 0 | 0 | 0 | 0 | 0 | 0 | 0 | 0 | 0 | 0 | 0 | 0 | 0 | 0 | 0 | 0 | 0 | 0 | 0 | 0 | 0 | 0 | 0 | 0 | 0 | 0
Commercial_Miscellaneous_Existing_Food Preparation_Natural Gas_Oven_E8_Baseline Forecast | Commercial | Miscellaneous | Existing | Food Preparation | Natural Gas | Oven | E8 |  | Baseline Forecast | 0 | 0 | 0 | 0 | 0 | 0 | 0 | 0 | 0 | 0 | 0 | 0 | 0 | 0 | 0 | 0 | 0 | 0 | 0 | 0 | 0 | 0 | 0 | 0 | 0 | 0 | 0
Commercial_Miscellaneous_Existing_Food Preparation_Natural Gas_Oven_E9_Baseline Forecast | Commercial | Miscellaneous | Existing | Food Preparation | Natural Gas | Oven | E9 |  | Baseline Forecast | 0 | 0 | 0 | 0 | 0 | 0 | 0 | 0 | 0 | 0 | 0 | 0 | 0 | 0 | 0 | 0 | 0 | 0 | 0 | 0 | 0 | 0 | 0 | 0 | 0 | 0 | 0
Commercial_Miscellaneous_Existing_Food Preparation_Natural Gas_Oven_E10_Baseline Forecast | Commercial | Miscellaneous | Existing | Food Preparation | Natural Gas | Oven | E10 |  | Baseline Forecast | 0 | 0 | 0 | 0 | 0 | 0 | 0 | 0 | 0 | 0 | 0 | 0 | 0 | 0 | 0 | 0 | 0 | 0 | 0 | 0 | 0 | 0 | 0 | 0 | 0 | 0 | 0
Commercial_Miscellaneous_Existing_Food Preparation_Natural Gas_Conveyor Oven_E1_Baseline Forecast | Commercial | Miscellaneous | Existing | Food Preparation | Natural Gas | Conveyor Oven | E1 |  | Baseline Forecast | 0 | 0 | 0 | 0 | 0 | 5905.5173 | 16204.7393 | 29719.492 | 45532.9841 | 62933.1649 | 76030.2006 | 85764.4646 | 92872.9918 | 97933.4041 | 101398.3478 | 103622.4925 | 104883.6981 | 82228.8193 | 64467.3944 | 50542.4372 | 39625.2707 | 31921.0922 | 27371.927 | 25761.7709 | 26788.5624 | 30112.4092 | 35627.0767
Commercial_Miscellaneous_Existing_Food Preparation_Natural Gas_Conveyor Oven_E2_Baseline Forecast | Commercial | Miscellaneous | Existing | Food Preparation | Natural Gas | Conveyor Oven | E2 |  | Baseline Forecast | 0 | 0 | 0 | 0 | 0 | 6932.5637 | 19022.9549 | 34888.0992 | 53451.7639 | 73878.0632 | 89252.8442 | 100680.0237 | 109024.8165 | 114965.3005 | 119032.8431 | 121643.7955 | 123124.3413 | 96529.4836 | 75679.1151 | 59332.4262 | 46516.6222 | 37472.5866 | 32132.2621 | 30242.0789 | 31447.4428 | 35349.3499 | 41823.0901
Commercial_Miscellaneous_Existing_Food Preparation_Natural Gas_Conveyor Oven_E3_Baseline Forecast | Commercial | Miscellaneous | Existing | Food Preparation | Natural Gas | Conveyor Oven | E3 |  | Baseline Forecast | 0 | 0 | 0 | 0 | 0 | 0 | 0 | 0 | 0 | 0 | 0 | 0 | 0 | 0 | 0 | 0 | 0 | 0 | 0 | 0 | 0 | 0 | 0 | 0 | 0 | 0 | 0
Commercial_Miscellaneous_Existing_Food Preparation_Natural Gas_Conveyor Oven_E4_Baseline Forecast | Commercial | Miscellaneous | Existing | Food Preparation | Natural Gas | Conveyor Oven | E4 |  | Baseline Forecast | 0 | 0 | 0 | 0 | 0 | 0 | 0 | 0 | 0 | 0 | 0 | 0 | 0 | 0 | 0 | 0 | 0 | 0 | 0 | 0 | 0 | 0 | 0 | 0 | 0 | 0 | 0
Commercial_Miscellaneous_Existing_Food Preparation_Natural Gas_Conveyor Oven_E5_Baseline Forecast | Commercial | Miscellaneous | Existing | Food Preparation | Natural Gas | Conveyor Oven | E5 |  | Baseline Forecast | 0 | 0 | 0 | 0 | 0 | 0 | 0 | 0 | 0 | 0 | 0 | 0 | 0 | 0 | 0 | 0 | 0 | 0 | 0 | 0 | 0 | 0 | 0 | 0 | 0 | 0 | 0
Commercial_Miscellaneous_Existing_Food Preparation_Natural Gas_Conveyor Oven_E6_Baseline Forecast | Commercial | Miscellaneous | Existing | Food Preparation | Natural Gas | Conveyor Oven | E6 |  | Baseline Forecast | 0 | 0 | 0 | 0 | 0 | 0 | 0 | 0 | 0 | 0 | 0 | 0 | 0 | 0 | 0 | 0 | 0 | 0 | 0 | 0 | 0 | 0 | 0 | 0 | 0 | 0 | 0
Commercial_Miscellaneous_Existing_Food Preparation_Natural Gas_Conveyor Oven_E7_Baseline Forecast | Commercial | Miscellaneous | Existing | Food Preparation | Natural Gas | Conveyor Oven | E7 |  | Baseline Forecast | 0 | 0 | 0 | 0 | 0 | 0 | 0 | 0 | 0 | 0 | 0 | 0 | 0 | 0 | 0 | 0 | 0 | 0 | 0 | 0 | 0 | 0 | 0 | 0 | 0 | 0 | 0
Commercial_Miscellaneous_Existing_Food Preparation_Natural Gas_Conveyor Oven_E8_Baseline Forecast | Commercial | Miscellaneous | Existing | Food Preparation | Natural Gas | Conveyor Oven | E8 |  | Baseline Forecast | 0 | 0 | 0 | 0 | 0 | 0 | 0 | 0 | 0 | 0 | 0 | 0 | 0 | 0 | 0 | 0 | 0 | 0 | 0 | 0 | 0 | 0 | 0 | 0 | 0 | 0 | 0
Commercial_Miscellaneous_Existing_Food Preparation_Natural Gas_Conveyor Oven_E9_Baseline Forecast | Commercial | Miscellaneous | Existing | Food Preparation | Natural Gas | Conveyor Oven | E9 |  | Baseline Forecast | 0 | 0 | 0 | 0 | 0 | 0 | 0 | 0 | 0 | 0 | 0 | 0 | 0 | 0 | 0 | 0 | 0 | 0 | 0 | 0 | 0 | 0 | 0 | 0 | 0 | 0 | 0
Commercial_Miscellaneous_Existing_Food Preparation_Natural Gas_Conveyor Oven_E10_Baseline Forecast | Commercial | Miscellaneous | Existing | Food Preparation | Natural Gas | Conveyor Oven | E10 |  | Baseline Forecast | 0 | 0 | 0 | 0 | 0 | 0 | 0 | 0 | 0 | 0 | 0 | 0 | 0 | 0 | 0 | 0 | 0 | 0 | 0 | 0 | 0 | 0 | 0 | 0 | 0 | 0 | 0
Commercial_Miscellaneous_Existing_Food Preparation_Natural Gas_Double Rack Oven_E1_Baseline Forecast | Commercial | Miscellaneous | Existing | Food Preparation | Natural Gas | Double Rack Oven | E1 |  | Baseline Forecast | 0 | 35569.7764 | 48414.4178 | 59254.9439 | 68356.6345 | 75950.4384 | 82237.4011 | 87392.5216 | 91568.1121 | 94896.7251 | 85960.7274 | 79366.3906 | 74626.2421 | 71340.2143 | 69181.1987 | 67882.8719 | 67229.4483 | 67047.0648 | 67196.5467 | 74113.1608 | 74815.0552 | 74613.3444 | 73807.4077 | 72621.5212 | 71220.9704 | 69725.0321 | 68217.396
Commercial_Miscellaneous_Existing_Food Preparation_Natural Gas_Double Rack Oven_E2_Baseline Forecast | Commercial | Miscellaneous | Existing | Food Preparation | Natural Gas | Double Rack Oven | E2 |  | Baseline Forecast | 0 | 41755.8244 | 56834.3166 | 69560.1516 | 80244.7449 | 89159.2104 | 96539.5578 | 102591.221 | 107493.0012 | 111400.5034 | 100910.4191 | 93169.2411 | 87604.719 | 83747.2081 | 81212.7116 | 79688.5888 | 78921.5263 | 78707.4239 | 78882.9027 | 87002.4061 | 87826.3691 | 87589.5782 | 86643.4786 | 85251.351 | 83607.2261 | 81851.1246 | 80081.291
Commercial_Miscellaneous_Existing_Food Preparation_Natural Gas_Double Rack Oven_E3_Baseline Forecast | Commercial | Miscellaneous | Existing | Food Preparation | Natural Gas | Double Rack Oven | E3 |  | Baseline Forecast | 0 | 0 | 0 | 0 | 0 | 0 | 0 | 0 | 0 | 0 | 0 | 0 | 0 | 0 | 0 | 0 | 0 | 0 | 0 | 0 | 0 | 0 | 0 | 0 | 0 | 0 | 0
Commercial_Miscellaneous_Existing_Food Preparation_Natural Gas_Double Rack Oven_E4_Baseline Forecast | Commercial | Miscellaneous | Existing | Food Preparation | Natural Gas | Double Rack Oven | E4 |  | Baseline Forecast | 0 | 0 | 0 | 0 | 0 | 0 | 0 | 0 | 0 | 0 | 0 | 0 | 0 | 0 | 0 | 0 | 0 | 0 | 0 | 0 | 0 | 0 | 0 | 0 | 0 | 0 | 0
Commercial_Miscellaneous_Existing_Food Preparation_Natural Gas_Double Rack Oven_E5_Baseline Forecast | Commercial | Miscellaneous | Existing | Food Preparation | Natural Gas | Double Rack Oven | E5 |  | Baseline Forecast | 0 | 0 | 0 | 0 | 0 | 0 | 0 | 0 | 0 | 0 | 0 | 0 | 0 | 0 | 0 | 0 | 0 | 0 | 0 | 0 | 0 | 0 | 0 | 0 | 0 | 0 | 0
Commercial_Miscellaneous_Existing_Food Preparation_Natural Gas_Double Rack Oven_E6_Baseline Forecast | Commercial | Miscellaneous | Existing | Food Preparation | Natural Gas | Double Rack Oven | E6 |  | Baseline Forecast | 0 | 0 | 0 | 0 | 0 | 0 | 0 | 0 | 0 | 0 | 0 | 0 | 0 | 0 | 0 | 0 | 0 | 0 | 0 | 0 | 0 | 0 | 0 | 0 | 0 | 0 | 0
Commercial_Miscellaneous_Existing_Food Preparation_Natural Gas_Double Rack Oven_E7_Baseline Forecast | Commercial | Miscellaneous | Existing | Food Preparation | Natural Gas | Double Rack Oven | E7 |  | Baseline Forecast | 0 | 0 | 0 | 0 | 0 | 0 | 0 | 0 | 0 | 0 | 0 | 0 | 0 | 0 | 0 | 0 | 0 | 0 | 0 | 0 | 0 | 0 | 0 | 0 | 0 | 0 | 0
Commercial_Miscellaneous_Existing_Food Preparation_Natural Gas_Double Rack Oven_E8_Baseline Forecast | Commercial | Miscellaneous | Existing | Food Preparation | Natural Gas | Double Rack Oven | E8 |  | Baseline Forecast | 0 | 0 | 0 | 0 | 0 | 0 | 0 | 0 | 0 | 0 | 0 | 0 | 0 | 0 | 0 | 0 | 0 | 0 | 0 | 0 | 0 | 0 | 0 | 0 | 0 | 0 | 0
Commercial_Miscellaneous_Existing_Food Preparation_Natural Gas_Double Rack Oven_E9_Baseline Forecast | Commercial | Miscellaneous | Existing | Food Preparation | Natural Gas | Double Rack Oven | E9 |  | Baseline Forecast | 0 | 0 | 0 | 0 | 0 | 0 | 0 | 0 | 0 | 0 | 0 | 0 | 0 | 0 | 0 | 0 | 0 | 0 | 0 | 0 | 0 | 0 | 0 | 0 | 0 | 0 | 0
Commercial_Miscellaneous_Existing_Food Preparation_Natural Gas_Double Rack Oven_E10_Baseline Forecast | Commercial | Miscellaneous | Existing | Food Preparation | Natural Gas | Double Rack Oven | E10 |  | Baseline Forecast | 0 | 0 | 0 | 0 | 0 | 0 | 0 | 0 | 0 | 0 | 0 | 0 | 0 | 0 | 0 | 0 | 0 | 0 | 0 | 0 | 0 | 0 | 0 | 0 | 0 | 0 | 0
Commercial_Miscellaneous_Existing_Food Preparation_Natural Gas_Fryer_E1_Baseline Forecast | Commercial | Miscellaneous | Existing | Food Preparation | Natural Gas | Fryer | E1 |  | Baseline Forecast | 0 | 0 | 0 | 0 | 0 | 0 | 0 | 0 | 0 | 0 | 0 | 0 | 0 | 0 | 0 | 0 | 0 | 0 | 0 | 0 | 0 | 0 | 0 | 0 | 0 | 0 | 0
Commercial_Miscellaneous_Existing_Food Preparation_Natural Gas_Fryer_E2_Baseline Forecast | Commercial | Miscellaneous | Existing | Food Preparation | Natural Gas | Fryer | E2 |  | Baseline Forecast | 0 | 63743.2679 | 57783.2724 | 52954.4648 | 49015.6322 | 45777.6007 | 43091.9971 | 40842.4368 | 38937.6152 | 41373.1734 | 42268.5422 | 42148.8772 | 41384.8572 | 40234.9061 | 51726.6808 | 46558.6678 | 42386.8466 | 39690.5002 | 37854.3108 | 36492.688 | 35372.2517 | 34358.59 | 36386.5516 | 36796.4488 | 36206.9466 | 35155.6055 | 33938.0396
Commercial_Miscellaneous_Existing_Food Preparation_Natural Gas_Fryer_E3_Baseline Forecast | Commercial | Miscellaneous | Existing | Food Preparation | Natural Gas | Fryer | E3 |  | Baseline Forecast | 0 | 0 | 0 | 0 | 0 | 0 | 0 | 0 | 0 | 0 | 0 | 0 | 0 | 0 | 0 | 0 | 0 | 0 | 0 | 0 | 0 | 0 | 0 | 0 | 0 | 0 | 0
Commercial_Miscellaneous_Existing_Food Preparation_Natural Gas_Fryer_E4_Baseline Forecast | Commercial | Miscellaneous | Existing | Food Preparation | Natural Gas | Fryer | E4 |  | Baseline Forecast | 0 | 0 | 0 | 0 | 0 | 0 | 0 | 0 | 0 | 0 | 0 | 0 | 0 | 0 | 0 | 0 | 0 | 0 | 0 | 0 | 0 | 0 | 0 | 0 | 0 | 0 | 0
Commercial_Miscellaneous_Existing_Food Preparation_Natural Gas_Fryer_E5_Baseline Forecast | Commercial | Miscellaneous | Existing | Food Preparation | Natural Gas | Fryer | E5 |  | Baseline Forecast | 0 | 0 | 0 | 0 | 0 | 0 | 0 | 0 | 0 | 0 | 0 | 0 | 0 | 0 | 0 | 0 | 0 | 0 | 0 | 0 | 0 | 0 | 0 | 0 | 0 | 0 | 0
Commercial_Miscellaneous_Existing_Food Preparation_Natural Gas_Fryer_E6_Baseline Forecast | Commercial | Miscellaneous | Existing | Food Preparation | Natural Gas | Fryer | E6 |  | Baseline Forecast | 0 | 0 | 0 | 0 | 0 | 0 | 0 | 0 | 0 | 0 | 0 | 0 | 0 | 0 | 0 | 0 | 0 | 0 | 0 | 0 | 0 | 0 | 0 | 0 | 0 | 0 | 0
Commercial_Miscellaneous_Existing_Food Preparation_Natural Gas_Fryer_E7_Baseline Forecast | Commercial | Miscellaneous | Existing | Food Preparation | Natural Gas | Fryer | E7 |  | Baseline Forecast | 0 | 0 | 0 | 0 | 0 | 0 | 0 | 0 | 0 | 0 | 0 | 0 | 0 | 0 | 0 | 0 | 0 | 0 | 0 | 0 | 0 | 0 | 0 | 0 | 0 | 0 | 0
Commercial_Miscellaneous_Existing_Food Preparation_Natural Gas_Fryer_E8_Baseline Forecast | Commercial | Miscellaneous | Existing | Food Preparation | Natural Gas | Fryer | E8 |  | Baseline Forecast | 0 | 0 | 0 | 0 | 0 | 0 | 0 | 0 | 0 | 0 | 0 | 0 | 0 | 0 | 0 | 0 | 0 | 0 | 0 | 0 | 0 | 0 | 0 | 0 | 0 | 0 | 0
Commercial_Miscellaneous_Existing_Food Preparation_Natural Gas_Fryer_E9_Baseline Forecast | Commercial | Miscellaneous | Existing | Food Preparation | Natural Gas | Fryer | E9 |  | Baseline Forecast | 0 | 0 | 0 | 0 | 0 | 0 | 0 | 0 | 0 | 0 | 0 | 0 | 0 | 0 | 0 | 0 | 0 | 0 | 0 | 0 | 0 | 0 | 0 | 0 | 0 | 0 | 0
Commercial_Miscellaneous_Existing_Food Preparation_Natural Gas_Fryer_E10_Baseline Forecast | Commercial | Miscellaneous | Existing | Food Preparation | Natural Gas | Fryer | E10 |  | Baseline Forecast | 0 | 0 | 0 | 0 | 0 | 0 | 0 | 0 | 0 | 0 | 0 | 0 | 0 | 0 | 0 | 0 | 0 | 0 | 0 | 0 | 0 | 0 | 0 | 0 | 0 | 0 | 0
Commercial_Miscellaneous_Existing_Food Preparation_Natural Gas_Broiler_E1_Baseline Forecast | Commercial | Miscellaneous | Existing | Food Preparation | Natural Gas | Broiler | E1 |  | Baseline Forecast | 0 | 252267.9175 | 281559.0257 | 305838.7227 | 325777.646 | 341959.501 | 354892.2751 | 365018.0072 | 372721.297 | 378336.7171 | 352943.0749 | 333535.8794 | 318879.2939 | 307958.8942 | 299945.0777 | 294162.2277 | 290062.7569 | 287205.2846 | 285236.3136 | 335170.2305 | 330219.0321 | 323600.8616 | 315998.7926 | 307915.267 | 299711.6698 | 291640.1373 | 283869.0161
Commercial_Miscellaneous_Existing_Food Preparation_Natural Gas_Broiler_E2_Baseline Forecast | Commercial | Miscellaneous | Existing | Food Preparation | Natural Gas | Broiler | E2 |  | Baseline Forecast | 0 | 0 | 0 | 0 | 0 | 0 | 0 | 0 | 0 | 0 | 0 | 0 | 0 | 0 | 0 | 0 | 0 | 0 | 0 | 0 | 0 | 0 | 0 | 0 | 0 | 0 | 0
Commercial_Miscellaneous_Existing_Food Preparation_Natural Gas_Broiler_E3_Baseline Forecast | Commercial | Miscellaneous | Existing | Food Preparation | Natural Gas | Broiler | E3 |  | Baseline Forecast | 0 | 0 | 0 | 0 | 0 | 0 | 0 | 0 | 0 | 0 | 0 | 0 | 0 | 0 | 0 | 0 | 0 | 0 | 0 | 0 | 0 | 0 | 0 | 0 | 0 | 0 | 0
Commercial_Miscellaneous_Existing_Food Preparation_Natural Gas_Broiler_E4_Baseline Forecast | Commercial | Miscellaneous | Existing | Food Preparation | Natural Gas | Broiler | E4 |  | Baseline Forecast | 0 | 0 | 0 | 0 | 0 | 0 | 0 | 0 | 0 | 0 | 0 | 0 | 0 | 0 | 0 | 0 | 0 | 0 | 0 | 0 | 0 | 0 | 0 | 0 | 0 | 0 | 0
Commercial_Miscellaneous_Existing_Food Preparation_Natural Gas_Broiler_E5_Baseline Forecast | Commercial | Miscellaneous | Existing | Food Preparation | Natural Gas | Broiler | E5 |  | Baseline Forecast | 0 | 0 | 0 | 0 | 0 | 0 | 0 | 0 | 0 | 0 | 0 | 0 | 0 | 0 | 0 | 0 | 0 | 0 | 0 | 0 | 0 | 0 | 0 | 0 | 0 | 0 | 0
Commercial_Miscellaneous_Existing_Food Preparation_Natural Gas_Broiler_E6_Baseline Forecast | Commercial | Miscellaneous | Existing | Food Preparation | Natural Gas | Broiler | E6 |  | Baseline Forecast | 0 | 0 | 0 | 0 | 0 | 0 | 0 | 0 | 0 | 0 | 0 | 0 | 0 | 0 | 0 | 0 | 0 | 0 | 0 | 0 | 0 | 0 | 0 | 0 | 0 | 0 | 0
Commercial_Miscellaneous_Existing_Food Preparation_Natural Gas_Broiler_E7_Baseline Forecast | Commercial | Miscellaneous | Existing | Food Preparation | Natural Gas | Broiler | E7 |  | Baseline Forecast | 0 | 0 | 0 | 0 | 0 | 0 | 0 | 0 | 0 | 0 | 0 | 0 | 0 | 0 | 0 | 0 | 0 | 0 | 0 | 0 | 0 | 0 | 0 | 0 | 0 | 0 | 0
Commercial_Miscellaneous_Existing_Food Preparation_Natural Gas_Broiler_E8_Baseline Forecast | Commercial | Miscellaneous | Existing | Food Preparation | Natural Gas | Broiler | E8 |  | Baseline Forecast | 0 | 0 | 0 | 0 | 0 | 0 | 0 | 0 | 0 | 0 | 0 | 0 | 0 | 0 | 0 | 0 | 0 | 0 | 0 | 0 | 0 | 0 | 0 | 0 | 0 | 0 | 0
Commercial_Miscellaneous_Existing_Food Preparation_Natural Gas_Broiler_E9_Baseline Forecast | Commercial | Miscellaneous | Existing | Food Preparation | Natural Gas | Broiler | E9 |  | Baseline Forecast | 0 | 0 | 0 | 0 | 0 | 0 | 0 | 0 | 0 | 0 | 0 | 0 | 0 | 0 | 0 | 0 | 0 | 0 | 0 | 0 | 0 | 0 | 0 | 0 | 0 | 0 | 0
Commercial_Miscellaneous_Existing_Food Preparation_Natural Gas_Broiler_E10_Baseline Forecast | Commercial | Miscellaneous | Existing | Food Preparation | Natural Gas | Broiler | E10 |  | Baseline Forecast | 0 | 0 | 0 | 0 | 0 | 0 | 0 | 0 | 0 | 0 | 0 | 0 | 0 | 0 | 0 | 0 | 0 | 0 | 0 | 0 | 0 | 0 | 0 | 0 | 0 | 0 | 0
Commercial_Miscellaneous_Existing_Food Preparation_Natural Gas_Griddle_E1_Baseline Forecast | Commercial | Miscellaneous | Existing | Food Preparation | Natural Gas | Griddle | E1 |  | Baseline Forecast | 0 | 229445.27 | 256086.4153 | 278169.5311 | 296304.5824 | 311022.4669 | 322785.2145 | 331994.873 | 339001.247 | 344108.6408 | 321012.3583 | 303360.9294 | 290030.3234 | 280097.8909 | 272809.0833 | 267549.4071 | 263820.8149 | 261221.8577 | 259431.0193 | 304847.4209 | 300344.1568 | 294324.7314 | 287410.4207 | 280058.2106 | 272596.7918 | 265255.4899 | 258187.421
Commercial_Miscellaneous_Existing_Food Preparation_Natural Gas_Griddle_E2_Baseline Forecast | Commercial | Miscellaneous | Existing | Food Preparation | Natural Gas | Griddle | E2 |  | Baseline Forecast | 0 | 50366.0349 | 56214.0912 | 61061.6044 | 65042.4693 | 68273.2244 | 70855.291 | 72876.9233 | 74414.9079 | 75536.0431 | 70466.1274 | 66591.4235 | 63665.1929 | 61484.9029 | 59884.9207 | 58730.3577 | 57911.8862 | 57341.3834 | 56948.2725 | 66917.7265 | 65929.2052 | 64607.8679 | 63090.0923 | 61476.1926 | 59838.3202 | 58226.8148 | 56675.2875
Commercial_Miscellaneous_Existing_Food Preparation_Natural Gas_Griddle_E3_Baseline Forecast | Commercial | Miscellaneous | Existing | Food Preparation | Natural Gas | Griddle | E3 |  | Baseline Forecast | 0 | 0 | 0 | 0 | 0 | 0 | 0 | 0 | 0 | 0 | 0 | 0 | 0 | 0 | 0 | 0 | 0 | 0 | 0 | 0 | 0 | 0 | 0 | 0 | 0 | 0 | 0
Commercial_Miscellaneous_Existing_Food Preparation_Natural Gas_Griddle_E4_Baseline Forecast | Commercial | Miscellaneous | Existing | Food Preparation | Natural Gas | Griddle | E4 |  | Baseline Forecast | 0 | 0 | 0 | 0 | 0 | 0 | 0 | 0 | 0 | 0 | 0 | 0 | 0 | 0 | 0 | 0 | 0 | 0 | 0 | 0 | 0 | 0 | 0 | 0 | 0 | 0 | 0
Commercial_Miscellaneous_Existing_Food Preparation_Natural Gas_Griddle_E5_Baseline Forecast | Commercial | Miscellaneous | Existing | Food Preparation | Natural Gas | Griddle | E5 |  | Baseline Forecast | 0 | 0 | 0 | 0 | 0 | 0 | 0 | 0 | 0 | 0 | 0 | 0 | 0 | 0 | 0 | 0 | 0 | 0 | 0 | 0 | 0 | 0 | 0 | 0 | 0 | 0 | 0
Commercial_Miscellaneous_Existing_Food Preparation_Natural Gas_Griddle_E6_Baseline Forecast | Commercial | Miscellaneous | Existing | Food Preparation | Natural Gas | Griddle | E6 |  | Baseline Forecast | 0 | 0 | 0 | 0 | 0 | 0 | 0 | 0 | 0 | 0 | 0 | 0 | 0 | 0 | 0 | 0 | 0 | 0 | 0 | 0 | 0 | 0 | 0 | 0 | 0 | 0 | 0
Commercial_Miscellaneous_Existing_Food Preparation_Natural Gas_Griddle_E7_Baseline Forecast | Commercial | Miscellaneous | Existing | Food Preparation | Natural Gas | Griddle | E7 |  | Baseline Forecast | 0 | 0 | 0 | 0 | 0 | 0 | 0 | 0 | 0 | 0 | 0 | 0 | 0 | 0 | 0 | 0 | 0 | 0 | 0 | 0 | 0 | 0 | 0 | 0 | 0 | 0 | 0
Commercial_Miscellaneous_Existing_Food Preparation_Natural Gas_Griddle_E8_Baseline Forecast | Commercial | Miscellaneous | Existing | Food Preparation | Natural Gas | Griddle | E8 |  | Baseline Forecast | 0 | 0 | 0 | 0 | 0 | 0 | 0 | 0 | 0 | 0 | 0 | 0 | 0 | 0 | 0 | 0 | 0 | 0 | 0 | 0 | 0 | 0 | 0 | 0 | 0 | 0 | 0
Commercial_Miscellaneous_Existing_Food Preparation_Natural Gas_Griddle_E9_Baseline Forecast | Commercial | Miscellaneous | Existing | Food Preparation | Natural Gas | Griddle | E9 |  | Baseline Forecast | 0 | 0 | 0 | 0 | 0 | 0 | 0 | 0 | 0 | 0 | 0 | 0 | 0 | 0 | 0 | 0 | 0 | 0 | 0 | 0 | 0 | 0 | 0 | 0 | 0 | 0 | 0
Commercial_Miscellaneous_Existing_Food Preparation_Natural Gas_Griddle_E10_Baseline Forecast | Commercial | Miscellaneous | Existing | Food Preparation | Natural Gas | Griddle | E10 |  | Baseline Forecast | 0 | 0 | 0 | 0 | 0 | 0 | 0 | 0 | 0 | 0 | 0 | 0 | 0 | 0 | 0 | 0 | 0 | 0 | 0 | 0 | 0 | 0 | 0 | 0 | 0 | 0 | 0
Commercial_Miscellaneous_Existing_Food Preparation_Natural Gas_Range_E1_Baseline Forecast | Commercial | Miscellaneous | Existing | Food Preparation | Natural Gas | Range | E1 |  | Baseline Forecast | 0 | 335948.2388 | 427998.0562 | 496872.8203 | 547644.1885 | 584287.0232 | 609916.326 | 626972.9935 | 637369.4488 | 642603.8174 | 559820.6113 | 510267.8436 | 482903.3098 | 469915.6182 | 465843.4443 | 533295.3802 | 542164.0727 | 546635.9177 | 547710.2585 | 532157.8183 | 509670.7253 | 485885.4554 | 463823.6977 | 444869.4896 | 423888.6621 | 415156.5419 | 413244.0099
Commercial_Miscellaneous_Existing_Food Preparation_Natural Gas_Range_E2_Baseline Forecast | Commercial | Miscellaneous | Existing | Food Preparation | Natural Gas | Range | E2 |  | Baseline Forecast | 0 | 0 | 0 | 0 | 0 | 0 | 0 | 0 | 0 | 0 | 0 | 0 | 0 | 0 | 0 | 0 | 0 | 0 | 0 | 0 | 0 | 0 | 0 | 0 | 0 | 0 | 0
Commercial_Miscellaneous_Existing_Food Preparation_Natural Gas_Range_E3_Baseline Forecast | Commercial | Miscellaneous | Existing | Food Preparation | Natural Gas | Range | E3 |  | Baseline Forecast | 0 | 0 | 0 | 0 | 0 | 0 | 0 | 0 | 0 | 0 | 0 | 0 | 0 | 0 | 0 | 0 | 0 | 0 | 0 | 0 | 0 | 0 | 0 | 0 | 0 | 0 | 0
Commercial_Miscellaneous_Existing_Food Preparation_Natural Gas_Range_E4_Baseline Forecast | Commercial | Miscellaneous | Existing | Food Preparation | Natural Gas | Range | E4 |  | Baseline Forecast | 0 | 0 | 0 | 0 | 0 | 0 | 0 | 0 | 0 | 0 | 0 | 0 | 0 | 0 | 0 | 0 | 0 | 0 | 0 | 0 | 0 | 0 | 0 | 0 | 0 | 0 | 0
Commercial_Miscellaneous_Existing_Food Preparation_Natural Gas_Range_E5_Baseline Forecast | Commercial | Miscellaneous | Existing | Food Preparation | Natural Gas | Range | E5 |  | Baseline Forecast | 0 | 0 | 0 | 0 | 0 | 0 | 0 | 0 | 0 | 0 | 0 | 0 | 0 | 0 | 0 | 0 | 0 | 0 | 0 | 0 | 0 | 0 | 0 | 0 | 0 | 0 | 0
Commercial_Miscellaneous_Existing_Food Preparation_Natural Gas_Range_E6_Baseline Forecast | Commercial | Miscellaneous | Existing | Food Preparation | Natural Gas | Range | E6 |  | Baseline Forecast | 0 | 0 | 0 | 0 | 0 | 0 | 0 | 0 | 0 | 0 | 0 | 0 | 0 | 0 | 0 | 0 | 0 | 0 | 0 | 0 | 0 | 0 | 0 | 0 | 0 | 0 | 0
Commercial_Miscellaneous_Existing_Food Preparation_Natural Gas_Range_E7_Baseline Forecast | Commercial | Miscellaneous | Existing | Food Preparation | Natural Gas | Range | E7 |  | Baseline Forecast | 0 | 0 | 0 | 0 | 0 | 0 | 0 | 0 | 0 | 0 | 0 | 0 | 0 | 0 | 0 | 0 | 0 | 0 | 0 | 0 | 0 | 0 | 0 | 0 | 0 | 0 | 0
Commercial_Miscellaneous_Existing_Food Preparation_Natural Gas_Range_E8_Baseline Forecast | Commercial | Miscellaneous | Existing | Food Preparation | Natural Gas | Range | E8 |  | Baseline Forecast | 0 | 0 | 0 | 0 | 0 | 0 | 0 | 0 | 0 | 0 | 0 | 0 | 0 | 0 | 0 | 0 | 0 | 0 | 0 | 0 | 0 | 0 | 0 | 0 | 0 | 0 | 0
Commercial_Miscellaneous_Existing_Food Preparation_Natural Gas_Range_E9_Baseline Forecast | Commercial | Miscellaneous | Existing | Food Preparation | Natural Gas | Range | E9 |  | Baseline Forecast | 0 | 0 | 0 | 0 | 0 | 0 | 0 | 0 | 0 | 0 | 0 | 0 | 0 | 0 | 0 | 0 | 0 | 0 | 0 | 0 | 0 | 0 | 0 | 0 | 0 | 0 | 0
Commercial_Miscellaneous_Existing_Food Preparation_Natural Gas_Range_E10_Baseline Forecast | Commercial | Miscellaneous | Existing | Food Preparation | Natural Gas | Range | E10 |  | Baseline Forecast | 0 | 0 | 0 | 0 | 0 | 0 | 0 | 0 | 0 | 0 | 0 | 0 | 0 | 0 | 0 | 0 | 0 | 0 | 0 | 0 | 0 | 0 | 0 | 0 | 0 | 0 | 0
Commercial_Miscellaneous_Existing_Food Preparation_Natural Gas_Steamer_E1_Baseline Forecast | Commercial | Miscellaneous | Existing | Food Preparation | Natural Gas | Steamer | E1 |  | Baseline Forecast | 0 | 0 | 0 | 0 | 0 | 0 | 0 | 0 | 0 | 0 | 0 | 0 | 0 | 0 | 0 | 0 | 0 | 0 | 0 | 0 | 0 | 0 | 0 | 0 | 0 | 0 | 0
Commercial_Miscellaneous_Existing_Food Preparation_Natural Gas_Steamer_E2_Baseline Forecast | Commercial | Miscellaneous | Existing | Food Preparation | Natural Gas | Steamer | E2 |  | Baseline Forecast | 0 | 29596.0805 | 28037.3536 | 26718.6311 | 25590.0058 | 24612.3116 | 23754.8044 | 22993.3437 | 23165.4041 | 23029.6653 | 22694.2828 | 22235.3852 | 21705.8572 | 27229.9962 | 25141.6584 | 23577.2338 | 22360.8364 | 21375.3545 | 20543.7617 | 19816.0832 | 20393.6132 | 20421.1997 | 20129.5773 | 19662.9602 | 19109.6107 | 19774.5132 | 18626.2275
Commercial_Miscellaneous_Existing_Food Preparation_Natural Gas_Steamer_E3_Baseline Forecast | Commercial | Miscellaneous | Existing | Food Preparation | Natural Gas | Steamer | E3 |  | Baseline Forecast | 0 | 0 | 0 | 0 | 0 | 0 | 0 | 0 | 0 | 0 | 0 | 0 | 0 | 0 | 0 | 0 | 0 | 0 | 0 | 0 | 0 | 0 | 0 | 0 | 0 | 0 | 0
Commercial_Miscellaneous_Existing_Food Preparation_Natural Gas_Steamer_E4_Baseline Forecast | Commercial | Miscellaneous | Existing | Food Preparation | Natural Gas | Steamer | E4 |  | Baseline Forecast | 0 | 0 | 0 | 0 | 0 | 0 | 0 | 0 | 0 | 0 | 0 | 0 | 0 | 0 | 0 | 0 | 0 | 0 | 0 | 0 | 0 | 0 | 0 | 0 | 0 | 0 | 0
Commercial_Miscellaneous_Existing_Food Preparation_Natural Gas_Steamer_E5_Baseline Forecast | Commercial | Miscellaneous | Existing | Food Preparation | Natural Gas | Steamer | E5 |  | Baseline Forecast | 0 | 0 | 0 | 0 | 0 | 0 | 0 | 0 | 0 | 0 | 0 | 0 | 0 | 0 | 0 | 0 | 0 | 0 | 0 | 0 | 0 | 0 | 0 | 0 | 0 | 0 | 0
Commercial_Miscellaneous_Existing_Food Preparation_Natural Gas_Steamer_E6_Baseline Forecast | Commercial | Miscellaneous | Existing | Food Preparation | Natural Gas | Steamer | E6 |  | Baseline Forecast | 0 | 0 | 0 | 0 | 0 | 0 | 0 | 0 | 0 | 0 | 0 | 0 | 0 | 0 | 0 | 0 | 0 | 0 | 0 | 0 | 0 | 0 | 0 | 0 | 0 | 0 | 0
Commercial_Miscellaneous_Existing_Food Preparation_Natural Gas_Steamer_E7_Baseline Forecast | Commercial | Miscellaneous | Existing | Food Preparation | Natural Gas | Steamer | E7 |  | Baseline Forecast | 0 | 0 | 0 | 0 | 0 | 0 | 0 | 0 | 0 | 0 | 0 | 0 | 0 | 0 | 0 | 0 | 0 | 0 | 0 | 0 | 0 | 0 | 0 | 0 | 0 | 0 | 0
Commercial_Miscellaneous_Existing_Food Preparation_Natural Gas_Steamer_E8_Baseline Forecast | Commercial | Miscellaneous | Existing | Food Preparation | Natural Gas | Steamer | E8 |  | Baseline Forecast | 0 | 0 | 0 | 0 | 0 | 0 | 0 | 0 | 0 | 0 | 0 | 0 | 0 | 0 | 0 | 0 | 0 | 0 | 0 | 0 | 0 | 0 | 0 | 0 | 0 | 0 | 0
Commercial_Miscellaneous_Existing_Food Preparation_Natural Gas_Steamer_E9_Baseline Forecast | Commercial | Miscellaneous | Existing | Food Preparation | Natural Gas | Steamer | E9 |  | Baseline Forecast | 0 | 0 | 0 | 0 | 0 | 0 | 0 | 0 | 0 | 0 | 0 | 0 | 0 | 0 | 0 | 0 | 0 | 0 | 0 | 0 | 0 | 0 | 0 | 0 | 0 | 0 | 0
Commercial_Miscellaneous_Existing_Food Preparation_Natural Gas_Steamer_E10_Baseline Forecast | Commercial | Miscellaneous | Existing | Food Preparation | Natural Gas | Steamer | E10 |  | Baseline Forecast | 0 | 0 | 0 | 0 | 0 | 0 | 0 | 0 | 0 | 0 | 0 | 0 | 0 | 0 | 0 | 0 | 0 | 0 | 0 | 0 | 0 | 0 | 0 | 0 | 0 | 0 | 0
Commercial_Miscellaneous_Existing_Food Preparation_Natural Gas_Commercial Food Prep Other_E1_Baseline Forecast | Commercial | Miscellaneous | Existing | Food Preparation | Natural Gas | Commercial Food Prep Other | E1 |  | Baseline Forecast | 0 | 0 | 0 | 0 | 0 | 0 | 0 | 0 | 0 | 0 | 0 | 0 | 0 | 0 | 0 | 0 | 0 | 0 | 0 | 0 | 0 | 0 | 0 | 0 | 0 | 0 | 0
Commercial_Miscellaneous_Existing_Food Preparation_Natural Gas_Commercial Food Prep Other_E2_Baseline Forecast | Commercial | Miscellaneous | Existing | Food Preparation | Natural Gas | Commercial Food Prep Other | E2 |  | Baseline Forecast | 0 | 0 | 0 | 0 | 0 | 0 | 0 | 0 | 0 | 0 | 0 | 0 | 0 | 0 | 0 | 0 | 0 | 0 | 0 | 0 | 0 | 0 | 0 | 0 | 0 | 0 | 0
Commercial_Miscellaneous_Existing_Food Preparation_Natural Gas_Commercial Food Prep Other_E3_Baseline Forecast | Commercial | Miscellaneous | Existing | Food Preparation | Natural Gas | Commercial Food Prep Other | E3 |  | Baseline Forecast | 0 | 0 | 0 | 0 | 0 | 0 | 0 | 0 | 0 | 0 | 0 | 0 | 0 | 0 | 0 | 0 | 0 | 0 | 0 | 0 | 0 | 0 | 0 | 0 | 0 | 0 | 0
Commercial_Miscellaneous_Existing_Food Preparation_Natural Gas_Commercial Food Prep Other_E4_Baseline Forecast | Commercial | Miscellaneous | Existing | Food Preparation | Natural Gas | Commercial Food Prep Other | E4 |  | Baseline Forecast | 0 | 0 | 0 | 0 | 0 | 0 | 0 | 0 | 0 | 0 | 0 | 0 | 0 | 0 | 0 | 0 | 0 | 0 | 0 | 0 | 0 | 0 | 0 | 0 | 0 | 0 | 0
Commercial_Miscellaneous_Existing_Food Preparation_Natural Gas_Commercial Food Prep Other_E5_Baseline Forecast | Commercial | Miscellaneous | Existing | Food Preparation | Natural Gas | Commercial Food Prep Other | E5 |  | Baseline Forecast | 0 | 0 | 0 | 0 | 0 | 0 | 0 | 0 | 0 | 0 | 0 | 0 | 0 | 0 | 0 | 0 | 0 | 0 | 0 | 0 | 0 | 0 | 0 | 0 | 0 | 0 | 0
Commercial_Miscellaneous_Existing_Food Preparation_Natural Gas_Commercial Food Prep Other_E6_Baseline Forecast | Commercial | Miscellaneous | Existing | Food Preparation | Natural Gas | Commercial Food Prep Other | E6 |  | Baseline Forecast | 0 | 0 | 0 | 0 | 0 | 0 | 0 | 0 | 0 | 0 | 0 | 0 | 0 | 0 | 0 | 0 | 0 | 0 | 0 | 0 | 0 | 0 | 0 | 0 | 0 | 0 | 0
Commercial_Miscellaneous_Existing_Food Preparation_Natural Gas_Commercial Food Prep Other_E7_Baseline Forecast | Commercial | Miscellaneous | Existing | Food Preparation | Natural Gas | Commercial Food Prep Other | E7 |  | Baseline Forecast | 0 | 0 | 0 | 0 | 0 | 0 | 0 | 0 | 0 | 0 | 0 | 0 | 0 | 0 | 0 | 0 | 0 | 0 | 0 | 0 | 0 | 0 | 0 | 0 | 0 | 0 | 0
Commercial_Miscellaneous_Existing_Food Preparation_Natural Gas_Commercial Food Prep Other_E8_Baseline Forecast | Commercial | Miscellaneous | Existing | Food Preparation | Natural Gas | Commercial Food Prep Other | E8 |  | Baseline Forecast | 0 | 0 | 0 | 0 | 0 | 0 | 0 | 0 | 0 | 0 | 0 | 0 | 0 | 0 | 0 | 0 | 0 | 0 | 0 | 0 | 0 | 0 | 0 | 0 | 0 | 0 | 0
Commercial_Miscellaneous_Existing_Food Preparation_Natural Gas_Commercial Food Prep Other_E9_Baseline Forecast | Commercial | Miscellaneous | Existing | Food Preparation | Natural Gas | Commercial Food Prep Other | E9 |  | Baseline Forecast | 0 | 0 | 0 | 0 | 0 | 0 | 0 | 0 | 0 | 0 | 0 | 0 | 0 | 0 | 0 | 0 | 0 | 0 | 0 | 0 | 0 | 0 | 0 | 0 | 0 | 0 | 0
Commercial_Miscellaneous_Existing_Food Preparation_Natural Gas_Commercial Food Prep Other_E10_Baseline Forecast | Commercial | Miscellaneous | Existing | Food Preparation | Natural Gas | Commercial Food Prep Other | E10 |  | Baseline Forecast | 0 | 0 | 0 | 0 | 0 | 0 | 0 | 0 | 0 | 0 | 0 | 0 | 0 | 0 | 0 | 0 | 0 | 0 | 0 | 0 | 0 | 0 | 0 | 0 | 0 | 0 | 0
Commercial_Miscellaneous_Existing_Miscellaneous_Natural Gas_Pool Heater_E1_Baseline Forecast | Commercial | Miscellaneous | Existing | Miscellaneous | Natural Gas | Pool Heater | E1 |  | Baseline Forecast | 0 | 30654.9372 | 29040.4439 | 27674.5416 | 26505.5376 | 25492.8645 | 25528.3328 | 25264.2652 | 24810.3026 | 24243.0586 | 23615.264 | 29695.4887 | 27634.1526 | 25982.3256 | 24621.067 | 23468.8218 | 23884.834 | 23774.3247 | 23347.2563 | 22740.1322 | 22040.4398 | 23001.1957 | 22016.6496 | 21246.4409 | 20587.9999 | 19984.2261 | 20015.5271
Commercial_Miscellaneous_Existing_Miscellaneous_Natural Gas_Pool Heater_E2_Baseline Forecast | Commercial | Miscellaneous | Existing | Miscellaneous | Natural Gas | Pool Heater | E2 |  | Baseline Forecast | 0 | 0 | 0 | 0 | 0 | 0 | 0 | 0 | 0 | 0 | 0 | 0 | 0 | 0 | 0 | 0 | 0 | 0 | 0 | 0 | 0 | 0 | 0 | 0 | 0 | 0 | 0
Commercial_Miscellaneous_Existing_Miscellaneous_Natural Gas_Pool Heater_E3_Baseline Forecast | Commercial | Miscellaneous | Existing | Miscellaneous | Natural Gas | Pool Heater | E3 |  | Baseline Forecast | 0 | 0 | 0 | 0 | 0 | 0 | 0 | 0 | 0 | 0 | 0 | 0 | 0 | 0 | 0 | 0 | 0 | 0 | 0 | 0 | 0 | 0 | 0 | 0 | 0 | 0 | 0
Commercial_Miscellaneous_Existing_Miscellaneous_Natural Gas_Pool Heater_E4_Baseline Forecast | Commercial | Miscellaneous | Existing | Miscellaneous | Natural Gas | Pool Heater | E4 |  | Baseline Forecast | 0 | 0 | 0 | 0 | 0 | 0 | 0 | 0 | 0 | 0 | 0 | 0 | 0 | 0 | 0 | 0 | 0 | 0 | 0 | 0 | 0 | 0 | 0 | 0 | 0 | 0 | 0
Commercial_Miscellaneous_Existing_Miscellaneous_Natural Gas_Pool Heater_E5_Baseline Forecast | Commercial | Miscellaneous | Existing | Miscellaneous | Natural Gas | Pool Heater | E5 |  | Baseline Forecast | 0 | 0 | 0 | 0 | 0 | 0 | 0 | 0 | 0 | 0 | 0 | 0 | 0 | 0 | 0 | 0 | 0 | 0 | 0 | 0 | 0 | 0 | 0 | 0 | 0 | 0 | 0
Commercial_Miscellaneous_Existing_Miscellaneous_Natural Gas_Pool Heater_E6_Baseline Forecast | Commercial | Miscellaneous | Existing | Miscellaneous | Natural Gas | Pool Heater | E6 |  | Baseline Forecast | 0 | 0 | 0 | 0 | 0 | 0 | 0 | 0 | 0 | 0 | 0 | 0 | 0 | 0 | 0 | 0 | 0 | 0 | 0 | 0 | 0 | 0 | 0 | 0 | 0 | 0 | 0
Commercial_Miscellaneous_Existing_Miscellaneous_Natural Gas_Pool Heater_E7_Baseline Forecast | Commercial | Miscellaneous | Existing | Miscellaneous | Natural Gas | Pool Heater | E7 |  | Baseline Forecast | 0 | 0 | 0 | 0 | 0 | 0 | 0 | 0 | 0 | 0 | 0 | 0 | 0 | 0 | 0 | 0 | 0 | 0 | 0 | 0 | 0 | 0 | 0 | 0 | 0 | 0 | 0
Commercial_Miscellaneous_Existing_Miscellaneous_Natural Gas_Pool Heater_E8_Baseline Forecast | Commercial | Miscellaneous | Existing | Miscellaneous | Natural Gas | Pool Heater | E8 |  | Baseline Forecast | 0 | 0 | 0 | 0 | 0 | 0 | 0 | 0 | 0 | 0 | 0 | 0 | 0 | 0 | 0 | 0 | 0 | 0 | 0 | 0 | 0 | 0 | 0 | 0 | 0 | 0 | 0
Commercial_Miscellaneous_Existing_Miscellaneous_Natural Gas_Pool Heater_E9_Baseline Forecast | Commercial | Miscellaneous | Existing | Miscellaneous | Natural Gas | Pool Heater | E9 |  | Baseline Forecast | 0 | 0 | 0 | 0 | 0 | 0 | 0 | 0 | 0 | 0 | 0 | 0 | 0 | 0 | 0 | 0 | 0 | 0 | 0 | 0 | 0 | 0 | 0 | 0 | 0 | 0 | 0
Commercial_Miscellaneous_Existing_Miscellaneous_Natural Gas_Pool Heater_E10_Baseline Forecast | Commercial | Miscellaneous | Existing | Miscellaneous | Natural Gas | Pool Heater | E10 |  | Baseline Forecast | 0 | 0 | 0 | 0 | 0 | 0 | 0 | 0 | 0 | 0 | 0 | 0 | 0 | 0 | 0 | 0 | 0 | 0 | 0 | 0 | 0 | 0 | 0 | 0 | 0 | 0 | 0
Commercial_Miscellaneous_Existing_Miscellaneous_Natural Gas_Miscellaneous_E1_Baseline Forecast | Commercial | Miscellaneous | Existing | Miscellaneous | Natural Gas | Miscellaneous | E1 |  | Baseline Forecast | 0 | 1802340.9002 | 2102731.0502 | 2343283.4824 | 2210693.6732 | 2139707.4916 | 2112422.8169 | 2071676.1947 | 2027904.514 | 1987467.7141 | 1948022.1742 | 2338067.8409 | 2311296.1319 | 2270689.4569 | 2201338.9043 | 2153518.8965 | 2117955.8804 | 2075423.6899 | 2032352.8147 | 1991977.1145 | 1952386.2699 | 2015395.6939 | 1965524.3934 | 1914888.2569 | 1873789.7932 | 1837356.9578 | 1802635.2627
Commercial_Miscellaneous_Existing_Miscellaneous_Natural Gas_Miscellaneous_E2_Baseline Forecast | Commercial | Miscellaneous | Existing | Miscellaneous | Natural Gas | Miscellaneous | E2 |  | Baseline Forecast | 0 | 0 | 0 | 0 | 0 | 0 | 0 | 0 | 0 | 0 | 0 | 0 | 0 | 0 | 0 | 0 | 0 | 0 | 0 | 0 | 0 | 0 | 0 | 0 | 0 | 0 | 0
Commercial_Miscellaneous_Existing_Miscellaneous_Natural Gas_Miscellaneous_E3_Baseline Forecast | Commercial | Miscellaneous | Existing | Miscellaneous | Natural Gas | Miscellaneous | E3 |  | Baseline Forecast | 0 | 0 | 0 | 0 | 0 | 0 | 0 | 0 | 0 | 0 | 0 | 0 | 0 | 0 | 0 | 0 | 0 | 0 | 0 | 0 | 0 | 0 | 0 | 0 | 0 | 0 | 0
Commercial_Miscellaneous_Existing_Miscellaneous_Natural Gas_Miscellaneous_E4_Baseline Forecast | Commercial | Miscellaneous | Existing | Miscellaneous | Natural Gas | Miscellaneous | E4 |  | Baseline Forecast | 0 | 0 | 0 | 0 | 0 | 0 | 0 | 0 | 0 | 0 | 0 | 0 | 0 | 0 | 0 | 0 | 0 | 0 | 0 | 0 | 0 | 0 | 0 | 0 | 0 | 0 | 0
Commercial_Miscellaneous_Existing_Miscellaneous_Natural Gas_Miscellaneous_E5_Baseline Forecast | Commercial | Miscellaneous | Existing | Miscellaneous | Natural Gas | Miscellaneous | E5 |  | Baseline Forecast | 0 | 0 | 0 | 0 | 0 | 0 | 0 | 0 | 0 | 0 | 0 | 0 | 0 | 0 | 0 | 0 | 0 | 0 | 0 | 0 | 0 | 0 | 0 | 0 | 0 | 0 | 0
Commercial_Miscellaneous_Existing_Miscellaneous_Natural Gas_Miscellaneous_E6_Baseline Forecast | Commercial | Miscellaneous | Existing | Miscellaneous | Natural Gas | Miscellaneous | E6 |  | Baseline Forecast | 0 | 0 | 0 | 0 | 0 | 0 | 0 | 0 | 0 | 0 | 0 | 0 | 0 | 0 | 0 | 0 | 0 | 0 | 0 | 0 | 0 | 0 | 0 | 0 | 0 | 0 | 0
Commercial_Miscellaneous_Existing_Miscellaneous_Natural Gas_Miscellaneous_E7_Baseline Forecast | Commercial | Miscellaneous | Existing | Miscellaneous | Natural Gas | Miscellaneous | E7 |  | Baseline Forecast | 0 | 0 | 0 | 0 | 0 | 0 | 0 | 0 | 0 | 0 | 0 | 0 | 0 | 0 | 0 | 0 | 0 | 0 | 0 | 0 | 0 | 0 | 0 | 0 | 0 | 0 | 0
Commercial_Miscellaneous_Existing_Miscellaneous_Natural Gas_Miscellaneous_E8_Baseline Forecast | Commercial | Miscellaneous | Existing | Miscellaneous | Natural Gas | Miscellaneous | E8 |  | Baseline Forecast | 0 | 0 | 0 | 0 | 0 | 0 | 0 | 0 | 0 | 0 | 0 | 0 | 0 | 0 | 0 | 0 | 0 | 0 | 0 | 0 | 0 | 0 | 0 | 0 | 0 | 0 | 0
Commercial_Miscellaneous_Existing_Miscellaneous_Natural Gas_Miscellaneous_E9_Baseline Forecast | Commercial | Miscellaneous | Existing | Miscellaneous | Natural Gas | Miscellaneous | E9 |  | Baseline Forecast | 0 | 0 | 0 | 0 | 0 | 0 | 0 | 0 | 0 | 0 | 0 | 0 | 0 | 0 | 0 | 0 | 0 | 0 | 0 | 0 | 0 | 0 | 0 | 0 | 0 | 0 | 0
Commercial_Miscellaneous_Existing_Miscellaneous_Natural Gas_Miscellaneous_E10_Baseline Forecast | Commercial | Miscellaneous | Existing | Miscellaneous | Natural Gas | Miscellaneous | E10 |  | Baseline Forecast | 0 | 0 | 0 | 0 | 0 | 0 | 0 | 0 | 0 | 0 | 0 | 0 | 0 | 0 | 0 | 0 | 0 | 0 | 0 | 0 | 0 | 0 | 0 | 0 | 0 | 0 | 0
Commercial_Miscellaneous_New_Space Heating_Natural Gas_Furnace_E1_Baseline Forecast | Commercial | Miscellaneous | New | Space Heating | Natural Gas | Furnace | E1 |  | Baseline Forecast | 0 | 497744.0121 | 384854.5474 | 0 | 0 | 0 | 0 | 0 | 0 | 0 | 0 | 0 | 0 | 0 | 0 | 0 | 0 | 0 | 0 | 0 | 0 | 0 | 0 | 0 | 0 | 0 | 0
Commercial_Miscellaneous_New_Space Heating_Natural Gas_Furnace_E2_Baseline Forecast | Commercial | Miscellaneous | New | Space Heating | Natural Gas | Furnace | E2 |  | Baseline Forecast | 0 | 0 | 0 | 383014.632 | 379403.8625 | 374241.7803 | 374850.3046 | 372869.4111 | 371001.4131 | 369245.0262 | 367599.0045 | 366062.1403 | 364633.2631 | 363311.2393 | 362094.9719 | 360983.3992 | 359975.4951 | 359070.268 | 358266.7606 | 395852.0502 | 421908.2096 | 445871.1955 | 467772.5953 | 487658.4231 | 506134.348 | 523116.3432 | 538734.6897
Commercial_Miscellaneous_New_Space Heating_Natural Gas_Furnace_E3_Baseline Forecast | Commercial | Miscellaneous | New | Space Heating | Natural Gas | Furnace | E3 |  | Baseline Forecast | 0 | 0 | 0 | 0 | 0 | 0 | 0 | 0 | 0 | 0 | 0 | 0 | 0 | 0 | 0 | 0 | 0 | 0 | 0 | 0 | 0 | 0 | 0 | 0 | 0 | 0 | 0
Commercial_Miscellaneous_New_Space Heating_Natural Gas_Furnace_E4_Baseline Forecast | Commercial | Miscellaneous | New | Space Heating | Natural Gas | Furnace | E4 |  | Baseline Forecast | 0 | 0 | 0 | 0 | 0 | 0 | 0 | 0 | 0 | 0 | 0 | 0 | 0 | 0 | 0 | 0 | 0 | 0 | 0 | 0 | 0 | 0 | 0 | 0 | 0 | 0 | 0
Commercial_Miscellaneous_New_Space Heating_Natural Gas_Furnace_E5_Baseline Forecast | Commercial | Miscellaneous | New | Space Heating | Natural Gas | Furnace | E5 |  | Baseline Forecast | 0 | 0 | 0 | 0 | 0 | 0 | 0 | 0 | 0 | 0 | 0 | 0 | 0 | 0 | 0 | 0 | 0 | 0 | 0 | 0 | 0 | 0 | 0 | 0 | 0 | 0 | 0
Commercial_Miscellaneous_New_Space Heating_Natural Gas_Furnace_E6_Baseline Forecast | Commercial | Miscellaneous | New | Space Heating | Natural Gas | Furnace | E6 |  | Baseline Forecast | 0 | 0 | 0 | 0 | 0 | 0 | 0 | 0 | 0 | 0 | 0 | 0 | 0 | 0 | 0 | 0 | 0 | 0 | 0 | 0 | 0 | 0 | 0 | 0 | 0 | 0 | 0
Commercial_Miscellaneous_New_Space Heating_Natural Gas_Furnace_E7_Baseline Forecast | Commercial | Miscellaneous | New | Space Heating | Natural Gas | Furnace | E7 |  | Baseline Forecast | 0 | 0 | 0 | 0 | 0 | 0 | 0 | 0 | 0 | 0 | 0 | 0 | 0 | 0 | 0 | 0 | 0 | 0 | 0 | 0 | 0 | 0 | 0 | 0 | 0 | 0 | 0
Commercial_Miscellaneous_New_Space Heating_Natural Gas_Furnace_E8_Baseline Forecast | Commercial | Miscellaneous | New | Space Heating | Natural Gas | Furnace | E8 |  | Baseline Forecast | 0 | 0 | 0 | 0 | 0 | 0 | 0 | 0 | 0 | 0 | 0 | 0 | 0 | 0 | 0 | 0 | 0 | 0 | 0 | 0 | 0 | 0 | 0 | 0 | 0 | 0 | 0
Commercial_Miscellaneous_New_Space Heating_Natural Gas_Furnace_E9_Baseline Forecast | Commercial | Miscellaneous | New | Space Heating | Natural Gas | Furnace | E9 |  | Baseline Forecast | 0 | 0 | 0 | 0 | 0 | 0 | 0 | 0 | 0 | 0 | 0 | 0 | 0 | 0 | 0 | 0 | 0 | 0 | 0 | 0 | 0 | 0 | 0 | 0 | 0 | 0 | 0
Commercial_Miscellaneous_New_Space Heating_Natural Gas_Furnace_E10_Baseline Forecast | Commercial | Miscellaneous | New | Space Heating | Natural Gas | Furnace | E10 |  | Baseline Forecast | 0 | 0 | 0 | 0 | 0 | 0 | 0 | 0 | 0 | 0 | 0 | 0 | 0 | 0 | 0 | 0 | 0 | 0 | 0 | 0 | 0 | 0 | 0 | 0 | 0 | 0 | 0
Commercial_Miscellaneous_New_Space Heating_Natural Gas_Boiler_E1_Baseline Forecast | Commercial | Miscellaneous | New | Space Heating | Natural Gas | Boiler | E1 |  | Baseline Forecast | 0 | 192705.6119 | 148999.5444 | 148287.2063 | 146889.2678 | 144890.726 | 145126.3211 | 144359.4022 | 143636.1917 | 142956.1923 | 142318.9217 | 141723.9123 | 141170.711 | 140658.8788 | 140187.9911 | 139757.6367 | 139367.4185 | 139016.9526 | 138705.8682 | 138433.8078 | 138200.4267 | 138005.3929 | 155367.0787 | 167200.5978 | 177920.1658 | 187567.8429 | 196189.5788
Commercial_Miscellaneous_New_Space Heating_Natural Gas_Boiler_E2_Baseline Forecast | Commercial | Miscellaneous | New | Space Heating | Natural Gas | Boiler | E2 |  | Baseline Forecast | 0 | 42301.2319 | 32707.2171 | 32550.8502 | 32243.9856 | 31805.2813 | 31856.9973 | 31688.6493 | 31529.8957 | 31380.6276 | 31240.7389 | 31110.1271 | 30988.6927 | 30876.3393 | 30772.9736 | 30678.5056 | 30592.848 | 30515.9164 | 30447.6296 | 30387.909 | 30336.679 | 30293.8667 | 34104.9685 | 36702.5703 | 39055.6462 | 41173.4289 | 43066.0051
Commercial_Miscellaneous_New_Space Heating_Natural Gas_Boiler_E3_Baseline Forecast | Commercial | Miscellaneous | New | Space Heating | Natural Gas | Boiler | E3 |  | Baseline Forecast | 0 | 0 | 0 | 0 | 0 | 0 | 0 | 0 | 0 | 0 | 0 | 0 | 0 | 0 | 0 | 0 | 0 | 0 | 0 | 0 | 0 | 0 | 0 | 0 | 0 | 0 | 0
Commercial_Miscellaneous_New_Space Heating_Natural Gas_Boiler_E4_Baseline Forecast | Commercial | Miscellaneous | New | Space Heating | Natural Gas | Boiler | E4 |  | Baseline Forecast | 0 | 0 | 0 | 0 | 0 | 0 | 0 | 0 | 0 | 0 | 0 | 0 | 0 | 0 | 0 | 0 | 0 | 0 | 0 | 0 | 0 | 0 | 0 | 0 | 0 | 0 | 0
Commercial_Miscellaneous_New_Space Heating_Natural Gas_Boiler_E5_Baseline Forecast | Commercial | Miscellaneous | New | Space Heating | Natural Gas | Boiler | E5 |  | Baseline Forecast | 0 | 0 | 0 | 0 | 0 | 0 | 0 | 0 | 0 | 0 | 0 | 0 | 0 | 0 | 0 | 0 | 0 | 0 | 0 | 0 | 0 | 0 | 0 | 0 | 0 | 0 | 0
Commercial_Miscellaneous_New_Space Heating_Natural Gas_Boiler_E6_Baseline Forecast | Commercial | Miscellaneous | New | Space Heating | Natural Gas | Boiler | E6 |  | Baseline Forecast | 0 | 0 | 0 | 0 | 0 | 0 | 0 | 0 | 0 | 0 | 0 | 0 | 0 | 0 | 0 | 0 | 0 | 0 | 0 | 0 | 0 | 0 | 0 | 0 | 0 | 0 | 0
Commercial_Miscellaneous_New_Space Heating_Natural Gas_Boiler_E7_Baseline Forecast | Commercial | Miscellaneous | New | Space Heating | Natural Gas | Boiler | E7 |  | Baseline Forecast | 0 | 0 | 0 | 0 | 0 | 0 | 0 | 0 | 0 | 0 | 0 | 0 | 0 | 0 | 0 | 0 | 0 | 0 | 0 | 0 | 0 | 0 | 0 | 0 | 0 | 0 | 0
Commercial_Miscellaneous_New_Space Heating_Natural Gas_Boiler_E8_Baseline Forecast | Commercial | Miscellaneous | New | Space Heating | Natural Gas | Boiler | E8 |  | Baseline Forecast | 0 | 0 | 0 | 0 | 0 | 0 | 0 | 0 | 0 | 0 | 0 | 0 | 0 | 0 | 0 | 0 | 0 | 0 | 0 | 0 | 0 | 0 | 0 | 0 | 0 | 0 | 0
Commercial_Miscellaneous_New_Space Heating_Natural Gas_Boiler_E9_Baseline Forecast | Commercial | Miscellaneous | New | Space Heating | Natural Gas | Boiler | E9 |  | Baseline Forecast | 0 | 0 | 0 | 0 | 0 | 0 | 0 | 0 | 0 | 0 | 0 | 0 | 0 | 0 | 0 | 0 | 0 | 0 | 0 | 0 | 0 | 0 | 0 | 0 | 0 | 0 | 0
Commercial_Miscellaneous_New_Space Heating_Natural Gas_Boiler_E10_Baseline Forecast | Commercial | Miscellaneous | New | Space Heating | Natural Gas | Boiler | E10 |  | Baseline Forecast | 0 | 0 | 0 | 0 | 0 | 0 | 0 | 0 | 0 | 0 | 0 | 0 | 0 | 0 | 0 | 0 | 0 | 0 | 0 | 0 | 0 | 0 | 0 | 0 | 0 | 0 | 0
Commercial_Miscellaneous_New_Space Heating_Natural Gas_Unit Heater_E1_Baseline Forecast | Commercial | Miscellaneous | New | Space Heating | Natural Gas | Unit Heater | E1 |  | Baseline Forecast | 0 | 4409.6467 | 3409.5289 | 3393.2286 | 3361.2398 | 3315.5076 | 3320.8987 | 3303.3494 | 3286.8003 | 3271.24 | 3256.6575 | 3243.042 | 3230.3832 | 3218.671 | 3207.8958 | 3198.0481 | 3189.1188 | 3581.9761 | 3848.3714 | 4089.313 | 4305.7618 | 4498.768 | 4675.1828 | 4834.501 | 4978.4395 | 5108.5578 | 5226.2721
Commercial_Miscellaneous_New_Space Heating_Natural Gas_Unit Heater_E2_Baseline Forecast | Commercial | Miscellaneous | New | Space Heating | Natural Gas | Unit Heater | E2 |  | Baseline Forecast | 0 | 0 | 0 | 0 | 0 | 0 | 0 | 0 | 0 | 0 | 0 | 0 | 0 | 0 | 0 | 0 | 0 | 0 | 0 | 0 | 0 | 0 | 0 | 0 | 0 | 0 | 0
Commercial_Miscellaneous_New_Space Heating_Natural Gas_Unit Heater_E3_Baseline Forecast | Commercial | Miscellaneous | New | Space Heating | Natural Gas | Unit Heater | E3 |  | Baseline Forecast | 0 | 0 | 0 | 0 | 0 | 0 | 0 | 0 | 0 | 0 | 0 | 0 | 0 | 0 | 0 | 0 | 0 | 0 | 0 | 0 | 0 | 0 | 0 | 0 | 0 | 0 | 0
Commercial_Miscellaneous_New_Space Heating_Natural Gas_Unit Heater_E4_Baseline Forecast | Commercial | Miscellaneous | New | Space Heating | Natural Gas | Unit Heater | E4 |  | Baseline Forecast | 0 | 0 | 0 | 0 | 0 | 0 | 0 | 0 | 0 | 0 | 0 | 0 | 0 | 0 | 0 | 0 | 0 | 0 | 0 | 0 | 0 | 0 | 0 | 0 | 0 | 0 | 0
Commercial_Miscellaneous_New_Space Heating_Natural Gas_Unit Heater_E5_Baseline Forecast | Commercial | Miscellaneous | New | Space Heating | Natural Gas | Unit Heater | E5 |  | Baseline Forecast | 0 | 0 | 0 | 0 | 0 | 0 | 0 | 0 | 0 | 0 | 0 | 0 | 0 | 0 | 0 | 0 | 0 | 0 | 0 | 0 | 0 | 0 | 0 | 0 | 0 | 0 | 0
Commercial_Miscellaneous_New_Space Heating_Natural Gas_Unit Heater_E6_Baseline Forecast | Commercial | Miscellaneous | New | Space Heating | Natural Gas | Unit Heater | E6 |  | Baseline Forecast | 0 | 0 | 0 | 0 | 0 | 0 | 0 | 0 | 0 | 0 | 0 | 0 | 0 | 0 | 0 | 0 | 0 | 0 | 0 | 0 | 0 | 0 | 0 | 0 | 0 | 0 | 0
Commercial_Miscellaneous_New_Space Heating_Natural Gas_Unit Heater_E7_Baseline Forecast | Commercial | Miscellaneous | New | Space Heating | Natural Gas | Unit Heater | E7 |  | Baseline Forecast | 0 | 0 | 0 | 0 | 0 | 0 | 0 | 0 | 0 | 0 | 0 | 0 | 0 | 0 | 0 | 0 | 0 | 0 | 0 | 0 | 0 | 0 | 0 | 0 | 0 | 0 | 0
Commercial_Miscellaneous_New_Space Heating_Natural Gas_Unit Heater_E8_Baseline Forecast | Commercial | Miscellaneous | New | Space Heating | Natural Gas | Unit Heater | E8 |  | Baseline Forecast | 0 | 0 | 0 | 0 | 0 | 0 | 0 | 0 | 0 | 0 | 0 | 0 | 0 | 0 | 0 | 0 | 0 | 0 | 0 | 0 | 0 | 0 | 0 | 0 | 0 | 0 | 0
Commercial_Miscellaneous_New_Space Heating_Natural Gas_Unit Heater_E9_Baseline Forecast | Commercial | Miscellaneous | New | Space Heating | Natural Gas | Unit Heater | E9 |  | Baseline Forecast | 0 | 0 | 0 | 0 | 0 | 0 | 0 | 0 | 0 | 0 | 0 | 0 | 0 | 0 | 0 | 0 | 0 | 0 | 0 | 0 | 0 | 0 | 0 | 0 | 0 | 0 | 0
Commercial_Miscellaneous_New_Space Heating_Natural Gas_Unit Heater_E10_Baseline Forecast | Commercial | Miscellaneous | New | Space Heating | Natural Gas | Unit Heater | E10 |  | Baseline Forecast | 0 | 0 | 0 | 0 | 0 | 0 | 0 | 0 | 0 | 0 | 0 | 0 | 0 | 0 | 0 | 0 | 0 | 0 | 0 | 0 | 0 | 0 | 0 | 0 | 0 | 0 | 0
Commercial_Miscellaneous_New_Water Heating_Natural Gas_Water Heater_E1_Baseline Forecast | Commercial | Miscellaneous | New | Water Heating | Natural Gas | Water Heater | E1 |  | Baseline Forecast | 0 | 267453.5688 | 206794.496 | 205805.8514 | 203865.671 | 201091.9213 | 201418.9006 | 200354.504 | 199350.7697 | 198407.0076 | 251013.262 | 280848.2127 | 304411.3082 | 322777.608 | 336830.6511 | 418175.3778 | 396961.7673 | 395379.2327 | 393632.3889 | 402505.4605 | 416361.9101 | 431783.3883 | 447808.3743 | 463463.4635 | 506313.127 | 530409.6021 | 547764.9065
Commercial_Miscellaneous_New_Water Heating_Natural Gas_Water Heater_E2_Baseline Forecast | Commercial | Miscellaneous | New | Water Heating | Natural Gas | Water Heater | E2 |  | Baseline Forecast | 0 | 278370.041 | 215235.0877 | 214206.0903 | 212186.7188 | 209299.7548 | 209640.0803 | 208532.2389 | 207487.5358 | 206505.2528 | 261258.7012 | 292311.4051 | 316836.2595 | 335952.2043 | 350578.8409 | 435243.7606 | 413164.2884 | 411517.1605 | 409699.017 | 418934.2548 | 433356.2737 | 449407.2 | 466086.2671 | 482380.3395 | 526978.9689 | 552058.9736 | 570122.6578
Commercial_Miscellaneous_New_Water Heating_Natural Gas_Water Heater_E3_Baseline Forecast | Commercial | Miscellaneous | New | Water Heating | Natural Gas | Water Heater | E3 |  | Baseline Forecast | 0 | 0 | 0 | 0 | 0 | 0 | 0 | 0 | 0 | 0 | 0 | 0 | 0 | 0 | 0 | 0 | 0 | 0 | 0 | 0 | 0 | 0 | 0 | 0 | 0 | 0 | 0
Commercial_Miscellaneous_New_Water Heating_Natural Gas_Water Heater_E4_Baseline Forecast | Commercial | Miscellaneous | New | Water Heating | Natural Gas | Water Heater | E4 |  | Baseline Forecast | 0 | 0 | 0 | 0 | 0 | 0 | 0 | 0 | 0 | 0 | 0 | 0 | 0 | 0 | 0 | 0 | 0 | 0 | 0 | 0 | 0 | 0 | 0 | 0 | 0 | 0 | 0
Commercial_Miscellaneous_New_Water Heating_Natural Gas_Water Heater_E5_Baseline Forecast | Commercial | Miscellaneous | New | Water Heating | Natural Gas | Water Heater | E5 |  | Baseline Forecast | 0 | 0 | 0 | 0 | 0 | 0 | 0 | 0 | 0 | 0 | 0 | 0 | 0 | 0 | 0 | 0 | 0 | 0 | 0 | 0 | 0 | 0 | 0 | 0 | 0 | 0 | 0
Commercial_Miscellaneous_New_Water Heating_Natural Gas_Water Heater_E6_Baseline Forecast | Commercial | Miscellaneous | New | Water Heating | Natural Gas | Water Heater | E6 |  | Baseline Forecast | 0 | 0 | 0 | 0 | 0 | 0 | 0 | 0 | 0 | 0 | 0 | 0 | 0 | 0 | 0 | 0 | 0 | 0 | 0 | 0 | 0 | 0 | 0 | 0 | 0 | 0 | 0
Commercial_Miscellaneous_New_Water Heating_Natural Gas_Water Heater_E7_Baseline Forecast | Commercial | Miscellaneous | New | Water Heating | Natural Gas | Water Heater | E7 |  | Baseline Forecast | 0 | 0 | 0 | 0 | 0 | 0 | 0 | 0 | 0 | 0 | 0 | 0 | 0 | 0 | 0 | 0 | 0 | 0 | 0 | 0 | 0 | 0 | 0 | 0 | 0 | 0 | 0
Commercial_Miscellaneous_New_Water Heating_Natural Gas_Water Heater_E8_Baseline Forecast | Commercial | Miscellaneous | New | Water Heating | Natural Gas | Water Heater | E8 |  | Baseline Forecast | 0 | 0 | 0 | 0 | 0 | 0 | 0 | 0 | 0 | 0 | 0 | 0 | 0 | 0 | 0 | 0 | 0 | 0 | 0 | 0 | 0 | 0 | 0 | 0 | 0 | 0 | 0
Commercial_Miscellaneous_New_Water Heating_Natural Gas_Water Heater_E9_Baseline Forecast | Commercial | Miscellaneous | New | Water Heating | Natural Gas | Water Heater | E9 |  | Baseline Forecast | 0 | 0 | 0 | 0 | 0 | 0 | 0 | 0 | 0 | 0 | 0 | 0 | 0 | 0 | 0 | 0 | 0 | 0 | 0 | 0 | 0 | 0 | 0 | 0 | 0 | 0 | 0
Commercial_Miscellaneous_New_Water Heating_Natural Gas_Water Heater_E10_Baseline Forecast | Commercial | Miscellaneous | New | Water Heating | Natural Gas | Water Heater | E10 |  | Baseline Forecast | 0 | 0 | 0 | 0 | 0 | 0 | 0 | 0 | 0 | 0 | 0 | 0 | 0 | 0 | 0 | 0 | 0 | 0 | 0 | 0 | 0 | 0 | 0 | 0 | 0 | 0 | 0
Commercial_Miscellaneous_New_Food Preparation_Natural Gas_Oven_E1_Baseline Forecast | Commercial | Miscellaneous | New | Food Preparation | Natural Gas | Oven | E1 |  | Baseline Forecast | 0 | 140560.0463 | 108680.7107 | 108161.1292 | 107141.4687 | 105683.7263 | 105855.5701 | 105296.1772 | 104768.6653 | 104272.6717 | 103807.8447 | 103373.843 | 131082.3456 | 146822.754 | 159266.363 | 168978.1899 | 176422.598 | 219231.5362 | 208140.4576 | 207365.9469 | 206504.5713 | 205601.5897 | 205218.8762 | 210267.3259 | 217472.4216 | 225748.6322 | 234340.5068
Commercial_Miscellaneous_New_Food Preparation_Natural Gas_Oven_E2_Baseline Forecast | Commercial | Miscellaneous | New | Food Preparation | Natural Gas | Oven | E2 |  | Baseline Forecast | 0 | 165005.2717 | 127581.7039 | 126971.7604 | 125774.7676 | 124063.5048 | 124265.2345 | 123608.5558 | 122989.3027 | 122407.0494 | 121861.3829 | 121351.9027 | 153879.2753 | 172357.146 | 186964.8609 | 198365.7012 | 207104.789 | 257358.7598 | 244338.7981 | 243429.5898 | 242418.4098 | 241358.3879 | 240909.1156 | 246835.5565 | 255293.7123 | 265009.2639 | 275095.3776
Commercial_Miscellaneous_New_Food Preparation_Natural Gas_Oven_E3_Baseline Forecast | Commercial | Miscellaneous | New | Food Preparation | Natural Gas | Oven | E3 |  | Baseline Forecast | 0 | 0 | 0 | 0 | 0 | 0 | 0 | 0 | 0 | 0 | 0 | 0 | 0 | 0 | 0 | 0 | 0 | 0 | 0 | 0 | 0 | 0 | 0 | 0 | 0 | 0 | 0
Commercial_Miscellaneous_New_Food Preparation_Natural Gas_Oven_E4_Baseline Forecast | Commercial | Miscellaneous | New | Food Preparation | Natural Gas | Oven | E4 |  | Baseline Forecast | 0 | 0 | 0 | 0 | 0 | 0 | 0 | 0 | 0 | 0 | 0 | 0 | 0 | 0 | 0 | 0 | 0 | 0 | 0 | 0 | 0 | 0 | 0 | 0 | 0 | 0 | 0
Commercial_Miscellaneous_New_Food Preparation_Natural Gas_Oven_E5_Baseline Forecast | Commercial | Miscellaneous | New | Food Preparation | Natural Gas | Oven | E5 |  | Baseline Forecast | 0 | 0 | 0 | 0 | 0 | 0 | 0 | 0 | 0 | 0 | 0 | 0 | 0 | 0 | 0 | 0 | 0 | 0 | 0 | 0 | 0 | 0 | 0 | 0 | 0 | 0 | 0
Commercial_Miscellaneous_New_Food Preparation_Natural Gas_Oven_E6_Baseline Forecast | Commercial | Miscellaneous | New | Food Preparation | Natural Gas | Oven | E6 |  | Baseline Forecast | 0 | 0 | 0 | 0 | 0 | 0 | 0 | 0 | 0 | 0 | 0 | 0 | 0 | 0 | 0 | 0 | 0 | 0 | 0 | 0 | 0 | 0 | 0 | 0 | 0 | 0 | 0
Commercial_Miscellaneous_New_Food Preparation_Natural Gas_Oven_E7_Baseline Forecast | Commercial | Miscellaneous | New | Food Preparation | Natural Gas | Oven | E7 |  | Baseline Forecast | 0 | 0 | 0 | 0 | 0 | 0 | 0 | 0 | 0 | 0 | 0 | 0 | 0 | 0 | 0 | 0 | 0 | 0 | 0 | 0 | 0 | 0 | 0 | 0 | 0 | 0 | 0
Commercial_Miscellaneous_New_Food Preparation_Natural Gas_Oven_E8_Baseline Forecast | Commercial | Miscellaneous | New | Food Preparation | Natural Gas | Oven | E8 |  | Baseline Forecast | 0 | 0 | 0 | 0 | 0 | 0 | 0 | 0 | 0 | 0 | 0 | 0 | 0 | 0 | 0 | 0 | 0 | 0 | 0 | 0 | 0 | 0 | 0 | 0 | 0 | 0 | 0
Commercial_Miscellaneous_New_Food Preparation_Natural Gas_Oven_E9_Baseline Forecast | Commercial | Miscellaneous | New | Food Preparation | Natural Gas | Oven | E9 |  | Baseline Forecast | 0 | 0 | 0 | 0 | 0 | 0 | 0 | 0 | 0 | 0 | 0 | 0 | 0 | 0 | 0 | 0 | 0 | 0 | 0 | 0 | 0 | 0 | 0 | 0 | 0 | 0 | 0
Commercial_Miscellaneous_New_Food Preparation_Natural Gas_Oven_E10_Baseline Forecast | Commercial | Miscellaneous | New | Food Preparation | Natural Gas | Oven | E10 |  | Baseline Forecast | 0 | 0 | 0 | 0 | 0 | 0 | 0 | 0 | 0 | 0 | 0 | 0 | 0 | 0 | 0 | 0 | 0 | 0 | 0 | 0 | 0 | 0 | 0 | 0 | 0 | 0 | 0
Commercial_Miscellaneous_New_Food Preparation_Natural Gas_Conveyor Oven_E1_Baseline Forecast | Commercial | Miscellaneous | New | Food Preparation | Natural Gas | Conveyor Oven | E1 |  | Baseline Forecast | 0 | 70280.0231 | 54340.3554 | 54080.5646 | 53570.7343 | 52841.8632 | 52927.7851 | 52648.0886 | 52384.3326 | 52136.3359 | 51903.9223 | 51686.9215 | 51485.1682 | 51298.5022 | 51126.7687 | 50969.8179 | 50827.5047 | 64755.6939 | 72699.1111 | 78993.4282 | 83921.1781 | 87714.5662 | 109189.5904 | 103714.0004 | 103396.1113 | 103034.2293 | 102651.0061
Commercial_Miscellaneous_New_Food Preparation_Natural Gas_Conveyor Oven_E2_Baseline Forecast | Commercial | Miscellaneous | New | Food Preparation | Natural Gas | Conveyor Oven | E2 |  | Baseline Forecast | 0 | 82502.6359 | 63790.8519 | 63485.8802 | 62887.3838 | 62031.7524 | 62132.6172 | 61804.2779 | 61494.6514 | 61203.5247 | 60930.6914 | 60675.9513 | 60439.1105 | 60219.9809 | 60018.3807 | 59834.134 | 59667.0708 | 76017.5537 | 85342.4348 | 92731.4158 | 98516.1656 | 102969.2734 | 128179.0844 | 121751.2179 | 121378.0437 | 120953.2257 | 120503.355
Commercial_Miscellaneous_New_Food Preparation_Natural Gas_Conveyor Oven_E3_Baseline Forecast | Commercial | Miscellaneous | New | Food Preparation | Natural Gas | Conveyor Oven | E3 |  | Baseline Forecast | 0 | 0 | 0 | 0 | 0 | 0 | 0 | 0 | 0 | 0 | 0 | 0 | 0 | 0 | 0 | 0 | 0 | 0 | 0 | 0 | 0 | 0 | 0 | 0 | 0 | 0 | 0
Commercial_Miscellaneous_New_Food Preparation_Natural Gas_Conveyor Oven_E4_Baseline Forecast | Commercial | Miscellaneous | New | Food Preparation | Natural Gas | Conveyor Oven | E4 |  | Baseline Forecast | 0 | 0 | 0 | 0 | 0 | 0 | 0 | 0 | 0 | 0 | 0 | 0 | 0 | 0 | 0 | 0 | 0 | 0 | 0 | 0 | 0 | 0 | 0 | 0 | 0 | 0 | 0
Commercial_Miscellaneous_New_Food Preparation_Natural Gas_Conveyor Oven_E5_Baseline Forecast | Commercial | Miscellaneous | New | Food Preparation | Natural Gas | Conveyor Oven | E5 |  | Baseline Forecast | 0 | 0 | 0 | 0 | 0 | 0 | 0 | 0 | 0 | 0 | 0 | 0 | 0 | 0 | 0 | 0 | 0 | 0 | 0 | 0 | 0 | 0 | 0 | 0 | 0 | 0 | 0
Commercial_Miscellaneous_New_Food Preparation_Natural Gas_Conveyor Oven_E6_Baseline Forecast | Commercial | Miscellaneous | New | Food Preparation | Natural Gas | Conveyor Oven | E6 |  | Baseline Forecast | 0 | 0 | 0 | 0 | 0 | 0 | 0 | 0 | 0 | 0 | 0 | 0 | 0 | 0 | 0 | 0 | 0 | 0 | 0 | 0 | 0 | 0 | 0 | 0 | 0 | 0 | 0
Commercial_Miscellaneous_New_Food Preparation_Natural Gas_Conveyor Oven_E7_Baseline Forecast | Commercial | Miscellaneous | New | Food Preparation | Natural Gas | Conveyor Oven | E7 |  | Baseline Forecast | 0 | 0 | 0 | 0 | 0 | 0 | 0 | 0 | 0 | 0 | 0 | 0 | 0 | 0 | 0 | 0 | 0 | 0 | 0 | 0 | 0 | 0 | 0 | 0 | 0 | 0 | 0
Commercial_Miscellaneous_New_Food Preparation_Natural Gas_Conveyor Oven_E8_Baseline Forecast | Commercial | Miscellaneous | New | Food Preparation | Natural Gas | Conveyor Oven | E8 |  | Baseline Forecast | 0 | 0 | 0 | 0 | 0 | 0 | 0 | 0 | 0 | 0 | 0 | 0 | 0 | 0 | 0 | 0 | 0 | 0 | 0 | 0 | 0 | 0 | 0 | 0 | 0 | 0 | 0
Commercial_Miscellaneous_New_Food Preparation_Natural Gas_Conveyor Oven_E9_Baseline Forecast | Commercial | Miscellaneous | New | Food Preparation | Natural Gas | Conveyor Oven | E9 |  | Baseline Forecast | 0 | 0 | 0 | 0 | 0 | 0 | 0 | 0 | 0 | 0 | 0 | 0 | 0 | 0 | 0 | 0 | 0 | 0 | 0 | 0 | 0 | 0 | 0 | 0 | 0 | 0 | 0
Commercial_Miscellaneous_New_Food Preparation_Natural Gas_Conveyor Oven_E10_Baseline Forecast | Commercial | Miscellaneous | New | Food Preparation | Natural Gas | Conveyor Oven | E10 |  | Baseline Forecast | 0 | 0 | 0 | 0 | 0 | 0 | 0 | 0 | 0 | 0 | 0 | 0 | 0 | 0 | 0 | 0 | 0 | 0 | 0 | 0 | 0 | 0 | 0 | 0 | 0 | 0 | 0
Commercial_Miscellaneous_New_Food Preparation_Natural Gas_Double Rack Oven_E1_Baseline Forecast | Commercial | Miscellaneous | New | Food Preparation | Natural Gas | Double Rack Oven | E1 |  | Baseline Forecast | 0 | 70280.0231 | 54340.3554 | 54080.5646 | 53570.7343 | 52841.8632 | 52927.7851 | 52648.0886 | 52384.3326 | 52136.3359 | 59712.8138 | 64665.9756 | 69031.0568 | 72847.1515 | 76152.4418 | 79095.7256 | 81678.0992 | 83942.9213 | 85928.7021 | 110179.7601 | 105738.6676 | 107109.1247 | 108680.2862 | 110384.0702 | 112485.3043 | 114537.6362 | 116630.122
Commercial_Miscellaneous_New_Food Preparation_Natural Gas_Double Rack Oven_E2_Baseline Forecast | Commercial | Miscellaneous | New | Food Preparation | Natural Gas | Double Rack Oven | E2 |  | Baseline Forecast | 0 | 82502.6359 | 63790.8519 | 63485.8802 | 62887.3838 | 62031.7524 | 62132.6172 | 61804.2779 | 61494.6514 | 61203.5247 | 70097.651 | 75912.2323 | 81036.458 | 85516.2213 | 89396.3447 | 92851.5039 | 95882.986 | 98541.6902 | 100872.8242 | 129341.4575 | 124128.0011 | 125736.7986 | 127581.2055 | 129581.2998 | 132047.9659 | 134457.2251 | 136913.6214
Commercial_Miscellaneous_New_Food Preparation_Natural Gas_Double Rack Oven_E3_Baseline Forecast | Commercial | Miscellaneous | New | Food Preparation | Natural Gas | Double Rack Oven | E3 |  | Baseline Forecast | 0 | 0 | 0 | 0 | 0 | 0 | 0 | 0 | 0 | 0 | 0 | 0 | 0 | 0 | 0 | 0 | 0 | 0 | 0 | 0 | 0 | 0 | 0 | 0 | 0 | 0 | 0
Commercial_Miscellaneous_New_Food Preparation_Natural Gas_Double Rack Oven_E4_Baseline Forecast | Commercial | Miscellaneous | New | Food Preparation | Natural Gas | Double Rack Oven | E4 |  | Baseline Forecast | 0 | 0 | 0 | 0 | 0 | 0 | 0 | 0 | 0 | 0 | 0 | 0 | 0 | 0 | 0 | 0 | 0 | 0 | 0 | 0 | 0 | 0 | 0 | 0 | 0 | 0 | 0
Commercial_Miscellaneous_New_Food Preparation_Natural Gas_Double Rack Oven_E5_Baseline Forecast | Commercial | Miscellaneous | New | Food Preparation | Natural Gas | Double Rack Oven | E5 |  | Baseline Forecast | 0 | 0 | 0 | 0 | 0 | 0 | 0 | 0 | 0 | 0 | 0 | 0 | 0 | 0 | 0 | 0 | 0 | 0 | 0 | 0 | 0 | 0 | 0 | 0 | 0 | 0 | 0
Commercial_Miscellaneous_New_Food Preparation_Natural Gas_Double Rack Oven_E6_Baseline Forecast | Commercial | Miscellaneous | New | Food Preparation | Natural Gas | Double Rack Oven | E6 |  | Baseline Forecast | 0 | 0 | 0 | 0 | 0 | 0 | 0 | 0 | 0 | 0 | 0 | 0 | 0 | 0 | 0 | 0 | 0 | 0 | 0 | 0 | 0 | 0 | 0 | 0 | 0 | 0 | 0
Commercial_Miscellaneous_New_Food Preparation_Natural Gas_Double Rack Oven_E7_Baseline Forecast | Commercial | Miscellaneous | New | Food Preparation | Natural Gas | Double Rack Oven | E7 |  | Baseline Forecast | 0 | 0 | 0 | 0 | 0 | 0 | 0 | 0 | 0 | 0 | 0 | 0 | 0 | 0 | 0 | 0 | 0 | 0 | 0 | 0 | 0 | 0 | 0 | 0 | 0 | 0 | 0
Commercial_Miscellaneous_New_Food Preparation_Natural Gas_Double Rack Oven_E8_Baseline Forecast | Commercial | Miscellaneous | New | Food Preparation | Natural Gas | Double Rack Oven | E8 |  | Baseline Forecast | 0 | 0 | 0 | 0 | 0 | 0 | 0 | 0 | 0 | 0 | 0 | 0 | 0 | 0 | 0 | 0 | 0 | 0 | 0 | 0 | 0 | 0 | 0 | 0 | 0 | 0 | 0
Commercial_Miscellaneous_New_Food Preparation_Natural Gas_Double Rack Oven_E9_Baseline Forecast | Commercial | Miscellaneous | New | Food Preparation | Natural Gas | Double Rack Oven | E9 |  | Baseline Forecast | 0 | 0 | 0 | 0 | 0 | 0 | 0 | 0 | 0 | 0 | 0 | 0 | 0 | 0 | 0 | 0 | 0 | 0 | 0 | 0 | 0 | 0 | 0 | 0 | 0 | 0 | 0
Commercial_Miscellaneous_New_Food Preparation_Natural Gas_Double Rack Oven_E10_Baseline Forecast | Commercial | Miscellaneous | New | Food Preparation | Natural Gas | Double Rack Oven | E10 |  | Baseline Forecast | 0 | 0 | 0 | 0 | 0 | 0 | 0 | 0 | 0 | 0 | 0 | 0 | 0 | 0 | 0 | 0 | 0 | 0 | 0 | 0 | 0 | 0 | 0 | 0 | 0 | 0 | 0
Commercial_Miscellaneous_New_Food Preparation_Natural Gas_Fryer_E1_Baseline Forecast | Commercial | Miscellaneous | New | Food Preparation | Natural Gas | Fryer | E1 |  | Baseline Forecast | 0 | 0 | 0 | 0 | 0 | 0 | 0 | 0 | 0 | 0 | 0 | 0 | 0 | 0 | 0 | 0 | 0 | 0 | 0 | 0 | 0 | 0 | 0 | 0 | 0 | 0 | 0
Commercial_Miscellaneous_New_Food Preparation_Natural Gas_Fryer_E2_Baseline Forecast | Commercial | Miscellaneous | New | Food Preparation | Natural Gas | Fryer | E2 |  | Baseline Forecast | 0 | 26238.7927 | 20287.7753 | 20190.7834 | 20000.4401 | 19728.3187 | 19760.3973 | 19655.9736 | 19557.5013 | 24712.6711 | 27633.9037 | 29939.8916 | 31736.1025 | 33109.215 | 41084.0995 | 38997.4527 | 38836.7839 | 39709.5976 | 40966.4758 | 42509.7621 | 44065.7079 | 45585.5131 | 49773.4117 | 52121.6483 | 53808.6686 | 55202.0407 | 56461.004
Commercial_Miscellaneous_New_Food Preparation_Natural Gas_Fryer_E3_Baseline Forecast | Commercial | Miscellaneous | New | Food Preparation | Natural Gas | Fryer | E3 |  | Baseline Forecast | 0 | 0 | 0 | 0 | 0 | 0 | 0 | 0 | 0 | 0 | 0 | 0 | 0 | 0 | 0 | 0 | 0 | 0 | 0 | 0 | 0 | 0 | 0 | 0 | 0 | 0 | 0
Commercial_Miscellaneous_New_Food Preparation_Natural Gas_Fryer_E4_Baseline Forecast | Commercial | Miscellaneous | New | Food Preparation | Natural Gas | Fryer | E4 |  | Baseline Forecast | 0 | 0 | 0 | 0 | 0 | 0 | 0 | 0 | 0 | 0 | 0 | 0 | 0 | 0 | 0 | 0 | 0 | 0 | 0 | 0 | 0 | 0 | 0 | 0 | 0 | 0 | 0
Commercial_Miscellaneous_New_Food Preparation_Natural Gas_Fryer_E5_Baseline Forecast | Commercial | Miscellaneous | New | Food Preparation | Natural Gas | Fryer | E5 |  | Baseline Forecast | 0 | 0 | 0 | 0 | 0 | 0 | 0 | 0 | 0 | 0 | 0 | 0 | 0 | 0 | 0 | 0 | 0 | 0 | 0 | 0 | 0 | 0 | 0 | 0 | 0 | 0 | 0
Commercial_Miscellaneous_New_Food Preparation_Natural Gas_Fryer_E6_Baseline Forecast | Commercial | Miscellaneous | New | Food Preparation | Natural Gas | Fryer | E6 |  | Baseline Forecast | 0 | 0 | 0 | 0 | 0 | 0 | 0 | 0 | 0 | 0 | 0 | 0 | 0 | 0 | 0 | 0 | 0 | 0 | 0 | 0 | 0 | 0 | 0 | 0 | 0 | 0 | 0
Commercial_Miscellaneous_New_Food Preparation_Natural Gas_Fryer_E7_Baseline Forecast | Commercial | Miscellaneous | New | Food Preparation | Natural Gas | Fryer | E7 |  | Baseline Forecast | 0 | 0 | 0 | 0 | 0 | 0 | 0 | 0 | 0 | 0 | 0 | 0 | 0 | 0 | 0 | 0 | 0 | 0 | 0 | 0 | 0 | 0 | 0 | 0 | 0 | 0 | 0
Commercial_Miscellaneous_New_Food Preparation_Natural Gas_Fryer_E8_Baseline Forecast | Commercial | Miscellaneous | New | Food Preparation | Natural Gas | Fryer | E8 |  | Baseline Forecast | 0 | 0 | 0 | 0 | 0 | 0 | 0 | 0 | 0 | 0 | 0 | 0 | 0 | 0 | 0 | 0 | 0 | 0 | 0 | 0 | 0 | 0 | 0 | 0 | 0 | 0 | 0
Commercial_Miscellaneous_New_Food Preparation_Natural Gas_Fryer_E9_Baseline Forecast | Commercial | Miscellaneous | New | Food Preparation | Natural Gas | Fryer | E9 |  | Baseline Forecast | 0 | 0 | 0 | 0 | 0 | 0 | 0 | 0 | 0 | 0 | 0 | 0 | 0 | 0 | 0 | 0 | 0 | 0 | 0 | 0 | 0 | 0 | 0 | 0 | 0 | 0 | 0
Commercial_Miscellaneous_New_Food Preparation_Natural Gas_Fryer_E10_Baseline Forecast | Commercial | Miscellaneous | New | Food Preparation | Natural Gas | Fryer | E10 |  | Baseline Forecast | 0 | 0 | 0 | 0 | 0 | 0 | 0 | 0 | 0 | 0 | 0 | 0 | 0 | 0 | 0 | 0 | 0 | 0 | 0 | 0 | 0 | 0 | 0 | 0 | 0 | 0 | 0
Commercial_Miscellaneous_New_Food Preparation_Natural Gas_Broiler_E1_Baseline Forecast | Commercial | Miscellaneous | New | Food Preparation | Natural Gas | Broiler | E1 |  | Baseline Forecast | 0 | 299063.9283 | 231235.5547 | 230130.0621 | 227960.5716 | 224858.9922 | 225224.6172 | 224034.4195 | 222912.0538 | 221856.7483 | 254097.0799 | 275174.3644 | 293749.1778 | 309987.8786 | 324052.9437 | 336577.5556 | 347566.3795 | 357203.9204 | 365654.0515 | 468850.0431 | 449951.7771 | 455783.5095 | 462469.3028 | 469719.4478 | 478660.8693 | 487394.1968 | 496298.3914
Commercial_Miscellaneous_New_Food Preparation_Natural Gas_Broiler_E2_Baseline Forecast | Commercial | Miscellaneous | New | Food Preparation | Natural Gas | Broiler | E2 |  | Baseline Forecast | 0 | 0 | 0 | 0 | 0 | 0 | 0 | 0 | 0 | 0 | 0 | 0 | 0 | 0 | 0 | 0 | 0 | 0 | 0 | 0 | 0 | 0 | 0 | 0 | 0 | 0 | 0
Commercial_Miscellaneous_New_Food Preparation_Natural Gas_Broiler_E3_Baseline Forecast | Commercial | Miscellaneous | New | Food Preparation | Natural Gas | Broiler | E3 |  | Baseline Forecast | 0 | 0 | 0 | 0 | 0 | 0 | 0 | 0 | 0 | 0 | 0 | 0 | 0 | 0 | 0 | 0 | 0 | 0 | 0 | 0 | 0 | 0 | 0 | 0 | 0 | 0 | 0
Commercial_Miscellaneous_New_Food Preparation_Natural Gas_Broiler_E4_Baseline Forecast | Commercial | Miscellaneous | New | Food Preparation | Natural Gas | Broiler | E4 |  | Baseline Forecast | 0 | 0 | 0 | 0 | 0 | 0 | 0 | 0 | 0 | 0 | 0 | 0 | 0 | 0 | 0 | 0 | 0 | 0 | 0 | 0 | 0 | 0 | 0 | 0 | 0 | 0 | 0
Commercial_Miscellaneous_New_Food Preparation_Natural Gas_Broiler_E5_Baseline Forecast | Commercial | Miscellaneous | New | Food Preparation | Natural Gas | Broiler | E5 |  | Baseline Forecast | 0 | 0 | 0 | 0 | 0 | 0 | 0 | 0 | 0 | 0 | 0 | 0 | 0 | 0 | 0 | 0 | 0 | 0 | 0 | 0 | 0 | 0 | 0 | 0 | 0 | 0 | 0
Commercial_Miscellaneous_New_Food Preparation_Natural Gas_Broiler_E6_Baseline Forecast | Commercial | Miscellaneous | New | Food Preparation | Natural Gas | Broiler | E6 |  | Baseline Forecast | 0 | 0 | 0 | 0 | 0 | 0 | 0 | 0 | 0 | 0 | 0 | 0 | 0 | 0 | 0 | 0 | 0 | 0 | 0 | 0 | 0 | 0 | 0 | 0 | 0 | 0 | 0
Commercial_Miscellaneous_New_Food Preparation_Natural Gas_Broiler_E7_Baseline Forecast | Commercial | Miscellaneous | New | Food Preparation | Natural Gas | Broiler | E7 |  | Baseline Forecast | 0 | 0 | 0 | 0 | 0 | 0 | 0 | 0 | 0 | 0 | 0 | 0 | 0 | 0 | 0 | 0 | 0 | 0 | 0 | 0 | 0 | 0 | 0 | 0 | 0 | 0 | 0
Commercial_Miscellaneous_New_Food Preparation_Natural Gas_Broiler_E8_Baseline Forecast | Commercial | Miscellaneous | New | Food Preparation | Natural Gas | Broiler | E8 |  | Baseline Forecast | 0 | 0 | 0 | 0 | 0 | 0 | 0 | 0 | 0 | 0 | 0 | 0 | 0 | 0 | 0 | 0 | 0 | 0 | 0 | 0 | 0 | 0 | 0 | 0 | 0 | 0 | 0
Commercial_Miscellaneous_New_Food Preparation_Natural Gas_Broiler_E9_Baseline Forecast | Commercial | Miscellaneous | New | Food Preparation | Natural Gas | Broiler | E9 |  | Baseline Forecast | 0 | 0 | 0 | 0 | 0 | 0 | 0 | 0 | 0 | 0 | 0 | 0 | 0 | 0 | 0 | 0 | 0 | 0 | 0 | 0 | 0 | 0 | 0 | 0 | 0 | 0 | 0
Commercial_Miscellaneous_New_Food Preparation_Natural Gas_Broiler_E10_Baseline Forecast | Commercial | Miscellaneous | New | Food Preparation | Natural Gas | Broiler | E10 |  | Baseline Forecast | 0 | 0 | 0 | 0 | 0 | 0 | 0 | 0 | 0 | 0 | 0 | 0 | 0 | 0 | 0 | 0 | 0 | 0 | 0 | 0 | 0 | 0 | 0 | 0 | 0 | 0 | 0
Commercial_Miscellaneous_New_Food Preparation_Natural Gas_Griddle_E1_Baseline Forecast | Commercial | Miscellaneous | New | Food Preparation | Natural Gas | Griddle | E1 |  | Baseline Forecast | 0 | 272007.6514 | 210315.7025 | 209310.2237 | 207337.0067 | 204516.0268 | 204848.5738 | 203766.0531 | 202745.2276 | 201785.3955 | 231108.9483 | 250279.3734 | 267173.7257 | 281943.3133 | 294735.9137 | 306127.4255 | 316122.0918 | 324887.7256 | 332573.3744 | 426433.2373 | 409244.6951 | 414548.8314 | 420629.7618 | 427223.9871 | 435356.4792 | 443299.7036 | 451398.3369
Commercial_Miscellaneous_New_Food Preparation_Natural Gas_Griddle_E2_Baseline Forecast | Commercial | Miscellaneous | New | Food Preparation | Natural Gas | Griddle | E2 |  | Baseline Forecast | 0 | 59708.9967 | 46166.8615 | 45946.1467 | 45513.0015 | 44893.762 | 44966.7601 | 44729.1336 | 44505.05 | 44294.3551 | 50731.2326 | 54939.3747 | 58647.891 | 61889.9956 | 64698.1274 | 67198.7032 | 69392.6543 | 71316.8178 | 73003.9115 | 93607.296 | 89834.2014 | 90998.524 | 92333.3623 | 93780.8752 | 95566.0564 | 97309.691 | 99087.4398
Commercial_Miscellaneous_New_Food Preparation_Natural Gas_Griddle_E3_Baseline Forecast | Commercial | Miscellaneous | New | Food Preparation | Natural Gas | Griddle | E3 |  | Baseline Forecast | 0 | 0 | 0 | 0 | 0 | 0 | 0 | 0 | 0 | 0 | 0 | 0 | 0 | 0 | 0 | 0 | 0 | 0 | 0 | 0 | 0 | 0 | 0 | 0 | 0 | 0 | 0
Commercial_Miscellaneous_New_Food Preparation_Natural Gas_Griddle_E4_Baseline Forecast | Commercial | Miscellaneous | New | Food Preparation | Natural Gas | Griddle | E4 |  | Baseline Forecast | 0 | 0 | 0 | 0 | 0 | 0 | 0 | 0 | 0 | 0 | 0 | 0 | 0 | 0 | 0 | 0 | 0 | 0 | 0 | 0 | 0 | 0 | 0 | 0 | 0 | 0 | 0
Commercial_Miscellaneous_New_Food Preparation_Natural Gas_Griddle_E5_Baseline Forecast | Commercial | Miscellaneous | New | Food Preparation | Natural Gas | Griddle | E5 |  | Baseline Forecast | 0 | 0 | 0 | 0 | 0 | 0 | 0 | 0 | 0 | 0 | 0 | 0 | 0 | 0 | 0 | 0 | 0 | 0 | 0 | 0 | 0 | 0 | 0 | 0 | 0 | 0 | 0
Commercial_Miscellaneous_New_Food Preparation_Natural Gas_Griddle_E6_Baseline Forecast | Commercial | Miscellaneous | New | Food Preparation | Natural Gas | Griddle | E6 |  | Baseline Forecast | 0 | 0 | 0 | 0 | 0 | 0 | 0 | 0 | 0 | 0 | 0 | 0 | 0 | 0 | 0 | 0 | 0 | 0 | 0 | 0 | 0 | 0 | 0 | 0 | 0 | 0 | 0
Commercial_Miscellaneous_New_Food Preparation_Natural Gas_Griddle_E7_Baseline Forecast | Commercial | Miscellaneous | New | Food Preparation | Natural Gas | Griddle | E7 |  | Baseline Forecast | 0 | 0 | 0 | 0 | 0 | 0 | 0 | 0 | 0 | 0 | 0 | 0 | 0 | 0 | 0 | 0 | 0 | 0 | 0 | 0 | 0 | 0 | 0 | 0 | 0 | 0 | 0
Commercial_Miscellaneous_New_Food Preparation_Natural Gas_Griddle_E8_Baseline Forecast | Commercial | Miscellaneous | New | Food Preparation | Natural Gas | Griddle | E8 |  | Baseline Forecast | 0 | 0 | 0 | 0 | 0 | 0 | 0 | 0 | 0 | 0 | 0 | 0 | 0 | 0 | 0 | 0 | 0 | 0 | 0 | 0 | 0 | 0 | 0 | 0 | 0 | 0 | 0
Commercial_Miscellaneous_New_Food Preparation_Natural Gas_Griddle_E9_Baseline Forecast | Commercial | Miscellaneous | New | Food Preparation | Natural Gas | Griddle | E9 |  | Baseline Forecast | 0 | 0 | 0 | 0 | 0 | 0 | 0 | 0 | 0 | 0 | 0 | 0 | 0 | 0 | 0 | 0 | 0 | 0 | 0 | 0 | 0 | 0 | 0 | 0 | 0 | 0 | 0
Commercial_Miscellaneous_New_Food Preparation_Natural Gas_Griddle_E10_Baseline Forecast | Commercial | Miscellaneous | New | Food Preparation | Natural Gas | Griddle | E10 |  | Baseline Forecast | 0 | 0 | 0 | 0 | 0 | 0 | 0 | 0 | 0 | 0 | 0 | 0 | 0 | 0 | 0 | 0 | 0 | 0 | 0 | 0 | 0 | 0 | 0 | 0 | 0 | 0 | 0
Commercial_Miscellaneous_New_Food Preparation_Natural Gas_Range_E1_Baseline Forecast | Commercial | Miscellaneous | New | Food Preparation | Natural Gas | Range | E1 |  | Baseline Forecast | 0 | 368765.7895 | 285128.8765 | 283765.7304 | 281090.6037 | 277266.1492 | 277716.9894 | 276249.3961 | 274865.4442 | 273564.1821 | 346097.8447 | 387234.3651 | 419723.2323 | 445046.7421 | 464423.1204 | 576581.4756 | 547332.0853 | 545150.0817 | 542741.5282 | 554975.7462 | 574081.0608 | 595344.2416 | 617439.5407 | 639024.8251 | 698106.0708 | 731330.3635 | 755259.9097
Commercial_Miscellaneous_New_Food Preparation_Natural Gas_Range_E2_Baseline Forecast | Commercial | Miscellaneous | New | Food Preparation | Natural Gas | Range | E2 |  | Baseline Forecast | 0 | 0 | 0 | 0 | 0 | 0 | 0 | 0 | 0 | 0 | 0 | 0 | 0 | 0 | 0 | 0 | 0 | 0 | 0 | 0 | 0 | 0 | 0 | 0 | 0 | 0 | 0
Commercial_Miscellaneous_New_Food Preparation_Natural Gas_Range_E3_Baseline Forecast | Commercial | Miscellaneous | New | Food Preparation | Natural Gas | Range | E3 |  | Baseline Forecast | 0 | 0 | 0 | 0 | 0 | 0 | 0 | 0 | 0 | 0 | 0 | 0 | 0 | 0 | 0 | 0 | 0 | 0 | 0 | 0 | 0 | 0 | 0 | 0 | 0 | 0 | 0
Commercial_Miscellaneous_New_Food Preparation_Natural Gas_Range_E4_Baseline Forecast | Commercial | Miscellaneous | New | Food Preparation | Natural Gas | Range | E4 |  | Baseline Forecast | 0 | 0 | 0 | 0 | 0 | 0 | 0 | 0 | 0 | 0 | 0 | 0 | 0 | 0 | 0 | 0 | 0 | 0 | 0 | 0 | 0 | 0 | 0 | 0 | 0 | 0 | 0
Commercial_Miscellaneous_New_Food Preparation_Natural Gas_Range_E5_Baseline Forecast | Commercial | Miscellaneous | New | Food Preparation | Natural Gas | Range | E5 |  | Baseline Forecast | 0 | 0 | 0 | 0 | 0 | 0 | 0 | 0 | 0 | 0 | 0 | 0 | 0 | 0 | 0 | 0 | 0 | 0 | 0 | 0 | 0 | 0 | 0 | 0 | 0 | 0 | 0
Commercial_Miscellaneous_New_Food Preparation_Natural Gas_Range_E6_Baseline Forecast | Commercial | Miscellaneous | New | Food Preparation | Natural Gas | Range | E6 |  | Baseline Forecast | 0 | 0 | 0 | 0 | 0 | 0 | 0 | 0 | 0 | 0 | 0 | 0 | 0 | 0 | 0 | 0 | 0 | 0 | 0 | 0 | 0 | 0 | 0 | 0 | 0 | 0 | 0
Commercial_Miscellaneous_New_Food Preparation_Natural Gas_Range_E7_Baseline Forecast | Commercial | Miscellaneous | New | Food Preparation | Natural Gas | Range | E7 |  | Baseline Forecast | 0 | 0 | 0 | 0 | 0 | 0 | 0 | 0 | 0 | 0 | 0 | 0 | 0 | 0 | 0 | 0 | 0 | 0 | 0 | 0 | 0 | 0 | 0 | 0 | 0 | 0 | 0
Commercial_Miscellaneous_New_Food Preparation_Natural Gas_Range_E8_Baseline Forecast | Commercial | Miscellaneous | New | Food Preparation | Natural Gas | Range | E8 |  | Baseline Forecast | 0 | 0 | 0 | 0 | 0 | 0 | 0 | 0 | 0 | 0 | 0 | 0 | 0 | 0 | 0 | 0 | 0 | 0 | 0 | 0 | 0 | 0 | 0 | 0 | 0 | 0 | 0
Commercial_Miscellaneous_New_Food Preparation_Natural Gas_Range_E9_Baseline Forecast | Commercial | Miscellaneous | New | Food Preparation | Natural Gas | Range | E9 |  | Baseline Forecast | 0 | 0 | 0 | 0 | 0 | 0 | 0 | 0 | 0 | 0 | 0 | 0 | 0 | 0 | 0 | 0 | 0 | 0 | 0 | 0 | 0 | 0 | 0 | 0 | 0 | 0 | 0
Commercial_Miscellaneous_New_Food Preparation_Natural Gas_Range_E10_Baseline Forecast | Commercial | Miscellaneous | New | Food Preparation | Natural Gas | Range | E10 |  | Baseline Forecast | 0 | 0 | 0 | 0 | 0 | 0 | 0 | 0 | 0 | 0 | 0 | 0 | 0 | 0 | 0 | 0 | 0 | 0 | 0 | 0 | 0 | 0 | 0 | 0 | 0 | 0 | 0
Commercial_Miscellaneous_New_Food Preparation_Natural Gas_Steamer_E1_Baseline Forecast | Commercial | Miscellaneous | New | Food Preparation | Natural Gas | Steamer | E1 |  | Baseline Forecast | 0 | 0 | 0 | 0 | 0 | 0 | 0 | 0 | 0 | 0 | 0 | 0 | 0 | 0 | 0 | 0 | 0 | 0 | 0 | 0 | 0 | 0 | 0 | 0 | 0 | 0 | 0
Commercial_Miscellaneous_New_Food Preparation_Natural Gas_Steamer_E2_Baseline Forecast | Commercial | Miscellaneous | New | Food Preparation | Natural Gas | Steamer | E2 |  | Baseline Forecast | 0 | 12994.8852 | 10047.6159 | 9999.5802 | 9905.3118 | 9770.5424 | 9786.4295 | 9734.7132 | 12284.9213 | 13728.7941 | 14867.9956 | 15754.7582 | 16432.0089 | 20378.8468 | 19342.6919 | 19780.2088 | 20403.7797 | 21117.2775 | 21902.8509 | 22647.474 | 24713.558 | 25868.6134 | 26800.2273 | 27604.4834 | 28336.5806 | 29937.8763 | 30063.459
Commercial_Miscellaneous_New_Food Preparation_Natural Gas_Steamer_E3_Baseline Forecast | Commercial | Miscellaneous | New | Food Preparation | Natural Gas | Steamer | E3 |  | Baseline Forecast | 0 | 0 | 0 | 0 | 0 | 0 | 0 | 0 | 0 | 0 | 0 | 0 | 0 | 0 | 0 | 0 | 0 | 0 | 0 | 0 | 0 | 0 | 0 | 0 | 0 | 0 | 0
Commercial_Miscellaneous_New_Food Preparation_Natural Gas_Steamer_E4_Baseline Forecast | Commercial | Miscellaneous | New | Food Preparation | Natural Gas | Steamer | E4 |  | Baseline Forecast | 0 | 0 | 0 | 0 | 0 | 0 | 0 | 0 | 0 | 0 | 0 | 0 | 0 | 0 | 0 | 0 | 0 | 0 | 0 | 0 | 0 | 0 | 0 | 0 | 0 | 0 | 0
Commercial_Miscellaneous_New_Food Preparation_Natural Gas_Steamer_E5_Baseline Forecast | Commercial | Miscellaneous | New | Food Preparation | Natural Gas | Steamer | E5 |  | Baseline Forecast | 0 | 0 | 0 | 0 | 0 | 0 | 0 | 0 | 0 | 0 | 0 | 0 | 0 | 0 | 0 | 0 | 0 | 0 | 0 | 0 | 0 | 0 | 0 | 0 | 0 | 0 | 0
Commercial_Miscellaneous_New_Food Preparation_Natural Gas_Steamer_E6_Baseline Forecast | Commercial | Miscellaneous | New | Food Preparation | Natural Gas | Steamer | E6 |  | Baseline Forecast | 0 | 0 | 0 | 0 | 0 | 0 | 0 | 0 | 0 | 0 | 0 | 0 | 0 | 0 | 0 | 0 | 0 | 0 | 0 | 0 | 0 | 0 | 0 | 0 | 0 | 0 | 0
Commercial_Miscellaneous_New_Food Preparation_Natural Gas_Steamer_E7_Baseline Forecast | Commercial | Miscellaneous | New | Food Preparation | Natural Gas | Steamer | E7 |  | Baseline Forecast | 0 | 0 | 0 | 0 | 0 | 0 | 0 | 0 | 0 | 0 | 0 | 0 | 0 | 0 | 0 | 0 | 0 | 0 | 0 | 0 | 0 | 0 | 0 | 0 | 0 | 0 | 0
Commercial_Miscellaneous_New_Food Preparation_Natural Gas_Steamer_E8_Baseline Forecast | Commercial | Miscellaneous | New | Food Preparation | Natural Gas | Steamer | E8 |  | Baseline Forecast | 0 | 0 | 0 | 0 | 0 | 0 | 0 | 0 | 0 | 0 | 0 | 0 | 0 | 0 | 0 | 0 | 0 | 0 | 0 | 0 | 0 | 0 | 0 | 0 | 0 | 0 | 0
Commercial_Miscellaneous_New_Food Preparation_Natural Gas_Steamer_E9_Baseline Forecast | Commercial | Miscellaneous | New | Food Preparation | Natural Gas | Steamer | E9 |  | Baseline Forecast | 0 | 0 | 0 | 0 | 0 | 0 | 0 | 0 | 0 | 0 | 0 | 0 | 0 | 0 | 0 | 0 | 0 | 0 | 0 | 0 | 0 | 0 | 0 | 0 | 0 | 0 | 0
Commercial_Miscellaneous_New_Food Preparation_Natural Gas_Steamer_E10_Baseline Forecast | Commercial | Miscellaneous | New | Food Preparation | Natural Gas | Steamer | E10 |  | Baseline Forecast | 0 | 0 | 0 | 0 | 0 | 0 | 0 | 0 | 0 | 0 | 0 | 0 | 0 | 0 | 0 | 0 | 0 | 0 | 0 | 0 | 0 | 0 | 0 | 0 | 0 | 0 | 0
Commercial_Miscellaneous_New_Food Preparation_Natural Gas_Commercial Food Prep Other_E1_Baseline Forecast | Commercial | Miscellaneous | New | Food Preparation | Natural Gas | Commercial Food Prep Other | E1 |  | Baseline Forecast | 0 | 0 | 0 | 0 | 0 | 0 | 0 | 0 | 0 | 0 | 0 | 0 | 0 | 0 | 0 | 0 | 0 | 0 | 0 | 0 | 0 | 0 | 0 | 0 | 0 | 0 | 0
Commercial_Miscellaneous_New_Food Preparation_Natural Gas_Commercial Food Prep Other_E2_Baseline Forecast | Commercial | Miscellaneous | New | Food Preparation | Natural Gas | Commercial Food Prep Other | E2 |  | Baseline Forecast | 0 | 0 | 0 | 0 | 0 | 0 | 0 | 0 | 0 | 0 | 0 | 0 | 0 | 0 | 0 | 0 | 0 | 0 | 0 | 0 | 0 | 0 | 0 | 0 | 0 | 0 | 0
Commercial_Miscellaneous_New_Food Preparation_Natural Gas_Commercial Food Prep Other_E3_Baseline Forecast | Commercial | Miscellaneous | New | Food Preparation | Natural Gas | Commercial Food Prep Other | E3 |  | Baseline Forecast | 0 | 0 | 0 | 0 | 0 | 0 | 0 | 0 | 0 | 0 | 0 | 0 | 0 | 0 | 0 | 0 | 0 | 0 | 0 | 0 | 0 | 0 | 0 | 0 | 0 | 0 | 0
Commercial_Miscellaneous_New_Food Preparation_Natural Gas_Commercial Food Prep Other_E4_Baseline Forecast | Commercial | Miscellaneous | New | Food Preparation | Natural Gas | Commercial Food Prep Other | E4 |  | Baseline Forecast | 0 | 0 | 0 | 0 | 0 | 0 | 0 | 0 | 0 | 0 | 0 | 0 | 0 | 0 | 0 | 0 | 0 | 0 | 0 | 0 | 0 | 0 | 0 | 0 | 0 | 0 | 0
Commercial_Miscellaneous_New_Food Preparation_Natural Gas_Commercial Food Prep Other_E5_Baseline Forecast | Commercial | Miscellaneous | New | Food Preparation | Natural Gas | Commercial Food Prep Other | E5 |  | Baseline Forecast | 0 | 0 | 0 | 0 | 0 | 0 | 0 | 0 | 0 | 0 | 0 | 0 | 0 | 0 | 0 | 0 | 0 | 0 | 0 | 0 | 0 | 0 | 0 | 0 | 0 | 0 | 0
Commercial_Miscellaneous_New_Food Preparation_Natural Gas_Commercial Food Prep Other_E6_Baseline Forecast | Commercial | Miscellaneous | New | Food Preparation | Natural Gas | Commercial Food Prep Other | E6 |  | Baseline Forecast | 0 | 0 | 0 | 0 | 0 | 0 | 0 | 0 | 0 | 0 | 0 | 0 | 0 | 0 | 0 | 0 | 0 | 0 | 0 | 0 | 0 | 0 | 0 | 0 | 0 | 0 | 0
Commercial_Miscellaneous_New_Food Preparation_Natural Gas_Commercial Food Prep Other_E7_Baseline Forecast | Commercial | Miscellaneous | New | Food Preparation | Natural Gas | Commercial Food Prep Other | E7 |  | Baseline Forecast | 0 | 0 | 0 | 0 | 0 | 0 | 0 | 0 | 0 | 0 | 0 | 0 | 0 | 0 | 0 | 0 | 0 | 0 | 0 | 0 | 0 | 0 | 0 | 0 | 0 | 0 | 0
Commercial_Miscellaneous_New_Food Preparation_Natural Gas_Commercial Food Prep Other_E8_Baseline Forecast | Commercial | Miscellaneous | New | Food Preparation | Natural Gas | Commercial Food Prep Other | E8 |  | Baseline Forecast | 0 | 0 | 0 | 0 | 0 | 0 | 0 | 0 | 0 | 0 | 0 | 0 | 0 | 0 | 0 | 0 | 0 | 0 | 0 | 0 | 0 | 0 | 0 | 0 | 0 | 0 | 0
Commercial_Miscellaneous_New_Food Preparation_Natural Gas_Commercial Food Prep Other_E9_Baseline Forecast | Commercial | Miscellaneous | New | Food Preparation | Natural Gas | Commercial Food Prep Other | E9 |  | Baseline Forecast | 0 | 0 | 0 | 0 | 0 | 0 | 0 | 0 | 0 | 0 | 0 | 0 | 0 | 0 | 0 | 0 | 0 | 0 | 0 | 0 | 0 | 0 | 0 | 0 | 0 | 0 | 0
Commercial_Miscellaneous_New_Food Preparation_Natural Gas_Commercial Food Prep Other_E10_Baseline Forecast | Commercial | Miscellaneous | New | Food Preparation | Natural Gas | Commercial Food Prep Other | E10 |  | Baseline Forecast | 0 | 0 | 0 | 0 | 0 | 0 | 0 | 0 | 0 | 0 | 0 | 0 | 0 | 0 | 0 | 0 | 0 | 0 | 0 | 0 | 0 | 0 | 0 | 0 | 0 | 0 | 0
Commercial_Miscellaneous_New_Miscellaneous_Natural Gas_Pool Heater_E1_Baseline Forecast | Commercial | Miscellaneous | New | Miscellaneous | Natural Gas | Pool Heater | E1 |  | Baseline Forecast | 0 | 11216.5019 | 8672.5739 | 8631.112 | 8549.7445 | 8433.4186 | 10690.4319 | 11931.6478 | 12909.9445 | 13670.4045 | 14250.0784 | 18100.6002 | 17817.5536 | 18438.7501 | 19073.7633 | 19685.4221 | 21564.3364 | 22742.3447 | 23738.2803 | 24603.5769 | 25369.8382 | 27215.5784 | 27844.1252 | 28783.5594 | 29712.5778 | 30604.1315 | 32020.3515
Commercial_Miscellaneous_New_Miscellaneous_Natural Gas_Pool Heater_E2_Baseline Forecast | Commercial | Miscellaneous | New | Miscellaneous | Natural Gas | Pool Heater | E2 |  | Baseline Forecast | 0 | 0 | 0 | 0 | 0 | 0 | 0 | 0 | 0 | 0 | 0 | 0 | 0 | 0 | 0 | 0 | 0 | 0 | 0 | 0 | 0 | 0 | 0 | 0 | 0 | 0 | 0
Commercial_Miscellaneous_New_Miscellaneous_Natural Gas_Pool Heater_E3_Baseline Forecast | Commercial | Miscellaneous | New | Miscellaneous | Natural Gas | Pool Heater | E3 |  | Baseline Forecast | 0 | 0 | 0 | 0 | 0 | 0 | 0 | 0 | 0 | 0 | 0 | 0 | 0 | 0 | 0 | 0 | 0 | 0 | 0 | 0 | 0 | 0 | 0 | 0 | 0 | 0 | 0
Commercial_Miscellaneous_New_Miscellaneous_Natural Gas_Pool Heater_E4_Baseline Forecast | Commercial | Miscellaneous | New | Miscellaneous | Natural Gas | Pool Heater | E4 |  | Baseline Forecast | 0 | 0 | 0 | 0 | 0 | 0 | 0 | 0 | 0 | 0 | 0 | 0 | 0 | 0 | 0 | 0 | 0 | 0 | 0 | 0 | 0 | 0 | 0 | 0 | 0 | 0 | 0
Commercial_Miscellaneous_New_Miscellaneous_Natural Gas_Pool Heater_E5_Baseline Forecast | Commercial | Miscellaneous | New | Miscellaneous | Natural Gas | Pool Heater | E5 |  | Baseline Forecast | 0 | 0 | 0 | 0 | 0 | 0 | 0 | 0 | 0 | 0 | 0 | 0 | 0 | 0 | 0 | 0 | 0 | 0 | 0 | 0 | 0 | 0 | 0 | 0 | 0 | 0 | 0
Commercial_Miscellaneous_New_Miscellaneous_Natural Gas_Pool Heater_E6_Baseline Forecast | Commercial | Miscellaneous | New | Miscellaneous | Natural Gas | Pool Heater | E6 |  | Baseline Forecast | 0 | 0 | 0 | 0 | 0 | 0 | 0 | 0 | 0 | 0 | 0 | 0 | 0 | 0 | 0 | 0 | 0 | 0 | 0 | 0 | 0 | 0 | 0 | 0 | 0 | 0 | 0
Commercial_Miscellaneous_New_Miscellaneous_Natural Gas_Pool Heater_E7_Baseline Forecast | Commercial | Miscellaneous | New | Miscellaneous | Natural Gas | Pool Heater | E7 |  | Baseline Forecast | 0 | 0 | 0 | 0 | 0 | 0 | 0 | 0 | 0 | 0 | 0 | 0 | 0 | 0 | 0 | 0 | 0 | 0 | 0 | 0 | 0 | 0 | 0 | 0 | 0 | 0 | 0
Commercial_Miscellaneous_New_Miscellaneous_Natural Gas_Pool Heater_E8_Baseline Forecast | Commercial | Miscellaneous | New | Miscellaneous | Natural Gas | Pool Heater | E8 |  | Baseline Forecast | 0 | 0 | 0 | 0 | 0 | 0 | 0 | 0 | 0 | 0 | 0 | 0 | 0 | 0 | 0 | 0 | 0 | 0 | 0 | 0 | 0 | 0 | 0 | 0 | 0 | 0 | 0
Commercial_Miscellaneous_New_Miscellaneous_Natural Gas_Pool Heater_E9_Baseline Forecast | Commercial | Miscellaneous | New | Miscellaneous | Natural Gas | Pool Heater | E9 |  | Baseline Forecast | 0 | 0 | 0 | 0 | 0 | 0 | 0 | 0 | 0 | 0 | 0 | 0 | 0 | 0 | 0 | 0 | 0 | 0 | 0 | 0 | 0 | 0 | 0 | 0 | 0 | 0 | 0
Commercial_Miscellaneous_New_Miscellaneous_Natural Gas_Pool Heater_E10_Baseline Forecast | Commercial | Miscellaneous | New | Miscellaneous | Natural Gas | Pool Heater | E10 |  | Baseline Forecast | 0 | 0 | 0 | 0 | 0 | 0 | 0 | 0 | 0 | 0 | 0 | 0 | 0 | 0 | 0 | 0 | 0 | 0 | 0 | 0 | 0 | 0 | 0 | 0 | 0 | 0 | 0
Commercial_Miscellaneous_New_Miscellaneous_Natural Gas_Miscellaneous_E1_Baseline Forecast | Commercial | Miscellaneous | New | Miscellaneous | Natural Gas | Miscellaneous | E1 |  | Baseline Forecast | 0 | 923255.6522 | 713859.1876 | 710446.3645 | 835642.4832 | 909205.3695 | 981107.6478 | 1055981.5196 | 1130352.6126 | 1204083.0555 | 1277716.1471 | 1620218.1111 | 1594110.9089 | 1642086.6997 | 1769454.6446 | 1859725.7631 | 1943368.607 | 2034047.0651 | 2124469.6517 | 2213711.0946 | 2303128.5679 | 2471050.4867 | 2520384.1249 | 2597101.8948 | 2710077.964 | 2803275.754 | 2892334.1048
Commercial_Miscellaneous_New_Miscellaneous_Natural Gas_Miscellaneous_E2_Baseline Forecast | Commercial | Miscellaneous | New | Miscellaneous | Natural Gas | Miscellaneous | E2 |  | Baseline Forecast | 0 | 0 | 0 | 0 | 0 | 0 | 0 | 0 | 0 | 0 | 0 | 0 | 0 | 0 | 0 | 0 | 0 | 0 | 0 | 0 | 0 | 0 | 0 | 0 | 0 | 0 | 0
Commercial_Miscellaneous_New_Miscellaneous_Natural Gas_Miscellaneous_E3_Baseline Forecast | Commercial | Miscellaneous | New | Miscellaneous | Natural Gas | Miscellaneous | E3 |  | Baseline Forecast | 0 | 0 | 0 | 0 | 0 | 0 | 0 | 0 | 0 | 0 | 0 | 0 | 0 | 0 | 0 | 0 | 0 | 0 | 0 | 0 | 0 | 0 | 0 | 0 | 0 | 0 | 0
Commercial_Miscellaneous_New_Miscellaneous_Natural Gas_Miscellaneous_E4_Baseline Forecast | Commercial | Miscellaneous | New | Miscellaneous | Natural Gas | Miscellaneous | E4 |  | Baseline Forecast | 0 | 0 | 0 | 0 | 0 | 0 | 0 | 0 | 0 | 0 | 0 | 0 | 0 | 0 | 0 | 0 | 0 | 0 | 0 | 0 | 0 | 0 | 0 | 0 | 0 | 0 | 0
Commercial_Miscellaneous_New_Miscellaneous_Natural Gas_Miscellaneous_E5_Baseline Forecast | Commercial | Miscellaneous | New | Miscellaneous | Natural Gas | Miscellaneous | E5 |  | Baseline Forecast | 0 | 0 | 0 | 0 | 0 | 0 | 0 | 0 | 0 | 0 | 0 | 0 | 0 | 0 | 0 | 0 | 0 | 0 | 0 | 0 | 0 | 0 | 0 | 0 | 0 | 0 | 0
Commercial_Miscellaneous_New_Miscellaneous_Natural Gas_Miscellaneous_E6_Baseline Forecast | Commercial | Miscellaneous | New | Miscellaneous | Natural Gas | Miscellaneous | E6 |  | Baseline Forecast | 0 | 0 | 0 | 0 | 0 | 0 | 0 | 0 | 0 | 0 | 0 | 0 | 0 | 0 | 0 | 0 | 0 | 0 | 0 | 0 | 0 | 0 | 0 | 0 | 0 | 0 | 0
Commercial_Miscellaneous_New_Miscellaneous_Natural Gas_Miscellaneous_E7_Baseline Forecast | Commercial | Miscellaneous | New | Miscellaneous | Natural Gas | Miscellaneous | E7 |  | Baseline Forecast | 0 | 0 | 0 | 0 | 0 | 0 | 0 | 0 | 0 | 0 | 0 | 0 | 0 | 0 | 0 | 0 | 0 | 0 | 0 | 0 | 0 | 0 | 0 | 0 | 0 | 0 | 0
Commercial_Miscellaneous_New_Miscellaneous_Natural Gas_Miscellaneous_E8_Baseline Forecast | Commercial | Miscellaneous | New | Miscellaneous | Natural Gas | Miscellaneous | E8 |  | Baseline Forecast | 0 | 0 | 0 | 0 | 0 | 0 | 0 | 0 | 0 | 0 | 0 | 0 | 0 | 0 | 0 | 0 | 0 | 0 | 0 | 0 | 0 | 0 | 0 | 0 | 0 | 0 | 0
Commercial_Miscellaneous_New_Miscellaneous_Natural Gas_Miscellaneous_E9_Baseline Forecast | Commercial | Miscellaneous | New | Miscellaneous | Natural Gas | Miscellaneous | E9 |  | Baseline Forecast | 0 | 0 | 0 | 0 | 0 | 0 | 0 | 0 | 0 | 0 | 0 | 0 | 0 | 0 | 0 | 0 | 0 | 0 | 0 | 0 | 0 | 0 | 0 | 0 | 0 | 0 | 0
Commercial_Miscellaneous_New_Miscellaneous_Natural Gas_Miscellaneous_E10_Baseline Forecast | Commercial | Miscellaneous | New | Miscellaneous | Natural Gas | Miscellaneous | E10 |  | Baseline Forecast | 0 | 0 | 0 | 0 | 0 | 0 | 0 | 0 | 0 | 0 | 0 | 0 | 0 | 0 | 0 | 0 | 0 | 0 | 0 | 0 | 0 | 0 | 0 | 0 | 0 | 0 | 0

## Equipment Stock
Key | Sector | Segment | Vintage | End Use | Fuel | Technology | Equipment | Label | Case | 2021 | 2022 | 2023 | 2024 | 2025 | 2026 | 2027 | 2028 | 2029 | 2030 | 2031 | 2032 | 2033 | 2034 | 2035 | 2036 | 2037 | 2038 | 2039 | 2040 | 2041 | 2042 | 2043 | 2044 | 2045 | 2046 | 2047 | Controllable
Commercial_Office_Existing_Space Heating_Natural Gas_Furnace_E1_Baseline Forecast | Commercial | Office | Existing | Space Heating | Natural Gas | Furnace | E1 |  | Baseline Forecast | 0 | 39841.4022 | 83917.6946 | 82391.9183 | 80893.8835 | 79423.0856 | 77979.0295 | 76561.2289 | 75169.2066 | 73802.4938 | 72460.6302 | 71143.1642 | 69849.6522 | 68579.6585 | 67332.7556 | 66108.5237 | 64906.5505 | 63726.4314 | 62567.769 | 59227.4977 | 53677.5084 | 48647.588 | 44089.0029 | 39957.5858 | 36213.3085 | 32819.8936 | 29744.463 | 0
Commercial_Office_Existing_Space Heating_Natural Gas_Furnace_E2_Baseline Forecast | Commercial | Office | Existing | Space Heating | Natural Gas | Furnace | E2 |  | Baseline Forecast | 0 | 0 | 0 | 49990.6589 | 104443.2927 | 163413.3727 | 226915.9691 | 294930.9321 | 367407.5438 | 444268.6911 | 524664.0183 | 607835.1404 | 693106.7236 | 779878.4081 | 867617.4947 | 955852.3233 | 1044166.2787 | 1132192.3636 | 1219608.2867 | 1297517.1092 | 1367107.8068 | 1426701.4868 | 1477298.1315 | 1519802.8693 | 1555034.8844 | 1583735.4905 | 1606575.4481 | 0
Commercial_Office_Existing_Space Heating_Natural Gas_Furnace_E3_Baseline Forecast | Commercial | Office | Existing | Space Heating | Natural Gas | Furnace | E3 |  | Baseline Forecast | 0 | 0 | 0 | 0 | 0 | 0 | 0 | 0 | 0 | 0 | 0 | 0 | 0 | 0 | 0 | 0 | 0 | 0 | 0 | 0 | 0 | 0 | 0 | 0 | 0 | 0 | 0 | 0
Commercial_Office_Existing_Space Heating_Natural Gas_Furnace_E4_Baseline Forecast | Commercial | Office | Existing | Space Heating | Natural Gas | Furnace | E4 |  | Baseline Forecast | 0 | 0 | 0 | 0 | 0 | 0 | 0 | 0 | 0 | 0 | 0 | 0 | 0 | 0 | 0 | 0 | 0 | 0 | 0 | 0 | 0 | 0 | 0 | 0 | 0 | 0 | 0 | 0
Commercial_Office_Existing_Space Heating_Natural Gas_Furnace_E5_Baseline Forecast | Commercial | Office | Existing | Space Heating | Natural Gas | Furnace | E5 |  | Baseline Forecast | 0 | 0 | 0 | 0 | 0 | 0 | 0 | 0 | 0 | 0 | 0 | 0 | 0 | 0 | 0 | 0 | 0 | 0 | 0 | 0 | 0 | 0 | 0 | 0 | 0 | 0 | 0 | 0
Commercial_Office_Existing_Space Heating_Natural Gas_Furnace_E6_Baseline Forecast | Commercial | Office | Existing | Space Heating | Natural Gas | Furnace | E6 |  | Baseline Forecast | 0 | 0 | 0 | 0 | 0 | 0 | 0 | 0 | 0 | 0 | 0 | 0 | 0 | 0 | 0 | 0 | 0 | 0 | 0 | 0 | 0 | 0 | 0 | 0 | 0 | 0 | 0 | 0
Commercial_Office_Existing_Space Heating_Natural Gas_Furnace_E7_Baseline Forecast | Commercial | Office | Existing | Space Heating | Natural Gas | Furnace | E7 |  | Baseline Forecast | 0 | 0 | 0 | 0 | 0 | 0 | 0 | 0 | 0 | 0 | 0 | 0 | 0 | 0 | 0 | 0 | 0 | 0 | 0 | 0 | 0 | 0 | 0 | 0 | 0 | 0 | 0 | 0
Commercial_Office_Existing_Space Heating_Natural Gas_Furnace_E8_Baseline Forecast | Commercial | Office | Existing | Space Heating | Natural Gas | Furnace | E8 |  | Baseline Forecast | 0 | 0 | 0 | 0 | 0 | 0 | 0 | 0 | 0 | 0 | 0 | 0 | 0 | 0 | 0 | 0 | 0 | 0 | 0 | 0 | 0 | 0 | 0 | 0 | 0 | 0 | 0 | 0
Commercial_Office_Existing_Space Heating_Natural Gas_Furnace_E9_Baseline Forecast | Commercial | Office | Existing | Space Heating | Natural Gas | Furnace | E9 |  | Baseline Forecast | 0 | 0 | 0 | 0 | 0 | 0 | 0 | 0 | 0 | 0 | 0 | 0 | 0 | 0 | 0 | 0 | 0 | 0 | 0 | 0 | 0 | 0 | 0 | 0 | 0 | 0 | 0 | 0
Commercial_Office_Existing_Space Heating_Natural Gas_Furnace_E10_Baseline Forecast | Commercial | Office | Existing | Space Heating | Natural Gas | Furnace | E10 |  | Baseline Forecast | 0 | 0 | 0 | 0 | 0 | 0 | 0 | 0 | 0 | 0 | 0 | 0 | 0 | 0 | 0 | 0 | 0 | 0 | 0 | 0 | 0 | 0 | 0 | 0 | 0 | 0 | 0 | 0
Commercial_Office_Existing_Space Heating_Natural Gas_Furnace_Vintage_Baseline Forecast | Commercial | Office | Existing | Space Heating | Natural Gas | Furnace | Vintage |  | Baseline Forecast | 3587201.8016 | 3482138.5485 | 3374026.257 | 3262689.6661 | 3148006.481 | 3029900.9505 | 2908338.0937 | 2783318.5113 | 2654873.728 | 2523062.0121 | 2388715.2176 | 2252573.5639 | 2115294.5497 | 1977461.0239 | 1839588.4931 | 1702131.7374 | 1565490.7991 | 1430016.4037 | 1296014.8666 | 1174570.1169 | 1064505.5045 | 964754.6391 | 874351.0575 | 792418.8605 | 718164.226 | 650867.7181 | 589877.3166 | Vintage
Commercial_Office_Existing_Space Heating_Natural Gas_Boiler_E1_Baseline Forecast | Commercial | Office | Existing | Space Heating | Natural Gas | Boiler | E1 |  | Baseline Forecast | 0 | 94872.0502 | 187140.9995 | 276779.1659 | 363770.5088 | 448109.1651 | 529798.1467 | 608848.1834 | 685276.6943 | 759106.8746 | 830366.885 | 899089.1321 | 965309.6313 | 1029067.4415 | 1090404.165 | 1149363.5051 | 1205990.8751 | 1260333.0536 | 1312437.8795 | 1362353.9846 | 1410130.5579 | 1455817.1388 | 1493010.004 | 1522686.8874 | 1545719.2923 | 1562883.9256 | 1574872.9039 | 0
Commercial_Office_Existing_Space Heating_Natural Gas_Boiler_E2_Baseline Forecast | Commercial | Office | Existing | Space Heating | Natural Gas | Boiler | E2 |  | Baseline Forecast | 0 | 20825.572 | 41079.7316 | 60756.4023 | 79852.0629 | 98365.4265 | 116297.1542 | 133649.6012 | 150426.5914 | 166633.2164 | 182275.6577 | 197361.029 | 211897.2361 | 225892.853 | 239357.0118 | 252299.306 | 264729.7043 | 276658.4752 | 288096.1199 | 299053.3137 | 309540.8542 | 319569.6158 | 327733.9033 | 334248.3411 | 339304.2349 | 343072.0812 | 345703.8082 | 0
Commercial_Office_Existing_Space Heating_Natural Gas_Boiler_E3_Baseline Forecast | Commercial | Office | Existing | Space Heating | Natural Gas | Boiler | E3 |  | Baseline Forecast | 0 | 0 | 0 | 0 | 0 | 0 | 0 | 0 | 0 | 0 | 0 | 0 | 0 | 0 | 0 | 0 | 0 | 0 | 0 | 0 | 0 | 0 | 0 | 0 | 0 | 0 | 0 | 0
Commercial_Office_Existing_Space Heating_Natural Gas_Boiler_E4_Baseline Forecast | Commercial | Office | Existing | Space Heating | Natural Gas | Boiler | E4 |  | Baseline Forecast | 0 | 0 | 0 | 0 | 0 | 0 | 0 | 0 | 0 | 0 | 0 | 0 | 0 | 0 | 0 | 0 | 0 | 0 | 0 | 0 | 0 | 0 | 0 | 0 | 0 | 0 | 0 | 0
Commercial_Office_Existing_Space Heating_Natural Gas_Boiler_E5_Baseline Forecast | Commercial | Office | Existing | Space Heating | Natural Gas | Boiler | E5 |  | Baseline Forecast | 0 | 0 | 0 | 0 | 0 | 0 | 0 | 0 | 0 | 0 | 0 | 0 | 0 | 0 | 0 | 0 | 0 | 0 | 0 | 0 | 0 | 0 | 0 | 0 | 0 | 0 | 0 | 0
Commercial_Office_Existing_Space Heating_Natural Gas_Boiler_E6_Baseline Forecast | Commercial | Office | Existing | Space Heating | Natural Gas | Boiler | E6 |  | Baseline Forecast | 0 | 0 | 0 | 0 | 0 | 0 | 0 | 0 | 0 | 0 | 0 | 0 | 0 | 0 | 0 | 0 | 0 | 0 | 0 | 0 | 0 | 0 | 0 | 0 | 0 | 0 | 0 | 0
Commercial_Office_Existing_Space Heating_Natural Gas_Boiler_E7_Baseline Forecast | Commercial | Office | Existing | Space Heating | Natural Gas | Boiler | E7 |  | Baseline Forecast | 0 | 0 | 0 | 0 | 0 | 0 | 0 | 0 | 0 | 0 | 0 | 0 | 0 | 0 | 0 | 0 | 0 | 0 | 0 | 0 | 0 | 0 | 0 | 0 | 0 | 0 | 0 | 0
Commercial_Office_Existing_Space Heating_Natural Gas_Boiler_E8_Baseline Forecast | Commercial | Office | Existing | Space Heating | Natural Gas | Boiler | E8 |  | Baseline Forecast | 0 | 0 | 0 | 0 | 0 | 0 | 0 | 0 | 0 | 0 | 0 | 0 | 0 | 0 | 0 | 0 | 0 | 0 | 0 | 0 | 0 | 0 | 0 | 0 | 0 | 0 | 0 | 0
Commercial_Office_Existing_Space Heating_Natural Gas_Boiler_E9_Baseline Forecast | Commercial | Office | Existing | Space Heating | Natural Gas | Boiler | E9 |  | Baseline Forecast | 0 | 0 | 0 | 0 | 0 | 0 | 0 | 0 | 0 | 0 | 0 | 0 | 0 | 0 | 0 | 0 | 0 | 0 | 0 | 0 | 0 | 0 | 0 | 0 | 0 | 0 | 0 | 0
Commercial_Office_Existing_Space Heating_Natural Gas_Boiler_E10_Baseline Forecast | Commercial | Office | Existing | Space Heating | Natural Gas | Boiler | E10 |  | Baseline Forecast | 0 | 0 | 0 | 0 | 0 | 0 | 0 | 0 | 0 | 0 | 0 | 0 | 0 | 0 | 0 | 0 | 0 | 0 | 0 | 0 | 0 | 0 | 0 | 0 | 0 | 0 | 0 | 0
Commercial_Office_Existing_Space Heating_Natural Gas_Boiler_Vintage_Baseline Forecast | Commercial | Office | Existing | Space Heating | Natural Gas | Boiler | Vintage |  | Baseline Forecast | 3888725.6353 | 3702323.9107 | 3520382.2284 | 3342910.9739 | 3169906.7605 | 3001354.2073 | 2837227.5199 | 2677491.8939 | 2522104.7623 | 2371016.9016 | 2224173.4138 | 2081514.5961 | 1942976.7124 | 1808492.6747 | 1677992.6476 | 1551404.5801 | 1428654.6774 | 1309667.8142 | 1194367.9011 | 1082678.204 | 974521.6265 | 869820.9559 | 776369.1177 | 692957.5596 | 618507.5738 | 552056.3469 | 492744.508 | Vintage
Commercial_Office_Existing_Space Heating_Natural Gas_Unit Heater_E1_Baseline Forecast | Commercial | Office | Existing | Space Heating | Natural Gas | Unit Heater | E1 |  | Baseline Forecast | 0 | 143.3684 | 550.2501 | 1320.3465 | 2535.3869 | 4261.3275 | 6550.3047 | 9442.3714 | 12967.0388 | 17144.6449 | 21866.0254 | 27034.8216 | 32566.0792 | 38384.9966 | 44425.8095 | 50630.7951 | 56949.3843 | 62375.3303 | 67008.4238 | 70937.6638 | 74242.4178 | 76993.4583 | 79253.8869 | 81079.9605 | 82521.827 | 83624.1833 | 84426.8622 | 0
Commercial_Office_Existing_Space Heating_Natural Gas_Unit Heater_E2_Baseline Forecast | Commercial | Office | Existing | Space Heating | Natural Gas | Unit Heater | E2 |  | Baseline Forecast | 0 | 0 | 0 | 0 | 0 | 0 | 0 | 0 | 0 | 0 | 0 | 0 | 0 | 0 | 0 | 0 | 0 | 0 | 0 | 0 | 0 | 0 | 0 | 0 | 0 | 0 | 0 | 0
Commercial_Office_Existing_Space Heating_Natural Gas_Unit Heater_E3_Baseline Forecast | Commercial | Office | Existing | Space Heating | Natural Gas | Unit Heater | E3 |  | Baseline Forecast | 0 | 0 | 0 | 0 | 0 | 0 | 0 | 0 | 0 | 0 | 0 | 0 | 0 | 0 | 0 | 0 | 0 | 0 | 0 | 0 | 0 | 0 | 0 | 0 | 0 | 0 | 0 | 0
Commercial_Office_Existing_Space Heating_Natural Gas_Unit Heater_E4_Baseline Forecast | Commercial | Office | Existing | Space Heating | Natural Gas | Unit Heater | E4 |  | Baseline Forecast | 0 | 0 | 0 | 0 | 0 | 0 | 0 | 0 | 0 | 0 | 0 | 0 | 0 | 0 | 0 | 0 | 0 | 0 | 0 | 0 | 0 | 0 | 0 | 0 | 0 | 0 | 0 | 0
Commercial_Office_Existing_Space Heating_Natural Gas_Unit Heater_E5_Baseline Forecast | Commercial | Office | Existing | Space Heating | Natural Gas | Unit Heater | E5 |  | Baseline Forecast | 0 | 0 | 0 | 0 | 0 | 0 | 0 | 0 | 0 | 0 | 0 | 0 | 0 | 0 | 0 | 0 | 0 | 0 | 0 | 0 | 0 | 0 | 0 | 0 | 0 | 0 | 0 | 0
Commercial_Office_Existing_Space Heating_Natural Gas_Unit Heater_E6_Baseline Forecast | Commercial | Office | Existing | Space Heating | Natural Gas | Unit Heater | E6 |  | Baseline Forecast | 0 | 0 | 0 | 0 | 0 | 0 | 0 | 0 | 0 | 0 | 0 | 0 | 0 | 0 | 0 | 0 | 0 | 0 | 0 | 0 | 0 | 0 | 0 | 0 | 0 | 0 | 0 | 0
Commercial_Office_Existing_Space Heating_Natural Gas_Unit Heater_E7_Baseline Forecast | Commercial | Office | Existing | Space Heating | Natural Gas | Unit Heater | E7 |  | Baseline Forecast | 0 | 0 | 0 | 0 | 0 | 0 | 0 | 0 | 0 | 0 | 0 | 0 | 0 | 0 | 0 | 0 | 0 | 0 | 0 | 0 | 0 | 0 | 0 | 0 | 0 | 0 | 0 | 0
Commercial_Office_Existing_Space Heating_Natural Gas_Unit Heater_E8_Baseline Forecast | Commercial | Office | Existing | Space Heating | Natural Gas | Unit Heater | E8 |  | Baseline Forecast | 0 | 0 | 0 | 0 | 0 | 0 | 0 | 0 | 0 | 0 | 0 | 0 | 0 | 0 | 0 | 0 | 0 | 0 | 0 | 0 | 0 | 0 | 0 | 0 | 0 | 0 | 0 | 0
Commercial_Office_Existing_Space Heating_Natural Gas_Unit Heater_E9_Baseline Forecast | Commercial | Office | Existing | Space Heating | Natural Gas | Unit Heater | E9 |  | Baseline Forecast | 0 | 0 | 0 | 0 | 0 | 0 | 0 | 0 | 0 | 0 | 0 | 0 | 0 | 0 | 0 | 0 | 0 | 0 | 0 | 0 | 0 | 0 | 0 | 0 | 0 | 0 | 0 | 0
Commercial_Office_Existing_Space Heating_Natural Gas_Unit Heater_E10_Baseline Forecast | Commercial | Office | Existing | Space Heating | Natural Gas | Unit Heater | E10 |  | Baseline Forecast | 0 | 0 | 0 | 0 | 0 | 0 | 0 | 0 | 0 | 0 | 0 | 0 | 0 | 0 | 0 | 0 | 0 | 0 | 0 | 0 | 0 | 0 | 0 | 0 | 0 | 0 | 0 | 0
Commercial_Office_Existing_Space Heating_Natural Gas_Unit Heater_Vintage_Baseline Forecast | Commercial | Office | Existing | Space Heating | Natural Gas | Unit Heater | Vintage |  | Baseline Forecast | 173475.7094 | 170178.2372 | 166674.599 | 162864.0508 | 158663.8395 | 154007.0039 | 148840.4207 | 143123.0681 | 136824.4836 | 129923.3952 | 122528.0504 | 114733.9073 | 106625.0365 | 98275.3715 | 89749.8247 | 81105.2821 | 72391.4915 | 64613.8932 | 57671.9047 | 51475.7497 | 45945.2972 | 41009.0256 | 36603.0972 | 32670.5331 | 29160.4758 | 26027.5321 | 23231.1857 | Vintage
Commercial_Office_Existing_Water Heating_Natural Gas_Water Heater_E1_Baseline Forecast | Commercial | Office | Existing | Water Heating | Natural Gas | Water Heater | E1 |  | Baseline Forecast | 0 | 264551.4267 | 504640.4357 | 724253.4767 | 926556.9336 | 1114072.2033 | 1288813.2308 | 1452394.5568 | 1606116.2028 | 1751030.363 | 1855953.8653 | 1929628.3416 | 1978917.004 | 2009207.7051 | 2024729.5222 | 2028801.4186 | 2024027.5552 | 2012450.6978 | 1995672.7106 | 1974949.1977 | 1951263.8386 | 1925386.7744 | 1897920.4672 | 1869335.7191 | 1839999.9632 | 1810199.4835 | 1780156.8676 | 0
Commercial_Office_Existing_Water Heating_Natural Gas_Water Heater_E2_Baseline Forecast | Commercial | Office | Existing | Water Heating | Natural Gas | Water Heater | E2 |  | Baseline Forecast | 0 | 275349.4441 | 525238.0045 | 753814.8431 | 964375.584 | 1159544.5382 | 1341417.8525 | 1511675.9673 | 1671671.9662 | 1822500.99 | 1931707.0843 | 2008388.682 | 2059689.1266 | 2091216.1829 | 2107371.5436 | 2111609.6398 | 2106640.9248 | 2094591.5426 | 2077128.7396 | 2055559.369 | 2030907.2605 | 2003973.9897 | 1975386.6087 | 1945635.1362 | 1915102.0025 | 1884085.1767 | 1852816.3316 | 0
Commercial_Office_Existing_Water Heating_Natural Gas_Water Heater_E3_Baseline Forecast | Commercial | Office | Existing | Water Heating | Natural Gas | Water Heater | E3 |  | Baseline Forecast | 0 | 0 | 0 | 0 | 0 | 0 | 0 | 0 | 0 | 0 | 0 | 0 | 0 | 0 | 0 | 0 | 0 | 0 | 0 | 0 | 0 | 0 | 0 | 0 | 0 | 0 | 0 | 0
Commercial_Office_Existing_Water Heating_Natural Gas_Water Heater_E4_Baseline Forecast | Commercial | Office | Existing | Water Heating | Natural Gas | Water Heater | E4 |  | Baseline Forecast | 0 | 0 | 0 | 0 | 0 | 0 | 0 | 0 | 0 | 0 | 0 | 0 | 0 | 0 | 0 | 0 | 0 | 0 | 0 | 0 | 0 | 0 | 0 | 0 | 0 | 0 | 0 | 0
Commercial_Office_Existing_Water Heating_Natural Gas_Water Heater_E5_Baseline Forecast | Commercial | Office | Existing | Water Heating | Natural Gas | Water Heater | E5 |  | Baseline Forecast | 0 | 0 | 0 | 0 | 0 | 0 | 0 | 0 | 0 | 0 | 0 | 0 | 0 | 0 | 0 | 0 | 0 | 0 | 0 | 0 | 0 | 0 | 0 | 0 | 0 | 0 | 0 | 0
Commercial_Office_Existing_Water Heating_Natural Gas_Water Heater_E6_Baseline Forecast | Commercial | Office | Existing | Water Heating | Natural Gas | Water Heater | E6 |  | Baseline Forecast | 0 | 0 | 0 | 0 | 0 | 0 | 0 | 0 | 0 | 0 | 0 | 0 | 0 | 0 | 0 | 0 | 0 | 0 | 0 | 0 | 0 | 0 | 0 | 0 | 0 | 0 | 0 | 0
Commercial_Office_Existing_Water Heating_Natural Gas_Water Heater_E7_Baseline Forecast | Commercial | Office | Existing | Water Heating | Natural Gas | Water Heater | E7 |  | Baseline Forecast | 0 | 0 | 0 | 0 | 0 | 0 | 0 | 0 | 0 | 0 | 0 | 0 | 0 | 0 | 0 | 0 | 0 | 0 | 0 | 0 | 0 | 0 | 0 | 0 | 0 | 0 | 0 | 0
Commercial_Office_Existing_Water Heating_Natural Gas_Water Heater_E8_Baseline Forecast | Commercial | Office | Existing | Water Heating | Natural Gas | Water Heater | E8 |  | Baseline Forecast | 0 | 0 | 0 | 0 | 0 | 0 | 0 | 0 | 0 | 0 | 0 | 0 | 0 | 0 | 0 | 0 | 0 | 0 | 0 | 0 | 0 | 0 | 0 | 0 | 0 | 0 | 0 | 0
Commercial_Office_Existing_Water Heating_Natural Gas_Water Heater_E9_Baseline Forecast | Commercial | Office | Existing | Water Heating | Natural Gas | Water Heater | E9 |  | Baseline Forecast | 0 | 0 | 0 | 0 | 0 | 0 | 0 | 0 | 0 | 0 | 0 | 0 | 0 | 0 | 0 | 0 | 0 | 0 | 0 | 0 | 0 | 0 | 0 | 0 | 0 | 0 | 0 | 0
Commercial_Office_Existing_Water Heating_Natural Gas_Water Heater_E10_Baseline Forecast | Commercial | Office | Existing | Water Heating | Natural Gas | Water Heater | E10 |  | Baseline Forecast | 0 | 0 | 0 | 0 | 0 | 0 | 0 | 0 | 0 | 0 | 0 | 0 | 0 | 0 | 0 | 0 | 0 | 0 | 0 | 0 | 0 | 0 | 0 | 0 | 0 | 0 | 0 | 0
Commercial_Office_Existing_Water Heating_Natural Gas_Water Heater_Vintage_Baseline Forecast | Commercial | Office | Existing | Water Heating | Natural Gas | Water Heater | Vintage |  | Baseline Forecast | 5891775.3756 | 5244751.3162 | 4649598.2524 | 4098145.1603 | 3583895.2628 | 3101668.7156 | 2647321.9109 | 2217526.9612 | 1809598.4529 | 1421357.3303 | 1116411.5758 | 876890.5468 | 688757.6659 | 540987.8394 | 424921.3575 | 333756.4117 | 262150.4906 | 205907.2945 | 161730.8204 | 127032.208 | 99778.0252 | 78371.1034 | 61556.9394 | 48350.1779 | 37976.867 | 29829.1028 | 23429.4044 | Vintage
Commercial_Office_Existing_Food Preparation_Natural Gas_Oven_E1_Baseline Forecast | Commercial | Office | Existing | Food Preparation | Natural Gas | Oven | E1 |  | Baseline Forecast | 0 | 432.297 | 1188.4238 | 2322.5197 | 3869.9502 | 5717.699 | 7777.6646 | 9981.2991 | 12275.397 | 14618.7883 | 16979.7406 | 19333.9201 | 21073.9828 | 22333.6672 | 23217.9827 | 23809.3742 | 24172.5634 | 24358.3523 | 24406.6101 | 24348.6193 | 24208.9186 | 24006.7503 | 23757.1973 | 23472.0759 | 23160.6373 | 22830.1185 | 22486.1748 | 0
Commercial_Office_Existing_Food Preparation_Natural Gas_Oven_E2_Baseline Forecast | Commercial | Office | Existing | Food Preparation | Natural Gas | Oven | E2 |  | Baseline Forecast | 0 | 507.4791 | 1395.1062 | 2726.4362 | 4542.9851 | 6712.0814 | 9130.3019 | 11717.1772 | 14410.2487 | 17161.1862 | 19932.7389 | 22696.341 | 24739.0233 | 26217.7832 | 27255.8928 | 27950.1349 | 28376.4874 | 28594.5875 | 28651.2379 | 28583.1618 | 28419.1653 | 28181.8373 | 27888.8838 | 27554.1761 | 27188.5743 | 26800.5739 | 26396.8139 | 0
Commercial_Office_Existing_Food Preparation_Natural Gas_Oven_E3_Baseline Forecast | Commercial | Office | Existing | Food Preparation | Natural Gas | Oven | E3 |  | Baseline Forecast | 0 | 0 | 0 | 0 | 0 | 0 | 0 | 0 | 0 | 0 | 0 | 0 | 0 | 0 | 0 | 0 | 0 | 0 | 0 | 0 | 0 | 0 | 0 | 0 | 0 | 0 | 0 | 0
Commercial_Office_Existing_Food Preparation_Natural Gas_Oven_E4_Baseline Forecast | Commercial | Office | Existing | Food Preparation | Natural Gas | Oven | E4 |  | Baseline Forecast | 0 | 0 | 0 | 0 | 0 | 0 | 0 | 0 | 0 | 0 | 0 | 0 | 0 | 0 | 0 | 0 | 0 | 0 | 0 | 0 | 0 | 0 | 0 | 0 | 0 | 0 | 0 | 0
Commercial_Office_Existing_Food Preparation_Natural Gas_Oven_E5_Baseline Forecast | Commercial | Office | Existing | Food Preparation | Natural Gas | Oven | E5 |  | Baseline Forecast | 0 | 0 | 0 | 0 | 0 | 0 | 0 | 0 | 0 | 0 | 0 | 0 | 0 | 0 | 0 | 0 | 0 | 0 | 0 | 0 | 0 | 0 | 0 | 0 | 0 | 0 | 0 | 0
Commercial_Office_Existing_Food Preparation_Natural Gas_Oven_E6_Baseline Forecast | Commercial | Office | Existing | Food Preparation | Natural Gas | Oven | E6 |  | Baseline Forecast | 0 | 0 | 0 | 0 | 0 | 0 | 0 | 0 | 0 | 0 | 0 | 0 | 0 | 0 | 0 | 0 | 0 | 0 | 0 | 0 | 0 | 0 | 0 | 0 | 0 | 0 | 0 | 0
Commercial_Office_Existing_Food Preparation_Natural Gas_Oven_E7_Baseline Forecast | Commercial | Office | Existing | Food Preparation | Natural Gas | Oven | E7 |  | Baseline Forecast | 0 | 0 | 0 | 0 | 0 | 0 | 0 | 0 | 0 | 0 | 0 | 0 | 0 | 0 | 0 | 0 | 0 | 0 | 0 | 0 | 0 | 0 | 0 | 0 | 0 | 0 | 0 | 0
Commercial_Office_Existing_Food Preparation_Natural Gas_Oven_E8_Baseline Forecast | Commercial | Office | Existing | Food Preparation | Natural Gas | Oven | E8 |  | Baseline Forecast | 0 | 0 | 0 | 0 | 0 | 0 | 0 | 0 | 0 | 0 | 0 | 0 | 0 | 0 | 0 | 0 | 0 | 0 | 0 | 0 | 0 | 0 | 0 | 0 | 0 | 0 | 0 | 0
Commercial_Office_Existing_Food Preparation_Natural Gas_Oven_E9_Baseline Forecast | Commercial | Office | Existing | Food Preparation | Natural Gas | Oven | E9 |  | Baseline Forecast | 0 | 0 | 0 | 0 | 0 | 0 | 0 | 0 | 0 | 0 | 0 | 0 | 0 | 0 | 0 | 0 | 0 | 0 | 0 | 0 | 0 | 0 | 0 | 0 | 0 | 0 | 0 | 0
Commercial_Office_Existing_Food Preparation_Natural Gas_Oven_E10_Baseline Forecast | Commercial | Office | Existing | Food Preparation | Natural Gas | Oven | E10 |  | Baseline Forecast | 0 | 0 | 0 | 0 | 0 | 0 | 0 | 0 | 0 | 0 | 0 | 0 | 0 | 0 | 0 | 0 | 0 | 0 | 0 | 0 | 0 | 0 | 0 | 0 | 0 | 0 | 0 | 0
Commercial_Office_Existing_Food Preparation_Natural Gas_Oven_Vintage_Baseline Forecast | Commercial | Office | Existing | Food Preparation | Natural Gas | Oven | Vintage |  | Baseline Forecast | 79764.9506 | 77374.9026 | 74307.2454 | 70443.8055 | 65707.2305 | 60342.746 | 54541.4231 | 48451.8334 | 42189.2038 | 35842.6051 | 29480.5986 | 23155.6702 | 18187.7264 | 14285.6324 | 11220.7149 | 8813.3615 | 6922.4949 | 5437.3051 | 4270.756 | 3354.4847 | 2634.7952 | 2069.5119 | 1625.5075 | 1276.7623 | 1002.8387 | 787.6842 | 618.6902 | Vintage
Commercial_Office_Existing_Food Preparation_Natural Gas_Conveyor Oven_E1_Baseline Forecast | Commercial | Office | Existing | Food Preparation | Natural Gas | Conveyor Oven | E1 |  | Baseline Forecast | 0 | 0 | 0 | 0 | 0 | 66.9507 | 249.7871 | 583.4261 | 1091.9033 | 1790.832 | 2628.2498 | 3563.6472 | 4565.5031 | 5609.3492 | 6676.2498 | 7751.6076 | 8824.2265 | 9616.9801 | 10190.8165 | 10593.5914 | 10862.8769 | 11028.1686 | 11112.6183 | 11134.3952 | 11107.7556 | 11043.8825 | 10951.5449 | 0
Commercial_Office_Existing_Food Preparation_Natural Gas_Conveyor Oven_E2_Baseline Forecast | Commercial | Office | Existing | Food Preparation | Natural Gas | Conveyor Oven | E2 |  | Baseline Forecast | 0 | 0 | 0 | 0 | 0 | 78.5943 | 293.2283 | 684.8915 | 1281.7995 | 2102.281 | 3085.3367 | 4183.4119 | 5359.5036 | 6584.8882 | 7837.3367 | 9099.7132 | 10358.8746 | 11289.4983 | 11963.1324 | 12435.9551 | 12752.0729 | 12946.111 | 13045.2475 | 13070.8117 | 13039.5392 | 12964.5577 | 12856.1614 | 0
Commercial_Office_Existing_Food Preparation_Natural Gas_Conveyor Oven_E3_Baseline Forecast | Commercial | Office | Existing | Food Preparation | Natural Gas | Conveyor Oven | E3 |  | Baseline Forecast | 0 | 0 | 0 | 0 | 0 | 0 | 0 | 0 | 0 | 0 | 0 | 0 | 0 | 0 | 0 | 0 | 0 | 0 | 0 | 0 | 0 | 0 | 0 | 0 | 0 | 0 | 0 | 0
Commercial_Office_Existing_Food Preparation_Natural Gas_Conveyor Oven_E4_Baseline Forecast | Commercial | Office | Existing | Food Preparation | Natural Gas | Conveyor Oven | E4 |  | Baseline Forecast | 0 | 0 | 0 | 0 | 0 | 0 | 0 | 0 | 0 | 0 | 0 | 0 | 0 | 0 | 0 | 0 | 0 | 0 | 0 | 0 | 0 | 0 | 0 | 0 | 0 | 0 | 0 | 0
Commercial_Office_Existing_Food Preparation_Natural Gas_Conveyor Oven_E5_Baseline Forecast | Commercial | Office | Existing | Food Preparation | Natural Gas | Conveyor Oven | E5 |  | Baseline Forecast | 0 | 0 | 0 | 0 | 0 | 0 | 0 | 0 | 0 | 0 | 0 | 0 | 0 | 0 | 0 | 0 | 0 | 0 | 0 | 0 | 0 | 0 | 0 | 0 | 0 | 0 | 0 | 0
Commercial_Office_Existing_Food Preparation_Natural Gas_Conveyor Oven_E6_Baseline Forecast | Commercial | Office | Existing | Food Preparation | Natural Gas | Conveyor Oven | E6 |  | Baseline Forecast | 0 | 0 | 0 | 0 | 0 | 0 | 0 | 0 | 0 | 0 | 0 | 0 | 0 | 0 | 0 | 0 | 0 | 0 | 0 | 0 | 0 | 0 | 0 | 0 | 0 | 0 | 0 | 0
Commercial_Office_Existing_Food Preparation_Natural Gas_Conveyor Oven_E7_Baseline Forecast | Commercial | Office | Existing | Food Preparation | Natural Gas | Conveyor Oven | E7 |  | Baseline Forecast | 0 | 0 | 0 | 0 | 0 | 0 | 0 | 0 | 0 | 0 | 0 | 0 | 0 | 0 | 0 | 0 | 0 | 0 | 0 | 0 | 0 | 0 | 0 | 0 | 0 | 0 | 0 | 0
Commercial_Office_Existing_Food Preparation_Natural Gas_Conveyor Oven_E8_Baseline Forecast | Commercial | Office | Existing | Food Preparation | Natural Gas | Conveyor Oven | E8 |  | Baseline Forecast | 0 | 0 | 0 | 0 | 0 | 0 | 0 | 0 | 0 | 0 | 0 | 0 | 0 | 0 | 0 | 0 | 0 | 0 | 0 | 0 | 0 | 0 | 0 | 0 | 0 | 0 | 0 | 0
Commercial_Office_Existing_Food Preparation_Natural Gas_Conveyor Oven_E9_Baseline Forecast | Commercial | Office | Existing | Food Preparation | Natural Gas | Conveyor Oven | E9 |  | Baseline Forecast | 0 | 0 | 0 | 0 | 0 | 0 | 0 | 0 | 0 | 0 | 0 | 0 | 0 | 0 | 0 | 0 | 0 | 0 | 0 | 0 | 0 | 0 | 0 | 0 | 0 | 0 | 0 | 0
Commercial_Office_Existing_Food Preparation_Natural Gas_Conveyor Oven_E10_Baseline Forecast | Commercial | Office | Existing | Food Preparation | Natural Gas | Conveyor Oven | E10 |  | Baseline Forecast | 0 | 0 | 0 | 0 | 0 | 0 | 0 | 0 | 0 | 0 | 0 | 0 | 0 | 0 | 0 | 0 | 0 | 0 | 0 | 0 | 0 | 0 | 0 | 0 | 0 | 0 | 0 | 0
Commercial_Office_Existing_Food Preparation_Natural Gas_Conveyor Oven_Vintage_Baseline Forecast | Commercial | Office | Existing | Food Preparation | Natural Gas | Conveyor Oven | Vintage |  | Baseline Forecast | 39882.4753 | 39157.3394 | 38445.3878 | 37746.3807 | 37060.0829 | 36240.7181 | 35181.6794 | 33806.8373 | 32063.722 | 29918.1767 | 27482.9526 | 24845.9066 | 22075.3596 | 19224.304 | 16333.7088 | 13435.1145 | 10552.6718 | 8288.644 | 6510.3531 | 5113.5864 | 4016.4897 | 3154.7701 | 2477.9285 | 1946.3002 | 1528.7304 | 1200.7482 | 943.1331 | Vintage
Commercial_Office_Existing_Food Preparation_Natural Gas_Double Rack Oven_E1_Baseline Forecast | Commercial | Office | Existing | Food Preparation | Natural Gas | Double Rack Oven | E1 |  | Baseline Forecast | 0 | 400.275 | 938.8269 | 1591.0436 | 2335.6382 | 3154.2205 | 4030.9245 | 4952.0818 | 5905.9384 | 6882.4061 | 7703.1755 | 8388.634 | 8956.564 | 9422.4742 | 9799.8898 | 10100.6044 | 10334.9013 | 10511.7454 | 10638.9512 | 10723.3297 | 10770.8158 | 10786.5806 | 10775.1281 | 10740.3808 | 10685.7534 | 10614.218 | 10528.3605 | 0
Commercial_Office_Existing_Food Preparation_Natural Gas_Double Rack Oven_E2_Baseline Forecast | Commercial | Office | Existing | Food Preparation | Natural Gas | Double Rack Oven | E2 |  | Baseline Forecast | 0 | 469.8881 | 1102.1011 | 1867.7468 | 2741.8361 | 3702.7806 | 4731.9548 | 5813.3134 | 6933.0581 | 8079.3463 | 9042.8582 | 9847.5269 | 10514.2273 | 11061.1654 | 11504.2184 | 11857.2313 | 12132.2755 | 12339.875 | 12489.2036 | 12588.2566 | 12644.0012 | 12662.5077 | 12649.0634 | 12608.2731 | 12544.1453 | 12460.169 | 12359.3797 | 0
Commercial_Office_Existing_Food Preparation_Natural Gas_Double Rack Oven_E3_Baseline Forecast | Commercial | Office | Existing | Food Preparation | Natural Gas | Double Rack Oven | E3 |  | Baseline Forecast | 0 | 0 | 0 | 0 | 0 | 0 | 0 | 0 | 0 | 0 | 0 | 0 | 0 | 0 | 0 | 0 | 0 | 0 | 0 | 0 | 0 | 0 | 0 | 0 | 0 | 0 | 0 | 0
Commercial_Office_Existing_Food Preparation_Natural Gas_Double Rack Oven_E4_Baseline Forecast | Commercial | Office | Existing | Food Preparation | Natural Gas | Double Rack Oven | E4 |  | Baseline Forecast | 0 | 0 | 0 | 0 | 0 | 0 | 0 | 0 | 0 | 0 | 0 | 0 | 0 | 0 | 0 | 0 | 0 | 0 | 0 | 0 | 0 | 0 | 0 | 0 | 0 | 0 | 0 | 0
Commercial_Office_Existing_Food Preparation_Natural Gas_Double Rack Oven_E5_Baseline Forecast | Commercial | Office | Existing | Food Preparation | Natural Gas | Double Rack Oven | E5 |  | Baseline Forecast | 0 | 0 | 0 | 0 | 0 | 0 | 0 | 0 | 0 | 0 | 0 | 0 | 0 | 0 | 0 | 0 | 0 | 0 | 0 | 0 | 0 | 0 | 0 | 0 | 0 | 0 | 0 | 0
Commercial_Office_Existing_Food Preparation_Natural Gas_Double Rack Oven_E6_Baseline Forecast | Commercial | Office | Existing | Food Preparation | Natural Gas | Double Rack Oven | E6 |  | Baseline Forecast | 0 | 0 | 0 | 0 | 0 | 0 | 0 | 0 | 0 | 0 | 0 | 0 | 0 | 0 | 0 | 0 | 0 | 0 | 0 | 0 | 0 | 0 | 0 | 0 | 0 | 0 | 0 | 0
Commercial_Office_Existing_Food Preparation_Natural Gas_Double Rack Oven_E7_Baseline Forecast | Commercial | Office | Existing | Food Preparation | Natural Gas | Double Rack Oven | E7 |  | Baseline Forecast | 0 | 0 | 0 | 0 | 0 | 0 | 0 | 0 | 0 | 0 | 0 | 0 | 0 | 0 | 0 | 0 | 0 | 0 | 0 | 0 | 0 | 0 | 0 | 0 | 0 | 0 | 0 | 0
Commercial_Office_Existing_Food Preparation_Natural Gas_Double Rack Oven_E8_Baseline Forecast | Commercial | Office | Existing | Food Preparation | Natural Gas | Double Rack Oven | E8 |  | Baseline Forecast | 0 | 0 | 0 | 0 | 0 | 0 | 0 | 0 | 0 | 0 | 0 | 0 | 0 | 0 | 0 | 0 | 0 | 0 | 0 | 0 | 0 | 0 | 0 | 0 | 0 | 0 | 0 | 0
Commercial_Office_Existing_Food Preparation_Natural Gas_Double Rack Oven_E9_Baseline Forecast | Commercial | Office | Existing | Food Preparation | Natural Gas | Double Rack Oven | E9 |  | Baseline Forecast | 0 | 0 | 0 | 0 | 0 | 0 | 0 | 0 | 0 | 0 | 0 | 0 | 0 | 0 | 0 | 0 | 0 | 0 | 0 | 0 | 0 | 0 | 0 | 0 | 0 | 0 | 0 | 0
Commercial_Office_Existing_Food Preparation_Natural Gas_Double Rack Oven_E10_Baseline Forecast | Commercial | Office | Existing | Food Preparation | Natural Gas | Double Rack Oven | E10 |  | Baseline Forecast | 0 | 0 | 0 | 0 | 0 | 0 | 0 | 0 | 0 | 0 | 0 | 0 | 0 | 0 | 0 | 0 | 0 | 0 | 0 | 0 | 0 | 0 | 0 | 0 | 0 | 0 | 0 | 0
Commercial_Office_Existing_Food Preparation_Natural Gas_Double Rack Oven_Vintage_Baseline Forecast | Commercial | Office | Existing | Food Preparation | Natural Gas | Double Rack Oven | Vintage |  | Baseline Forecast | 39882.4753 | 38287.1763 | 36404.4598 | 34287.5903 | 31982.6086 | 29529.2621 | 26961.8155 | 24309.7596 | 21598.4282 | 18849.5374 | 16450.5053 | 14356.8047 | 12529.575 | 10934.9018 | 9543.187 | 8328.5996 | 7268.596 | 6343.502 | 5536.1472 | 4831.5466 | 4216.6225 | 3679.9615 | 3211.6027 | 2802.8533 | 2446.1265 | 2134.8013 | 1863.0993 | Vintage
Commercial_Office_Existing_Food Preparation_Natural Gas_Fryer_E1_Baseline Forecast | Commercial | Office | Existing | Food Preparation | Natural Gas | Fryer | E1 |  | Baseline Forecast | 0 | 0 | 0 | 0 | 0 | 0 | 0 | 0 | 0 | 0 | 0 | 0 | 0 | 0 | 0 | 0 | 0 | 0 | 0 | 0 | 0 | 0 | 0 | 0 | 0 | 0 | 0 | 0
Commercial_Office_Existing_Food Preparation_Natural Gas_Fryer_E2_Baseline Forecast | Commercial | Office | Existing | Food Preparation | Natural Gas | Fryer | E2 |  | Baseline Forecast | 0 | 16707.1315 | 31576.4785 | 44933.2916 | 57034.9734 | 68085.5875 | 78247.2559 | 87649.1118 | 96394.3331 | 102762.3989 | 107272.4245 | 110331.986 | 112261.0529 | 113310.7874 | 113678.3091 | 113518.2929 | 112952.0774 | 112074.8205 | 110961.1188 | 109669.4214 | 108245.4972 | 106725.1576 | 105136.3956 | 103501.0655 | 101836.2025 | 100155.0588 | 98467.9178 | 0
Commercial_Office_Existing_Food Preparation_Natural Gas_Fryer_E3_Baseline Forecast | Commercial | Office | Existing | Food Preparation | Natural Gas | Fryer | E3 |  | Baseline Forecast | 0 | 0 | 0 | 0 | 0 | 0 | 0 | 0 | 0 | 0 | 0 | 0 | 0 | 0 | 0 | 0 | 0 | 0 | 0 | 0 | 0 | 0 | 0 | 0 | 0 | 0 | 0 | 0
Commercial_Office_Existing_Food Preparation_Natural Gas_Fryer_E4_Baseline Forecast | Commercial | Office | Existing | Food Preparation | Natural Gas | Fryer | E4 |  | Baseline Forecast | 0 | 0 | 0 | 0 | 0 | 0 | 0 | 0 | 0 | 0 | 0 | 0 | 0 | 0 | 0 | 0 | 0 | 0 | 0 | 0 | 0 | 0 | 0 | 0 | 0 | 0 | 0 | 0
Commercial_Office_Existing_Food Preparation_Natural Gas_Fryer_E5_Baseline Forecast | Commercial | Office | Existing | Food Preparation | Natural Gas | Fryer | E5 |  | Baseline Forecast | 0 | 0 | 0 | 0 | 0 | 0 | 0 | 0 | 0 | 0 | 0 | 0 | 0 | 0 | 0 | 0 | 0 | 0 | 0 | 0 | 0 | 0 | 0 | 0 | 0 | 0 | 0 | 0
Commercial_Office_Existing_Food Preparation_Natural Gas_Fryer_E6_Baseline Forecast | Commercial | Office | Existing | Food Preparation | Natural Gas | Fryer | E6 |  | Baseline Forecast | 0 | 0 | 0 | 0 | 0 | 0 | 0 | 0 | 0 | 0 | 0 | 0 | 0 | 0 | 0 | 0 | 0 | 0 | 0 | 0 | 0 | 0 | 0 | 0 | 0 | 0 | 0 | 0
Commercial_Office_Existing_Food Preparation_Natural Gas_Fryer_E7_Baseline Forecast | Commercial | Office | Existing | Food Preparation | Natural Gas | Fryer | E7 |  | Baseline Forecast | 0 | 0 | 0 | 0 | 0 | 0 | 0 | 0 | 0 | 0 | 0 | 0 | 0 | 0 | 0 | 0 | 0 | 0 | 0 | 0 | 0 | 0 | 0 | 0 | 0 | 0 | 0 | 0
Commercial_Office_Existing_Food Preparation_Natural Gas_Fryer_E8_Baseline Forecast | Commercial | Office | Existing | Food Preparation | Natural Gas | Fryer | E8 |  | Baseline Forecast | 0 | 0 | 0 | 0 | 0 | 0 | 0 | 0 | 0 | 0 | 0 | 0 | 0 | 0 | 0 | 0 | 0 | 0 | 0 | 0 | 0 | 0 | 0 | 0 | 0 | 0 | 0 | 0
Commercial_Office_Existing_Food Preparation_Natural Gas_Fryer_E9_Baseline Forecast | Commercial | Office | Existing | Food Preparation | Natural Gas | Fryer | E9 |  | Baseline Forecast | 0 | 0 | 0 | 0 | 0 | 0 | 0 | 0 | 0 | 0 | 0 | 0 | 0 | 0 | 0 | 0 | 0 | 0 | 0 | 0 | 0 | 0 | 0 | 0 | 0 | 0 | 0 | 0
Commercial_Office_Existing_Food Preparation_Natural Gas_Fryer_E10_Baseline Forecast | Commercial | Office | Existing | Food Preparation | Natural Gas | Fryer | E10 |  | Baseline Forecast | 0 | 0 | 0 | 0 | 0 | 0 | 0 | 0 | 0 | 0 | 0 | 0 | 0 | 0 | 0 | 0 | 0 | 0 | 0 | 0 | 0 | 0 | 0 | 0 | 0 | 0 | 0 | 0
Commercial_Office_Existing_Food Preparation_Natural Gas_Fryer_Vintage_Baseline Forecast | Commercial | Office | Existing | Food Preparation | Natural Gas | Fryer | Vintage |  | Baseline Forecast | 159529.9012 | 139922.226 | 122205.0725 | 106052.2312 | 91205.3581 | 77459.4652 | 64651.5231 | 52651.5076 | 41355.366 | 32482.7602 | 25513.7316 | 20039.8765 | 15740.4121 | 12363.3782 | 9710.8716 | 7627.4483 | 5991.0139 | 4705.6691 | 3696.0892 | 2903.1101 | 2280.261 | 1791.0414 | 1406.7816 | 1104.963 | 867.8982 | 681.6946 | 535.4401 | Vintage
Commercial_Office_Existing_Food Preparation_Natural Gas_Broiler_E1_Baseline Forecast | Commercial | Office | Existing | Food Preparation | Natural Gas | Broiler | E1 |  | Baseline Forecast | 0 | 0 | 0 | 0 | 0 | 0 | 0 | 0 | 0 | 0 | 0 | 0 | 0 | 0 | 0 | 0 | 0 | 0 | 0 | 0 | 0 | 0 | 0 | 0 | 0 | 0 | 0 | 0
Commercial_Office_Existing_Food Preparation_Natural Gas_Broiler_E2_Baseline Forecast | Commercial | Office | Existing | Food Preparation | Natural Gas | Broiler | E2 |  | Baseline Forecast | 0 | 0 | 0 | 0 | 0 | 0 | 0 | 0 | 0 | 0 | 0 | 0 | 0 | 0 | 0 | 0 | 0 | 0 | 0 | 0 | 0 | 0 | 0 | 0 | 0 | 0 | 0 | 0
Commercial_Office_Existing_Food Preparation_Natural Gas_Broiler_E3_Baseline Forecast | Commercial | Office | Existing | Food Preparation | Natural Gas | Broiler | E3 |  | Baseline Forecast | 0 | 0 | 0 | 0 | 0 | 0 | 0 | 0 | 0 | 0 | 0 | 0 | 0 | 0 | 0 | 0 | 0 | 0 | 0 | 0 | 0 | 0 | 0 | 0 | 0 | 0 | 0 | 0
Commercial_Office_Existing_Food Preparation_Natural Gas_Broiler_E4_Baseline Forecast | Commercial | Office | Existing | Food Preparation | Natural Gas | Broiler | E4 |  | Baseline Forecast | 0 | 0 | 0 | 0 | 0 | 0 | 0 | 0 | 0 | 0 | 0 | 0 | 0 | 0 | 0 | 0 | 0 | 0 | 0 | 0 | 0 | 0 | 0 | 0 | 0 | 0 | 0 | 0
Commercial_Office_Existing_Food Preparation_Natural Gas_Broiler_E5_Baseline Forecast | Commercial | Office | Existing | Food Preparation | Natural Gas | Broiler | E5 |  | Baseline Forecast | 0 | 0 | 0 | 0 | 0 | 0 | 0 | 0 | 0 | 0 | 0 | 0 | 0 | 0 | 0 | 0 | 0 | 0 | 0 | 0 | 0 | 0 | 0 | 0 | 0 | 0 | 0 | 0
Commercial_Office_Existing_Food Preparation_Natural Gas_Broiler_E6_Baseline Forecast | Commercial | Office | Existing | Food Preparation | Natural Gas | Broiler | E6 |  | Baseline Forecast | 0 | 0 | 0 | 0 | 0 | 0 | 0 | 0 | 0 | 0 | 0 | 0 | 0 | 0 | 0 | 0 | 0 | 0 | 0 | 0 | 0 | 0 | 0 | 0 | 0 | 0 | 0 | 0
Commercial_Office_Existing_Food Preparation_Natural Gas_Broiler_E7_Baseline Forecast | Commercial | Office | Existing | Food Preparation | Natural Gas | Broiler | E7 |  | Baseline Forecast | 0 | 0 | 0 | 0 | 0 | 0 | 0 | 0 | 0 | 0 | 0 | 0 | 0 | 0 | 0 | 0 | 0 | 0 | 0 | 0 | 0 | 0 | 0 | 0 | 0 | 0 | 0 | 0
Commercial_Office_Existing_Food Preparation_Natural Gas_Broiler_E8_Baseline Forecast | Commercial | Office | Existing | Food Preparation | Natural Gas | Broiler | E8 |  | Baseline Forecast | 0 | 0 | 0 | 0 | 0 | 0 | 0 | 0 | 0 | 0 | 0 | 0 | 0 | 0 | 0 | 0 | 0 | 0 | 0 | 0 | 0 | 0 | 0 | 0 | 0 | 0 | 0 | 0
Commercial_Office_Existing_Food Preparation_Natural Gas_Broiler_E9_Baseline Forecast | Commercial | Office | Existing | Food Preparation | Natural Gas | Broiler | E9 |  | Baseline Forecast | 0 | 0 | 0 | 0 | 0 | 0 | 0 | 0 | 0 | 0 | 0 | 0 | 0 | 0 | 0 | 0 | 0 | 0 | 0 | 0 | 0 | 0 | 0 | 0 | 0 | 0 | 0 | 0
Commercial_Office_Existing_Food Preparation_Natural Gas_Broiler_E10_Baseline Forecast | Commercial | Office | Existing | Food Preparation | Natural Gas | Broiler | E10 |  | Baseline Forecast | 0 | 0 | 0 | 0 | 0 | 0 | 0 | 0 | 0 | 0 | 0 | 0 | 0 | 0 | 0 | 0 | 0 | 0 | 0 | 0 | 0 | 0 | 0 | 0 | 0 | 0 | 0 | 0
Commercial_Office_Existing_Food Preparation_Natural Gas_Broiler_Vintage_Baseline Forecast | Commercial | Office | Existing | Food Preparation | Natural Gas | Broiler | Vintage |  | Baseline Forecast | 0 | 0 | 0 | 0 | 0 | 0 | 0 | 0 | 0 | 0 | 0 | 0 | 0 | 0 | 0 | 0 | 0 | 0 | 0 | 0 | 0 | 0 | 0 | 0 | 0 | 0 | 0 | Vintage
Commercial_Office_Existing_Food Preparation_Natural Gas_Griddle_E1_Baseline Forecast | Commercial | Office | Existing | Food Preparation | Natural Gas | Griddle | E1 |  | Baseline Forecast | 0 | 4756.8916 | 9989.4724 | 15596.3143 | 21490.028 | 27595.4478 | 33848.0498 | 40192.5706 | 46581.8034 | 52975.5469 | 58331.4988 | 62785.8151 | 66457.2489 | 69449.3664 | 71852.4815 | 73745.3433 | 75196.6096 | 76266.1321 | 77006.0791 | 77461.9138 | 77673.2494 | 77674.5946 | 77496.0044 | 77163.648 | 76700.3048 | 76125.7965 | 75457.3647 | 0
Commercial_Office_Existing_Food Preparation_Natural Gas_Griddle_E2_Baseline Forecast | Commercial | Office | Existing | Food Preparation | Natural Gas | Griddle | E2 |  | Baseline Forecast | 0 | 1044.1957 | 2192.811 | 3423.5812 | 4717.3232 | 6057.5373 | 7430.0597 | 8822.7594 | 10225.2739 | 11628.7786 | 12804.4753 | 13782.2521 | 14588.1766 | 15244.9829 | 15772.4959 | 16188.0022 | 16506.5728 | 16741.3461 | 16903.7735 | 17003.8347 | 17050.2255 | 17050.5208 | 17011.318 | 16938.3618 | 16836.6523 | 16710.5407 | 16563.8118 | 0
Commercial_Office_Existing_Food Preparation_Natural Gas_Griddle_E3_Baseline Forecast | Commercial | Office | Existing | Food Preparation | Natural Gas | Griddle | E3 |  | Baseline Forecast | 0 | 0 | 0 | 0 | 0 | 0 | 0 | 0 | 0 | 0 | 0 | 0 | 0 | 0 | 0 | 0 | 0 | 0 | 0 | 0 | 0 | 0 | 0 | 0 | 0 | 0 | 0 | 0
Commercial_Office_Existing_Food Preparation_Natural Gas_Griddle_E4_Baseline Forecast | Commercial | Office | Existing | Food Preparation | Natural Gas | Griddle | E4 |  | Baseline Forecast | 0 | 0 | 0 | 0 | 0 | 0 | 0 | 0 | 0 | 0 | 0 | 0 | 0 | 0 | 0 | 0 | 0 | 0 | 0 | 0 | 0 | 0 | 0 | 0 | 0 | 0 | 0 | 0
Commercial_Office_Existing_Food Preparation_Natural Gas_Griddle_E5_Baseline Forecast | Commercial | Office | Existing | Food Preparation | Natural Gas | Griddle | E5 |  | Baseline Forecast | 0 | 0 | 0 | 0 | 0 | 0 | 0 | 0 | 0 | 0 | 0 | 0 | 0 | 0 | 0 | 0 | 0 | 0 | 0 | 0 | 0 | 0 | 0 | 0 | 0 | 0 | 0 | 0
Commercial_Office_Existing_Food Preparation_Natural Gas_Griddle_E6_Baseline Forecast | Commercial | Office | Existing | Food Preparation | Natural Gas | Griddle | E6 |  | Baseline Forecast | 0 | 0 | 0 | 0 | 0 | 0 | 0 | 0 | 0 | 0 | 0 | 0 | 0 | 0 | 0 | 0 | 0 | 0 | 0 | 0 | 0 | 0 | 0 | 0 | 0 | 0 | 0 | 0
Commercial_Office_Existing_Food Preparation_Natural Gas_Griddle_E7_Baseline Forecast | Commercial | Office | Existing | Food Preparation | Natural Gas | Griddle | E7 |  | Baseline Forecast | 0 | 0 | 0 | 0 | 0 | 0 | 0 | 0 | 0 | 0 | 0 | 0 | 0 | 0 | 0 | 0 | 0 | 0 | 0 | 0 | 0 | 0 | 0 | 0 | 0 | 0 | 0 | 0
Commercial_Office_Existing_Food Preparation_Natural Gas_Griddle_E8_Baseline Forecast | Commercial | Office | Existing | Food Preparation | Natural Gas | Griddle | E8 |  | Baseline Forecast | 0 | 0 | 0 | 0 | 0 | 0 | 0 | 0 | 0 | 0 | 0 | 0 | 0 | 0 | 0 | 0 | 0 | 0 | 0 | 0 | 0 | 0 | 0 | 0 | 0 | 0 | 0 | 0
Commercial_Office_Existing_Food Preparation_Natural Gas_Griddle_E9_Baseline Forecast | Commercial | Office | Existing | Food Preparation | Natural Gas | Griddle | E9 |  | Baseline Forecast | 0 | 0 | 0 | 0 | 0 | 0 | 0 | 0 | 0 | 0 | 0 | 0 | 0 | 0 | 0 | 0 | 0 | 0 | 0 | 0 | 0 | 0 | 0 | 0 | 0 | 0 | 0 | 0
Commercial_Office_Existing_Food Preparation_Natural Gas_Griddle_E10_Baseline Forecast | Commercial | Office | Existing | Food Preparation | Natural Gas | Griddle | E10 |  | Baseline Forecast | 0 | 0 | 0 | 0 | 0 | 0 | 0 | 0 | 0 | 0 | 0 | 0 | 0 | 0 | 0 | 0 | 0 | 0 | 0 | 0 | 0 | 0 | 0 | 0 | 0 | 0 | 0 | 0
Commercial_Office_Existing_Food Preparation_Natural Gas_Griddle_Vintage_Baseline Forecast | Commercial | Office | Existing | Food Preparation | Natural Gas | Griddle | Vintage |  | Baseline Forecast | 159529.9012 | 150828.2702 | 141599.2676 | 131965.6273 | 122032.9803 | 111892.0676 | 101620.6695 | 91285.2894 | 80942.6218 | 70640.8336 | 61650.182 | 53803.7952 | 46956.0395 | 40979.8163 | 35764.2033 | 31212.3956 | 27239.9089 | 23773.0114 | 20747.3554 | 18106.7829 | 15802.2832 | 13791.0836 | 12035.8547 | 10504.0187 | 9167.1436 | 8000.4162 | 6982.1814 | Vintage
Commercial_Office_Existing_Food Preparation_Natural Gas_Range_E1_Baseline Forecast | Commercial | Office | Existing | Food Preparation | Natural Gas | Range | E1 |  | Baseline Forecast | 0 | 6265.1743 | 14147.9027 | 23191.3763 | 33039.8051 | 43416.6714 | 54107.651 | 64947.1995 | 75808.0189 | 86592.7848 | 94571.9277 | 100356.323 | 104425.623 | 107156.4134 | 108844.3281 | 109721.4205 | 109969.8067 | 109732.3825 | 109121.2402 | 108224.2804 | 107110.4046 | 105833.594 | 104436.1129 | 102951.0252 | 101404.1709 | 99815.7176 | 98201.3807 | 0
Commercial_Office_Existing_Food Preparation_Natural Gas_Range_E2_Baseline Forecast | Commercial | Office | Existing | Food Preparation | Natural Gas | Range | E2 |  | Baseline Forecast | 0 | 0 | 0 | 0 | 0 | 0 | 0 | 0 | 0 | 0 | 0 | 0 | 0 | 0 | 0 | 0 | 0 | 0 | 0 | 0 | 0 | 0 | 0 | 0 | 0 | 0 | 0 | 0
Commercial_Office_Existing_Food Preparation_Natural Gas_Range_E3_Baseline Forecast | Commercial | Office | Existing | Food Preparation | Natural Gas | Range | E3 |  | Baseline Forecast | 0 | 0 | 0 | 0 | 0 | 0 | 0 | 0 | 0 | 0 | 0 | 0 | 0 | 0 | 0 | 0 | 0 | 0 | 0 | 0 | 0 | 0 | 0 | 0 | 0 | 0 | 0 | 0
Commercial_Office_Existing_Food Preparation_Natural Gas_Range_E4_Baseline Forecast | Commercial | Office | Existing | Food Preparation | Natural Gas | Range | E4 |  | Baseline Forecast | 0 | 0 | 0 | 0 | 0 | 0 | 0 | 0 | 0 | 0 | 0 | 0 | 0 | 0 | 0 | 0 | 0 | 0 | 0 | 0 | 0 | 0 | 0 | 0 | 0 | 0 | 0 | 0
Commercial_Office_Existing_Food Preparation_Natural Gas_Range_E5_Baseline Forecast | Commercial | Office | Existing | Food Preparation | Natural Gas | Range | E5 |  | Baseline Forecast | 0 | 0 | 0 | 0 | 0 | 0 | 0 | 0 | 0 | 0 | 0 | 0 | 0 | 0 | 0 | 0 | 0 | 0 | 0 | 0 | 0 | 0 | 0 | 0 | 0 | 0 | 0 | 0
Commercial_Office_Existing_Food Preparation_Natural Gas_Range_E6_Baseline Forecast | Commercial | Office | Existing | Food Preparation | Natural Gas | Range | E6 |  | Baseline Forecast | 0 | 0 | 0 | 0 | 0 | 0 | 0 | 0 | 0 | 0 | 0 | 0 | 0 | 0 | 0 | 0 | 0 | 0 | 0 | 0 | 0 | 0 | 0 | 0 | 0 | 0 | 0 | 0
Commercial_Office_Existing_Food Preparation_Natural Gas_Range_E7_Baseline Forecast | Commercial | Office | Existing | Food Preparation | Natural Gas | Range | E7 |  | Baseline Forecast | 0 | 0 | 0 | 0 | 0 | 0 | 0 | 0 | 0 | 0 | 0 | 0 | 0 | 0 | 0 | 0 | 0 | 0 | 0 | 0 | 0 | 0 | 0 | 0 | 0 | 0 | 0 | 0
Commercial_Office_Existing_Food Preparation_Natural Gas_Range_E8_Baseline Forecast | Commercial | Office | Existing | Food Preparation | Natural Gas | Range | E8 |  | Baseline Forecast | 0 | 0 | 0 | 0 | 0 | 0 | 0 | 0 | 0 | 0 | 0 | 0 | 0 | 0 | 0 | 0 | 0 | 0 | 0 | 0 | 0 | 0 | 0 | 0 | 0 | 0 | 0 | 0
Commercial_Office_Existing_Food Preparation_Natural Gas_Range_E9_Baseline Forecast | Commercial | Office | Existing | Food Preparation | Natural Gas | Range | E9 |  | Baseline Forecast | 0 | 0 | 0 | 0 | 0 | 0 | 0 | 0 | 0 | 0 | 0 | 0 | 0 | 0 | 0 | 0 | 0 | 0 | 0 | 0 | 0 | 0 | 0 | 0 | 0 | 0 | 0 | 0
Commercial_Office_Existing_Food Preparation_Natural Gas_Range_E10_Baseline Forecast | Commercial | Office | Existing | Food Preparation | Natural Gas | Range | E10 |  | Baseline Forecast | 0 | 0 | 0 | 0 | 0 | 0 | 0 | 0 | 0 | 0 | 0 | 0 | 0 | 0 | 0 | 0 | 0 | 0 | 0 | 0 | 0 | 0 | 0 | 0 | 0 | 0 | 0 | 0
Commercial_Office_Existing_Food Preparation_Natural Gas_Range_Vintage_Baseline Forecast | Commercial | Office | Existing | Food Preparation | Natural Gas | Range | Vintage |  | Baseline Forecast | 159529.9012 | 150364.1832 | 139633.6483 | 127794.1465 | 115200.5264 | 102128.3813 | 88791.1281 | 75353.4199 | 61941.6802 | 48652.3742 | 38214.2285 | 30015.5395 | 23575.8419 | 18517.7522 | 14544.8526 | 11424.3206 | 8973.2846 | 7048.1071 | 5535.9678 | 4348.2511 | 3415.3536 | 2682.605 | 2107.0643 | 1655.0032 | 1299.9298 | 1021.0358 | 801.9772 | Vintage
Commercial_Office_Existing_Food Preparation_Natural Gas_Steamer_E1_Baseline Forecast | Commercial | Office | Existing | Food Preparation | Natural Gas | Steamer | E1 |  | Baseline Forecast | 0 | 0 | 0 | 0 | 0 | 0 | 0 | 0 | 0 | 0 | 0 | 0 | 0 | 0 | 0 | 0 | 0 | 0 | 0 | 0 | 0 | 0 | 0 | 0 | 0 | 0 | 0 | 0
Commercial_Office_Existing_Food Preparation_Natural Gas_Steamer_E2_Baseline Forecast | Commercial | Office | Existing | Food Preparation | Natural Gas | Steamer | E2 |  | Baseline Forecast | 0 | 0 | 0 | 0 | 0 | 0 | 0 | 0 | 0 | 0 | 0 | 0 | 0 | 0 | 0 | 0 | 0 | 0 | 0 | 0 | 0 | 0 | 0 | 0 | 0 | 0 | 0 | 0
Commercial_Office_Existing_Food Preparation_Natural Gas_Steamer_E3_Baseline Forecast | Commercial | Office | Existing | Food Preparation | Natural Gas | Steamer | E3 |  | Baseline Forecast | 0 | 0 | 0 | 0 | 0 | 0 | 0 | 0 | 0 | 0 | 0 | 0 | 0 | 0 | 0 | 0 | 0 | 0 | 0 | 0 | 0 | 0 | 0 | 0 | 0 | 0 | 0 | 0
Commercial_Office_Existing_Food Preparation_Natural Gas_Steamer_E4_Baseline Forecast | Commercial | Office | Existing | Food Preparation | Natural Gas | Steamer | E4 |  | Baseline Forecast | 0 | 0 | 0 | 0 | 0 | 0 | 0 | 0 | 0 | 0 | 0 | 0 | 0 | 0 | 0 | 0 | 0 | 0 | 0 | 0 | 0 | 0 | 0 | 0 | 0 | 0 | 0 | 0
Commercial_Office_Existing_Food Preparation_Natural Gas_Steamer_E5_Baseline Forecast | Commercial | Office | Existing | Food Preparation | Natural Gas | Steamer | E5 |  | Baseline Forecast | 0 | 0 | 0 | 0 | 0 | 0 | 0 | 0 | 0 | 0 | 0 | 0 | 0 | 0 | 0 | 0 | 0 | 0 | 0 | 0 | 0 | 0 | 0 | 0 | 0 | 0 | 0 | 0
Commercial_Office_Existing_Food Preparation_Natural Gas_Steamer_E6_Baseline Forecast | Commercial | Office | Existing | Food Preparation | Natural Gas | Steamer | E6 |  | Baseline Forecast | 0 | 0 | 0 | 0 | 0 | 0 | 0 | 0 | 0 | 0 | 0 | 0 | 0 | 0 | 0 | 0 | 0 | 0 | 0 | 0 | 0 | 0 | 0 | 0 | 0 | 0 | 0 | 0
Commercial_Office_Existing_Food Preparation_Natural Gas_Steamer_E7_Baseline Forecast | Commercial | Office | Existing | Food Preparation | Natural Gas | Steamer | E7 |  | Baseline Forecast | 0 | 0 | 0 | 0 | 0 | 0 | 0 | 0 | 0 | 0 | 0 | 0 | 0 | 0 | 0 | 0 | 0 | 0 | 0 | 0 | 0 | 0 | 0 | 0 | 0 | 0 | 0 | 0
Commercial_Office_Existing_Food Preparation_Natural Gas_Steamer_E8_Baseline Forecast | Commercial | Office | Existing | Food Preparation | Natural Gas | Steamer | E8 |  | Baseline Forecast | 0 | 0 | 0 | 0 | 0 | 0 | 0 | 0 | 0 | 0 | 0 | 0 | 0 | 0 | 0 | 0 | 0 | 0 | 0 | 0 | 0 | 0 | 0 | 0 | 0 | 0 | 0 | 0
Commercial_Office_Existing_Food Preparation_Natural Gas_Steamer_E9_Baseline Forecast | Commercial | Office | Existing | Food Preparation | Natural Gas | Steamer | E9 |  | Baseline Forecast | 0 | 0 | 0 | 0 | 0 | 0 | 0 | 0 | 0 | 0 | 0 | 0 | 0 | 0 | 0 | 0 | 0 | 0 | 0 | 0 | 0 | 0 | 0 | 0 | 0 | 0 | 0 | 0
Commercial_Office_Existing_Food Preparation_Natural Gas_Steamer_E10_Baseline Forecast | Commercial | Office | Existing | Food Preparation | Natural Gas | Steamer | E10 |  | Baseline Forecast | 0 | 0 | 0 | 0 | 0 | 0 | 0 | 0 | 0 | 0 | 0 | 0 | 0 | 0 | 0 | 0 | 0 | 0 | 0 | 0 | 0 | 0 | 0 | 0 | 0 | 0 | 0 | 0
Commercial_Office_Existing_Food Preparation_Natural Gas_Steamer_Vintage_Baseline Forecast | Commercial | Office | Existing | Food Preparation | Natural Gas | Steamer | Vintage |  | Baseline Forecast | 0 | 0 | 0 | 0 | 0 | 0 | 0 | 0 | 0 | 0 | 0 | 0 | 0 | 0 | 0 | 0 | 0 | 0 | 0 | 0 | 0 | 0 | 0 | 0 | 0 | 0 | 0 | Vintage
Commercial_Office_Existing_Food Preparation_Natural Gas_Commercial Food Prep Other_E1_Baseline Forecast | Commercial | Office | Existing | Food Preparation | Natural Gas | Commercial Food Prep Other | E1 |  | Baseline Forecast | 0 | 0 | 0 | 0 | 0 | 0 | 0 | 0 | 0 | 0 | 0 | 0 | 0 | 0 | 0 | 0 | 0 | 0 | 0 | 0 | 0 | 0 | 0 | 0 | 0 | 0 | 0 | 0
Commercial_Office_Existing_Food Preparation_Natural Gas_Commercial Food Prep Other_E2_Baseline Forecast | Commercial | Office | Existing | Food Preparation | Natural Gas | Commercial Food Prep Other | E2 |  | Baseline Forecast | 0 | 0 | 0 | 0 | 0 | 0 | 0 | 0 | 0 | 0 | 0 | 0 | 0 | 0 | 0 | 0 | 0 | 0 | 0 | 0 | 0 | 0 | 0 | 0 | 0 | 0 | 0 | 0
Commercial_Office_Existing_Food Preparation_Natural Gas_Commercial Food Prep Other_E3_Baseline Forecast | Commercial | Office | Existing | Food Preparation | Natural Gas | Commercial Food Prep Other | E3 |  | Baseline Forecast | 0 | 0 | 0 | 0 | 0 | 0 | 0 | 0 | 0 | 0 | 0 | 0 | 0 | 0 | 0 | 0 | 0 | 0 | 0 | 0 | 0 | 0 | 0 | 0 | 0 | 0 | 0 | 0
Commercial_Office_Existing_Food Preparation_Natural Gas_Commercial Food Prep Other_E4_Baseline Forecast | Commercial | Office | Existing | Food Preparation | Natural Gas | Commercial Food Prep Other | E4 |  | Baseline Forecast | 0 | 0 | 0 | 0 | 0 | 0 | 0 | 0 | 0 | 0 | 0 | 0 | 0 | 0 | 0 | 0 | 0 | 0 | 0 | 0 | 0 | 0 | 0 | 0 | 0 | 0 | 0 | 0
Commercial_Office_Existing_Food Preparation_Natural Gas_Commercial Food Prep Other_E5_Baseline Forecast | Commercial | Office | Existing | Food Preparation | Natural Gas | Commercial Food Prep Other | E5 |  | Baseline Forecast | 0 | 0 | 0 | 0 | 0 | 0 | 0 | 0 | 0 | 0 | 0 | 0 | 0 | 0 | 0 | 0 | 0 | 0 | 0 | 0 | 0 | 0 | 0 | 0 | 0 | 0 | 0 | 0
Commercial_Office_Existing_Food Preparation_Natural Gas_Commercial Food Prep Other_E6_Baseline Forecast | Commercial | Office | Existing | Food Preparation | Natural Gas | Commercial Food Prep Other | E6 |  | Baseline Forecast | 0 | 0 | 0 | 0 | 0 | 0 | 0 | 0 | 0 | 0 | 0 | 0 | 0 | 0 | 0 | 0 | 0 | 0 | 0 | 0 | 0 | 0 | 0 | 0 | 0 | 0 | 0 | 0
Commercial_Office_Existing_Food Preparation_Natural Gas_Commercial Food Prep Other_E7_Baseline Forecast | Commercial | Office | Existing | Food Preparation | Natural Gas | Commercial Food Prep Other | E7 |  | Baseline Forecast | 0 | 0 | 0 | 0 | 0 | 0 | 0 | 0 | 0 | 0 | 0 | 0 | 0 | 0 | 0 | 0 | 0 | 0 | 0 | 0 | 0 | 0 | 0 | 0 | 0 | 0 | 0 | 0
Commercial_Office_Existing_Food Preparation_Natural Gas_Commercial Food Prep Other_E8_Baseline Forecast | Commercial | Office | Existing | Food Preparation | Natural Gas | Commercial Food Prep Other | E8 |  | Baseline Forecast | 0 | 0 | 0 | 0 | 0 | 0 | 0 | 0 | 0 | 0 | 0 | 0 | 0 | 0 | 0 | 0 | 0 | 0 | 0 | 0 | 0 | 0 | 0 | 0 | 0 | 0 | 0 | 0
Commercial_Office_Existing_Food Preparation_Natural Gas_Commercial Food Prep Other_E9_Baseline Forecast | Commercial | Office | Existing | Food Preparation | Natural Gas | Commercial Food Prep Other | E9 |  | Baseline Forecast | 0 | 0 | 0 | 0 | 0 | 0 | 0 | 0 | 0 | 0 | 0 | 0 | 0 | 0 | 0 | 0 | 0 | 0 | 0 | 0 | 0 | 0 | 0 | 0 | 0 | 0 | 0 | 0
Commercial_Office_Existing_Food Preparation_Natural Gas_Commercial Food Prep Other_E10_Baseline Forecast | Commercial | Office | Existing | Food Preparation | Natural Gas | Commercial Food Prep Other | E10 |  | Baseline Forecast | 0 | 0 | 0 | 0 | 0 | 0 | 0 | 0 | 0 | 0 | 0 | 0 | 0 | 0 | 0 | 0 | 0 | 0 | 0 | 0 | 0 | 0 | 0 | 0 | 0 | 0 | 0 | 0
Commercial_Office_Existing_Food Preparation_Natural Gas_Commercial Food Prep Other_Vintage_Baseline Forecast | Commercial | Office | Existing | Food Preparation | Natural Gas | Commercial Food Prep Other | Vintage |  | Baseline Forecast | 0 | 0 | 0 | 0 | 0 | 0 | 0 | 0 | 0 | 0 | 0 | 0 | 0 | 0 | 0 | 0 | 0 | 0 | 0 | 0 | 0 | 0 | 0 | 0 | 0 | 0 | 0 | Vintage
Commercial_Office_Existing_Miscellaneous_Natural Gas_Pool Heater_E1_Baseline Forecast | Commercial | Office | Existing | Miscellaneous | Natural Gas | Pool Heater | E1 |  | Baseline Forecast | 0 | 0 | 0 | 0 | 0 | 0 | 0 | 0 | 0 | 0 | 0 | 0 | 0 | 0 | 0 | 0 | 0 | 0 | 0 | 0 | 0 | 0 | 0 | 0 | 0 | 0 | 0 | 0
Commercial_Office_Existing_Miscellaneous_Natural Gas_Pool Heater_E2_Baseline Forecast | Commercial | Office | Existing | Miscellaneous | Natural Gas | Pool Heater | E2 |  | Baseline Forecast | 0 | 0 | 0 | 0 | 0 | 0 | 0 | 0 | 0 | 0 | 0 | 0 | 0 | 0 | 0 | 0 | 0 | 0 | 0 | 0 | 0 | 0 | 0 | 0 | 0 | 0 | 0 | 0
Commercial_Office_Existing_Miscellaneous_Natural Gas_Pool Heater_E3_Baseline Forecast | Commercial | Office | Existing | Miscellaneous | Natural Gas | Pool Heater | E3 |  | Baseline Forecast | 0 | 0 | 0 | 0 | 0 | 0 | 0 | 0 | 0 | 0 | 0 | 0 | 0 | 0 | 0 | 0 | 0 | 0 | 0 | 0 | 0 | 0 | 0 | 0 | 0 | 0 | 0 | 0
Commercial_Office_Existing_Miscellaneous_Natural Gas_Pool Heater_E4_Baseline Forecast | Commercial | Office | Existing | Miscellaneous | Natural Gas | Pool Heater | E4 |  | Baseline Forecast | 0 | 0 | 0 | 0 | 0 | 0 | 0 | 0 | 0 | 0 | 0 | 0 | 0 | 0 | 0 | 0 | 0 | 0 | 0 | 0 | 0 | 0 | 0 | 0 | 0 | 0 | 0 | 0
Commercial_Office_Existing_Miscellaneous_Natural Gas_Pool Heater_E5_Baseline Forecast | Commercial | Office | Existing | Miscellaneous | Natural Gas | Pool Heater | E5 |  | Baseline Forecast | 0 | 0 | 0 | 0 | 0 | 0 | 0 | 0 | 0 | 0 | 0 | 0 | 0 | 0 | 0 | 0 | 0 | 0 | 0 | 0 | 0 | 0 | 0 | 0 | 0 | 0 | 0 | 0
Commercial_Office_Existing_Miscellaneous_Natural Gas_Pool Heater_E6_Baseline Forecast | Commercial | Office | Existing | Miscellaneous | Natural Gas | Pool Heater | E6 |  | Baseline Forecast | 0 | 0 | 0 | 0 | 0 | 0 | 0 | 0 | 0 | 0 | 0 | 0 | 0 | 0 | 0 | 0 | 0 | 0 | 0 | 0 | 0 | 0 | 0 | 0 | 0 | 0 | 0 | 0
Commercial_Office_Existing_Miscellaneous_Natural Gas_Pool Heater_E7_Baseline Forecast | Commercial | Office | Existing | Miscellaneous | Natural Gas | Pool Heater | E7 |  | Baseline Forecast | 0 | 0 | 0 | 0 | 0 | 0 | 0 | 0 | 0 | 0 | 0 | 0 | 0 | 0 | 0 | 0 | 0 | 0 | 0 | 0 | 0 | 0 | 0 | 0 | 0 | 0 | 0 | 0
Commercial_Office_Existing_Miscellaneous_Natural Gas_Pool Heater_E8_Baseline Forecast | Commercial | Office | Existing | Miscellaneous | Natural Gas | Pool Heater | E8 |  | Baseline Forecast | 0 | 0 | 0 | 0 | 0 | 0 | 0 | 0 | 0 | 0 | 0 | 0 | 0 | 0 | 0 | 0 | 0 | 0 | 0 | 0 | 0 | 0 | 0 | 0 | 0 | 0 | 0 | 0
Commercial_Office_Existing_Miscellaneous_Natural Gas_Pool Heater_E9_Baseline Forecast | Commercial | Office | Existing | Miscellaneous | Natural Gas | Pool Heater | E9 |  | Baseline Forecast | 0 | 0 | 0 | 0 | 0 | 0 | 0 | 0 | 0 | 0 | 0 | 0 | 0 | 0 | 0 | 0 | 0 | 0 | 0 | 0 | 0 | 0 | 0 | 0 | 0 | 0 | 0 | 0
Commercial_Office_Existing_Miscellaneous_Natural Gas_Pool Heater_E10_Baseline Forecast | Commercial | Office | Existing | Miscellaneous | Natural Gas | Pool Heater | E10 |  | Baseline Forecast | 0 | 0 | 0 | 0 | 0 | 0 | 0 | 0 | 0 | 0 | 0 | 0 | 0 | 0 | 0 | 0 | 0 | 0 | 0 | 0 | 0 | 0 | 0 | 0 | 0 | 0 | 0 | 0
Commercial_Office_Existing_Miscellaneous_Natural Gas_Pool Heater_Vintage_Baseline Forecast | Commercial | Office | Existing | Miscellaneous | Natural Gas | Pool Heater | Vintage |  | Baseline Forecast | 0 | 0 | 0 | 0 | 0 | 0 | 0 | 0 | 0 | 0 | 0 | 0 | 0 | 0 | 0 | 0 | 0 | 0 | 0 | 0 | 0 | 0 | 0 | 0 | 0 | 0 | 0 | Vintage
Commercial_Office_Existing_Miscellaneous_Natural Gas_Miscellaneous_E1_Baseline Forecast | Commercial | Office | Existing | Miscellaneous | Natural Gas | Miscellaneous | E1 |  | Baseline Forecast | 0 | 847364.8241 | 1822384.6088 | 2895029.2819 | 3772969.9863 | 4487505.9672 | 5064969.186 | 5527511.4932 | 5893767.0779 | 6179409.9547 | 6397623.1196 | 6559493.3687 | 6674343.559 | 6750012.2237 | 6793088.8806 | 6809112.0574 | 6802735.9377 | 6777870.602 | 6737800.0462 | 6685281.4985 | 6622628.9988 | 6551783.733 | 6474373.2216 | 6391761.1283 | 6305089.175 | 6215312.413 | 6123228.9049 | 0
Commercial_Office_Existing_Miscellaneous_Natural Gas_Miscellaneous_E2_Baseline Forecast | Commercial | Office | Existing | Miscellaneous | Natural Gas | Miscellaneous | E2 |  | Baseline Forecast | 0 | 0 | 0 | 0 | 0 | 0 | 0 | 0 | 0 | 0 | 0 | 0 | 0 | 0 | 0 | 0 | 0 | 0 | 0 | 0 | 0 | 0 | 0 | 0 | 0 | 0 | 0 | 0
Commercial_Office_Existing_Miscellaneous_Natural Gas_Miscellaneous_E3_Baseline Forecast | Commercial | Office | Existing | Miscellaneous | Natural Gas | Miscellaneous | E3 |  | Baseline Forecast | 0 | 0 | 0 | 0 | 0 | 0 | 0 | 0 | 0 | 0 | 0 | 0 | 0 | 0 | 0 | 0 | 0 | 0 | 0 | 0 | 0 | 0 | 0 | 0 | 0 | 0 | 0 | 0
Commercial_Office_Existing_Miscellaneous_Natural Gas_Miscellaneous_E4_Baseline Forecast | Commercial | Office | Existing | Miscellaneous | Natural Gas | Miscellaneous | E4 |  | Baseline Forecast | 0 | 0 | 0 | 0 | 0 | 0 | 0 | 0 | 0 | 0 | 0 | 0 | 0 | 0 | 0 | 0 | 0 | 0 | 0 | 0 | 0 | 0 | 0 | 0 | 0 | 0 | 0 | 0
Commercial_Office_Existing_Miscellaneous_Natural Gas_Miscellaneous_E5_Baseline Forecast | Commercial | Office | Existing | Miscellaneous | Natural Gas | Miscellaneous | E5 |  | Baseline Forecast | 0 | 0 | 0 | 0 | 0 | 0 | 0 | 0 | 0 | 0 | 0 | 0 | 0 | 0 | 0 | 0 | 0 | 0 | 0 | 0 | 0 | 0 | 0 | 0 | 0 | 0 | 0 | 0
Commercial_Office_Existing_Miscellaneous_Natural Gas_Miscellaneous_E6_Baseline Forecast | Commercial | Office | Existing | Miscellaneous | Natural Gas | Miscellaneous | E6 |  | Baseline Forecast | 0 | 0 | 0 | 0 | 0 | 0 | 0 | 0 | 0 | 0 | 0 | 0 | 0 | 0 | 0 | 0 | 0 | 0 | 0 | 0 | 0 | 0 | 0 | 0 | 0 | 0 | 0 | 0
Commercial_Office_Existing_Miscellaneous_Natural Gas_Miscellaneous_E7_Baseline Forecast | Commercial | Office | Existing | Miscellaneous | Natural Gas | Miscellaneous | E7 |  | Baseline Forecast | 0 | 0 | 0 | 0 | 0 | 0 | 0 | 0 | 0 | 0 | 0 | 0 | 0 | 0 | 0 | 0 | 0 | 0 | 0 | 0 | 0 | 0 | 0 | 0 | 0 | 0 | 0 | 0
Commercial_Office_Existing_Miscellaneous_Natural Gas_Miscellaneous_E8_Baseline Forecast | Commercial | Office | Existing | Miscellaneous | Natural Gas | Miscellaneous | E8 |  | Baseline Forecast | 0 | 0 | 0 | 0 | 0 | 0 | 0 | 0 | 0 | 0 | 0 | 0 | 0 | 0 | 0 | 0 | 0 | 0 | 0 | 0 | 0 | 0 | 0 | 0 | 0 | 0 | 0 | 0
Commercial_Office_Existing_Miscellaneous_Natural Gas_Miscellaneous_E9_Baseline Forecast | Commercial | Office | Existing | Miscellaneous | Natural Gas | Miscellaneous | E9 |  | Baseline Forecast | 0 | 0 | 0 | 0 | 0 | 0 | 0 | 0 | 0 | 0 | 0 | 0 | 0 | 0 | 0 | 0 | 0 | 0 | 0 | 0 | 0 | 0 | 0 | 0 | 0 | 0 | 0 | 0
Commercial_Office_Existing_Miscellaneous_Natural Gas_Miscellaneous_E10_Baseline Forecast | Commercial | Office | Existing | Miscellaneous | Natural Gas | Miscellaneous | E10 |  | Baseline Forecast | 0 | 0 | 0 | 0 | 0 | 0 | 0 | 0 | 0 | 0 | 0 | 0 | 0 | 0 | 0 | 0 | 0 | 0 | 0 | 0 | 0 | 0 | 0 | 0 | 0 | 0 | 0 | 0
Commercial_Office_Existing_Miscellaneous_Natural Gas_Miscellaneous_Vintage_Baseline Forecast | Commercial | Office | Existing | Miscellaneous | Natural Gas | Miscellaneous | Vintage |  | Baseline Forecast | 10068995.5953 | 9038558.124 | 7883794.2858 | 6634673.6327 | 5583465.6026 | 4698812.611 | 3954325.4181 | 3327795.9363 | 2800534.7619 | 2356813.6698 | 1983396.439 | 1669144.0162 | 1404682.237 | 1182122.1943 | 994824.9115 | 837203.3022 | 704555.5062 | 592924.6338 | 498980.7308 | 419921.4462 | 353388.4378 | 297397.023 | 250276.9752 | 210622.7012 | 177251.3122 | 149167.338 | 125533.0325 | Vintage
Commercial_Office_New_Space Heating_Natural Gas_Furnace_E1_Baseline Forecast | Commercial | Office | New | Space Heating | Natural Gas | Furnace | E1 |  | Baseline Forecast | 0 | 153954.2426 | 270418.165 | 270418.165 | 270418.165 | 270418.165 | 270418.165 | 270418.165 | 270418.165 | 270418.165 | 270418.165 | 270418.165 | 270418.165 | 270418.165 | 270418.165 | 270418.165 | 270418.165 | 270418.165 | 270418.165 | 258575.531 | 238685.1055 | 220324.7128 | 203376.658 | 187732.2997 | 173291.3535 | 159961.2494 | 147656.5379 | 0
Commercial_Office_New_Space Heating_Natural Gas_Furnace_E2_Baseline Forecast | Commercial | Office | New | Space Heating | Natural Gas | Furnace | E2 |  | Baseline Forecast | 0 | 0 | 0 | 116260.6322 | 231698.4759 | 345800.4261 | 460461.8339 | 574823.6384 | 688916.6059 | 802771.3021 | 916418.1013 | 1029887.1948 | 1143208.5998 | 1256412.1673 | 1369527.5912 | 1482584.416 | 1595612.0454 | 1708639.7505 | 1821696.6778 | 1946654.4911 | 2079747.2693 | 2211426.0089 | 2341837.1327 | 2471117.9252 | 2599397.2365 | 2726796.133 | 2853428.4984 | 0
Commercial_Office_New_Space Heating_Natural Gas_Furnace_E3_Baseline Forecast | Commercial | Office | New | Space Heating | Natural Gas | Furnace | E3 |  | Baseline Forecast | 0 | 0 | 0 | 0 | 0 | 0 | 0 | 0 | 0 | 0 | 0 | 0 | 0 | 0 | 0 | 0 | 0 | 0 | 0 | 0 | 0 | 0 | 0 | 0 | 0 | 0 | 0 | 0
Commercial_Office_New_Space Heating_Natural Gas_Furnace_E4_Baseline Forecast | Commercial | Office | New | Space Heating | Natural Gas | Furnace | E4 |  | Baseline Forecast | 0 | 0 | 0 | 0 | 0 | 0 | 0 | 0 | 0 | 0 | 0 | 0 | 0 | 0 | 0 | 0 | 0 | 0 | 0 | 0 | 0 | 0 | 0 | 0 | 0 | 0 | 0 | 0
Commercial_Office_New_Space Heating_Natural Gas_Furnace_E5_Baseline Forecast | Commercial | Office | New | Space Heating | Natural Gas | Furnace | E5 |  | Baseline Forecast | 0 | 0 | 0 | 0 | 0 | 0 | 0 | 0 | 0 | 0 | 0 | 0 | 0 | 0 | 0 | 0 | 0 | 0 | 0 | 0 | 0 | 0 | 0 | 0 | 0 | 0 | 0 | 0
Commercial_Office_New_Space Heating_Natural Gas_Furnace_E6_Baseline Forecast | Commercial | Office | New | Space Heating | Natural Gas | Furnace | E6 |  | Baseline Forecast | 0 | 0 | 0 | 0 | 0 | 0 | 0 | 0 | 0 | 0 | 0 | 0 | 0 | 0 | 0 | 0 | 0 | 0 | 0 | 0 | 0 | 0 | 0 | 0 | 0 | 0 | 0 | 0
Commercial_Office_New_Space Heating_Natural Gas_Furnace_E7_Baseline Forecast | Commercial | Office | New | Space Heating | Natural Gas | Furnace | E7 |  | Baseline Forecast | 0 | 0 | 0 | 0 | 0 | 0 | 0 | 0 | 0 | 0 | 0 | 0 | 0 | 0 | 0 | 0 | 0 | 0 | 0 | 0 | 0 | 0 | 0 | 0 | 0 | 0 | 0 | 0
Commercial_Office_New_Space Heating_Natural Gas_Furnace_E8_Baseline Forecast | Commercial | Office | New | Space Heating | Natural Gas | Furnace | E8 |  | Baseline Forecast | 0 | 0 | 0 | 0 | 0 | 0 | 0 | 0 | 0 | 0 | 0 | 0 | 0 | 0 | 0 | 0 | 0 | 0 | 0 | 0 | 0 | 0 | 0 | 0 | 0 | 0 | 0 | 0
Commercial_Office_New_Space Heating_Natural Gas_Furnace_E9_Baseline Forecast | Commercial | Office | New | Space Heating | Natural Gas | Furnace | E9 |  | Baseline Forecast | 0 | 0 | 0 | 0 | 0 | 0 | 0 | 0 | 0 | 0 | 0 | 0 | 0 | 0 | 0 | 0 | 0 | 0 | 0 | 0 | 0 | 0 | 0 | 0 | 0 | 0 | 0 | 0
Commercial_Office_New_Space Heating_Natural Gas_Furnace_E10_Baseline Forecast | Commercial | Office | New | Space Heating | Natural Gas | Furnace | E10 |  | Baseline Forecast | 0 | 0 | 0 | 0 | 0 | 0 | 0 | 0 | 0 | 0 | 0 | 0 | 0 | 0 | 0 | 0 | 0 | 0 | 0 | 0 | 0 | 0 | 0 | 0 | 0 | 0 | 0 | 0
Commercial_Office_New_Space Heating_Natural Gas_Furnace_Vintage_Baseline Forecast | Commercial | Office | New | Space Heating | Natural Gas | Furnace | Vintage |  | Baseline Forecast | 0 | 0 | 0 | 0 | 0 | 0 | 0 | 0 | 0 | 0 | 0 | 0 | 0 | 0 | 0 | 0 | 0 | 0 | 0 | 0 | 0 | 0 | 0 | 0 | 0 | 0 | 0 | Vintage
Commercial_Office_New_Space Heating_Natural Gas_Boiler_E1_Baseline Forecast | Commercial | Office | New | Space Heating | Natural Gas | Boiler | E1 |  | Baseline Forecast | 0 | 136853.8463 | 240381.5924 | 343728.6287 | 446344.2673 | 547772.3962 | 649697.8411 | 751356.9612 | 852777.105 | 953985.4435 | 1055008.977 | 1155874.5435 | 1256608.8259 | 1357238.3595 | 1457789.54 | 1558288.6303 | 1658761.7681 | 1759234.9731 | 1859734.1545 | 1960285.1175 | 2060913.5713 | 2161645.1352 | 2262505.3463 | 2363519.6662 | 2464713.4875 | 2566112.1416 | 2667740.9042 | 0
Commercial_Office_New_Space Heating_Natural Gas_Boiler_E2_Baseline Forecast | Commercial | Office | New | Space Heating | Natural Gas | Boiler | E2 |  | Baseline Forecast | 0 | 30041.0882 | 52766.691 | 75452.6258 | 97978.0099 | 120242.7211 | 142616.5993 | 164932.0159 | 187194.9743 | 209411.4388 | 231587.3364 | 253728.5583 | 275840.9618 | 297930.3716 | 320002.582 | 342063.3579 | 364118.4369 | 386173.5307 | 408234.3266 | 430306.4892 | 452395.662 | 474507.4687 | 496647.515 | 518821.3901 | 541034.668 | 563292.9091 | 585601.6619 | 0
Commercial_Office_New_Space Heating_Natural Gas_Boiler_E3_Baseline Forecast | Commercial | Office | New | Space Heating | Natural Gas | Boiler | E3 |  | Baseline Forecast | 0 | 0 | 0 | 0 | 0 | 0 | 0 | 0 | 0 | 0 | 0 | 0 | 0 | 0 | 0 | 0 | 0 | 0 | 0 | 0 | 0 | 0 | 0 | 0 | 0 | 0 | 0 | 0
Commercial_Office_New_Space Heating_Natural Gas_Boiler_E4_Baseline Forecast | Commercial | Office | New | Space Heating | Natural Gas | Boiler | E4 |  | Baseline Forecast | 0 | 0 | 0 | 0 | 0 | 0 | 0 | 0 | 0 | 0 | 0 | 0 | 0 | 0 | 0 | 0 | 0 | 0 | 0 | 0 | 0 | 0 | 0 | 0 | 0 | 0 | 0 | 0
Commercial_Office_New_Space Heating_Natural Gas_Boiler_E5_Baseline Forecast | Commercial | Office | New | Space Heating | Natural Gas | Boiler | E5 |  | Baseline Forecast | 0 | 0 | 0 | 0 | 0 | 0 | 0 | 0 | 0 | 0 | 0 | 0 | 0 | 0 | 0 | 0 | 0 | 0 | 0 | 0 | 0 | 0 | 0 | 0 | 0 | 0 | 0 | 0
Commercial_Office_New_Space Heating_Natural Gas_Boiler_E6_Baseline Forecast | Commercial | Office | New | Space Heating | Natural Gas | Boiler | E6 |  | Baseline Forecast | 0 | 0 | 0 | 0 | 0 | 0 | 0 | 0 | 0 | 0 | 0 | 0 | 0 | 0 | 0 | 0 | 0 | 0 | 0 | 0 | 0 | 0 | 0 | 0 | 0 | 0 | 0 | 0
Commercial_Office_New_Space Heating_Natural Gas_Boiler_E7_Baseline Forecast | Commercial | Office | New | Space Heating | Natural Gas | Boiler | E7 |  | Baseline Forecast | 0 | 0 | 0 | 0 | 0 | 0 | 0 | 0 | 0 | 0 | 0 | 0 | 0 | 0 | 0 | 0 | 0 | 0 | 0 | 0 | 0 | 0 | 0 | 0 | 0 | 0 | 0 | 0
Commercial_Office_New_Space Heating_Natural Gas_Boiler_E8_Baseline Forecast | Commercial | Office | New | Space Heating | Natural Gas | Boiler | E8 |  | Baseline Forecast | 0 | 0 | 0 | 0 | 0 | 0 | 0 | 0 | 0 | 0 | 0 | 0 | 0 | 0 | 0 | 0 | 0 | 0 | 0 | 0 | 0 | 0 | 0 | 0 | 0 | 0 | 0 | 0
Commercial_Office_New_Space Heating_Natural Gas_Boiler_E9_Baseline Forecast | Commercial | Office | New | Space Heating | Natural Gas | Boiler | E9 |  | Baseline Forecast | 0 | 0 | 0 | 0 | 0 | 0 | 0 | 0 | 0 | 0 | 0 | 0 | 0 | 0 | 0 | 0 | 0 | 0 | 0 | 0 | 0 | 0 | 0 | 0 | 0 | 0 | 0 | 0
Commercial_Office_New_Space Heating_Natural Gas_Boiler_E10_Baseline Forecast | Commercial | Office | New | Space Heating | Natural Gas | Boiler | E10 |  | Baseline Forecast | 0 | 0 | 0 | 0 | 0 | 0 | 0 | 0 | 0 | 0 | 0 | 0 | 0 | 0 | 0 | 0 | 0 | 0 | 0 | 0 | 0 | 0 | 0 | 0 | 0 | 0 | 0 | 0
Commercial_Office_New_Space Heating_Natural Gas_Boiler_Vintage_Baseline Forecast | Commercial | Office | New | Space Heating | Natural Gas | Boiler | Vintage |  | Baseline Forecast | 0 | 0 | 0 | 0 | 0 | 0 | 0 | 0 | 0 | 0 | 0 | 0 | 0 | 0 | 0 | 0 | 0 | 0 | 0 | 0 | 0 | 0 | 0 | 0 | 0 | 0 | 0 | Vintage
Commercial_Office_New_Space Heating_Natural Gas_Unit Heater_E1_Baseline Forecast | Commercial | Office | New | Space Heating | Natural Gas | Unit Heater | E1 |  | Baseline Forecast | 0 | 7445.1684 | 13077.3192 | 18699.639 | 24282.169 | 29800.0958 | 35345.0777 | 40875.5709 | 46393.0632 | 51899.0328 | 57394.9487 | 62882.2707 | 68362.4506 | 73836.9319 | 79307.1506 | 84774.5354 | 90240.5085 | 95706.4851 | 101173.8749 | 106644.0818 | 112118.5044 | 117598.5364 | 123085.5671 | 128580.9816 | 134086.1615 | 139602.4847 | 145131.3264 | 0
Commercial_Office_New_Space Heating_Natural Gas_Unit Heater_E2_Baseline Forecast | Commercial | Office | New | Space Heating | Natural Gas | Unit Heater | E2 |  | Baseline Forecast | 0 | 0 | 0 | 0 | 0 | 0 | 0 | 0 | 0 | 0 | 0 | 0 | 0 | 0 | 0 | 0 | 0 | 0 | 0 | 0 | 0 | 0 | 0 | 0 | 0 | 0 | 0 | 0
Commercial_Office_New_Space Heating_Natural Gas_Unit Heater_E3_Baseline Forecast | Commercial | Office | New | Space Heating | Natural Gas | Unit Heater | E3 |  | Baseline Forecast | 0 | 0 | 0 | 0 | 0 | 0 | 0 | 0 | 0 | 0 | 0 | 0 | 0 | 0 | 0 | 0 | 0 | 0 | 0 | 0 | 0 | 0 | 0 | 0 | 0 | 0 | 0 | 0
Commercial_Office_New_Space Heating_Natural Gas_Unit Heater_E4_Baseline Forecast | Commercial | Office | New | Space Heating | Natural Gas | Unit Heater | E4 |  | Baseline Forecast | 0 | 0 | 0 | 0 | 0 | 0 | 0 | 0 | 0 | 0 | 0 | 0 | 0 | 0 | 0 | 0 | 0 | 0 | 0 | 0 | 0 | 0 | 0 | 0 | 0 | 0 | 0 | 0
Commercial_Office_New_Space Heating_Natural Gas_Unit Heater_E5_Baseline Forecast | Commercial | Office | New | Space Heating | Natural Gas | Unit Heater | E5 |  | Baseline Forecast | 0 | 0 | 0 | 0 | 0 | 0 | 0 | 0 | 0 | 0 | 0 | 0 | 0 | 0 | 0 | 0 | 0 | 0 | 0 | 0 | 0 | 0 | 0 | 0 | 0 | 0 | 0 | 0
Commercial_Office_New_Space Heating_Natural Gas_Unit Heater_E6_Baseline Forecast | Commercial | Office | New | Space Heating | Natural Gas | Unit Heater | E6 |  | Baseline Forecast | 0 | 0 | 0 | 0 | 0 | 0 | 0 | 0 | 0 | 0 | 0 | 0 | 0 | 0 | 0 | 0 | 0 | 0 | 0 | 0 | 0 | 0 | 0 | 0 | 0 | 0 | 0 | 0
Commercial_Office_New_Space Heating_Natural Gas_Unit Heater_E7_Baseline Forecast | Commercial | Office | New | Space Heating | Natural Gas | Unit Heater | E7 |  | Baseline Forecast | 0 | 0 | 0 | 0 | 0 | 0 | 0 | 0 | 0 | 0 | 0 | 0 | 0 | 0 | 0 | 0 | 0 | 0 | 0 | 0 | 0 | 0 | 0 | 0 | 0 | 0 | 0 | 0
Commercial_Office_New_Space Heating_Natural Gas_Unit Heater_E8_Baseline Forecast | Commercial | Office | New | Space Heating | Natural Gas | Unit Heater | E8 |  | Baseline Forecast | 0 | 0 | 0 | 0 | 0 | 0 | 0 | 0 | 0 | 0 | 0 | 0 | 0 | 0 | 0 | 0 | 0 | 0 | 0 | 0 | 0 | 0 | 0 | 0 | 0 | 0 | 0 | 0
Commercial_Office_New_Space Heating_Natural Gas_Unit Heater_E9_Baseline Forecast | Commercial | Office | New | Space Heating | Natural Gas | Unit Heater | E9 |  | Baseline Forecast | 0 | 0 | 0 | 0 | 0 | 0 | 0 | 0 | 0 | 0 | 0 | 0 | 0 | 0 | 0 | 0 | 0 | 0 | 0 | 0 | 0 | 0 | 0 | 0 | 0 | 0 | 0 | 0
Commercial_Office_New_Space Heating_Natural Gas_Unit Heater_E10_Baseline Forecast | Commercial | Office | New | Space Heating | Natural Gas | Unit Heater | E10 |  | Baseline Forecast | 0 | 0 | 0 | 0 | 0 | 0 | 0 | 0 | 0 | 0 | 0 | 0 | 0 | 0 | 0 | 0 | 0 | 0 | 0 | 0 | 0 | 0 | 0 | 0 | 0 | 0 | 0 | 0
Commercial_Office_New_Space Heating_Natural Gas_Unit Heater_Vintage_Baseline Forecast | Commercial | Office | New | Space Heating | Natural Gas | Unit Heater | Vintage |  | Baseline Forecast | 0 | 0 | 0 | 0 | 0 | 0 | 0 | 0 | 0 | 0 | 0 | 0 | 0 | 0 | 0 | 0 | 0 | 0 | 0 | 0 | 0 | 0 | 0 | 0 | 0 | 0 | 0 | Vintage
Commercial_Office_New_Water Heating_Natural Gas_Water Heater_E1_Baseline Forecast | Commercial | Office | New | Water Heating | Natural Gas | Water Heater | E1 |  | Baseline Forecast | 0 | 123901.942 | 217631.7796 | 311198.0099 | 404102.0623 | 495930.9912 | 588210.1702 | 680248.2293 | 772069.929 | 863699.8687 | 955162.4935 | 1046482.1012 | 1137682.8496 | 1228788.7628 | 1319823.7383 | 1410811.5533 | 1501775.872 | 1592740.2516 | 1683728.149 | 1774762.9276 | 1865867.8631 | 1957066.1504 | 2048380.9096 | 2139835.1927 | 2231451.9892 | 2323254.2329 | 2415264.8076 | 0
Commercial_Office_New_Water Heating_Natural Gas_Water Heater_E2_Baseline Forecast | Commercial | Office | New | Water Heating | Natural Gas | Water Heater | E2 |  | Baseline Forecast | 0 | 128959.1641 | 226514.7094 | 323899.9695 | 420596.024 | 516173.0725 | 612218.7486 | 708013.4631 | 803582.9873 | 898952.9246 | 994148.7177 | 1089195.6564 | 1184118.8843 | 1278943.4062 | 1373694.0949 | 1468395.6983 | 1563072.8463 | 1657750.0578 | 1752451.747 | 1847202.2308 | 1942025.7351 | 2036946.4014 | 2131988.2937 | 2227175.4046 | 2322531.6622 | 2418080.9362 | 2513847.0447 | 0
Commercial_Office_New_Water Heating_Natural Gas_Water Heater_E3_Baseline Forecast | Commercial | Office | New | Water Heating | Natural Gas | Water Heater | E3 |  | Baseline Forecast | 0 | 0 | 0 | 0 | 0 | 0 | 0 | 0 | 0 | 0 | 0 | 0 | 0 | 0 | 0 | 0 | 0 | 0 | 0 | 0 | 0 | 0 | 0 | 0 | 0 | 0 | 0 | 0
Commercial_Office_New_Water Heating_Natural Gas_Water Heater_E4_Baseline Forecast | Commercial | Office | New | Water Heating | Natural Gas | Water Heater | E4 |  | Baseline Forecast | 0 | 0 | 0 | 0 | 0 | 0 | 0 | 0 | 0 | 0 | 0 | 0 | 0 | 0 | 0 | 0 | 0 | 0 | 0 | 0 | 0 | 0 | 0 | 0 | 0 | 0 | 0 | 0
Commercial_Office_New_Water Heating_Natural Gas_Water Heater_E5_Baseline Forecast | Commercial | Office | New | Water Heating | Natural Gas | Water Heater | E5 |  | Baseline Forecast | 0 | 0 | 0 | 0 | 0 | 0 | 0 | 0 | 0 | 0 | 0 | 0 | 0 | 0 | 0 | 0 | 0 | 0 | 0 | 0 | 0 | 0 | 0 | 0 | 0 | 0 | 0 | 0
Commercial_Office_New_Water Heating_Natural Gas_Water Heater_E6_Baseline Forecast | Commercial | Office | New | Water Heating | Natural Gas | Water Heater | E6 |  | Baseline Forecast | 0 | 0 | 0 | 0 | 0 | 0 | 0 | 0 | 0 | 0 | 0 | 0 | 0 | 0 | 0 | 0 | 0 | 0 | 0 | 0 | 0 | 0 | 0 | 0 | 0 | 0 | 0 | 0
Commercial_Office_New_Water Heating_Natural Gas_Water Heater_E7_Baseline Forecast | Commercial | Office | New | Water Heating | Natural Gas | Water Heater | E7 |  | Baseline Forecast | 0 | 0 | 0 | 0 | 0 | 0 | 0 | 0 | 0 | 0 | 0 | 0 | 0 | 0 | 0 | 0 | 0 | 0 | 0 | 0 | 0 | 0 | 0 | 0 | 0 | 0 | 0 | 0
Commercial_Office_New_Water Heating_Natural Gas_Water Heater_E8_Baseline Forecast | Commercial | Office | New | Water Heating | Natural Gas | Water Heater | E8 |  | Baseline Forecast | 0 | 0 | 0 | 0 | 0 | 0 | 0 | 0 | 0 | 0 | 0 | 0 | 0 | 0 | 0 | 0 | 0 | 0 | 0 | 0 | 0 | 0 | 0 | 0 | 0 | 0 | 0 | 0
Commercial_Office_New_Water Heating_Natural Gas_Water Heater_E9_Baseline Forecast | Commercial | Office | New | Water Heating | Natural Gas | Water Heater | E9 |  | Baseline Forecast | 0 | 0 | 0 | 0 | 0 | 0 | 0 | 0 | 0 | 0 | 0 | 0 | 0 | 0 | 0 | 0 | 0 | 0 | 0 | 0 | 0 | 0 | 0 | 0 | 0 | 0 | 0 | 0
Commercial_Office_New_Water Heating_Natural Gas_Water Heater_E10_Baseline Forecast | Commercial | Office | New | Water Heating | Natural Gas | Water Heater | E10 |  | Baseline Forecast | 0 | 0 | 0 | 0 | 0 | 0 | 0 | 0 | 0 | 0 | 0 | 0 | 0 | 0 | 0 | 0 | 0 | 0 | 0 | 0 | 0 | 0 | 0 | 0 | 0 | 0 | 0 | 0
Commercial_Office_New_Water Heating_Natural Gas_Water Heater_Vintage_Baseline Forecast | Commercial | Office | New | Water Heating | Natural Gas | Water Heater | Vintage |  | Baseline Forecast | 0 | 0 | 0 | 0 | 0 | 0 | 0 | 0 | 0 | 0 | 0 | 0 | 0 | 0 | 0 | 0 | 0 | 0 | 0 | 0 | 0 | 0 | 0 | 0 | 0 | 0 | 0 | Vintage
Commercial_Office_New_Food Preparation_Natural Gas_Oven_E1_Baseline Forecast | Commercial | Office | New | Food Preparation | Natural Gas | Oven | E1 |  | Baseline Forecast | 0 | 1574.7289 | 2765.986 | 3955.1639 | 5135.9258 | 6303.0234 | 7475.8435 | 8645.5991 | 9812.6048 | 10977.1734 | 12139.6155 | 13300.2399 | 14459.3537 | 15617.2622 | 16774.2691 | 17930.6766 | 19086.7855 | 20242.8952 | 21399.3038 | 22556.3082 | 23714.2042 | 24873.2867 | 26033.8496 | 27196.1856 | 28360.5872 | 29527.3457 | 30696.7519 | 0
Commercial_Office_New_Food Preparation_Natural Gas_Oven_E2_Baseline Forecast | Commercial | Office | New | Food Preparation | Natural Gas | Oven | E2 |  | Baseline Forecast | 0 | 1848.5947 | 3247.0271 | 4643.0185 | 6029.1302 | 7399.2014 | 8775.9902 | 10149.1815 | 11519.1448 | 12886.247 | 14250.853 | 15613.3251 | 16974.0239 | 18333.3078 | 19691.5333 | 21049.0552 | 22406.2265 | 23763.3987 | 25120.9218 | 26479.1444 | 27838.4137 | 29199.0757 | 30561.4756 | 31925.9571 | 33292.8632 | 34662.5362 | 36035.3175 | 0
Commercial_Office_New_Food Preparation_Natural Gas_Oven_E3_Baseline Forecast | Commercial | Office | New | Food Preparation | Natural Gas | Oven | E3 |  | Baseline Forecast | 0 | 0 | 0 | 0 | 0 | 0 | 0 | 0 | 0 | 0 | 0 | 0 | 0 | 0 | 0 | 0 | 0 | 0 | 0 | 0 | 0 | 0 | 0 | 0 | 0 | 0 | 0 | 0
Commercial_Office_New_Food Preparation_Natural Gas_Oven_E4_Baseline Forecast | Commercial | Office | New | Food Preparation | Natural Gas | Oven | E4 |  | Baseline Forecast | 0 | 0 | 0 | 0 | 0 | 0 | 0 | 0 | 0 | 0 | 0 | 0 | 0 | 0 | 0 | 0 | 0 | 0 | 0 | 0 | 0 | 0 | 0 | 0 | 0 | 0 | 0 | 0
Commercial_Office_New_Food Preparation_Natural Gas_Oven_E5_Baseline Forecast | Commercial | Office | New | Food Preparation | Natural Gas | Oven | E5 |  | Baseline Forecast | 0 | 0 | 0 | 0 | 0 | 0 | 0 | 0 | 0 | 0 | 0 | 0 | 0 | 0 | 0 | 0 | 0 | 0 | 0 | 0 | 0 | 0 | 0 | 0 | 0 | 0 | 0 | 0
Commercial_Office_New_Food Preparation_Natural Gas_Oven_E6_Baseline Forecast | Commercial | Office | New | Food Preparation | Natural Gas | Oven | E6 |  | Baseline Forecast | 0 | 0 | 0 | 0 | 0 | 0 | 0 | 0 | 0 | 0 | 0 | 0 | 0 | 0 | 0 | 0 | 0 | 0 | 0 | 0 | 0 | 0 | 0 | 0 | 0 | 0 | 0 | 0
Commercial_Office_New_Food Preparation_Natural Gas_Oven_E7_Baseline Forecast | Commercial | Office | New | Food Preparation | Natural Gas | Oven | E7 |  | Baseline Forecast | 0 | 0 | 0 | 0 | 0 | 0 | 0 | 0 | 0 | 0 | 0 | 0 | 0 | 0 | 0 | 0 | 0 | 0 | 0 | 0 | 0 | 0 | 0 | 0 | 0 | 0 | 0 | 0
Commercial_Office_New_Food Preparation_Natural Gas_Oven_E8_Baseline Forecast | Commercial | Office | New | Food Preparation | Natural Gas | Oven | E8 |  | Baseline Forecast | 0 | 0 | 0 | 0 | 0 | 0 | 0 | 0 | 0 | 0 | 0 | 0 | 0 | 0 | 0 | 0 | 0 | 0 | 0 | 0 | 0 | 0 | 0 | 0 | 0 | 0 | 0 | 0
Commercial_Office_New_Food Preparation_Natural Gas_Oven_E9_Baseline Forecast | Commercial | Office | New | Food Preparation | Natural Gas | Oven | E9 |  | Baseline Forecast | 0 | 0 | 0 | 0 | 0 | 0 | 0 | 0 | 0 | 0 | 0 | 0 | 0 | 0 | 0 | 0 | 0 | 0 | 0 | 0 | 0 | 0 | 0 | 0 | 0 | 0 | 0 | 0
Commercial_Office_New_Food Preparation_Natural Gas_Oven_E10_Baseline Forecast | Commercial | Office | New | Food Preparation | Natural Gas | Oven | E10 |  | Baseline Forecast | 0 | 0 | 0 | 0 | 0 | 0 | 0 | 0 | 0 | 0 | 0 | 0 | 0 | 0 | 0 | 0 | 0 | 0 | 0 | 0 | 0 | 0 | 0 | 0 | 0 | 0 | 0 | 0
Commercial_Office_New_Food Preparation_Natural Gas_Oven_Vintage_Baseline Forecast | Commercial | Office | New | Food Preparation | Natural Gas | Oven | Vintage |  | Baseline Forecast | 0 | 0 | 0 | 0 | 0 | 0 | 0 | 0 | 0 | 0 | 0 | 0 | 0 | 0 | 0 | 0 | 0 | 0 | 0 | 0 | 0 | 0 | 0 | 0 | 0 | 0 | 0 | Vintage
Commercial_Office_New_Food Preparation_Natural Gas_Conveyor Oven_E1_Baseline Forecast | Commercial | Office | New | Food Preparation | Natural Gas | Conveyor Oven | E1 |  | Baseline Forecast | 0 | 787.3644 | 1382.993 | 1977.5819 | 2567.9629 | 3151.5117 | 3737.9217 | 4322.7995 | 4906.3024 | 5488.5867 | 6069.8078 | 6650.12 | 7229.6769 | 7808.6311 | 8387.1346 | 8965.3383 | 9543.3928 | 10121.4476 | 10699.6519 | 11278.1541 | 11857.1021 | 12436.6434 | 13016.9248 | 13598.0928 | 14180.2936 | 14763.6728 | 15348.376 | 0
Commercial_Office_New_Food Preparation_Natural Gas_Conveyor Oven_E2_Baseline Forecast | Commercial | Office | New | Food Preparation | Natural Gas | Conveyor Oven | E2 |  | Baseline Forecast | 0 | 924.2974 | 1623.5135 | 2321.5092 | 3014.5651 | 3699.6007 | 4387.9951 | 5074.5908 | 5759.5724 | 6443.1235 | 7125.4265 | 7806.6626 | 8487.012 | 9166.6539 | 9845.7667 | 10524.5276 | 11203.1132 | 11881.6994 | 12560.4609 | 13239.5722 | 13919.2068 | 14599.5379 | 15280.7378 | 15962.9785 | 16646.4316 | 17331.2681 | 18017.6587 | 0
Commercial_Office_New_Food Preparation_Natural Gas_Conveyor Oven_E3_Baseline Forecast | Commercial | Office | New | Food Preparation | Natural Gas | Conveyor Oven | E3 |  | Baseline Forecast | 0 | 0 | 0 | 0 | 0 | 0 | 0 | 0 | 0 | 0 | 0 | 0 | 0 | 0 | 0 | 0 | 0 | 0 | 0 | 0 | 0 | 0 | 0 | 0 | 0 | 0 | 0 | 0
Commercial_Office_New_Food Preparation_Natural Gas_Conveyor Oven_E4_Baseline Forecast | Commercial | Office | New | Food Preparation | Natural Gas | Conveyor Oven | E4 |  | Baseline Forecast | 0 | 0 | 0 | 0 | 0 | 0 | 0 | 0 | 0 | 0 | 0 | 0 | 0 | 0 | 0 | 0 | 0 | 0 | 0 | 0 | 0 | 0 | 0 | 0 | 0 | 0 | 0 | 0
Commercial_Office_New_Food Preparation_Natural Gas_Conveyor Oven_E5_Baseline Forecast | Commercial | Office | New | Food Preparation | Natural Gas | Conveyor Oven | E5 |  | Baseline Forecast | 0 | 0 | 0 | 0 | 0 | 0 | 0 | 0 | 0 | 0 | 0 | 0 | 0 | 0 | 0 | 0 | 0 | 0 | 0 | 0 | 0 | 0 | 0 | 0 | 0 | 0 | 0 | 0
Commercial_Office_New_Food Preparation_Natural Gas_Conveyor Oven_E6_Baseline Forecast | Commercial | Office | New | Food Preparation | Natural Gas | Conveyor Oven | E6 |  | Baseline Forecast | 0 | 0 | 0 | 0 | 0 | 0 | 0 | 0 | 0 | 0 | 0 | 0 | 0 | 0 | 0 | 0 | 0 | 0 | 0 | 0 | 0 | 0 | 0 | 0 | 0 | 0 | 0 | 0
Commercial_Office_New_Food Preparation_Natural Gas_Conveyor Oven_E7_Baseline Forecast | Commercial | Office | New | Food Preparation | Natural Gas | Conveyor Oven | E7 |  | Baseline Forecast | 0 | 0 | 0 | 0 | 0 | 0 | 0 | 0 | 0 | 0 | 0 | 0 | 0 | 0 | 0 | 0 | 0 | 0 | 0 | 0 | 0 | 0 | 0 | 0 | 0 | 0 | 0 | 0
Commercial_Office_New_Food Preparation_Natural Gas_Conveyor Oven_E8_Baseline Forecast | Commercial | Office | New | Food Preparation | Natural Gas | Conveyor Oven | E8 |  | Baseline Forecast | 0 | 0 | 0 | 0 | 0 | 0 | 0 | 0 | 0 | 0 | 0 | 0 | 0 | 0 | 0 | 0 | 0 | 0 | 0 | 0 | 0 | 0 | 0 | 0 | 0 | 0 | 0 | 0
Commercial_Office_New_Food Preparation_Natural Gas_Conveyor Oven_E9_Baseline Forecast | Commercial | Office | New | Food Preparation | Natural Gas | Conveyor Oven | E9 |  | Baseline Forecast | 0 | 0 | 0 | 0 | 0 | 0 | 0 | 0 | 0 | 0 | 0 | 0 | 0 | 0 | 0 | 0 | 0 | 0 | 0 | 0 | 0 | 0 | 0 | 0 | 0 | 0 | 0 | 0
Commercial_Office_New_Food Preparation_Natural Gas_Conveyor Oven_E10_Baseline Forecast | Commercial | Office | New | Food Preparation | Natural Gas | Conveyor Oven | E10 |  | Baseline Forecast | 0 | 0 | 0 | 0 | 0 | 0 | 0 | 0 | 0 | 0 | 0 | 0 | 0 | 0 | 0 | 0 | 0 | 0 | 0 | 0 | 0 | 0 | 0 | 0 | 0 | 0 | 0 | 0
Commercial_Office_New_Food Preparation_Natural Gas_Conveyor Oven_Vintage_Baseline Forecast | Commercial | Office | New | Food Preparation | Natural Gas | Conveyor Oven | Vintage |  | Baseline Forecast | 0 | 0 | 0 | 0 | 0 | 0 | 0 | 0 | 0 | 0 | 0 | 0 | 0 | 0 | 0 | 0 | 0 | 0 | 0 | 0 | 0 | 0 | 0 | 0 | 0 | 0 | 0 | Vintage
Commercial_Office_New_Food Preparation_Natural Gas_Double Rack Oven_E1_Baseline Forecast | Commercial | Office | New | Food Preparation | Natural Gas | Double Rack Oven | E1 |  | Baseline Forecast | 0 | 787.3644 | 1382.993 | 1977.5819 | 2567.9629 | 3151.5117 | 3737.9217 | 4322.7995 | 4906.3024 | 5488.5867 | 6069.8078 | 6650.12 | 7229.6769 | 7808.6311 | 8387.1346 | 8965.3383 | 9543.3928 | 10121.4476 | 10699.6519 | 11278.1541 | 11857.1021 | 12436.6434 | 13016.9248 | 13598.0928 | 14180.2936 | 14763.6728 | 15348.376 | 0
Commercial_Office_New_Food Preparation_Natural Gas_Double Rack Oven_E2_Baseline Forecast | Commercial | Office | New | Food Preparation | Natural Gas | Double Rack Oven | E2 |  | Baseline Forecast | 0 | 924.2974 | 1623.5135 | 2321.5092 | 3014.5651 | 3699.6007 | 4387.9951 | 5074.5908 | 5759.5724 | 6443.1235 | 7125.4265 | 7806.6626 | 8487.012 | 9166.6539 | 9845.7667 | 10524.5276 | 11203.1132 | 11881.6994 | 12560.4609 | 13239.5722 | 13919.2068 | 14599.5379 | 15280.7378 | 15962.9785 | 16646.4316 | 17331.2681 | 18017.6587 | 0
Commercial_Office_New_Food Preparation_Natural Gas_Double Rack Oven_E3_Baseline Forecast | Commercial | Office | New | Food Preparation | Natural Gas | Double Rack Oven | E3 |  | Baseline Forecast | 0 | 0 | 0 | 0 | 0 | 0 | 0 | 0 | 0 | 0 | 0 | 0 | 0 | 0 | 0 | 0 | 0 | 0 | 0 | 0 | 0 | 0 | 0 | 0 | 0 | 0 | 0 | 0
Commercial_Office_New_Food Preparation_Natural Gas_Double Rack Oven_E4_Baseline Forecast | Commercial | Office | New | Food Preparation | Natural Gas | Double Rack Oven | E4 |  | Baseline Forecast | 0 | 0 | 0 | 0 | 0 | 0 | 0 | 0 | 0 | 0 | 0 | 0 | 0 | 0 | 0 | 0 | 0 | 0 | 0 | 0 | 0 | 0 | 0 | 0 | 0 | 0 | 0 | 0
Commercial_Office_New_Food Preparation_Natural Gas_Double Rack Oven_E5_Baseline Forecast | Commercial | Office | New | Food Preparation | Natural Gas | Double Rack Oven | E5 |  | Baseline Forecast | 0 | 0 | 0 | 0 | 0 | 0 | 0 | 0 | 0 | 0 | 0 | 0 | 0 | 0 | 0 | 0 | 0 | 0 | 0 | 0 | 0 | 0 | 0 | 0 | 0 | 0 | 0 | 0
Commercial_Office_New_Food Preparation_Natural Gas_Double Rack Oven_E6_Baseline Forecast | Commercial | Office | New | Food Preparation | Natural Gas | Double Rack Oven | E6 |  | Baseline Forecast | 0 | 0 | 0 | 0 | 0 | 0 | 0 | 0 | 0 | 0 | 0 | 0 | 0 | 0 | 0 | 0 | 0 | 0 | 0 | 0 | 0 | 0 | 0 | 0 | 0 | 0 | 0 | 0
Commercial_Office_New_Food Preparation_Natural Gas_Double Rack Oven_E7_Baseline Forecast | Commercial | Office | New | Food Preparation | Natural Gas | Double Rack Oven | E7 |  | Baseline Forecast | 0 | 0 | 0 | 0 | 0 | 0 | 0 | 0 | 0 | 0 | 0 | 0 | 0 | 0 | 0 | 0 | 0 | 0 | 0 | 0 | 0 | 0 | 0 | 0 | 0 | 0 | 0 | 0
Commercial_Office_New_Food Preparation_Natural Gas_Double Rack Oven_E8_Baseline Forecast | Commercial | Office | New | Food Preparation | Natural Gas | Double Rack Oven | E8 |  | Baseline Forecast | 0 | 0 | 0 | 0 | 0 | 0 | 0 | 0 | 0 | 0 | 0 | 0 | 0 | 0 | 0 | 0 | 0 | 0 | 0 | 0 | 0 | 0 | 0 | 0 | 0 | 0 | 0 | 0
Commercial_Office_New_Food Preparation_Natural Gas_Double Rack Oven_E9_Baseline Forecast | Commercial | Office | New | Food Preparation | Natural Gas | Double Rack Oven | E9 |  | Baseline Forecast | 0 | 0 | 0 | 0 | 0 | 0 | 0 | 0 | 0 | 0 | 0 | 0 | 0 | 0 | 0 | 0 | 0 | 0 | 0 | 0 | 0 | 0 | 0 | 0 | 0 | 0 | 0 | 0
Commercial_Office_New_Food Preparation_Natural Gas_Double Rack Oven_E10_Baseline Forecast | Commercial | Office | New | Food Preparation | Natural Gas | Double Rack Oven | E10 |  | Baseline Forecast | 0 | 0 | 0 | 0 | 0 | 0 | 0 | 0 | 0 | 0 | 0 | 0 | 0 | 0 | 0 | 0 | 0 | 0 | 0 | 0 | 0 | 0 | 0 | 0 | 0 | 0 | 0 | 0
Commercial_Office_New_Food Preparation_Natural Gas_Double Rack Oven_Vintage_Baseline Forecast | Commercial | Office | New | Food Preparation | Natural Gas | Double Rack Oven | Vintage |  | Baseline Forecast | 0 | 0 | 0 | 0 | 0 | 0 | 0 | 0 | 0 | 0 | 0 | 0 | 0 | 0 | 0 | 0 | 0 | 0 | 0 | 0 | 0 | 0 | 0 | 0 | 0 | 0 | 0 | Vintage
Commercial_Office_New_Food Preparation_Natural Gas_Fryer_E1_Baseline Forecast | Commercial | Office | New | Food Preparation | Natural Gas | Fryer | E1 |  | Baseline Forecast | 0 | 0 | 0 | 0 | 0 | 0 | 0 | 0 | 0 | 0 | 0 | 0 | 0 | 0 | 0 | 0 | 0 | 0 | 0 | 0 | 0 | 0 | 0 | 0 | 0 | 0 | 0 | 0
Commercial_Office_New_Food Preparation_Natural Gas_Fryer_E2_Baseline Forecast | Commercial | Office | New | Food Preparation | Natural Gas | Fryer | E2 |  | Baseline Forecast | 0 | 6846.6472 | 12026.0263 | 17196.3647 | 22330.112 | 27404.4496 | 32503.6673 | 37589.5611 | 42663.4992 | 47726.8409 | 52780.937 | 57827.1302 | 62866.7554 | 67901.1401 | 72931.6049 | 77959.4637 | 82986.0241 | 88012.5878 | 93040.4512 | 98070.9051 | 103105.2358 | 108144.725 | 113190.6502 | 118244.2854 | 123306.9008 | 128379.7638 | 133464.1388 | 0
Commercial_Office_New_Food Preparation_Natural Gas_Fryer_E3_Baseline Forecast | Commercial | Office | New | Food Preparation | Natural Gas | Fryer | E3 |  | Baseline Forecast | 0 | 0 | 0 | 0 | 0 | 0 | 0 | 0 | 0 | 0 | 0 | 0 | 0 | 0 | 0 | 0 | 0 | 0 | 0 | 0 | 0 | 0 | 0 | 0 | 0 | 0 | 0 | 0
Commercial_Office_New_Food Preparation_Natural Gas_Fryer_E4_Baseline Forecast | Commercial | Office | New | Food Preparation | Natural Gas | Fryer | E4 |  | Baseline Forecast | 0 | 0 | 0 | 0 | 0 | 0 | 0 | 0 | 0 | 0 | 0 | 0 | 0 | 0 | 0 | 0 | 0 | 0 | 0 | 0 | 0 | 0 | 0 | 0 | 0 | 0 | 0 | 0
Commercial_Office_New_Food Preparation_Natural Gas_Fryer_E5_Baseline Forecast | Commercial | Office | New | Food Preparation | Natural Gas | Fryer | E5 |  | Baseline Forecast | 0 | 0 | 0 | 0 | 0 | 0 | 0 | 0 | 0 | 0 | 0 | 0 | 0 | 0 | 0 | 0 | 0 | 0 | 0 | 0 | 0 | 0 | 0 | 0 | 0 | 0 | 0 | 0
Commercial_Office_New_Food Preparation_Natural Gas_Fryer_E6_Baseline Forecast | Commercial | Office | New | Food Preparation | Natural Gas | Fryer | E6 |  | Baseline Forecast | 0 | 0 | 0 | 0 | 0 | 0 | 0 | 0 | 0 | 0 | 0 | 0 | 0 | 0 | 0 | 0 | 0 | 0 | 0 | 0 | 0 | 0 | 0 | 0 | 0 | 0 | 0 | 0
Commercial_Office_New_Food Preparation_Natural Gas_Fryer_E7_Baseline Forecast | Commercial | Office | New | Food Preparation | Natural Gas | Fryer | E7 |  | Baseline Forecast | 0 | 0 | 0 | 0 | 0 | 0 | 0 | 0 | 0 | 0 | 0 | 0 | 0 | 0 | 0 | 0 | 0 | 0 | 0 | 0 | 0 | 0 | 0 | 0 | 0 | 0 | 0 | 0
Commercial_Office_New_Food Preparation_Natural Gas_Fryer_E8_Baseline Forecast | Commercial | Office | New | Food Preparation | Natural Gas | Fryer | E8 |  | Baseline Forecast | 0 | 0 | 0 | 0 | 0 | 0 | 0 | 0 | 0 | 0 | 0 | 0 | 0 | 0 | 0 | 0 | 0 | 0 | 0 | 0 | 0 | 0 | 0 | 0 | 0 | 0 | 0 | 0
Commercial_Office_New_Food Preparation_Natural Gas_Fryer_E9_Baseline Forecast | Commercial | Office | New | Food Preparation | Natural Gas | Fryer | E9 |  | Baseline Forecast | 0 | 0 | 0 | 0 | 0 | 0 | 0 | 0 | 0 | 0 | 0 | 0 | 0 | 0 | 0 | 0 | 0 | 0 | 0 | 0 | 0 | 0 | 0 | 0 | 0 | 0 | 0 | 0
Commercial_Office_New_Food Preparation_Natural Gas_Fryer_E10_Baseline Forecast | Commercial | Office | New | Food Preparation | Natural Gas | Fryer | E10 |  | Baseline Forecast | 0 | 0 | 0 | 0 | 0 | 0 | 0 | 0 | 0 | 0 | 0 | 0 | 0 | 0 | 0 | 0 | 0 | 0 | 0 | 0 | 0 | 0 | 0 | 0 | 0 | 0 | 0 | 0
Commercial_Office_New_Food Preparation_Natural Gas_Fryer_Vintage_Baseline Forecast | Commercial | Office | New | Food Preparation | Natural Gas | Fryer | Vintage |  | Baseline Forecast | 0 | 0 | 0 | 0 | 0 | 0 | 0 | 0 | 0 | 0 | 0 | 0 | 0 | 0 | 0 | 0 | 0 | 0 | 0 | 0 | 0 | 0 | 0 | 0 | 0 | 0 | 0 | Vintage
Commercial_Office_New_Food Preparation_Natural Gas_Broiler_E1_Baseline Forecast | Commercial | Office | New | Food Preparation | Natural Gas | Broiler | E1 |  | Baseline Forecast | 0 | 0 | 0 | 0 | 0 | 0 | 0 | 0 | 0 | 0 | 0 | 0 | 0 | 0 | 0 | 0 | 0 | 0 | 0 | 0 | 0 | 0 | 0 | 0 | 0 | 0 | 0 | 0
Commercial_Office_New_Food Preparation_Natural Gas_Broiler_E2_Baseline Forecast | Commercial | Office | New | Food Preparation | Natural Gas | Broiler | E2 |  | Baseline Forecast | 0 | 0 | 0 | 0 | 0 | 0 | 0 | 0 | 0 | 0 | 0 | 0 | 0 | 0 | 0 | 0 | 0 | 0 | 0 | 0 | 0 | 0 | 0 | 0 | 0 | 0 | 0 | 0
Commercial_Office_New_Food Preparation_Natural Gas_Broiler_E3_Baseline Forecast | Commercial | Office | New | Food Preparation | Natural Gas | Broiler | E3 |  | Baseline Forecast | 0 | 0 | 0 | 0 | 0 | 0 | 0 | 0 | 0 | 0 | 0 | 0 | 0 | 0 | 0 | 0 | 0 | 0 | 0 | 0 | 0 | 0 | 0 | 0 | 0 | 0 | 0 | 0
Commercial_Office_New_Food Preparation_Natural Gas_Broiler_E4_Baseline Forecast | Commercial | Office | New | Food Preparation | Natural Gas | Broiler | E4 |  | Baseline Forecast | 0 | 0 | 0 | 0 | 0 | 0 | 0 | 0 | 0 | 0 | 0 | 0 | 0 | 0 | 0 | 0 | 0 | 0 | 0 | 0 | 0 | 0 | 0 | 0 | 0 | 0 | 0 | 0
Commercial_Office_New_Food Preparation_Natural Gas_Broiler_E5_Baseline Forecast | Commercial | Office | New | Food Preparation | Natural Gas | Broiler | E5 |  | Baseline Forecast | 0 | 0 | 0 | 0 | 0 | 0 | 0 | 0 | 0 | 0 | 0 | 0 | 0 | 0 | 0 | 0 | 0 | 0 | 0 | 0 | 0 | 0 | 0 | 0 | 0 | 0 | 0 | 0
Commercial_Office_New_Food Preparation_Natural Gas_Broiler_E6_Baseline Forecast | Commercial | Office | New | Food Preparation | Natural Gas | Broiler | E6 |  | Baseline Forecast | 0 | 0 | 0 | 0 | 0 | 0 | 0 | 0 | 0 | 0 | 0 | 0 | 0 | 0 | 0 | 0 | 0 | 0 | 0 | 0 | 0 | 0 | 0 | 0 | 0 | 0 | 0 | 0
Commercial_Office_New_Food Preparation_Natural Gas_Broiler_E7_Baseline Forecast | Commercial | Office | New | Food Preparation | Natural Gas | Broiler | E7 |  | Baseline Forecast | 0 | 0 | 0 | 0 | 0 | 0 | 0 | 0 | 0 | 0 | 0 | 0 | 0 | 0 | 0 | 0 | 0 | 0 | 0 | 0 | 0 | 0 | 0 | 0 | 0 | 0 | 0 | 0
Commercial_Office_New_Food Preparation_Natural Gas_Broiler_E8_Baseline Forecast | Commercial | Office | New | Food Preparation | Natural Gas | Broiler | E8 |  | Baseline Forecast | 0 | 0 | 0 | 0 | 0 | 0 | 0 | 0 | 0 | 0 | 0 | 0 | 0 | 0 | 0 | 0 | 0 | 0 | 0 | 0 | 0 | 0 | 0 | 0 | 0 | 0 | 0 | 0
Commercial_Office_New_Food Preparation_Natural Gas_Broiler_E9_Baseline Forecast | Commercial | Office | New | Food Preparation | Natural Gas | Broiler | E9 |  | Baseline Forecast | 0 | 0 | 0 | 0 | 0 | 0 | 0 | 0 | 0 | 0 | 0 | 0 | 0 | 0 | 0 | 0 | 0 | 0 | 0 | 0 | 0 | 0 | 0 | 0 | 0 | 0 | 0 | 0
Commercial_Office_New_Food Preparation_Natural Gas_Broiler_E10_Baseline Forecast | Commercial | Office | New | Food Preparation | Natural Gas | Broiler | E10 |  | Baseline Forecast | 0 | 0 | 0 | 0 | 0 | 0 | 0 | 0 | 0 | 0 | 0 | 0 | 0 | 0 | 0 | 0 | 0 | 0 | 0 | 0 | 0 | 0 | 0 | 0 | 0 | 0 | 0 | 0
Commercial_Office_New_Food Preparation_Natural Gas_Broiler_Vintage_Baseline Forecast | Commercial | Office | New | Food Preparation | Natural Gas | Broiler | Vintage |  | Baseline Forecast | 0 | 0 | 0 | 0 | 0 | 0 | 0 | 0 | 0 | 0 | 0 | 0 | 0 | 0 | 0 | 0 | 0 | 0 | 0 | 0 | 0 | 0 | 0 | 0 | 0 | 0 | 0 | Vintage
Commercial_Office_New_Food Preparation_Natural Gas_Griddle_E1_Baseline Forecast | Commercial | Office | New | Food Preparation | Natural Gas | Griddle | E1 |  | Baseline Forecast | 0 | 5614.2507 | 9861.3415 | 14101.019 | 18310.6919 | 22471.6487 | 26653.0072 | 30823.4401 | 34984.0693 | 39136.0095 | 43280.3683 | 47418.2467 | 51550.7394 | 55678.9349 | 59803.916 | 63926.7602 | 68048.5397 | 72170.322 | 76293.17 | 80418.1422 | 84546.2934 | 88678.6745 | 92816.3332 | 96960.314 | 101111.6587 | 105271.4063 | 109440.5938 | 0
Commercial_Office_New_Food Preparation_Natural Gas_Griddle_E2_Baseline Forecast | Commercial | Office | New | Food Preparation | Natural Gas | Griddle | E2 |  | Baseline Forecast | 0 | 1232.3965 | 2164.6847 | 3095.3456 | 4019.4202 | 4932.8009 | 5850.6601 | 6766.121 | 7679.4299 | 8590.8314 | 9500.5687 | 10408.8834 | 11316.016 | 12222.2052 | 13127.6889 | 14032.7035 | 14937.4843 | 15842.2658 | 16747.2812 | 17652.7629 | 18558.9424 | 19466.0505 | 20374.317 | 21283.9714 | 22195.2421 | 23108.3575 | 24023.545 | 0
Commercial_Office_New_Food Preparation_Natural Gas_Griddle_E3_Baseline Forecast | Commercial | Office | New | Food Preparation | Natural Gas | Griddle | E3 |  | Baseline Forecast | 0 | 0 | 0 | 0 | 0 | 0 | 0 | 0 | 0 | 0 | 0 | 0 | 0 | 0 | 0 | 0 | 0 | 0 | 0 | 0 | 0 | 0 | 0 | 0 | 0 | 0 | 0 | 0
Commercial_Office_New_Food Preparation_Natural Gas_Griddle_E4_Baseline Forecast | Commercial | Office | New | Food Preparation | Natural Gas | Griddle | E4 |  | Baseline Forecast | 0 | 0 | 0 | 0 | 0 | 0 | 0 | 0 | 0 | 0 | 0 | 0 | 0 | 0 | 0 | 0 | 0 | 0 | 0 | 0 | 0 | 0 | 0 | 0 | 0 | 0 | 0 | 0
Commercial_Office_New_Food Preparation_Natural Gas_Griddle_E5_Baseline Forecast | Commercial | Office | New | Food Preparation | Natural Gas | Griddle | E5 |  | Baseline Forecast | 0 | 0 | 0 | 0 | 0 | 0 | 0 | 0 | 0 | 0 | 0 | 0 | 0 | 0 | 0 | 0 | 0 | 0 | 0 | 0 | 0 | 0 | 0 | 0 | 0 | 0 | 0 | 0
Commercial_Office_New_Food Preparation_Natural Gas_Griddle_E6_Baseline Forecast | Commercial | Office | New | Food Preparation | Natural Gas | Griddle | E6 |  | Baseline Forecast | 0 | 0 | 0 | 0 | 0 | 0 | 0 | 0 | 0 | 0 | 0 | 0 | 0 | 0 | 0 | 0 | 0 | 0 | 0 | 0 | 0 | 0 | 0 | 0 | 0 | 0 | 0 | 0
Commercial_Office_New_Food Preparation_Natural Gas_Griddle_E7_Baseline Forecast | Commercial | Office | New | Food Preparation | Natural Gas | Griddle | E7 |  | Baseline Forecast | 0 | 0 | 0 | 0 | 0 | 0 | 0 | 0 | 0 | 0 | 0 | 0 | 0 | 0 | 0 | 0 | 0 | 0 | 0 | 0 | 0 | 0 | 0 | 0 | 0 | 0 | 0 | 0
Commercial_Office_New_Food Preparation_Natural Gas_Griddle_E8_Baseline Forecast | Commercial | Office | New | Food Preparation | Natural Gas | Griddle | E8 |  | Baseline Forecast | 0 | 0 | 0 | 0 | 0 | 0 | 0 | 0 | 0 | 0 | 0 | 0 | 0 | 0 | 0 | 0 | 0 | 0 | 0 | 0 | 0 | 0 | 0 | 0 | 0 | 0 | 0 | 0
Commercial_Office_New_Food Preparation_Natural Gas_Griddle_E9_Baseline Forecast | Commercial | Office | New | Food Preparation | Natural Gas | Griddle | E9 |  | Baseline Forecast | 0 | 0 | 0 | 0 | 0 | 0 | 0 | 0 | 0 | 0 | 0 | 0 | 0 | 0 | 0 | 0 | 0 | 0 | 0 | 0 | 0 | 0 | 0 | 0 | 0 | 0 | 0 | 0
Commercial_Office_New_Food Preparation_Natural Gas_Griddle_E10_Baseline Forecast | Commercial | Office | New | Food Preparation | Natural Gas | Griddle | E10 |  | Baseline Forecast | 0 | 0 | 0 | 0 | 0 | 0 | 0 | 0 | 0 | 0 | 0 | 0 | 0 | 0 | 0 | 0 | 0 | 0 | 0 | 0 | 0 | 0 | 0 | 0 | 0 | 0 | 0 | 0
Commercial_Office_New_Food Preparation_Natural Gas_Griddle_Vintage_Baseline Forecast | Commercial | Office | New | Food Preparation | Natural Gas | Griddle | Vintage |  | Baseline Forecast | 0 | 0 | 0 | 0 | 0 | 0 | 0 | 0 | 0 | 0 | 0 | 0 | 0 | 0 | 0 | 0 | 0 | 0 | 0 | 0 | 0 | 0 | 0 | 0 | 0 | 0 | 0 | Vintage
Commercial_Office_New_Food Preparation_Natural Gas_Range_E1_Baseline Forecast | Commercial | Office | New | Food Preparation | Natural Gas | Range | E1 |  | Baseline Forecast | 0 | 6846.6472 | 12026.0263 | 17196.3647 | 22330.112 | 27404.4496 | 32503.6673 | 37589.5611 | 42663.4992 | 47726.8409 | 52780.937 | 57827.1302 | 62866.7554 | 67901.1401 | 72931.6049 | 77959.4637 | 82986.0241 | 88012.5878 | 93040.4512 | 98070.9051 | 103105.2358 | 108144.725 | 113190.6502 | 118244.2854 | 123306.9008 | 128379.7638 | 133464.1388 | 0
Commercial_Office_New_Food Preparation_Natural Gas_Range_E2_Baseline Forecast | Commercial | Office | New | Food Preparation | Natural Gas | Range | E2 |  | Baseline Forecast | 0 | 0 | 0 | 0 | 0 | 0 | 0 | 0 | 0 | 0 | 0 | 0 | 0 | 0 | 0 | 0 | 0 | 0 | 0 | 0 | 0 | 0 | 0 | 0 | 0 | 0 | 0 | 0
Commercial_Office_New_Food Preparation_Natural Gas_Range_E3_Baseline Forecast | Commercial | Office | New | Food Preparation | Natural Gas | Range | E3 |  | Baseline Forecast | 0 | 0 | 0 | 0 | 0 | 0 | 0 | 0 | 0 | 0 | 0 | 0 | 0 | 0 | 0 | 0 | 0 | 0 | 0 | 0 | 0 | 0 | 0 | 0 | 0 | 0 | 0 | 0
Commercial_Office_New_Food Preparation_Natural Gas_Range_E4_Baseline Forecast | Commercial | Office | New | Food Preparation | Natural Gas | Range | E4 |  | Baseline Forecast | 0 | 0 | 0 | 0 | 0 | 0 | 0 | 0 | 0 | 0 | 0 | 0 | 0 | 0 | 0 | 0 | 0 | 0 | 0 | 0 | 0 | 0 | 0 | 0 | 0 | 0 | 0 | 0
Commercial_Office_New_Food Preparation_Natural Gas_Range_E5_Baseline Forecast | Commercial | Office | New | Food Preparation | Natural Gas | Range | E5 |  | Baseline Forecast | 0 | 0 | 0 | 0 | 0 | 0 | 0 | 0 | 0 | 0 | 0 | 0 | 0 | 0 | 0 | 0 | 0 | 0 | 0 | 0 | 0 | 0 | 0 | 0 | 0 | 0 | 0 | 0
Commercial_Office_New_Food Preparation_Natural Gas_Range_E6_Baseline Forecast | Commercial | Office | New | Food Preparation | Natural Gas | Range | E6 |  | Baseline Forecast | 0 | 0 | 0 | 0 | 0 | 0 | 0 | 0 | 0 | 0 | 0 | 0 | 0 | 0 | 0 | 0 | 0 | 0 | 0 | 0 | 0 | 0 | 0 | 0 | 0 | 0 | 0 | 0
Commercial_Office_New_Food Preparation_Natural Gas_Range_E7_Baseline Forecast | Commercial | Office | New | Food Preparation | Natural Gas | Range | E7 |  | Baseline Forecast | 0 | 0 | 0 | 0 | 0 | 0 | 0 | 0 | 0 | 0 | 0 | 0 | 0 | 0 | 0 | 0 | 0 | 0 | 0 | 0 | 0 | 0 | 0 | 0 | 0 | 0 | 0 | 0
Commercial_Office_New_Food Preparation_Natural Gas_Range_E8_Baseline Forecast | Commercial | Office | New | Food Preparation | Natural Gas | Range | E8 |  | Baseline Forecast | 0 | 0 | 0 | 0 | 0 | 0 | 0 | 0 | 0 | 0 | 0 | 0 | 0 | 0 | 0 | 0 | 0 | 0 | 0 | 0 | 0 | 0 | 0 | 0 | 0 | 0 | 0 | 0
Commercial_Office_New_Food Preparation_Natural Gas_Range_E9_Baseline Forecast | Commercial | Office | New | Food Preparation | Natural Gas | Range | E9 |  | Baseline Forecast | 0 | 0 | 0 | 0 | 0 | 0 | 0 | 0 | 0 | 0 | 0 | 0 | 0 | 0 | 0 | 0 | 0 | 0 | 0 | 0 | 0 | 0 | 0 | 0 | 0 | 0 | 0 | 0
Commercial_Office_New_Food Preparation_Natural Gas_Range_E10_Baseline Forecast | Commercial | Office | New | Food Preparation | Natural Gas | Range | E10 |  | Baseline Forecast | 0 | 0 | 0 | 0 | 0 | 0 | 0 | 0 | 0 | 0 | 0 | 0 | 0 | 0 | 0 | 0 | 0 | 0 | 0 | 0 | 0 | 0 | 0 | 0 | 0 | 0 | 0 | 0
Commercial_Office_New_Food Preparation_Natural Gas_Range_Vintage_Baseline Forecast | Commercial | Office | New | Food Preparation | Natural Gas | Range | Vintage |  | Baseline Forecast | 0 | 0 | 0 | 0 | 0 | 0 | 0 | 0 | 0 | 0 | 0 | 0 | 0 | 0 | 0 | 0 | 0 | 0 | 0 | 0 | 0 | 0 | 0 | 0 | 0 | 0 | 0 | Vintage
Commercial_Office_New_Food Preparation_Natural Gas_Steamer_E1_Baseline Forecast | Commercial | Office | New | Food Preparation | Natural Gas | Steamer | E1 |  | Baseline Forecast | 0 | 0 | 0 | 0 | 0 | 0 | 0 | 0 | 0 | 0 | 0 | 0 | 0 | 0 | 0 | 0 | 0 | 0 | 0 | 0 | 0 | 0 | 0 | 0 | 0 | 0 | 0 | 0
Commercial_Office_New_Food Preparation_Natural Gas_Steamer_E2_Baseline Forecast | Commercial | Office | New | Food Preparation | Natural Gas | Steamer | E2 |  | Baseline Forecast | 0 | 0 | 0 | 0 | 0 | 0 | 0 | 0 | 0 | 0 | 0 | 0 | 0 | 0 | 0 | 0 | 0 | 0 | 0 | 0 | 0 | 0 | 0 | 0 | 0 | 0 | 0 | 0
Commercial_Office_New_Food Preparation_Natural Gas_Steamer_E3_Baseline Forecast | Commercial | Office | New | Food Preparation | Natural Gas | Steamer | E3 |  | Baseline Forecast | 0 | 0 | 0 | 0 | 0 | 0 | 0 | 0 | 0 | 0 | 0 | 0 | 0 | 0 | 0 | 0 | 0 | 0 | 0 | 0 | 0 | 0 | 0 | 0 | 0 | 0 | 0 | 0
Commercial_Office_New_Food Preparation_Natural Gas_Steamer_E4_Baseline Forecast | Commercial | Office | New | Food Preparation | Natural Gas | Steamer | E4 |  | Baseline Forecast | 0 | 0 | 0 | 0 | 0 | 0 | 0 | 0 | 0 | 0 | 0 | 0 | 0 | 0 | 0 | 0 | 0 | 0 | 0 | 0 | 0 | 0 | 0 | 0 | 0 | 0 | 0 | 0
Commercial_Office_New_Food Preparation_Natural Gas_Steamer_E5_Baseline Forecast | Commercial | Office | New | Food Preparation | Natural Gas | Steamer | E5 |  | Baseline Forecast | 0 | 0 | 0 | 0 | 0 | 0 | 0 | 0 | 0 | 0 | 0 | 0 | 0 | 0 | 0 | 0 | 0 | 0 | 0 | 0 | 0 | 0 | 0 | 0 | 0 | 0 | 0 | 0
Commercial_Office_New_Food Preparation_Natural Gas_Steamer_E6_Baseline Forecast | Commercial | Office | New | Food Preparation | Natural Gas | Steamer | E6 |  | Baseline Forecast | 0 | 0 | 0 | 0 | 0 | 0 | 0 | 0 | 0 | 0 | 0 | 0 | 0 | 0 | 0 | 0 | 0 | 0 | 0 | 0 | 0 | 0 | 0 | 0 | 0 | 0 | 0 | 0
Commercial_Office_New_Food Preparation_Natural Gas_Steamer_E7_Baseline Forecast | Commercial | Office | New | Food Preparation | Natural Gas | Steamer | E7 |  | Baseline Forecast | 0 | 0 | 0 | 0 | 0 | 0 | 0 | 0 | 0 | 0 | 0 | 0 | 0 | 0 | 0 | 0 | 0 | 0 | 0 | 0 | 0 | 0 | 0 | 0 | 0 | 0 | 0 | 0
Commercial_Office_New_Food Preparation_Natural Gas_Steamer_E8_Baseline Forecast | Commercial | Office | New | Food Preparation | Natural Gas | Steamer | E8 |  | Baseline Forecast | 0 | 0 | 0 | 0 | 0 | 0 | 0 | 0 | 0 | 0 | 0 | 0 | 0 | 0 | 0 | 0 | 0 | 0 | 0 | 0 | 0 | 0 | 0 | 0 | 0 | 0 | 0 | 0
Commercial_Office_New_Food Preparation_Natural Gas_Steamer_E9_Baseline Forecast | Commercial | Office | New | Food Preparation | Natural Gas | Steamer | E9 |  | Baseline Forecast | 0 | 0 | 0 | 0 | 0 | 0 | 0 | 0 | 0 | 0 | 0 | 0 | 0 | 0 | 0 | 0 | 0 | 0 | 0 | 0 | 0 | 0 | 0 | 0 | 0 | 0 | 0 | 0
Commercial_Office_New_Food Preparation_Natural Gas_Steamer_E10_Baseline Forecast | Commercial | Office | New | Food Preparation | Natural Gas | Steamer | E10 |  | Baseline Forecast | 0 | 0 | 0 | 0 | 0 | 0 | 0 | 0 | 0 | 0 | 0 | 0 | 0 | 0 | 0 | 0 | 0 | 0 | 0 | 0 | 0 | 0 | 0 | 0 | 0 | 0 | 0 | 0
Commercial_Office_New_Food Preparation_Natural Gas_Steamer_Vintage_Baseline Forecast | Commercial | Office | New | Food Preparation | Natural Gas | Steamer | Vintage |  | Baseline Forecast | 0 | 0 | 0 | 0 | 0 | 0 | 0 | 0 | 0 | 0 | 0 | 0 | 0 | 0 | 0 | 0 | 0 | 0 | 0 | 0 | 0 | 0 | 0 | 0 | 0 | 0 | 0 | Vintage
Commercial_Office_New_Food Preparation_Natural Gas_Commercial Food Prep Other_E1_Baseline Forecast | Commercial | Office | New | Food Preparation | Natural Gas | Commercial Food Prep Other | E1 |  | Baseline Forecast | 0 | 0 | 0 | 0 | 0 | 0 | 0 | 0 | 0 | 0 | 0 | 0 | 0 | 0 | 0 | 0 | 0 | 0 | 0 | 0 | 0 | 0 | 0 | 0 | 0 | 0 | 0 | 0
Commercial_Office_New_Food Preparation_Natural Gas_Commercial Food Prep Other_E2_Baseline Forecast | Commercial | Office | New | Food Preparation | Natural Gas | Commercial Food Prep Other | E2 |  | Baseline Forecast | 0 | 0 | 0 | 0 | 0 | 0 | 0 | 0 | 0 | 0 | 0 | 0 | 0 | 0 | 0 | 0 | 0 | 0 | 0 | 0 | 0 | 0 | 0 | 0 | 0 | 0 | 0 | 0
Commercial_Office_New_Food Preparation_Natural Gas_Commercial Food Prep Other_E3_Baseline Forecast | Commercial | Office | New | Food Preparation | Natural Gas | Commercial Food Prep Other | E3 |  | Baseline Forecast | 0 | 0 | 0 | 0 | 0 | 0 | 0 | 0 | 0 | 0 | 0 | 0 | 0 | 0 | 0 | 0 | 0 | 0 | 0 | 0 | 0 | 0 | 0 | 0 | 0 | 0 | 0 | 0
Commercial_Office_New_Food Preparation_Natural Gas_Commercial Food Prep Other_E4_Baseline Forecast | Commercial | Office | New | Food Preparation | Natural Gas | Commercial Food Prep Other | E4 |  | Baseline Forecast | 0 | 0 | 0 | 0 | 0 | 0 | 0 | 0 | 0 | 0 | 0 | 0 | 0 | 0 | 0 | 0 | 0 | 0 | 0 | 0 | 0 | 0 | 0 | 0 | 0 | 0 | 0 | 0
Commercial_Office_New_Food Preparation_Natural Gas_Commercial Food Prep Other_E5_Baseline Forecast | Commercial | Office | New | Food Preparation | Natural Gas | Commercial Food Prep Other | E5 |  | Baseline Forecast | 0 | 0 | 0 | 0 | 0 | 0 | 0 | 0 | 0 | 0 | 0 | 0 | 0 | 0 | 0 | 0 | 0 | 0 | 0 | 0 | 0 | 0 | 0 | 0 | 0 | 0 | 0 | 0
Commercial_Office_New_Food Preparation_Natural Gas_Commercial Food Prep Other_E6_Baseline Forecast | Commercial | Office | New | Food Preparation | Natural Gas | Commercial Food Prep Other | E6 |  | Baseline Forecast | 0 | 0 | 0 | 0 | 0 | 0 | 0 | 0 | 0 | 0 | 0 | 0 | 0 | 0 | 0 | 0 | 0 | 0 | 0 | 0 | 0 | 0 | 0 | 0 | 0 | 0 | 0 | 0
Commercial_Office_New_Food Preparation_Natural Gas_Commercial Food Prep Other_E7_Baseline Forecast | Commercial | Office | New | Food Preparation | Natural Gas | Commercial Food Prep Other | E7 |  | Baseline Forecast | 0 | 0 | 0 | 0 | 0 | 0 | 0 | 0 | 0 | 0 | 0 | 0 | 0 | 0 | 0 | 0 | 0 | 0 | 0 | 0 | 0 | 0 | 0 | 0 | 0 | 0 | 0 | 0
Commercial_Office_New_Food Preparation_Natural Gas_Commercial Food Prep Other_E8_Baseline Forecast | Commercial | Office | New | Food Preparation | Natural Gas | Commercial Food Prep Other | E8 |  | Baseline Forecast | 0 | 0 | 0 | 0 | 0 | 0 | 0 | 0 | 0 | 0 | 0 | 0 | 0 | 0 | 0 | 0 | 0 | 0 | 0 | 0 | 0 | 0 | 0 | 0 | 0 | 0 | 0 | 0
Commercial_Office_New_Food Preparation_Natural Gas_Commercial Food Prep Other_E9_Baseline Forecast | Commercial | Office | New | Food Preparation | Natural Gas | Commercial Food Prep Other | E9 |  | Baseline Forecast | 0 | 0 | 0 | 0 | 0 | 0 | 0 | 0 | 0 | 0 | 0 | 0 | 0 | 0 | 0 | 0 | 0 | 0 | 0 | 0 | 0 | 0 | 0 | 0 | 0 | 0 | 0 | 0
Commercial_Office_New_Food Preparation_Natural Gas_Commercial Food Prep Other_E10_Baseline Forecast | Commercial | Office | New | Food Preparation | Natural Gas | Commercial Food Prep Other | E10 |  | Baseline Forecast | 0 | 0 | 0 | 0 | 0 | 0 | 0 | 0 | 0 | 0 | 0 | 0 | 0 | 0 | 0 | 0 | 0 | 0 | 0 | 0 | 0 | 0 | 0 | 0 | 0 | 0 | 0 | 0
Commercial_Office_New_Food Preparation_Natural Gas_Commercial Food Prep Other_Vintage_Baseline Forecast | Commercial | Office | New | Food Preparation | Natural Gas | Commercial Food Prep Other | Vintage |  | Baseline Forecast | 0 | 0 | 0 | 0 | 0 | 0 | 0 | 0 | 0 | 0 | 0 | 0 | 0 | 0 | 0 | 0 | 0 | 0 | 0 | 0 | 0 | 0 | 0 | 0 | 0 | 0 | 0 | Vintage
Commercial_Office_New_Miscellaneous_Natural Gas_Pool Heater_E1_Baseline Forecast | Commercial | Office | New | Miscellaneous | Natural Gas | Pool Heater | E1 |  | Baseline Forecast | 0 | 0 | 0 | 0 | 0 | 0 | 0 | 0 | 0 | 0 | 0 | 0 | 0 | 0 | 0 | 0 | 0 | 0 | 0 | 0 | 0 | 0 | 0 | 0 | 0 | 0 | 0 | 0
Commercial_Office_New_Miscellaneous_Natural Gas_Pool Heater_E2_Baseline Forecast | Commercial | Office | New | Miscellaneous | Natural Gas | Pool Heater | E2 |  | Baseline Forecast | 0 | 0 | 0 | 0 | 0 | 0 | 0 | 0 | 0 | 0 | 0 | 0 | 0 | 0 | 0 | 0 | 0 | 0 | 0 | 0 | 0 | 0 | 0 | 0 | 0 | 0 | 0 | 0
Commercial_Office_New_Miscellaneous_Natural Gas_Pool Heater_E3_Baseline Forecast | Commercial | Office | New | Miscellaneous | Natural Gas | Pool Heater | E3 |  | Baseline Forecast | 0 | 0 | 0 | 0 | 0 | 0 | 0 | 0 | 0 | 0 | 0 | 0 | 0 | 0 | 0 | 0 | 0 | 0 | 0 | 0 | 0 | 0 | 0 | 0 | 0 | 0 | 0 | 0
Commercial_Office_New_Miscellaneous_Natural Gas_Pool Heater_E4_Baseline Forecast | Commercial | Office | New | Miscellaneous | Natural Gas | Pool Heater | E4 |  | Baseline Forecast | 0 | 0 | 0 | 0 | 0 | 0 | 0 | 0 | 0 | 0 | 0 | 0 | 0 | 0 | 0 | 0 | 0 | 0 | 0 | 0 | 0 | 0 | 0 | 0 | 0 | 0 | 0 | 0
Commercial_Office_New_Miscellaneous_Natural Gas_Pool Heater_E5_Baseline Forecast | Commercial | Office | New | Miscellaneous | Natural Gas | Pool Heater | E5 |  | Baseline Forecast | 0 | 0 | 0 | 0 | 0 | 0 | 0 | 0 | 0 | 0 | 0 | 0 | 0 | 0 | 0 | 0 | 0 | 0 | 0 | 0 | 0 | 0 | 0 | 0 | 0 | 0 | 0 | 0
Commercial_Office_New_Miscellaneous_Natural Gas_Pool Heater_E6_Baseline Forecast | Commercial | Office | New | Miscellaneous | Natural Gas | Pool Heater | E6 |  | Baseline Forecast | 0 | 0 | 0 | 0 | 0 | 0 | 0 | 0 | 0 | 0 | 0 | 0 | 0 | 0 | 0 | 0 | 0 | 0 | 0 | 0 | 0 | 0 | 0 | 0 | 0 | 0 | 0 | 0
Commercial_Office_New_Miscellaneous_Natural Gas_Pool Heater_E7_Baseline Forecast | Commercial | Office | New | Miscellaneous | Natural Gas | Pool Heater | E7 |  | Baseline Forecast | 0 | 0 | 0 | 0 | 0 | 0 | 0 | 0 | 0 | 0 | 0 | 0 | 0 | 0 | 0 | 0 | 0 | 0 | 0 | 0 | 0 | 0 | 0 | 0 | 0 | 0 | 0 | 0
Commercial_Office_New_Miscellaneous_Natural Gas_Pool Heater_E8_Baseline Forecast | Commercial | Office | New | Miscellaneous | Natural Gas | Pool Heater | E8 |  | Baseline Forecast | 0 | 0 | 0 | 0 | 0 | 0 | 0 | 0 | 0 | 0 | 0 | 0 | 0 | 0 | 0 | 0 | 0 | 0 | 0 | 0 | 0 | 0 | 0 | 0 | 0 | 0 | 0 | 0
Commercial_Office_New_Miscellaneous_Natural Gas_Pool Heater_E9_Baseline Forecast | Commercial | Office | New | Miscellaneous | Natural Gas | Pool Heater | E9 |  | Baseline Forecast | 0 | 0 | 0 | 0 | 0 | 0 | 0 | 0 | 0 | 0 | 0 | 0 | 0 | 0 | 0 | 0 | 0 | 0 | 0 | 0 | 0 | 0 | 0 | 0 | 0 | 0 | 0 | 0
Commercial_Office_New_Miscellaneous_Natural Gas_Pool Heater_E10_Baseline Forecast | Commercial | Office | New | Miscellaneous | Natural Gas | Pool Heater | E10 |  | Baseline Forecast | 0 | 0 | 0 | 0 | 0 | 0 | 0 | 0 | 0 | 0 | 0 | 0 | 0 | 0 | 0 | 0 | 0 | 0 | 0 | 0 | 0 | 0 | 0 | 0 | 0 | 0 | 0 | 0
Commercial_Office_New_Miscellaneous_Natural Gas_Pool Heater_Vintage_Baseline Forecast | Commercial | Office | New | Miscellaneous | Natural Gas | Pool Heater | Vintage |  | Baseline Forecast | 0 | 0 | 0 | 0 | 0 | 0 | 0 | 0 | 0 | 0 | 0 | 0 | 0 | 0 | 0 | 0 | 0 | 0 | 0 | 0 | 0 | 0 | 0 | 0 | 0 | 0 | 0 | Vintage
Commercial_Office_New_Miscellaneous_Natural Gas_Miscellaneous_E1_Baseline Forecast | Commercial | Office | New | Miscellaneous | Natural Gas | Miscellaneous | E1 |  | Baseline Forecast | 0 | 432137.5479 | 759042.6921 | 1085377.2163 | 1409402.2377 | 1729677.5098 | 2051523.136 | 2372527.7993 | 2692777.8578 | 3012359.1074 | 3331356.8063 | 3649855.6994 | 3967940.0422 | 4285693.6246 | 4603199.7945 | 4920541.4814 | 5237801.2191 | 5555061.1693 | 5872403.1437 | 6189908.6271 | 6507658.7995 | 6825734.5584 | 7144216.5412 | 7463185.1464 | 7782720.556 | 8102902.7569 | 8423811.562 | 0
Commercial_Office_New_Miscellaneous_Natural Gas_Miscellaneous_E2_Baseline Forecast | Commercial | Office | New | Miscellaneous | Natural Gas | Miscellaneous | E2 |  | Baseline Forecast | 0 | 0 | 0 | 0 | 0 | 0 | 0 | 0 | 0 | 0 | 0 | 0 | 0 | 0 | 0 | 0 | 0 | 0 | 0 | 0 | 0 | 0 | 0 | 0 | 0 | 0 | 0 | 0
Commercial_Office_New_Miscellaneous_Natural Gas_Miscellaneous_E3_Baseline Forecast | Commercial | Office | New | Miscellaneous | Natural Gas | Miscellaneous | E3 |  | Baseline Forecast | 0 | 0 | 0 | 0 | 0 | 0 | 0 | 0 | 0 | 0 | 0 | 0 | 0 | 0 | 0 | 0 | 0 | 0 | 0 | 0 | 0 | 0 | 0 | 0 | 0 | 0 | 0 | 0
Commercial_Office_New_Miscellaneous_Natural Gas_Miscellaneous_E4_Baseline Forecast | Commercial | Office | New | Miscellaneous | Natural Gas | Miscellaneous | E4 |  | Baseline Forecast | 0 | 0 | 0 | 0 | 0 | 0 | 0 | 0 | 0 | 0 | 0 | 0 | 0 | 0 | 0 | 0 | 0 | 0 | 0 | 0 | 0 | 0 | 0 | 0 | 0 | 0 | 0 | 0
Commercial_Office_New_Miscellaneous_Natural Gas_Miscellaneous_E5_Baseline Forecast | Commercial | Office | New | Miscellaneous | Natural Gas | Miscellaneous | E5 |  | Baseline Forecast | 0 | 0 | 0 | 0 | 0 | 0 | 0 | 0 | 0 | 0 | 0 | 0 | 0 | 0 | 0 | 0 | 0 | 0 | 0 | 0 | 0 | 0 | 0 | 0 | 0 | 0 | 0 | 0
Commercial_Office_New_Miscellaneous_Natural Gas_Miscellaneous_E6_Baseline Forecast | Commercial | Office | New | Miscellaneous | Natural Gas | Miscellaneous | E6 |  | Baseline Forecast | 0 | 0 | 0 | 0 | 0 | 0 | 0 | 0 | 0 | 0 | 0 | 0 | 0 | 0 | 0 | 0 | 0 | 0 | 0 | 0 | 0 | 0 | 0 | 0 | 0 | 0 | 0 | 0
Commercial_Office_New_Miscellaneous_Natural Gas_Miscellaneous_E7_Baseline Forecast | Commercial | Office | New | Miscellaneous | Natural Gas | Miscellaneous | E7 |  | Baseline Forecast | 0 | 0 | 0 | 0 | 0 | 0 | 0 | 0 | 0 | 0 | 0 | 0 | 0 | 0 | 0 | 0 | 0 | 0 | 0 | 0 | 0 | 0 | 0 | 0 | 0 | 0 | 0 | 0
Commercial_Office_New_Miscellaneous_Natural Gas_Miscellaneous_E8_Baseline Forecast | Commercial | Office | New | Miscellaneous | Natural Gas | Miscellaneous | E8 |  | Baseline Forecast | 0 | 0 | 0 | 0 | 0 | 0 | 0 | 0 | 0 | 0 | 0 | 0 | 0 | 0 | 0 | 0 | 0 | 0 | 0 | 0 | 0 | 0 | 0 | 0 | 0 | 0 | 0 | 0
Commercial_Office_New_Miscellaneous_Natural Gas_Miscellaneous_E9_Baseline Forecast | Commercial | Office | New | Miscellaneous | Natural Gas | Miscellaneous | E9 |  | Baseline Forecast | 0 | 0 | 0 | 0 | 0 | 0 | 0 | 0 | 0 | 0 | 0 | 0 | 0 | 0 | 0 | 0 | 0 | 0 | 0 | 0 | 0 | 0 | 0 | 0 | 0 | 0 | 0 | 0
Commercial_Office_New_Miscellaneous_Natural Gas_Miscellaneous_E10_Baseline Forecast | Commercial | Office | New | Miscellaneous | Natural Gas | Miscellaneous | E10 |  | Baseline Forecast | 0 | 0 | 0 | 0 | 0 | 0 | 0 | 0 | 0 | 0 | 0 | 0 | 0 | 0 | 0 | 0 | 0 | 0 | 0 | 0 | 0 | 0 | 0 | 0 | 0 | 0 | 0 | 0
Commercial_Office_New_Miscellaneous_Natural Gas_Miscellaneous_Vintage_Baseline Forecast | Commercial | Office | New | Miscellaneous | Natural Gas | Miscellaneous | Vintage |  | Baseline Forecast | 0 | 0 | 0 | 0 | 0 | 0 | 0 | 0 | 0 | 0 | 0 | 0 | 0 | 0 | 0 | 0 | 0 | 0 | 0 | 0 | 0 | 0 | 0 | 0 | 0 | 0 | 0 | Vintage
Commercial_Restaurant_Existing_Space Heating_Natural Gas_Furnace_E1_Baseline Forecast | Commercial | Restaurant | Existing | Space Heating | Natural Gas | Furnace | E1 |  | Baseline Forecast | 0 | 28969.3623 | 61145.5619 | 60159.3431 | 59189.0311 | 58234.3693 | 57295.1053 | 56370.9907 | 55461.7812 | 54567.2363 | 53687.1196 | 52821.1983 | 51969.2435 | 51131.0299 | 50306.3359 | 49494.9434 | 48696.6378 | 47911.2082 | 47138.4468 | 44715.1877 | 40609.8231 | 36881.3778 | 33495.2463 | 30420.0004 | 27627.0971 | 25090.6143 | 22787.0095 | 0
Commercial_Restaurant_Existing_Space Heating_Natural Gas_Furnace_E2_Baseline Forecast | Commercial | Restaurant | Existing | Space Heating | Natural Gas | Furnace | E2 |  | Baseline Forecast | 0 | 525.8877 | 1109.9898 | 38255.9178 | 78881.5756 | 123049.7066 | 170793.2652 | 222118.9876 | 277010.611 | 335431.7742 | 396762.4139 | 460446.7152 | 525987.0535 | 592938.4966 | 660903.8138 | 729528.947 | 798498.9002 | 867534.0099 | 936386.5601 | 998185.4271 | 1053800.9373 | 1101935.1424 | 1143313.2206 | 1178593.1528 | 1208371.9016 | 1233191.0238 | 1253541.7663 | 0
Commercial_Restaurant_Existing_Space Heating_Natural Gas_Furnace_E3_Baseline Forecast | Commercial | Restaurant | Existing | Space Heating | Natural Gas | Furnace | E3 |  | Baseline Forecast | 0 | 0 | 0 | 0 | 0 | 0 | 0 | 0 | 0 | 0 | 0 | 0 | 0 | 0 | 0 | 0 | 0 | 0 | 0 | 0 | 0 | 0 | 0 | 0 | 0 | 0 | 0 | 0
Commercial_Restaurant_Existing_Space Heating_Natural Gas_Furnace_E4_Baseline Forecast | Commercial | Restaurant | Existing | Space Heating | Natural Gas | Furnace | E4 |  | Baseline Forecast | 0 | 0 | 0 | 0 | 0 | 0 | 0 | 0 | 0 | 0 | 0 | 0 | 0 | 0 | 0 | 0 | 0 | 0 | 0 | 0 | 0 | 0 | 0 | 0 | 0 | 0 | 0 | 0
Commercial_Restaurant_Existing_Space Heating_Natural Gas_Furnace_E5_Baseline Forecast | Commercial | Restaurant | Existing | Space Heating | Natural Gas | Furnace | E5 |  | Baseline Forecast | 0 | 0 | 0 | 0 | 0 | 0 | 0 | 0 | 0 | 0 | 0 | 0 | 0 | 0 | 0 | 0 | 0 | 0 | 0 | 0 | 0 | 0 | 0 | 0 | 0 | 0 | 0 | 0
Commercial_Restaurant_Existing_Space Heating_Natural Gas_Furnace_E6_Baseline Forecast | Commercial | Restaurant | Existing | Space Heating | Natural Gas | Furnace | E6 |  | Baseline Forecast | 0 | 0 | 0 | 0 | 0 | 0 | 0 | 0 | 0 | 0 | 0 | 0 | 0 | 0 | 0 | 0 | 0 | 0 | 0 | 0 | 0 | 0 | 0 | 0 | 0 | 0 | 0 | 0
Commercial_Restaurant_Existing_Space Heating_Natural Gas_Furnace_E7_Baseline Forecast | Commercial | Restaurant | Existing | Space Heating | Natural Gas | Furnace | E7 |  | Baseline Forecast | 0 | 0 | 0 | 0 | 0 | 0 | 0 | 0 | 0 | 0 | 0 | 0 | 0 | 0 | 0 | 0 | 0 | 0 | 0 | 0 | 0 | 0 | 0 | 0 | 0 | 0 | 0 | 0
Commercial_Restaurant_Existing_Space Heating_Natural Gas_Furnace_E8_Baseline Forecast | Commercial | Restaurant | Existing | Space Heating | Natural Gas | Furnace | E8 |  | Baseline Forecast | 0 | 0 | 0 | 0 | 0 | 0 | 0 | 0 | 0 | 0 | 0 | 0 | 0 | 0 | 0 | 0 | 0 | 0 | 0 | 0 | 0 | 0 | 0 | 0 | 0 | 0 | 0 | 0
Commercial_Restaurant_Existing_Space Heating_Natural Gas_Furnace_E9_Baseline Forecast | Commercial | Restaurant | Existing | Space Heating | Natural Gas | Furnace | E9 |  | Baseline Forecast | 0 | 0 | 0 | 0 | 0 | 0 | 0 | 0 | 0 | 0 | 0 | 0 | 0 | 0 | 0 | 0 | 0 | 0 | 0 | 0 | 0 | 0 | 0 | 0 | 0 | 0 | 0 | 0
Commercial_Restaurant_Existing_Space Heating_Natural Gas_Furnace_E10_Baseline Forecast | Commercial | Restaurant | Existing | Space Heating | Natural Gas | Furnace | E10 |  | Baseline Forecast | 0 | 0 | 0 | 0 | 0 | 0 | 0 | 0 | 0 | 0 | 0 | 0 | 0 | 0 | 0 | 0 | 0 | 0 | 0 | 0 | 0 | 0 | 0 | 0 | 0 | 0 | 0 | 0
Commercial_Restaurant_Existing_Space Heating_Natural Gas_Furnace_Vintage_Baseline Forecast | Commercial | Restaurant | Existing | Space Heating | Natural Gas | Furnace | Vintage |  | Baseline Forecast | 2650124.03 | 2577884.8441 | 2503070.0248 | 2425534.0965 | 2345169.8901 | 2261904.1549 | 2175693.5985 | 2086521.3137 | 1994393.5565 | 1899336.8422 | 1801961.5473 | 1702813.9564 | 1602382.3169 | 1501102.3356 | 1399362.1663 | 1297506.9366 | 1195842.8562 | 1094640.944 | 994140.4107 | 902866.9735 | 819973.4796 | 744690.5547 | 676319.4616 | 614225.6152 | 557832.6927 | 506617.2842 | 460104.0348 | Vintage
Commercial_Restaurant_Existing_Space Heating_Natural Gas_Boiler_E1_Baseline Forecast | Commercial | Restaurant | Existing | Space Heating | Natural Gas | Boiler | E1 |  | Baseline Forecast | 0 | 335.9601 | 664.0876 | 984.2307 | 1296.2778 | 1600.1529 | 1895.8116 | 2183.2367 | 2462.4354 | 2733.4359 | 2996.2846 | 3251.0441 | 3497.7908 | 3736.6128 | 3967.6088 | 4190.8857 | 4406.5582 | 4614.7469 | 4815.5777 | 5009.1805 | 5195.6886 | 5375.2379 | 5524.0889 | 5645.6717 | 5743.0516 | 5818.9669 | 5875.8642 | 0
Commercial_Restaurant_Existing_Space Heating_Natural Gas_Boiler_E2_Baseline Forecast | Commercial | Restaurant | Existing | Space Heating | Natural Gas | Boiler | E2 |  | Baseline Forecast | 0 | 73.7473 | 145.7753 | 216.0506 | 284.5488 | 351.2531 | 416.1538 | 479.2471 | 540.5346 | 600.0225 | 657.721 | 713.6438 | 767.8077 | 820.2321 | 870.9385 | 919.9505 | 967.2933 | 1012.9932 | 1057.078 | 1099.5762 | 1140.517 | 1179.9303 | 1212.6049 | 1239.2938 | 1260.6699 | 1277.3342 | 1289.8239 | 0
Commercial_Restaurant_Existing_Space Heating_Natural Gas_Boiler_E3_Baseline Forecast | Commercial | Restaurant | Existing | Space Heating | Natural Gas | Boiler | E3 |  | Baseline Forecast | 0 | 0 | 0 | 0 | 0 | 0 | 0 | 0 | 0 | 0 | 0 | 0 | 0 | 0 | 0 | 0 | 0 | 0 | 0 | 0 | 0 | 0 | 0 | 0 | 0 | 0 | 0 | 0
Commercial_Restaurant_Existing_Space Heating_Natural Gas_Boiler_E4_Baseline Forecast | Commercial | Restaurant | Existing | Space Heating | Natural Gas | Boiler | E4 |  | Baseline Forecast | 0 | 0 | 0 | 0 | 0 | 0 | 0 | 0 | 0 | 0 | 0 | 0 | 0 | 0 | 0 | 0 | 0 | 0 | 0 | 0 | 0 | 0 | 0 | 0 | 0 | 0 | 0 | 0
Commercial_Restaurant_Existing_Space Heating_Natural Gas_Boiler_E5_Baseline Forecast | Commercial | Restaurant | Existing | Space Heating | Natural Gas | Boiler | E5 |  | Baseline Forecast | 0 | 0 | 0 | 0 | 0 | 0 | 0 | 0 | 0 | 0 | 0 | 0 | 0 | 0 | 0 | 0 | 0 | 0 | 0 | 0 | 0 | 0 | 0 | 0 | 0 | 0 | 0 | 0
Commercial_Restaurant_Existing_Space Heating_Natural Gas_Boiler_E6_Baseline Forecast | Commercial | Restaurant | Existing | Space Heating | Natural Gas | Boiler | E6 |  | Baseline Forecast | 0 | 0 | 0 | 0 | 0 | 0 | 0 | 0 | 0 | 0 | 0 | 0 | 0 | 0 | 0 | 0 | 0 | 0 | 0 | 0 | 0 | 0 | 0 | 0 | 0 | 0 | 0 | 0
Commercial_Restaurant_Existing_Space Heating_Natural Gas_Boiler_E7_Baseline Forecast | Commercial | Restaurant | Existing | Space Heating | Natural Gas | Boiler | E7 |  | Baseline Forecast | 0 | 0 | 0 | 0 | 0 | 0 | 0 | 0 | 0 | 0 | 0 | 0 | 0 | 0 | 0 | 0 | 0 | 0 | 0 | 0 | 0 | 0 | 0 | 0 | 0 | 0 | 0 | 0
Commercial_Restaurant_Existing_Space Heating_Natural Gas_Boiler_E8_Baseline Forecast | Commercial | Restaurant | Existing | Space Heating | Natural Gas | Boiler | E8 |  | Baseline Forecast | 0 | 0 | 0 | 0 | 0 | 0 | 0 | 0 | 0 | 0 | 0 | 0 | 0 | 0 | 0 | 0 | 0 | 0 | 0 | 0 | 0 | 0 | 0 | 0 | 0 | 0 | 0 | 0
Commercial_Restaurant_Existing_Space Heating_Natural Gas_Boiler_E9_Baseline Forecast | Commercial | Restaurant | Existing | Space Heating | Natural Gas | Boiler | E9 |  | Baseline Forecast | 0 | 0 | 0 | 0 | 0 | 0 | 0 | 0 | 0 | 0 | 0 | 0 | 0 | 0 | 0 | 0 | 0 | 0 | 0 | 0 | 0 | 0 | 0 | 0 | 0 | 0 | 0 | 0
Commercial_Restaurant_Existing_Space Heating_Natural Gas_Boiler_E10_Baseline Forecast | Commercial | Restaurant | Existing | Space Heating | Natural Gas | Boiler | E10 |  | Baseline Forecast | 0 | 0 | 0 | 0 | 0 | 0 | 0 | 0 | 0 | 0 | 0 | 0 | 0 | 0 | 0 | 0 | 0 | 0 | 0 | 0 | 0 | 0 | 0 | 0 | 0 | 0 | 0 | 0
Commercial_Restaurant_Existing_Space Heating_Natural Gas_Boiler_Vintage_Baseline Forecast | Commercial | Restaurant | Existing | Space Heating | Natural Gas | Boiler | Vintage |  | Baseline Forecast | 13741.9888 | 13110.6364 | 12492.4108 | 11887.4396 | 11295.8021 | 10717.5351 | 10152.638 | 9601.0775 | 9062.7919 | 8537.6945 | 8025.6771 | 7526.6128 | 7040.3586 | 6566.7581 | 6105.6428 | 5656.8346 | 5220.1473 | 4795.3876 | 4382.3571 | 3980.8527 | 3590.6682 | 3211.5947 | 2872.5407 | 2569.2813 | 2298.0375 | 2055.4294 | 1838.434 | Vintage
Commercial_Restaurant_Existing_Space Heating_Natural Gas_Unit Heater_E1_Baseline Forecast | Commercial | Restaurant | Existing | Space Heating | Natural Gas | Unit Heater | E1 |  | Baseline Forecast | 0 | 21.3084 | 81.953 | 197.0605 | 379.1953 | 638.6614 | 983.7718 | 1421.0882 | 1955.6351 | 2591.0905 | 3311.5477 | 4102.9077 | 4952.686 | 5849.8388 | 6784.6089 | 7748.3868 | 8733.587 | 9585.6938 | 10319.2271 | 10947.1666 | 11481.1139 | 11931.4389 | 12307.4092 | 12617.3071 | 12868.5334 | 13067.7009 | 13220.7173 | 0
Commercial_Restaurant_Existing_Space Heating_Natural Gas_Unit Heater_E2_Baseline Forecast | Commercial | Restaurant | Existing | Space Heating | Natural Gas | Unit Heater | E2 |  | Baseline Forecast | 0 | 0 | 0 | 0 | 0 | 0 | 0 | 0 | 0 | 0 | 0 | 0 | 0 | 0 | 0 | 0 | 0 | 0 | 0 | 0 | 0 | 0 | 0 | 0 | 0 | 0 | 0 | 0
Commercial_Restaurant_Existing_Space Heating_Natural Gas_Unit Heater_E3_Baseline Forecast | Commercial | Restaurant | Existing | Space Heating | Natural Gas | Unit Heater | E3 |  | Baseline Forecast | 0 | 0 | 0 | 0 | 0 | 0 | 0 | 0 | 0 | 0 | 0 | 0 | 0 | 0 | 0 | 0 | 0 | 0 | 0 | 0 | 0 | 0 | 0 | 0 | 0 | 0 | 0 | 0
Commercial_Restaurant_Existing_Space Heating_Natural Gas_Unit Heater_E4_Baseline Forecast | Commercial | Restaurant | Existing | Space Heating | Natural Gas | Unit Heater | E4 |  | Baseline Forecast | 0 | 0 | 0 | 0 | 0 | 0 | 0 | 0 | 0 | 0 | 0 | 0 | 0 | 0 | 0 | 0 | 0 | 0 | 0 | 0 | 0 | 0 | 0 | 0 | 0 | 0 | 0 | 0
Commercial_Restaurant_Existing_Space Heating_Natural Gas_Unit Heater_E5_Baseline Forecast | Commercial | Restaurant | Existing | Space Heating | Natural Gas | Unit Heater | E5 |  | Baseline Forecast | 0 | 0 | 0 | 0 | 0 | 0 | 0 | 0 | 0 | 0 | 0 | 0 | 0 | 0 | 0 | 0 | 0 | 0 | 0 | 0 | 0 | 0 | 0 | 0 | 0 | 0 | 0 | 0
Commercial_Restaurant_Existing_Space Heating_Natural Gas_Unit Heater_E6_Baseline Forecast | Commercial | Restaurant | Existing | Space Heating | Natural Gas | Unit Heater | E6 |  | Baseline Forecast | 0 | 0 | 0 | 0 | 0 | 0 | 0 | 0 | 0 | 0 | 0 | 0 | 0 | 0 | 0 | 0 | 0 | 0 | 0 | 0 | 0 | 0 | 0 | 0 | 0 | 0 | 0 | 0
Commercial_Restaurant_Existing_Space Heating_Natural Gas_Unit Heater_E7_Baseline Forecast | Commercial | Restaurant | Existing | Space Heating | Natural Gas | Unit Heater | E7 |  | Baseline Forecast | 0 | 0 | 0 | 0 | 0 | 0 | 0 | 0 | 0 | 0 | 0 | 0 | 0 | 0 | 0 | 0 | 0 | 0 | 0 | 0 | 0 | 0 | 0 | 0 | 0 | 0 | 0 | 0
Commercial_Restaurant_Existing_Space Heating_Natural Gas_Unit Heater_E8_Baseline Forecast | Commercial | Restaurant | Existing | Space Heating | Natural Gas | Unit Heater | E8 |  | Baseline Forecast | 0 | 0 | 0 | 0 | 0 | 0 | 0 | 0 | 0 | 0 | 0 | 0 | 0 | 0 | 0 | 0 | 0 | 0 | 0 | 0 | 0 | 0 | 0 | 0 | 0 | 0 | 0 | 0
Commercial_Restaurant_Existing_Space Heating_Natural Gas_Unit Heater_E9_Baseline Forecast | Commercial | Restaurant | Existing | Space Heating | Natural Gas | Unit Heater | E9 |  | Baseline Forecast | 0 | 0 | 0 | 0 | 0 | 0 | 0 | 0 | 0 | 0 | 0 | 0 | 0 | 0 | 0 | 0 | 0 | 0 | 0 | 0 | 0 | 0 | 0 | 0 | 0 | 0 | 0 | 0
Commercial_Restaurant_Existing_Space Heating_Natural Gas_Unit Heater_E10_Baseline Forecast | Commercial | Restaurant | Existing | Space Heating | Natural Gas | Unit Heater | E10 |  | Baseline Forecast | 0 | 0 | 0 | 0 | 0 | 0 | 0 | 0 | 0 | 0 | 0 | 0 | 0 | 0 | 0 | 0 | 0 | 0 | 0 | 0 | 0 | 0 | 0 | 0 | 0 | 0 | 0 | 0
Commercial_Restaurant_Existing_Space Heating_Natural Gas_Unit Heater_Vintage_Baseline Forecast | Commercial | Restaurant | Existing | Space Heating | Natural Gas | Unit Heater | Vintage |  | Baseline Forecast | 25729.3662 | 25293.068 | 24824.127 | 24307.3085 | 23729.942 | 23081.6188 | 22353.9233 | 21540.1925 | 20635.3023 | 19635.4769 | 18556.5267 | 17412.4558 | 16215.6556 | 14977.0779 | 13706.3898 | 12412.1119 | 11101.7423 | 9929.7109 | 8881.413 | 7943.7858 | 7105.1456 | 6355.0423 | 5684.1287 | 5084.0448 | 4547.3128 | 4067.2446 | 3637.858 | Vintage
Commercial_Restaurant_Existing_Water Heating_Natural Gas_Water Heater_E1_Baseline Forecast | Commercial | Restaurant | Existing | Water Heating | Natural Gas | Water Heater | E1 |  | Baseline Forecast | 0 | 81858.9276 | 156475.0376 | 225040.4988 | 288502.2992 | 347614.2584 | 402977.9698 | 455075.0301 | 504292.4108 | 550942.4311 | 585176.3906 | 609677.7752 | 626558.1017 | 637478.7024 | 643746.5809 | 646389.8603 | 646217.1673 | 643864.3735 | 639831.3854 | 634511.101 | 628212.2017 | 621177.0912 | 613596.0156 | 605618.1766 | 597360.4786 | 588914.4137 | 580351.4802 | 0
Commercial_Restaurant_Existing_Water Heating_Natural Gas_Water Heater_E2_Baseline Forecast | Commercial | Restaurant | Existing | Water Heating | Natural Gas | Water Heater | E2 |  | Baseline Forecast | 0 | 85200.1083 | 162861.7738 | 234225.8253 | 300277.9033 | 361802.5955 | 419426.0502 | 473649.5211 | 524875.7745 | 573429.8773 | 609061.1413 | 634562.5824 | 652131.9018 | 663498.2412 | 670021.9516 | 672773.1199 | 672593.3782 | 670144.552 | 665946.9522 | 660409.5133 | 653853.516 | 646531.2582 | 638640.751 | 630337.2859 | 621742.539 | 612951.7367 | 604039.2957 | 0