## Legend
LoadMAPTM Equipment File - Description of Tabs
Category | Tab Label | Description | Notes | Font Color Key - within tabs
Controls, Viewers & Notes | Control Panel | Controls for LoadMAP runs, and a viewer for select run results |  | User input, common | Red Font | User inputs that are often modified
| Market Profiles | Viewer for detailed market profiles by segment and fuel type |  | User input, uncommon | Blue Font | User inputs that have been preset by AEG and should rarely, if ever, be changed
| Notes | A space for user or analyst notes during project development and runs |  | Standard | Black Font | Text labels or calculated values; no input required
| System Log | Used by LoadMAP for system messages to document run times, errors, etc
| Forecast Summary | Pivot table and chart showing high-level results for equipment runs only
Equipment Inputs | Variables | Global variables used in the analysis, such as the forecast start & stop years and economic discount rates
| Market Size | The projected population over the length of the study, by segment and vintage. This is in LoadMAP units, which vary by customer sector (e.g. Households for Residential, or Square Feet for commercial).
| Saturations | The projected saturation of each technology, expressed as a percentage of the LoadMAP market units for which the technology applies.
| UECs & EUIs | Gives the average Unit Energy Consumption (UEC) or Energy Use Index (EUI) for each technology, including the Existing market, expected average Replacement for existing market customers, and the expected value for a New Construction customer. | This tab also includes the Peak Factors that translate Energy into instantaneous demand at the hour of summer and/or winter system peak; the minimum and maximum lifetimes for already existing (or "Vintage") units; and some other LoadMAP parameter control flags.
| Vintage Data | Contains the distribution of the existing market units from New to the Max Vintage Age, expressed as a percentage of the existing market, and holds the calculated UECs for these aged units as calculated in the Calibration step | Any units older than the Max Vintage Age will be turned over into more efficient units in the first year of the study. Vintage expiration is a major driver of most early-year potential savings. If we do an EV vintage distribution, it should be front-loaded as newer than 1/lifetime as well. Do we bucket vintage data at all or is it just a flat 1/lifetime distribution?
| Avoided Costs | Holds annual values of avoided cost of energy and capacity; as well as retail rates if needed, line loss factors, and indicator of whether system peak is summer or winter.
| Utilization | Contains a set of exogenous variable datastreams that can be used to vary or normalize the forecast, such as weather degree days, household income, or average home size. | Each technology is assigned its own elasticity value that describes the sensitivity to each exogenous variable. For example, lighting consupmtion may have a -20% elasticity with respect to retail rate, so if the price increases by 100%, lighting usage would go down by 20%.
| Tech Data | Holds the relative efficiency of all technology efficiency options, as well as material and O&M costs, lifetimes for each efficiency option, and on- and off-market years to support standards changes. | Additional information including the conversion between LoadMAP units (e.g. per sq ft) and other units (e.g. per ton of cooling capacity) is also available in the right side of this tab for transparency, although this information is not used by LoadMAP
| Purchase Shares | This tab allocates all purchase decisions for a technology category among the various efficiency options available in any given year. This is a part of each year's equipment stock turnover, and is done for each potential case. Shares of a given technology for any single year should always sum to 100% | Only the Baseline Forecast is required as an input, the other potential cases are calculated by the Tech Economics engine.
| Potential Factors | The assumed portion of an eligible population in a given year that will move from their purchase decision in the baseline case to the unit identified as the economic or efficient option. LoadMAP has the ability to model two such cases, dubbed the "Maximum Achievable Potential" (or MAP) and "Realistic Achievable Potential" (or RAP) cases, respectively. | The percentage given is relative to both the baseline purchase share and the Economic or Technical limit. Eg, if one has a base purchase share of 5%, a technical limit of 30%, and a potential factor of 40%, the final achievable purchase share would be: 5% + (30%-5%) x 40% = 15%
| Program Costs | Defines Incentive and Program Administrative costs for each technology as a percentage of the incremental measure cost. Used for cost-effectiveness tests and the economic screen.
Forecast Engine | Calibration | Creates distribution of annual energy consumption for the various equipment options based on the vintage/age of existing equipment. This information lays the foundation for energy consupmtion in future years as equipment stock turns over. | This is a two step process: 1) Newest unit's UEC must equal the Replacement UEC defined in the market profile while the weighted average UEC must equal the Existing Unit UEC. 2) The weighted average UEC across new efficiency options (weighted by the base year purchase shares) must be equal to the New Unit UEC defined in the market profile.
| Tech Economics | Calculates the costs of operation and material/installation for all technology efficiency options, then performs the cost-benefit analysis and determines the purchase shares for each scenario.
| Tech Forecast | Steps through each year of the study, using a stock accounting model to calculate total energy consumption (and peak demand, if applicable) for each technology in each year.
| Savings | Compares the Baseline and scenario forecasts for each technology, calculating savings as the delta between them.
Cache | Technology Cache | An index of row numbers for internal, runtime lookups of the inputs and outputs of each technology | This index organizes and expedites LoadMAP's runs, and should generally not be edited by the user.
Forecast Results | Technology Costs | Costs of operation and equipment from both the Utility and Program Participant perspectives, as calculated by the Tech Economics tab. Also includes consumption in kBTU terms, for use by the optional System model if it is active (see below).
| Technology Economics | Provides the option that was selected by the Economic screen for each year in each technology set. Also provides the Levelized Cost of Conserved Energy (CCE) and the calculated Benefit/Cost ratios from each of the 4 tests - TRC, PACT, PCT, and RIM | Levelized CCE is provided from the perspective of total resource costs (TRC)
| Equipment Results | The main results by technology, including total annual consumption, peak demand, number of units, and average replacement use. | If Systems are active, these results will include any System switching
| Equipment Purchases | Stores the total number of units newly purchased each year, broken out by each technology efficiency option. | If Systems are active, these results will include any System switching
| Equipment Stock | Shows the total stock existing in each year by efficiency option, including Vintage units and the effects of lifetime decay. | If Systems are active, these results will include any System switching
| Equipment Savings | Stores the results of the Savings calculation tab for each technology. | If Systems are active, these results will include any System switching
| LoadMAPTM System Module (Optional) |  | These tabs are hidden if the system module is not in use. Can be used for fuel switching or technology switching.
Category | Tab Label | Description | Notes
System Inputs | Building Systems | Lists each grouping of interrelated technologies under friendly labels, and defines several high level values for each, including starting saturation, annual growth, costs to switch (above and beyond component material costs, such as needing to install ducting if installing a central system for the first time), and control flags to enforce directionality (ie, preventing customers from backsliding into Room ACs even if they are cheaper)
| System Data | Defines the component technologies of each System using exact LoadMAP terminology, and defines the end uses necessary for any two systems to be considered a match for evaluation
| Sys Program Costs | As in Equipment Program Costs, factors to determine Incentive and Administrative costs, expressed as a percentage of Incremental material costs
| System Purchase Shares | Similar to Equipment purchase shares, the potion of customers who will opt fo each related system in each year
| System Potential Factors | The fraction of the eligible market that will make the transition from their baseline choice to the economic or technical option if incentivized.
Systems Engine | Sys Costs | Calculates the aggregate costs and kBTU consumption of each system, calculated from their component technologies
| Sys Economics | Calculates System Purchase Shares by comparing related systems
| Sys Forecast | Calculates a stock-accounting forecast of the system units only to determine any switching
| System Results | Applies the System forecast as a modification to the original forecast, adjusting unit counts and consumption to reach the final forecast
Cache | System Cache | An index of row numbers for the inputs and outputs of each system
Forecast Results | System Costs | The stored results of the Sys Costs calculation tab
| System Stock | The number of system units existing in each year | The system stock will not necessarily include all of the total units from their component technologies, as not all LoadMAP units are considered within the switching-eligible universe.
| Raw Equipment Results | As Equipment Results above, but will not include any subsequent System switching
| Raw Equipment Purchases | As Equipment Purchases above, but will not include any subsequent System switching
| Raw Equipment Stock | As Equipment Stock above, but will not include any subsequent System switching
| Raw Equipment Savings | As Equipment Savings above, but will not include any subsequent System switching

## Forecast Demand Summary (hidden)
Sector | - all -
Fuel | Natural Gas | [12 empty] | Usage Forecast (kWh | WA_Residential | WA_Commercial | WA_Industrial | ID_Residential | ID_Commercial | ID_Industrial
Segment | - all - | [12 empty] | State | WA | WA | WA | ID | ID | ID
Vintage | - all - | [12 empty] | Sector | Residential | Commercial | Industrial | Residential | Commercial | Industrial
End Use | - all - | [12 empty] | 2021 | 2685379737.2819 | 2085998630.5557 | 555250178.2834 | 1317890750.0078 | 989709447.697 | 416273560.0927
Technology | - all - | [12 empty] | 2022 | 2577866065.4961 | 2079079713.7362 | 542198759.7798 | 1281313399.7805 | 964594124.0059 | 406895585.4641
Label | Summer Peak Demand (MW) | [12 empty] | 2023 | 2600431666.6192 | 2099433452.6924 | 538646587.5408 | 1293493567.1845 | 955718376.6215 | 402907283.2781
[14 empty] | 2024 | 2617376959.8672 | 2096461222.3533 | 536859972.3384 | 1305318384.6999 | 950383960.3194 | 400748183.7096
| Case | [12 empty] | 2025 | 2632101432.3857 | 2104909350.2517 | 533834312.1531 | 1317763675.3659 | 947694146.8056 | 398858163.543
Data | Baseline Forecast | [12 empty] | 2026 | 2646192305.6468 | 2109217951.3443 | 530516031.282 | 1330286867.5129 | 946860446.1546 | 397013655.4715
Sum of 2021 | 0
Sum of 2022 | 0
Sum of 2023 | 0 | [12 empty] | Customer Forecast | WA_Residential | WA_Commercial | WA_Industrial | ID_Residential | ID_Commercial | ID_Industrial
Sum of 2024 | 0 | [12 empty] | State | WA | WA | WA | ID | ID | ID
Sum of 2025 | 0 | [12 empty] | Sector | Residential | Commercial | Industrial | Residential | Commercial | Industrial
Sum of 2026 | 0 | [12 empty] | 2021 | 235764.8487 | 25129.579 | 1549.0391 | 121056.4098 | 17662.3049 | 1001.8316
Sum of 2027 | 0 | [12 empty] | 2022 | 238866.8474 | 25435.3319 | 1553.4729 | 123095.6273 | 17903.4416 | 1011.7781
Sum of 2028 | 0 | [12 empty] | 2023 | 241392.0249 | 25704.6441 | 1558.6408 | 124664.1401 | 18110.2066 | 1021.5619
Sum of 2029 | 0 | [12 empty] | 2024 | 243583.0999 | 25947.0989 | 1563.6524 | 126176.5568 | 18312.9132 | 1031.3155
Sum of 2030 | 0 | [12 empty] | 2025 | 245696.5966 | 26183.4469 | 1568.664 | 127743.6401 | 18520.6723 | 1041.0716
Sum of 2031 | 0 | [12 empty] | 2026 | 247826.6795 | 26421.1987 | 1573.6749 | 129318.8901 | 18729.5065 | 1050.8281
Sum of 2032 | 0
Sum of 2033 | 0
Sum of 2034 | 0
Sum of 2035 | 0
Sum of 2036 | 0
Sum of 2037 | 0
Sum of 2038 | 0
Sum of 2039 | 0
Sum of 2040 | 0
Sum of 2041 | 0
Sum of 2042 | 0
Sum of 2043 | 0
Sum of 2044 | 0
Sum of 2045 | 0
Sum of 2046 | 0
Sum of 2047 | 0
|  |  |  | Commercial CT | 401.2889
[9 empty] | Source: | F:\AEG\Clients\Avista Energy\32030-40-00 2022 CPA\Client Data\Electricity Data and Forecasts Fall 2021.xlsx
#REF!
| LoadMAP Market Baseline | Utility Forecast w/o Codes & Standards | Forecast Variance | LoadMAP Market Size | Utility Market Size | LoadMAP kW/sqft | Utility kW/HH | Total Load Forecast |  | Customer Counts | Avg Customer growth | Usage | Avg Usage growth
2021 | 0 | 401.2889 | -100% | 1 | #REF! | 0 | #REF! | 2021 |  | #REF! |  | #REF!
2022 | 0 | #REF! | #REF! | 1 | #REF! | 0 | #REF! | 2022 |  | #REF! | #REF! | #REF! | #REF!
2023 | 0 | #REF! | #REF! | 1 | #REF! | 0 | #REF! | 2023 |  | #REF! | #REF! | #REF! | #REF!
2024 | 0 | #REF! | #REF! | 1 | #REF! | 0 | #REF! | 2024 |  | #REF! | #REF! | #REF! | #REF!
2025 | 0 | #REF! | #REF! | 1 | #REF! | 0 | #REF! | 2025 |  | #REF! | #REF! | #REF! | #REF!
2026 | 0 | #REF! | #REF! | 1 | #REF! | 0 | #REF! | 2026 |  | #REF! | #REF! | #REF! | #REF!
2027 | 0 |  |  | 1 |  | 0 |  | 2027 |  |  | #REF! |  | #REF!
2028 | 0 |  |  | 1 |  | 0 |  | 2028 |  |  | #REF! |  | #REF!
2029 | 0 |  |  | 1 |  | 0 |  | 2029 |  |  | #REF! |  | #REF!
2030 | 0 |  |  | 1 |  | 0 |  | 2030 |  |  | #REF! |  | #REF!
2031 | 0 |  |  | 1 |  | 0 |  | 2031 |  |  | #REF! |  | #REF!
2032 | 0 |  |  | 1 |  | 0 |  | 2032 |  |  | #REF! |  | #REF!
2033 | 0 |  |  | 1 |  | 0 |  | 2033 |  |  | #REF! |  | #REF!
2034 | 0 |  |  | 1 |  | 0 |  | 2034 |  |  | #REF! |  | #REF!
2035 | 0 |  |  | 1 |  | 0 |  | 2035 |  |  | #REF! |  | #REF!
2036 | 0 |  |  | 1 |  | 0 |  | 2036 |  |  | #REF! |  | #REF!
2037 | 0 |  |  | 1 |  | 0 |  | 2037 |  |  | #REF! |  | #REF!
2038 | 0 |  |  | 1 |  | 0 |  | 2038 |  |  | #REF! |  | #REF!
2039 | 0 |  |  | 1 |  | 0 |  | 2039 |  |  | #REF! |  | #REF!
2040 | 0 |  |  | 1 |  | 0 |  | 2040 |  |  | #REF! |  | #REF!
2041 | 0 |  |  | 1 |  | 0 |  | 2041 |  |  | #REF! |  | #REF!
2042 | 0 |  |  | 1 |  | 0 |  | 2042 |  |  | #REF! |  | #REF!
2043 | 0 |  |  | 1 |  | 0 |  | 2043 |  |  | #REF! |  | #REF!
2044 | 0 |  |  | 1 |  | 0 |  | 2044 |  |  | #REF! |  | #REF!
2045 | 0 |  |  | 1 |  | 0 |  | 2045 |  |  | #REF! |  | #REF!
2046 | 0 |  |  | 1 |  | 0 |  | 2046 |  |  | #REF! |  | #REF!
2047 | 0 |  |  | 1 |  | 0 |  | 2047 |  |  | #REF! |  | #REF!
[8 empty] | 2048 |  |  | #REF! |  | #REF!
Sector | - all -
Fuel | Natural Gas
Segment | - all -
Vintage | - all -
End Use | - all -
Technology | - all -
Label | Winter Peak Demand (MW)
Case
Data | Baseline Forecast
Sum of 2021 | 0
Sum of 2022 | 0
Sum of 2023 | 0
Sum of 2024 | 0
Sum of 2025 | 0
Sum of 2026 | 0
Sum of 2027 | 0
Sum of 2028 | 0
Sum of 2029 | 0
Sum of 2030 | 0
Sum of 2031 | 0
Sum of 2032 | 0
Sum of 2033 | 0
Sum of 2034 | 0
Sum of 2035 | 0
Sum of 2036 | 0
Sum of 2037 | 0
Sum of 2038 | 0
Sum of 2039 | 0
Sum of 2040 | 0
Sum of 2041 | 0
Sum of 2042 | 0
Sum of 2043 | 0
Sum of 2044 | 0
Sum of 2045 | 0
Sum of 2046 | 0
Sum of 2047 | 0
|  |  |  | Commercial CT | 399.1773
[9 empty] | Source: | F:\AEG\Clients\Avista Energy\32030-40-00 2022 CPA\Client Data\Electricity Data and Forecasts Fall 2021.xlsx
#REF!
| LoadMAP Market Baseline | Utility Forecast w/o Codes & Standards | Forecast Variance | LoadMAP Market Size | Utility Market Size | LoadMAP kWh/HH | Utility kWh/HH | Total Load Forecast |  | Customer Counts | Avg Customer growth | Usage | Avg Usage growth
2021 | 0 | 399.1773 | -100% | 1 | #REF! | 0 | #REF! | 2021 |  | #REF! |  | #REF!
2022 | 0 | #REF! | #REF! | 1 | #REF! | 0 | #REF! | 2022 |  | #REF! | #REF! | #REF! | #REF!
2023 | 0 | #REF! | #REF! | 1 | #REF! | 0 | #REF! | 2023 |  | #REF! | #REF! | #REF! | #REF!
2024 | 0 | #REF! | #REF! | 1 | #REF! | 0 | #REF! | 2024 |  | #REF! | #REF! | #REF! | #REF!
2025 | 0 | #REF! | #REF! | 1 | #REF! | 0 | #REF! | 2025 |  | #REF! | #REF! | #REF! | #REF!
2026 | 0 | #REF! | #REF! | 1 | #REF! | 0 | #REF! | 2026 |  | #REF! | #REF! | #REF! | #REF!
2027 | 0 |  |  | 1 |  | 0 |  | 2027 |  |  | #REF! |  | #REF!
2028 | 0 |  |  | 1 |  | 0 |  | 2028 |  |  | #REF! |  | #REF!
2029 | 0 |  |  | 1 |  | 0 |  | 2029 |  |  | #REF! |  | #REF!
2030 | 0 |  |  | 1 |  | 0 |  | 2030 |  |  | #REF! |  | #REF!
2031 | 0 |  |  | 1 |  | 0 |  | 2031 |  |  | #REF! |  | #REF!
2032 | 0 |  |  | 1 |  | 0 |  | 2032 |  |  | #REF! |  | #REF!
2033 | 0 |  |  | 1 |  | 0 |  | 2033 |  |  | #REF! |  | #REF!
2034 | 0 |  |  | 1 |  | 0 |  | 2034 |  |  | #REF! |  | #REF!
2035 | 0 |  |  | 1 |  | 0 |  | 2035 |  |  | #REF! |  | #REF!
2036 | 0 |  |  | 1 |  | 0 |  | 2036 |  |  | #REF! |  | #REF!
2037 | 0 |  |  | 1 |  | 0 |  | 2037 |  |  | #REF! |  | #REF!
2038 | 0 |  |  | 1 |  | 0 |  | 2038 |  |  | #REF! |  | #REF!
2039 | 0 |  |  | 1 |  | 0 |  | 2039 |  |  | #REF! |  | #REF!
2040 | 0 |  |  | 1 |  | 0 |  | 2040 |  |  | #REF! |  | #REF!
2041 | 0 |  |  | 1 |  | 0 |  | 2041 |  |  | #REF! |  | #REF!
2042 | 0 |  |  | 1 |  | 0 |  | 2042 |  |  | #REF! |  | #REF!
2043 | 0 |  |  | 1 |  | 0 |  | 2043 |  |  | #REF! |  | #REF!
2044 | 0 |  |  | 1 |  | 0 |  | 2044 |  |  | #REF! |  | #REF!
2045 | 0 |  |  | 1 |  | 0 |  | 2045 |  |  | #REF! |  | #REF!
2046 | 0 |  |  | 1 |  | 0 |  | 2046 |  |  | #REF! |  | #REF!
2047 | 0 |  |  | 1 |  | 0 |  | 2047 |  |  | #REF! |  | #REF!
[8 empty] | 2048 |  |  | #REF! |  | #REF!

## Variables
Name | Value | Description | Affects
Equipment File Name | TBD | The filename of the Equipment module. | Measures
Measures File Name | TBD | The filename of the Measures module. | Measures
Results File Name | TBD | The file name for the Results file. | Final Results
Base Year | 2021 | The base year of the study. | Calibration, Tech Economics, Sys Economics
Forecast Start Year | 2023 | The first year potentials differ from the baseline. | Tech Economics, SysEconomics
Forecast End Year | 2047 | The last year of the forecast. | Tech Economics, Sys Economics
Max Systems | 5 | The maximum number of systems to compare at once | Sys Economics, Sys Forecast
Equipment Levels | 10 | The maximum number of options for equipment | Calibration, Tech Economics, Sys Economics
Equipment Components | 5 | The maximum number of components for systems | Tech Economics, Sys Economics
Max Vintage Age | 35 | The maximum age of vintaged equipment | Calibration
Max Equipment Age | 30 | The maximum age of modeled equipment | Tech Economics, Sys Economics
Economic Test | TRC | The economic test to use (TRC, PAC, PC, RIM, or LCOE) | Tech Economics
Economic Criteria | Max Savings | Whether the economic screen should optimize for "Max NPV" or "Max Savings" | Tech Economics
Discount Rate | 6.91% | The utility's internal discount rate for economic analysis. | Tech Economics
Owner Discount Rate (Existing) | 6.91% | Discount rate used for Replacement scenario in economic analysis | Tech Economics, Sys Costs
Builder Discount Rate (New Construction) | 6.91% | Discount rate used for New Construction scenario in economic analysis | Tech Economics, Sys Costs
Minimum BC Ratio | 1 | The minimum BC ratio required for a measure to pass. | Tech Economics
Electric kBTUs | 3.412 | The amount of kBTUs contained in one unit of electricity. | Tech Economics
Natural Gas kBTUs | 100 | The amount of kBTUs contained in one unit of natural gas. | Tech Economics
Run Systems | FALSE | Determines whether or not the System Forecast is run. | Sys Forecast
Run Codes & Standards Forecast | FALSE | Determines whether or not the Codes and Standards Forecast is run. | Tech Economics, Sys Economics
Run Realistic Achievable Potential | FALSE | Determines whether or not the Realistic Achievable Potential is run. | Tech Economics, Sys Economics
Run Maximum Achievable Potential | FALSE | Determines whether or not the Maximum Achievable Potential is run. | Tech Economics, Sys Economics
Run Economic Potential | FALSE | Determines whether or not the Economic Potential is run. | Tech Economics, Sys Economics
Run Technical Potential | FALSE | Determines whether or not the Technical Potential is run. | Tech Economics, Sys Economics
Base Case | Baseline Forecast | The study's base case potential. Typically the Baseline, though possibly Codes & Standards. | Savings
Achievable Case | Economic Potential | Whether the study should use the Economic Potential or the Technical Potential to determine Achievable Potential | Savings
Force Creation | FALSE | Whether or not the system should create entries for keys it cannot find. | Setup
Residential Setup | Households;HH;UEC | Labels for the sector market units used by the Market Profile tab | Setup
Commercial Setup | Square Feet ;SqFt.;EUI | Labels for the sector market units used by the Market Profile tab | Setup
Industrial Setup | Industrial Units; IU; EUI | Labels for the sector market units used by the Market Profile tab | Setup
Electric Setup | kWh;MWh;GWh;KW;MW;GW | Labels for the fuel units used by the Market Profile tab | Setup
Natural Gas Setup | Thrm;mThrm;mmThrm;N/A;N/A;N/A | Labels for the fuel units used by the Market Profile tab | Setup
Sheets Should Hide | FALSE | If TRUE, hides the engine and cache worksheets when the file is opened. | Setup
Uses Measures | TRUE | Whether or not the Measures module is included in the study. | Final Results
Font Color Key
User input, common | Red Font | User inputs that are often modified
User input, uncommon | Blue Font | User inputs that have been preset by EnerNOC and should rarely, if ever, be changed
Standard | Black Font | Text labels or calculated values; no input required

## Market Size
Key | Sector | Segment | Vintage | 2021 | 2022 | 2023 | 2024 | 2025 | 2026 | 2027 | 2028 | 2029 | 2030 | 2031 | 2032 | 2033 | 2034 | 2035 | 2036 | 2037 | 2038 | 2039 | 2040 | 2041 | 2042 | 2043 | 2044 | 2045 | 2046 | 2047
Commercial_Office_Existing | Commercial | Office | Existing | 10068995.5953 | 9885922.9481 | 9706178.8945 | 9529702.9146 | 9356435.5889 | 9186318.5782 | 9019294.6041 | 8855307.4294 | 8694301.8398 | 8536223.6245 | 8381019.5586 | 8228637.3848 | 8079025.796 | 7932134.4179 | 7787913.7921 | 7646315.3596 | 7507291.4439 | 7370795.2359 | 7236780.777 | 7105202.9447 | 6976017.4366 | 6849180.756 | 6724650.1968 | 6602383.8295 | 6482340.4872 | 6364479.7511 | 6248761.9374
Commercial_Office_New | Commercial | Office | New | 0 | 432137.5479 | 759042.6921 | 1085377.2163 | 1409402.2377 | 1729677.5098 | 2051523.136 | 2372527.7993 | 2692777.8578 | 3012359.1074 | 3331356.8063 | 3649855.6994 | 3967940.0422 | 4285693.6246 | 4603199.7945 | 4920541.4814 | 5237801.2191 | 5555061.1693 | 5872403.1437 | 6189908.6271 | 6507658.7995 | 6825734.5584 | 7144216.5412 | 7463185.1464 | 7782720.556 | 8102902.7569 | 8423811.562
Commercial_Restaurant_Existing | Commercial | Restaurant | Existing | 2873970.2008 | 2827615.8427 | 2782009.1356 | 2737138.0205 | 2692990.633 | 2649555.3002 | 2606820.5373 | 2564775.0448 | 2523407.7054 | 2482707.5811 | 2442663.9104 | 2403266.1054 | 2364503.7489 | 2326366.5916 | 2288844.5498 | 2251927.7023 | 2215606.2877 | 2179870.7024 | 2144711.4975 | 2110119.3766 | 2076085.1931 | 2042599.9481 | 2009654.7876 | 1977241.0007 | 1945350.0168 | 1913973.4037 | 1883102.8649
Commercial_Restaurant_New | Commercial | Restaurant | New | 0 | 53252.9763 | 106011.2835 | 157888.0476 | 209041.084 | 259306.9246 | 309082.441 | 358185.7288 | 406627.9466 | 454420.0736 | 501572.9129 | 548097.0938 | 594003.0753 | 639301.1483 | 684001.4385 | 728113.9091 | 771648.3633 | 814614.447 | 857021.6513 | 898879.3151 | 940196.6274 | 980982.6297 | 1021246.2184 | 1060996.1475 | 1100241.0304 | 1138989.3423 | 1177249.4226
Commercial_Retail_Existing | Commercial | Retail | Existing | 19469332.8034 | 19155311.3066 | 18846354.6726 | 18542381.2101 | 18243310.5454 | 17949063.6012 | 17659562.5753 | 17374730.9209 | 17094493.3254 | 16818775.6911 | 16547505.1154 | 16280609.8717 | 16018019.3899 | 15759664.2384 | 15505476.1055 | 15255387.7812 | 15009333.1396 | 14767247.1212 | 14529065.716 | 14294725.9464 | 14064165.8505 | 13837324.4658 | 13614141.8132 | 13394558.8807 | 13178517.6084 | 12965960.8728 | 12756832.4716
Commercial_Retail_New | Commercial | Retail | New | 0 | 795611.4822 | 1389117.6744 | 1982856.471 | 2573431.0619 | 3158022.871 | 3746885.858 | 4335325.3266 | 4923476.808 | 5511475.4731 | 6099456.1638 | 6687553.4244 | 7275901.5336 | 7864634.5352 | 8453886.2697 | 9043790.4051 | 9634480.468 | 10226089.8744 | 10818751.9603 | 11412600.0127 | 12007767.3 | 12604387.1025 | 13202592.743 | 13802517.6171 | 14404295.2235 | 15008059.1945 | 15613943.3261
Commercial_Grocery_Existing | Commercial | Grocery | Existing | 2263706.9876 | 2222548.6788 | 2182138.7028 | 2142463.4536 | 2103509.5727 | 2065263.9441 | 2027713.6905 | 1990846.1689 | 1954648.9658 | 1919109.8937 | 1884216.9866 | 1849958.4959 | 1816322.8869 | 1783298.8344 | 1750875.2192 | 1719041.1243 | 1687785.8312 | 1657098.816 | 1626969.7467 | 1597388.4785 | 1568345.0517 | 1539829.6871 | 1511832.7837 | 1484344.9149 | 1457356.8255 | 1430859.4287 | 1404843.8027
Commercial_Grocery_New | Commercial | Grocery | New | 0 | 97152.966 | 170647.6311 | 244014.0097 | 316861.1669 | 388865.3072 | 461222.4938 | 533390.6155 | 605389.0872 | 677237.1977 | 748954.1146 | 820558.8902 | 892070.4667 | 963507.6819 | 1034889.2739 | 1106233.8869 | 1177560.0761 | 1248886.3131 | 1320230.9907 | 1391612.4284 | 1463048.8769 | 1534558.5237 | 1606159.4975 | 1677869.8735 | 1749707.6783 | 1821690.8943 | 1893837.4652
Commercial_Health_Existing | Commercial | Health | Existing | 2474289.5508 | 2427604.8423 | 2381800.9773 | 2336861.3362 | 2292769.6129 | 2249509.8089 | 2207066.2276 | 2165423.4686 | 2124566.422 | 2084480.2631 | 2045150.4468 | 2006562.7025 | 1968703.0289 | 1931557.6887 | 1895113.204 | 1859356.3511 | 1824274.1558 | 1789853.8887 | 1756083.0606 | 1722949.418 | 1690440.9384 | 1658545.8264 | 1627252.5089 | 1596549.6314 | 1566426.0534 | 1536870.8449 | 1507873.2817
Commercial_Health_New | Commercial | Health | New | 0 | 107888.2988 | 189854.5739 | 271619.4799 | 352757.4198 | 432916.1393 | 513404.5873 | 593631.8037 | 673620.5513 | 753393.4165 | 832972.8158 | 912381.0033 | 991640.0768 | 1070771.9848 | 1149798.5331 | 1228741.3914 | 1307622.0995 | 1386462.074 | 1465282.6145 | 1544104.91 | 1622950.0449 | 1701839.0054 | 1780792.6855 | 1859831.8928 | 1938977.3551 | 2018249.7258 | 2097669.5898
Commercial_College_Existing | Commercial | College | Existing | 3099128.8927 | 3037146.3148 | 2976403.3885 | 2916875.3207 | 2858537.8143 | 2801367.058 | 2745339.7169 | 2690432.9225 | 2636624.2641 | 2583891.7788 | 2532213.9432 | 2481569.6644 | 2431938.2711 | 2383299.5057 | 2335633.5155 | 2288920.8452 | 2243142.4283 | 2198279.5798 | 2154313.9882 | 2111227.7084 | 2069003.1542 | 2027623.0911 | 1987070.6293 | 1947329.2167 | 1908382.6324 | 1870214.9798 | 1832810.6802
Commercial_College_New | Commercial | College | New | 0 | 138642.084 | 244679.6163 | 350332.5373 | 455071.6461 | 558459.5054 | 662139.2912 | 765374.3852 | 868196.7838 | 970638.1716 | 1072729.9313 | 1174503.1554 | 1275988.6562 | 1377216.9762 | 1478218.399 | 1579022.9588 | 1679660.4508 | 1780160.4412 | 1880552.2766 | 1980865.094 | 2081127.8302 | 2181369.2313 | 2281617.8619 | 2381902.1145 | 2482250.2183 | 2582690.2487 | 2683250.1356
Commercial_School_Existing | Commercial | School | Existing | 6586980.1378 | 6467216.8626 | 6349631.1014 | 6234183.2632 | 6120834.4766 | 6009546.5771 | 5900282.0938 | 5793004.2376 | 5687676.8878 | 5584264.5808 | 5482732.4975 | 5383046.4521 | 5285172.8802 | 5189078.8278 | 5094731.9401 | 5002100.4502 | 4911153.1693 | 4821859.4753 | 4734189.3031 | 4648113.1339 | 4563601.986 | 4480627.4045 | 4399161.4517 | 4319176.698 | 4240646.2126 | 4163543.5542 | 4087842.7623
Commercial_School_New | Commercial | School | New | 0 | 282697.6552 | 496553.9104 | 710036.8749 | 922008.9986 | 1131528.0948 | 1342074.4921 | 1552070.7446 | 1761573.3463 | 1970638.4237 | 2179321.7514 | 2387678.768 | 2595764.5923 | 2803634.0382 | 3011341.6308 | 3218941.6212 | 3426488.0017 | 3634034.5211 | 3841634.6996 | 4049341.8431 | 4257209.0582 | 4465289.2671 | 4673635.2213 | 4882299.5163 | 5091334.6059 | 5300792.8162 | 5510726.3598
Commercial_Lodging_Existing | Commercial | Lodging | Existing | 5516060.3681 | 5431197.9009 | 5347641.0101 | 5265369.61 | 5184363.9237 | 5104604.4787 | 5026072.1021 | 4948747.9159 | 4872613.3326 | 4797650.0506 | 4723840.0498 | 4651165.5875 | 4579609.1938 | 4509153.6678 | 4439782.0729 | 4371477.7333 | 4304224.2297 | 4238005.3954 | 4172805.3124 | 4108608.3076 | 4045398.949 | 3983162.0421 | 3921882.6261 | 3861545.9703 | 3802137.5707 | 3743643.1466 | 3686048.6366
Commercial_Lodging_New | Commercial | Lodging | New | 0 | 221306.7644 | 385482.3676 | 549850.2161 | 713444.9295 | 875465.0158 | 1038812.7616 | 1202155.254 | 1365528.1418 | 1528967.0298 | 1692507.4867 | 1856185.0529 | 2020035.2481 | 2184093.5794 | 2348395.5487 | 2512976.661 | 2677872.4314 | 2843118.3935 | 3008750.1068 | 3174803.1645 | 3341313.201 | 3508315.9002 | 3675847.0025 | 3843942.3129 | 4012637.7089 | 4181969.1478 | 4351972.6747
Commercial_Warehouse_Existing | Commercial | Warehouse | Existing | 12032912.1589 | 11825448.1562 | 11621561.119 | 11421189.3756 | 11224272.3174 | 11030750.3809 | 10840565.0295 | 10653658.7359 | 10469974.9646 | 10289458.1548 | 10112053.7039 | 9937707.9504 | 9766368.1581 | 9597982.5002 | 9432500.0433 | 9269870.7322 | 9110045.3748 | 8952975.6269 | 8798613.9782 | 8646913.7372 | 8497829.0176 | 8351314.7242 | 8207326.5393 | 8065820.9093 | 7926755.0316 | 7790086.8414 | 7655774.9993
Commercial_Warehouse_New | Commercial | Warehouse | New | 0 | 505107.9975 | 884859.2963 | 1264318.8826 | 1641398.3107 | 2014366.2657 | 2389570.6015 | 2764120.0052 | 3138108.2301 | 3511628.583 | 3884773.9477 | 4257636.8097 | 4630309.2802 | 5002883.1191 | 5375449.7594 | 5748100.3305 | 6120925.6809 | 6494016.4022 | 6867462.8515 | 7241355.1743 | 7615783.3276 | 7990837.1023 | 8366606.1457 | 8743179.9837 | 9120648.0436 | 9499099.6758 | 9878624.1762
Commercial_Miscellaneous_Existing | Commercial | Miscellaneous | Existing | 21456439.2878 | 21027310.5021 | 20606764.292 | 20194629.0062 | 19790736.4261 | 19394921.6975 | 19007023.2636 | 18626882.7983 | 18254345.1423 | 17889258.2395 | 17531473.0747 | 17180843.6132 | 16837226.741 | 16500482.2061 | 16170472.562 | 15847063.1108 | 15530121.8486 | 15219519.4116 | 14915129.0234 | 14616826.4429 | 14324489.914 | 14038000.1157 | 13757240.1134 | 13482095.3112 | 13212453.4049 | 12948204.3368 | 12689240.2501
Commercial_Miscellaneous_New | Commercial | Miscellaneous | New | 0 | 923255.6522 | 1637114.8398 | 2347561.2043 | 3051310.023 | 3745483.7961 | 4440786.3091 | 5132414.5013 | 5820577.7806 | 6505483.172 | 7187335.39 | 7866336.9085 | 8542688.0306 | 9216586.9566 | 9888229.852 | 10557810.9129 | 11225522.4321 | 11891554.8633 | 12556096.8842 | 13219335.4596 | 13881455.9025 | 14542641.9351 | 15203075.7487 | 15862938.063 | 16522408.1839 | 17181664.0614 | 17840882.3464
Check
Office | bar: 2021 to 2047
|  | Restaurant |  | TRUE | TRUE | TRUE | TRUE | TRUE | TRUE | TRUE | TRUE | TRUE | TRUE | TRUE | TRUE | TRUE | TRUE | TRUE | TRUE | TRUE | TRUE | TRUE | TRUE | TRUE | TRUE | TRUE | TRUE | TRUE | TRUE | TRUE
|  | Retail |  | TRUE | TRUE | TRUE | TRUE | TRUE | TRUE | TRUE | TRUE | TRUE | TRUE | TRUE | TRUE | TRUE | TRUE | TRUE | TRUE | TRUE | TRUE | TRUE | TRUE | TRUE | TRUE | TRUE | TRUE | TRUE | TRUE | TRUE
|  | Grocery |  | TRUE | TRUE | TRUE | TRUE | TRUE | TRUE | TRUE | TRUE | TRUE | TRUE | TRUE | TRUE | TRUE | TRUE | TRUE | TRUE | TRUE | TRUE | TRUE | TRUE | TRUE | TRUE | TRUE | TRUE | TRUE | TRUE | TRUE
|  | School |  | TRUE | TRUE | TRUE | TRUE | TRUE | TRUE | TRUE | TRUE | TRUE | TRUE | TRUE | TRUE | TRUE | TRUE | TRUE | TRUE | TRUE | TRUE | TRUE | TRUE | TRUE | TRUE | TRUE | TRUE | TRUE | TRUE | TRUE
|  | College |  | TRUE | TRUE | TRUE | TRUE | TRUE | TRUE | TRUE | TRUE | TRUE | TRUE | TRUE | TRUE | TRUE | TRUE | TRUE | TRUE | TRUE | TRUE | TRUE | TRUE | TRUE | TRUE | TRUE | TRUE | TRUE | TRUE | TRUE
|  | Health |  | TRUE | TRUE | TRUE | TRUE | TRUE | TRUE | TRUE | TRUE | TRUE | TRUE | TRUE | TRUE | TRUE | TRUE | TRUE | TRUE | TRUE | TRUE | TRUE | TRUE | TRUE | TRUE | TRUE | TRUE | TRUE | TRUE | TRUE
|  | Lodging |  | TRUE | TRUE | TRUE | TRUE | TRUE | TRUE | TRUE | TRUE | TRUE | TRUE | TRUE | TRUE | TRUE | TRUE | TRUE | TRUE | TRUE | TRUE | TRUE | TRUE | TRUE | TRUE | TRUE | TRUE | TRUE | TRUE | TRUE
|  | Warehouse |  | TRUE | TRUE | TRUE | TRUE | TRUE | TRUE | TRUE | TRUE | TRUE | TRUE | TRUE | TRUE | TRUE | TRUE | TRUE | TRUE | TRUE | TRUE | TRUE | TRUE | TRUE | TRUE | TRUE | TRUE | TRUE | TRUE | TRUE
|  | Miscellaneous |  | TRUE | TRUE | TRUE | TRUE | TRUE | TRUE | TRUE | TRUE | TRUE | TRUE | TRUE | TRUE | TRUE | TRUE | TRUE | TRUE | TRUE | TRUE | TRUE | TRUE | TRUE | TRUE | TRUE | TRUE | TRUE | TRUE | TRUE
Growth by Segment
|  |  |  | 2021 | 2022 | 2023 | 2024 | 2025 | 2026 | 2027 | 2028 | 2029 | 2030 | 2031 | 2032 | 2033 | 2034 | 2035 | 2036 | 2037 | 2038 | 2039 | 2040 | 2041 | 2042 | 2043 | 2044 | 2045 | 2046 | 2047
|  | Office |  | 10068995.5953 | 10318060.496 | 10465221.5866 | 10615080.131 | 10765837.8266 | 10915996.088 | 11070817.7401 | 11227835.2287 | 11387079.6976 | 11548582.7319 | 11712376.365 | 11878493.0843 | 12046965.8382 | 12217828.0425 | 12391113.5866 | 12566856.8409 | 12745092.6631 | 12925856.4052 | 13109183.9207 | 13295111.5718 | 13483676.2361 | 13674915.3144 | 13868866.7379 | 14065568.9759 | 14265061.0432 | 14467382.5079 | 14672573.4994
|  | Restaurant |  | 2873970.2008 | 2880868.819 | 2888020.419 | 2895026.068 | 2902031.717 | 2908862.2248 | 2915902.9783 | 2922960.7736 | 2930035.652 | 2937127.6547 | 2944236.8233 | 2951363.1992 | 2958506.8242 | 2965667.74 | 2972845.9884 | 2980041.6113 | 2987254.651 | 2994485.1494 | 3001733.1489 | 3008998.6917 | 3016281.8205 | 3023582.5777 | 3030901.006 | 3038237.1483 | 3045591.0472 | 3052962.7459 | 3060352.2875
|  | Retail |  | 19469332.8034 | 19950922.7888 | 20235472.3469 | 20525237.6811 | 20816741.6073 | 21107086.4722 | 21406448.4334 | 21710056.2475 | 22017970.1334 | 22330251.1642 | 22646961.2792 | 22968163.296 | 23293920.9234 | 23624298.7736 | 23959362.3752 | 24299178.1864 | 24643813.6076 | 24993336.9956 | 25347817.6763 | 25707325.9591 | 26071933.1505 | 26441711.5683 | 26816734.5562 | 27197076.4978 | 27582812.8319 | 27974020.0673 | 28370775.7977
|  | Grocery |  | 2263706.9876 | 2319701.6448 | 2352786.3339 | 2386477.4633 | 2420370.7396 | 2454129.2513 | 2488936.1843 | 2524236.7844 | 2560038.0531 | 2596347.0914 | 2633171.1011 | 2670517.3861 | 2708393.3536 | 2746806.5163 | 2785764.4931 | 2825275.0112 | 2865345.9073 | 2905985.1292 | 2947200.7374 | 2989000.9069 | 3031393.9286 | 3074388.2108 | 3117992.2812 | 3162214.7884 | 3207064.5038 | 3252550.323 | 3298681.2679
|  | School |  | 6586980.1378 | 6749914.5178 | 6846185.0118 | 6944220.1382 | 7042843.4752 | 7141074.6718 | 7242356.5859 | 7345074.9821 | 7449250.2341 | 7554903.0045 | 7662054.2488 | 7770725.2201 | 7880937.4725 | 7992712.8661 | 8106073.5709 | 8221042.0714 | 8337641.171 | 8455893.9965 | 8575824.0027 | 8697454.977 | 8820811.0443 | 8945916.6716 | 9072796.6729 | 9201476.2142 | 9331980.8184 | 9464336.3704 | 9598569.1221
|  | College |  | 3099128.8927 | 3175788.3988 | 3221083.0048 | 3267207.858 | 3313609.4605 | 3359826.5635 | 3407479.0081 | 3455807.3077 | 3504821.0479 | 3554529.9504 | 3604943.8746 | 3656072.8198 | 3707926.9272 | 3760516.4819 | 3813851.9145 | 3867943.804 | 3922802.8792 | 3978440.021 | 4034866.2648 | 4092092.8024 | 4150130.9845 | 4208992.3224 | 4268688.4912 | 4329231.3312 | 4390632.8507 | 4452905.2284 | 4516060.8157
|  | Health |  | 2474289.5508 | 2535493.1411 | 2571655.5512 | 2608480.8162 | 2645527.0327 | 2682425.9482 | 2720470.8149 | 2759055.2723 | 2798186.9733 | 2837873.6796 | 2878123.2627 | 2918943.7059 | 2960343.1057 | 3002329.6735 | 3044911.7372 | 3088097.7425 | 3131896.2553 | 3176315.9627 | 3221365.6752 | 3267054.328 | 3313390.9833 | 3360384.8318 | 3408045.1944 | 3456381.5242 | 3505403.4085 | 3555120.5706 | 3605542.8716
|  | Lodging |  | 5516060.3681 | 5652504.6654 | 5733123.3777 | 5815219.8261 | 5897808.8532 | 5980069.4945 | 6064884.8637 | 6150903.1699 | 6238141.4744 | 6326617.0804 | 6416347.5365 | 6507350.6404 | 6599644.4419 | 6693247.2471 | 6788177.6216 | 6884454.3943 | 6982096.6611 | 7081123.7889 | 7181555.4192 | 7283411.4721 | 7386712.15 | 7491477.9423 | 7597729.6285 | 7705488.2832 | 7814775.2797 | 7925612.2944 | 8038021.3113
|  | Warehouse |  | 12032912.1589 | 12330556.1537 | 12506420.4154 | 12685508.2582 | 12865670.628 | 13045116.6466 | 13230135.631 | 13417778.741 | 13608083.1947 | 13801086.7378 | 13996827.6516 | 14195344.7601 | 14396677.4383 | 14600865.6193 | 14807949.8028 | 15017971.0627 | 15230971.0557 | 15446992.0292 | 15666076.8297 | 15888268.9115 | 16113612.3452 | 16342151.8265 | 16573932.6849 | 16809000.893 | 17047403.0751 | 17289186.5171 | 17534399.1755
|  | Miscellaneous |  | 21456439.2878 | 21950566.1543 | 22243879.1318 | 22542190.2105 | 22842046.449 | 23140405.4936 | 23447809.5727 | 23759297.2997 | 24074922.9229 | 24394741.4115 | 24718808.4647 | 25047180.5217 | 25379914.7715 | 25717069.1628 | 26058702.414 | 26404874.0236 | 26755644.2807 | 27111074.2749 | 27471225.9076 | 27836161.9025 | 28205945.8165 | 28580642.0508 | 28960315.8621 | 29345033.3741 | 29734861.5888 | 30129868.3982 | 30530122.5965
|  | Total |  | 85841815.9832 | 87864376.7797 | 89063847.1792 | 90284648.4506 | 91512487.7892 | 92734992.8543 | 93995241.8124 | 95273005.807 | 96568529.3835 | 97882060.5064 | 99213850.6074 | 100564154.6336 | 101933231.0966 | 103321342.123 | 104728753.5043 | 106155734.7484 | 107602559.1319 | 109069503.7525 | 110556849.5824 | 112064881.5231 | 113593888.4596 | 115144163.3167 | 116716003.1154 | 118309709.0303 | 119925586.4473 | 121563945.0233 | 123225098.7452
|  | QC: | LoadMAP | 2021: 66651223.8212; 2022: 68098146.137; 2023: 68962354.9081; 2024: 69841324.92; 2025: 70725227.2835; 2026: 71604942.6851
|  |  | Utility Forecast | 2021: 31497517.5363; 2022: 33526267.0191; 2023: 33727767.3833; 2024: 33963910.0899; 2025: 34275898.0539; 2026: 34615137.6598
|  |  | Utility Class | 2021 | 2022 | 2023 | 2024 | 2025 | 2026 | 2027 | 2028 | 2029 | 2030 | 2031 | 2032 | 2033 | 2034 | 2035 | 2036 | 2037 | 2038 | 2039 | 2040 | 2041 | 2042 | 2043 | 2044 | 2045 | 2046 | 2047
|  | Utility Forecast | Class 101 | 12307.0833 | 12336.625 | 12367.25 | 12397.25 | 12427.25 | 12456.5 | 12486.6503 | 12516.8736 | 12547.1701 | 12577.5399 | 12607.9832 | 12638.5002 | 12669.091 | 12699.7559 | 12730.495 | 12761.3085 | 12792.1966 | 12823.1595 | 12854.1973 | 12885.3102 | 12916.4985 | 12947.7622 | 12979.1016 | 13010.5169 | 13042.0082 | 13073.5757 | 13105.2196
|  | Utility Forecast | Class 111 | 2799.5833 | 2868.8333 | 2909.75 | 2951.4167 | 2993.3333 | 3035.0833 | 3078.1299 | 3121.7871 | 3166.0634 | 3210.9677 | 3256.5089 | 3302.696 | 3349.5381 | 3397.0447 | 3445.225 | 3494.0886 | 3543.6453 | 3593.9049 | 3644.8772 | 3696.5726 | 3749.0011 | 3802.1732 | 3856.0994 | 3910.7905 | 3966.2573 | 4022.5107 | 4079.562
|  | Annual % Change | Class 101 |  | 0.0024004 | 0.0024824 | 0.0024258 | 0.0024199 | 0.0023537 | 0.0024204 | 0.0024204 | 0.0024204 | 0.0024204 | 0.0024204 | 0.0024204 | 0.0024204 | 0.0024204 | 0.0024204 | 0.0024204 | 0.0024204 | 0.0024204 | 0.0024204 | 0.0024204 | 0.0024204 | 0.0024204 | 0.0024204 | 0.0024204 | 0.0024204 | 0.0024204 | 0.0024204
|  | Annual % Change | Class 111 |  | 0.024736 | 0.014262 | 0.01432 | 0.014202 | 0.013948 | 0.014183 | 0.014183 | 0.014183 | 0.014183 | 0.014183 | 0.014183 | 0.014183 | 0.014183 | 0.014183 | 0.014183 | 0.014183 | 0.014183 | 0.014183 | 0.014183 | 0.014183 | 0.014183 | 0.014183 | 0.014183 | 0.014183 | 0.014183 | 0.014183
|  |  |  | Source: | F:\AEG\Clients\Avista Energy\32030-40-00 2022 CPA\Client Data\Gas Data and Forecasts Fall 2021.xlsx | Sheet "Fall 2021 Forecasts" cells Q195:Q201 and cells EB195:EB201
|  | Utility Class | State | 2021 | 2022 | 2023 | 2024 | 2025 | 2026 | 2027 | 2028 | 2029 | 2030 | 2031 | 2032 | 2033 | 2034 | 2035 | 2036 | 2037 | 2038 | 2039 | 2040 | 2041 | 2042 | 2043 | 2044 | 2045 | 2045 | 2045
|  | Class 101 | WA | 12307.0833 | 12336.625 | 12367.25 | 12397.25 | 12427.25 | 12456.5 | 0 | 0 | 0 | 0 | 0 | 0 | 0 | 0 | 0 | 0 | 0 | 0 | 0 | 0 | 0 | 0 | 0 | 0 | 0 | 0 | 0
|  | Class 101 | ID | 7919.5 | 8078.8333 | 8176.75 | 8270.3333 | 8354 | 8410 | 0 | 0 | 0 | 0 | 0 | 0 | 0 | 0 | 0 | 0 | 0 | 0 | 0 | 0 | 0 | 0 | 0 | 0 | 0 | 0 | 0
|  | Class 111 | WA | 2799.5833 | 2868.8333 | 2909.75 | 2951.4167 | 2993.3333 | 3035.0833 | 0 | 0 | 0 | 0 | 0 | 0 | 0 | 0 | 0 | 0 | 0 | 0 | 0 | 0 | 0 | 0 | 0 | 0 | 0 | 0 | 0
|  | Class 111 | ID | 1403.75 | 1424.375 | 1446.3333 | 1468.4167 | 1490.5833 | 1512.75 | 0 | 0 | 0 | 0 | 0 | 0 | 0 | 0 | 0 | 0 | 0 | 0 | 0 | 0 | 0 | 0 | 0 | 0 | 0 | 0 | 0
|  |  | Source: | Source: 2021: F:\AEG\Clients\Avista Energy\32030-40-00 2022 CPA\Client Data\Gas Data and Forecasts Fall 2021.xlsx
Sheet "WA-ID Fall 2021 Forecasts"
Source: AEO 2017 kbldg.txt
AEO Decay Rate
Class 21 | n/a | Office | 0.98182
Class 11 | Retail | Retail | 0.98387
Class 11 | Grocery | Grocery | 0.98182
Class 11 | College | College | 0.98
Class 11 | School | School | 0.98182
Class 25 | Health | Health | 0.98113
Class 11 | Office | Office | 0.98182
Class 11 | Lodging | Lodging | 0.98462
Class 11 | Restaurant | Restaurant | 0.98387
Class 11 | Warehouse | Warehouse | 0.98276
Class 11 | Miscellaneous | Miscellaneous | 0.98
| WA Customers |  |  | Sheet "Fall 2021 Forecasts" cells Q195:Q201 and cells EB195:EB201 2028: WA Usage; Sheet "Fall 2021 Forecasts" cells Q195:Q201 and cells EB195:EB201 2038: WA Usage/Customer
|  | Class 101 | Class 111 | Source: 2021: Class 112; Sheet "Fall 2021 Forecasts" cells Q195:Q201 and cells EB195:EB201 2028: Class 101; Sheet "Fall 2021 Forecasts" cells Q195:Q201 and cells EB195:EB201 2029: Class 111; Sheet "Fall 2021 Forecasts" cells Q195:Q201 and cells EB195:EB201 2030: Class 112; Sheet "Fall 2021 Forecasts" cells Q195:Q201 and cells EB195:EB201 2038: Class 101; Sheet "Fall 2021 Forecasts" cells Q195:Q201 and cells EB195:EB201 2039: Class 111; Sheet "Fall 2021 Forecasts" cells Q195:Q201 and cells EB195:EB201 2040: Class 112
| Year | WASCH101CUS.c | WASCH111CUS.c | Source: 2021: WASCH112CUS.c; F:\AEG\Clients\Avista Energy\32030-40-00 2022 CPA\Client Data\Gas Data and Forecasts Fall 2021.xlsx 2022: WAFIRMCUS.c; Sheet "Fall 2021 Forecasts" cells Q195:Q201 and cells EB195:EB201 2023: WATOTALCUS.c; Sheet "Fall 2021 Forecasts" cells Q195:Q201 and cells EB195:EB201 2024: WA Total for LoadMAP; Sheet "Fall 2021 Forecasts" cells Q195:Q201 and cells EB195:EB201 2028: WASCH101THM.c; Sheet "Fall 2021 Forecasts" cells Q195:Q201 and cells EB195:EB201 2029: WASCH111THM.c; Sheet "Fall 2021 Forecasts" cells Q195:Q201 and cells EB195:EB201 2030: WASCH112THM.c; Sheet "Fall 2021 Forecasts" cells Q195:Q201 and cells EB195:EB201 2031: WAFIRMCUS.c; Sheet "Fall 2021 Forecasts" cells Q195:Q201 and cells EB195:EB201 2032: WATOTALTHM.c; Sheet "Fall 2021 Forecasts" cells Q195:Q201 and cells EB195:EB201 2033: WA Total for LoadMAP; Sheet "Fall 2021 Forecasts" cells Q195:Q201 and cells EB195:EB201 2038: WASCH11KWH.c; Sheet "Fall 2021 Forecasts" cells Q195:Q201 and cells EB195:EB201 2039: WASCH21KWH.c; Sheet "Fall 2021 Forecasts" cells Q195:Q201 and cells EB195:EB201 2040: WASCH25KWH.c; Sheet "Fall 2021 Forecasts" cells Q195:Q201 and cells EB195:EB201 2041: WAFIRMCUS.c; Sheet "Fall 2021 Forecasts" cells Q195:Q201 and cells EB195:EB201 2042: WATOTALTHM.c; Sheet "Fall 2021 Forecasts" cells Q195:Q201 and cells EB195:EB201 2043: WA Total for LoadMAP
2021 | Sept 20-Aug 21 Actuals | 12307.0833 | 2799.5833 | Source: 2021: 0; F:\AEG\Clients\Avista Energy\32030-40-00 2022 CPA\Client Data\Gas Data and Forecasts Fall 2021.xlsx 2022: 15106.6667; Sheet "Fall 2021 Forecasts" cells Q195:Q201 and cells EB195:EB201 2023: 15127.8333; Sheet "Fall 2021 Forecasts" cells Q195:Q201 and cells EB195:EB201 2024: 15106.6667; Sheet "Fall 2021 Forecasts" cells Q195:Q201 and cells EB195:EB201 2028: 17109077.2368; Sheet "Fall 2021 Forecasts" cells Q195:Q201 and cells EB195:EB201 2029: 49542146.5844; Sheet "Fall 2021 Forecasts" cells Q195:Q201 and cells EB195:EB201 2030: 0; Sheet "Fall 2021 Forecasts" cells Q195:Q201 and cells EB195:EB201 2031: 66651223.8212; Sheet "Fall 2021 Forecasts" cells Q195:Q201 and cells EB195:EB201 2032: 91685045.6912; Sheet "Fall 2021 Forecasts" cells Q195:Q201 and cells EB195:EB201 2033: 66651223.8212; Sheet "Fall 2021 Forecasts" cells Q195:Q201 and cells EB195:EB201 2038: 1390.1813; Sheet "Fall 2021 Forecasts" cells Q195:Q201 and cells EB195:EB201 2039: 17696.2572; Sheet "Fall 2021 Forecasts" cells Q195:Q201 and cells EB195:EB201 2040: #DIV/0!; Sheet "Fall 2021 Forecasts" cells Q195:Q201 and cells EB195:EB201 2041: 4412.0404; Sheet "Fall 2021 Forecasts" cells Q195:Q201 and cells EB195:EB201 2042: 6060.6859; Sheet "Fall 2021 Forecasts" cells Q195:Q201 and cells EB195:EB201 2043: 4412.0404
2022 | 2022 Forecast | 12336.625 | 2868.8333 | Source: 2021: 0; F:\AEG\Clients\Avista Energy\32030-40-00 2022 CPA\Client Data\Gas Data and Forecasts Fall 2021.xlsx 2022: 15205.4583; Sheet "Fall 2021 Forecasts" cells Q195:Q201 and cells EB195:EB201 2023: 15227.2728; Sheet "Fall 2021 Forecasts" cells Q195:Q201 and cells EB195:EB201 2024: 15205.4583; Sheet "Fall 2021 Forecasts" cells Q195:Q201 and cells EB195:EB201 2028: 18319861.0926; Sheet "Fall 2021 Forecasts" cells Q195:Q201 and cells EB195:EB201 2029: 53676013.9623; Sheet "Fall 2021 Forecasts" cells Q195:Q201 and cells EB195:EB201 2030: 0; Sheet "Fall 2021 Forecasts" cells Q195:Q201 and cells EB195:EB201 2031: 71995875.0549; Sheet "Fall 2021 Forecasts" cells Q195:Q201 and cells EB195:EB201 2032: 99801625.8241; Sheet "Fall 2021 Forecasts" cells Q195:Q201 and cells EB195:EB201 2033: 71995875.0549; Sheet "Fall 2021 Forecasts" cells Q195:Q201 and cells EB195:EB201 2038: 1484.9978; Sheet "Fall 2021 Forecasts" cells Q195:Q201 and cells EB195:EB201 2039: 18710.0496; Sheet "Fall 2021 Forecasts" cells Q195:Q201 and cells EB195:EB201 2040: #DIV/0!; Sheet "Fall 2021 Forecasts" cells Q195:Q201 and cells EB195:EB201 2041: 4734.8704; Sheet "Fall 2021 Forecasts" cells Q195:Q201 and cells EB195:EB201 2042: 6554.1366; Sheet "Fall 2021 Forecasts" cells Q195:Q201 and cells EB195:EB201 2043: 4734.8704
2023 | 2023 Forecast | 12367.25 | 2909.75 | Source: 2021: 0; F:\AEG\Clients\Avista Energy\32030-40-00 2022 CPA\Client Data\Gas Data and Forecasts Fall 2021.xlsx 2022: 15277; Sheet "Fall 2021 Forecasts" cells Q195:Q201 and cells EB195:EB201 2023: 15298.8434; Sheet "Fall 2021 Forecasts" cells Q195:Q201 and cells EB195:EB201 2024: 15277; Sheet "Fall 2021 Forecasts" cells Q195:Q201 and cells EB195:EB201 2028: 17822401.6406; Sheet "Fall 2021 Forecasts" cells Q195:Q201 and cells EB195:EB201 2029: 52370175.6189; Sheet "Fall 2021 Forecasts" cells Q195:Q201 and cells EB195:EB201 2030: 0; Sheet "Fall 2021 Forecasts" cells Q195:Q201 and cells EB195:EB201 2031: 70192577.2595; Sheet "Fall 2021 Forecasts" cells Q195:Q201 and cells EB195:EB201 2032: 97835978.2025; Sheet "Fall 2021 Forecasts" cells Q195:Q201 and cells EB195:EB201 2033: 70192577.2595; Sheet "Fall 2021 Forecasts" cells Q195:Q201 and cells EB195:EB201 2038: 1441.0966; Sheet "Fall 2021 Forecasts" cells Q195:Q201 and cells EB195:EB201 2039: 17998.1702; Sheet "Fall 2021 Forecasts" cells Q195:Q201 and cells EB195:EB201 2040: #DIV/0!; Sheet "Fall 2021 Forecasts" cells Q195:Q201 and cells EB195:EB201 2041: 4594.6571; Sheet "Fall 2021 Forecasts" cells Q195:Q201 and cells EB195:EB201 2042: 6394.9918; Sheet "Fall 2021 Forecasts" cells Q195:Q201 and cells EB195:EB201 2043: 4594.6571
2024 | 2024 Forecast | 12397.25 | 2951.4167 | Source: 2021: 0; F:\AEG\Clients\Avista Energy\32030-40-00 2022 CPA\Client Data\Gas Data and Forecasts Fall 2021.xlsx 2022: 15348.6667; Sheet "Fall 2021 Forecasts" cells Q195:Q201 and cells EB195:EB201 2023: 15370.513; Sheet "Fall 2021 Forecasts" cells Q195:Q201 and cells EB195:EB201 2024: 15348.6667; Sheet "Fall 2021 Forecasts" cells Q195:Q201 and cells EB195:EB201 2028: 17578092.3582; Sheet "Fall 2021 Forecasts" cells Q195:Q201 and cells EB195:EB201 2029: 53112475.7258; Sheet "Fall 2021 Forecasts" cells Q195:Q201 and cells EB195:EB201 2030: 0; Sheet "Fall 2021 Forecasts" cells Q195:Q201 and cells EB195:EB201 2031: 70690568.084; Sheet "Fall 2021 Forecasts" cells Q195:Q201 and cells EB195:EB201 2032: 98340586.6076; Sheet "Fall 2021 Forecasts" cells Q195:Q201 and cells EB195:EB201 2033: 70690568.084; Sheet "Fall 2021 Forecasts" cells Q195:Q201 and cells EB195:EB201 2038: 1417.9025; Sheet "Fall 2021 Forecasts" cells Q195:Q201 and cells EB195:EB201 2039: 17995.5871; Sheet "Fall 2021 Forecasts" cells Q195:Q201 and cells EB195:EB201 2040: #DIV/0!; Sheet "Fall 2021 Forecasts" cells Q195:Q201 and cells EB195:EB201 2041: 4605.6488; Sheet "Fall 2021 Forecasts" cells Q195:Q201 and cells EB195:EB201 2042: 6398.0029; Sheet "Fall 2021 Forecasts" cells Q195:Q201 and cells EB195:EB201 2043: 4605.6488
2025 | 2025 Forecast | 12427.25 | 2993.3333 | Source: 2021: 0; F:\AEG\Clients\Avista Energy\32030-40-00 2022 CPA\Client Data\Gas Data and Forecasts Fall 2021.xlsx 2022: 15420.5833; Sheet "Fall 2021 Forecasts" cells Q195:Q201 and cells EB195:EB201 2023: 15442.4296; Sheet "Fall 2021 Forecasts" cells Q195:Q201 and cells EB195:EB201 2024: 15420.5833; Sheet "Fall 2021 Forecasts" cells Q195:Q201 and cells EB195:EB201 2028: 17549406.7119; Sheet "Fall 2021 Forecasts" cells Q195:Q201 and cells EB195:EB201 2029: 53865025.989; Sheet "Fall 2021 Forecasts" cells Q195:Q201 and cells EB195:EB201 2030: 0; Sheet "Fall 2021 Forecasts" cells Q195:Q201 and cells EB195:EB201 2031: 71414432.7009; Sheet "Fall 2021 Forecasts" cells Q195:Q201 and cells EB195:EB201 2032: 99065243.2053; Sheet "Fall 2021 Forecasts" cells Q195:Q201 and cells EB195:EB201 2033: 71414432.7009; Sheet "Fall 2021 Forecasts" cells Q195:Q201 and cells EB195:EB201 2038: 1412.1714; Sheet "Fall 2021 Forecasts" cells Q195:Q201 and cells EB195:EB201 2039: 17994.9975; Sheet "Fall 2021 Forecasts" cells Q195:Q201 and cells EB195:EB201 2040: #DIV/0!; Sheet "Fall 2021 Forecasts" cells Q195:Q201 and cells EB195:EB201 2041: 4631.111; Sheet "Fall 2021 Forecasts" cells Q195:Q201 and cells EB195:EB201 2042: 6415.1332; Sheet "Fall 2021 Forecasts" cells Q195:Q201 and cells EB195:EB201 2043: 4631.111
2026 | 2026 Forecast | 12456.5 | 3035.0833 | Source: 2021: 0; F:\AEG\Clients\Avista Energy\32030-40-00 2022 CPA\Client Data\Gas Data and Forecasts Fall 2021.xlsx 2022: 15491.5833; Sheet "Fall 2021 Forecasts" cells Q195:Q201 and cells EB195:EB201 2023: 15513.4295; Sheet "Fall 2021 Forecasts" cells Q195:Q201 and cells EB195:EB201 2024: 15491.5833; Sheet "Fall 2021 Forecasts" cells Q195:Q201 and cells EB195:EB201 2028: 17533366.5049; Sheet "Fall 2021 Forecasts" cells Q195:Q201 and cells EB195:EB201 2029: 54615975.4965; Sheet "Fall 2021 Forecasts" cells Q195:Q201 and cells EB195:EB201 2030: 0; Sheet "Fall 2021 Forecasts" cells Q195:Q201 and cells EB195:EB201 2031: 72149342.0014; Sheet "Fall 2021 Forecasts" cells Q195:Q201 and cells EB195:EB201 2032: 99800259.6471; Sheet "Fall 2021 Forecasts" cells Q195:Q201 and cells EB195:EB201 2033: 72149342.0014; Sheet "Fall 2021 Forecasts" cells Q195:Q201 and cells EB195:EB201 2038: 1407.5677; Sheet "Fall 2021 Forecasts" cells Q195:Q201 and cells EB195:EB201 2039: 17994.885; Sheet "Fall 2021 Forecasts" cells Q195:Q201 and cells EB195:EB201 2040: #DIV/0!; Sheet "Fall 2021 Forecasts" cells Q195:Q201 and cells EB195:EB201 2041: 4657.3252; Sheet "Fall 2021 Forecasts" cells Q195:Q201 and cells EB195:EB201 2042: 6433.1526; Sheet "Fall 2021 Forecasts" cells Q195:Q201 and cells EB195:EB201 2043: 4657.3252
|  | Class 101 | Class 111 | Source: 2021: Class 112; Sheet "Fall 2021 Forecasts" cells Q195:Q201 and cells EB195:EB201 2028: Class 101; Sheet "Fall 2021 Forecasts" cells Q195:Q201 and cells EB195:EB201 2029: Class 111; Sheet "Fall 2021 Forecasts" cells Q195:Q201 and cells EB195:EB201 2030: Class 112; Sheet "Fall 2021 Forecasts" cells Q195:Q201 and cells EB195:EB201 2040: WA
| Year | WASCH11CUS.c | WASCH21CUS.c | Source: 2021: WASCH25CUS.c; F:\AEG\Clients\Avista Energy\32030-40-00 2022 CPA\Client Data\Gas Data and Forecasts Fall 2021.xlsx 2022: WAFIRMCUS.c; Sheet "Fall 2021 Forecasts" cells Q195:Q201 and cells EB195:EB201 2023: WATOTALCUS.c; Sheet "Fall 2021 Forecasts" cells Q195:Q201 and cells EB195:EB201 2024: WA Total for LoadMAP; Sheet "Fall 2021 Forecasts" cells Q195:Q201 and cells EB195:EB201 2028: WASCH101THM.c; Sheet "Fall 2021 Forecasts" cells Q195:Q201 and cells EB195:EB201 2029: WASCH111THM.c; Sheet "Fall 2021 Forecasts" cells Q195:Q201 and cells EB195:EB201 2030: WASCH112THM.c; Sheet "Fall 2021 Forecasts" cells Q195:Q201 and cells EB195:EB201 2031: WAFIRMTHM.c; Sheet "Fall 2021 Forecasts" cells Q195:Q201 and cells EB195:EB201 2032: WATOTALTHM.c; Sheet "Fall 2021 Forecasts" cells Q195:Q201 and cells EB195:EB201 2033: WA Total for LoadMAP; Sheet "Fall 2021 Forecasts" cells Q195:Q201 and cells EB195:EB201 2040: Market Size (Msqft); Sheet "Fall 2021 Forecasts" cells Q195:Q201 and cells EB195:EB201 2041: Gas (MMtherms); Sheet "Fall 2021 Forecasts" cells Q195:Q201 and cells EB195:EB201 2042: therm/sqft; Sheet "Fall 2021 Forecasts" cells Q195:Q201 and cells EB195:EB201 2043: sqft/customer; Sheet "Fall 2021 Forecasts" cells Q195:Q201 and cells EB195:EB201 2044: therm/customer
| 44075 | 12243 | 2767 | 4 | 15014 | 15035 | 15014 |  |  |  | 142304.7787 | 1455646.3406 | 53667.558 | 1651618.6773 | 2805301.7453 | 1651618.6773 | [5 empty] | Office | 10.069 | 5.3677 | 0.53309 | 70000 | 37316.4703 | Class 111
| 44105 | 12273 | 2777 | 3 | 15053 | 15074 | 15053 |  |  |  | 383732.6068 | 2112999.388 | 68589.328 | 2565321.3228 | 3846847.4478 | 2565321.3228 | [5 empty] | Restaurant | 2.874 | 7.4779 | 2.6019 | 2500 | 6504.8129 | Class 111
| 44136 | 12249 | 2772 | 3 | 15024 | 15045 | 15024 |  |  |  | 1673835.8533 | 4739525.6464 | 72531.228 | 6485892.7276 | 8630433.5066 | 6485892.7276 | [5 empty] | Retail | 19.4693 | 15.4766 | 0.79492 | 5000 | 3974.6208 | Class 101
| 44166 | 12343 | 2789 | 3 | 15135 | 15156 | 15135 |  |  |  | 2920704.221 | 6808571.5508 | 108201.698 | 9837477.4699 | 12481235.2539 | 9837477.4699 | [5 empty] | Grocery | 2.2637 | 1.2563 | 0.55498 | 20000 | 11099.5355 | Class 111
| 44197 | 11872 | 2658 | 3 | 14533 | 14554 | 14533 |  |  |  | 3109306.4468 | 6928766.3326 | 120866.224 | 10158939.0034 | 13261453.6124 | 10158939.0034 | [5 empty] | School | 6.587 | 1.8768 | 0.28492 | 20000 | 5698.4396 | Class 111
| 44228 | 11566 | 2600 | 3 | 14169 | 14190 | 14169 |  |  |  | 3081364.4972 | 6839469.7498 | 114376.221 | 10035210.468 | 13051683.253 | 10035210.468 | [5 empty] | College | 3.0991 | 1.8212 | 0.58764 | 20000 | 11752.8323 | Class 111
| 44256 | 13516 | 3148 | 3 | 16667 | 16688 | 16667 |  |  |  | 3022677.8744 | 7440276.3711 | 123954.709 | 10586908.9544 | 13720881.4824 | 10586908.9544 | [5 empty] | Health | 2.4743 | 2.4375 | 0.98511 | 40800 | 40192.5659 | Class 112/11
| 44287 | 12337 | 2815 | 3 | 15155 | 15176 | 15155 |  |  |  | 1562329.8577 | 4595339.8801 | 94333.635 | 6252003.3729 | 8821198.0879 | 6252003.3729 | [5 empty] | Lodging | 5.5161 | 3.7006 | 0.67088 | 16000 | 10734.1365 | Class 111
| 44317 | 12283 | 2801 | 2 | 15086 | 15107 | 15086 |  |  |  | 637409.7403 | 2860068.7062 | 35267.711 | 3532746.1575 | 5539495.7785 | 3532746.1575 | [5 empty] | Warehouse | 12.0329 | 6.8857 | 0.57224 | 20000 | 11444.7312 | Class 111
| 44348 | 12403 | 2799 | 3 | 15205 | 15226 | 15205 |  |  |  | 293526.7556 | 2058390.2432 | 37452.954 | 2389369.9528 | 4015861.2658 | 2389369.9528 | [5 empty] | Miscellaneous | 21.4564 | 20.351 | 0.94848 | 5500 | 5216.6402 | Class 101/11
| 44378 | 12340 | 2819 | Source: 2021: 3; F:\AEG\Clients\Avista Energy\32030-40-00 2022 CPA\Client Data\Gas Data and Forecasts Fall 2021.xlsx 2022: 15162; Sheet "Fall 2021 Forecasts" cells Q195:Q201 and cells EB195:EB201 2023: 15184; Sheet "Fall 2021 Forecasts" cells Q195:Q201 and cells EB195:EB201 2024: 15162; Sheet "Fall 2021 Forecasts" cells Q195:Q201 and cells EB195:EB201 2028: 149737.792; Sheet "Fall 2021 Forecasts" cells Q195:Q201 and cells EB195:EB201 2029: 1426188.9905; Sheet "Fall 2021 Forecasts" cells Q195:Q201 and cells EB195:EB201 2030: 25881.414; Sheet "Fall 2021 Forecasts" cells Q195:Q201 and cells EB195:EB201 2031: 1601808.1965; Sheet "Fall 2021 Forecasts" cells Q195:Q201 and cells EB195:EB201 2032: 2850171.2965; Sheet "Fall 2021 Forecasts" cells Q195:Q201 and cells EB195:EB201 2033: 1601808.1965
| 44409 | 12260 | 2814 | Source: 2021: 3; F:\AEG\Clients\Avista Energy\32030-40-00 2022 CPA\Client Data\Gas Data and Forecasts Fall 2021.xlsx 2022: 15077; Sheet "Fall 2021 Forecasts" cells Q195:Q201 and cells EB195:EB201 2023: 15099; Sheet "Fall 2021 Forecasts" cells Q195:Q201 and cells EB195:EB201 2024: 15077; Sheet "Fall 2021 Forecasts" cells Q195:Q201 and cells EB195:EB201 2028: 132146.813; Sheet "Fall 2021 Forecasts" cells Q195:Q201 and cells EB195:EB201 2029: 1396572.6471; Sheet "Fall 2021 Forecasts" cells Q195:Q201 and cells EB195:EB201 2030: 25208.058; Sheet "Fall 2021 Forecasts" cells Q195:Q201 and cells EB195:EB201 2031: 1553927.5181; Sheet "Fall 2021 Forecasts" cells Q195:Q201 and cells EB195:EB201 2032: 2660482.9611; Sheet "Fall 2021 Forecasts" cells Q195:Q201 and cells EB195:EB201 2033: 1553927.5181; Sheet "Fall 2021 Forecasts" cells Q195:Q201 and cells EB195:EB201 2040: 85.8418; Sheet "Fall 2021 Forecasts" cells Q195:Q201 and cells EB195:EB201 2041: 66.6512
| Customers |  |  | Sheet "Fall 2021 Forecasts" cells Q195:Q201 and cells EB195:EB201 2025: Commercial Forecast for Comparison to LoadMAP; Sheet "Fall 2021 Forecasts" cells Q195:Q201 and cells EB195:EB201 2026: QC; Sheet "Fall 2021 Forecasts" cells Q195:Q201 and cells EB195:EB201 2028: Usage; Sheet "Fall 2021 Forecasts" cells Q195:Q201 and cells EB195:EB201 2034: Commercial Forecast for Comparison to LoadMAP; Sheet "Fall 2021 Forecasts" cells Q195:Q201 and cells EB195:EB201 2035: QC
| Sept 20-Aug 21 Actuals | 0.81468 | 0.18532 | Source: 2021: 0; F:\AEG\Clients\Avista Energy\32030-40-00 2022 CPA\Client Data\Gas Data and Forecasts Fall 2021.xlsx 2022: 1; Sheet "Fall 2021 Forecasts" cells Q195:Q201 and cells EB195:EB201 2026: 15106.6667; Sheet "Fall 2021 Forecasts" cells Q195:Q201 and cells EB195:EB201 2028: 0.2567; Sheet "Fall 2021 Forecasts" cells Q195:Q201 and cells EB195:EB201 2029: 0.7433; Sheet "Fall 2021 Forecasts" cells Q195:Q201 and cells EB195:EB201 2030: 0; Sheet "Fall 2021 Forecasts" cells Q195:Q201 and cells EB195:EB201 2031: 1; Sheet "Fall 2021 Forecasts" cells Q195:Q201 and cells EB195:EB201 2035: 66651223.8212
| 2022 Forecast | 0.81133 | 0.18867 | Source: 2021: 0; F:\AEG\Clients\Avista Energy\32030-40-00 2022 CPA\Client Data\Gas Data and Forecasts Fall 2021.xlsx 2022: 1; Sheet "Fall 2021 Forecasts" cells Q195:Q201 and cells EB195:EB201 2025: 15205.4583; Sheet "Fall 2021 Forecasts" cells Q195:Q201 and cells EB195:EB201 2026: 0; Sheet "Fall 2021 Forecasts" cells Q195:Q201 and cells EB195:EB201 2028: 0.25446; Sheet "Fall 2021 Forecasts" cells Q195:Q201 and cells EB195:EB201 2029: 0.74554; Sheet "Fall 2021 Forecasts" cells Q195:Q201 and cells EB195:EB201 2030: 0; Sheet "Fall 2021 Forecasts" cells Q195:Q201 and cells EB195:EB201 2031: 1; Sheet "Fall 2021 Forecasts" cells Q195:Q201 and cells EB195:EB201 2034: 71995875.0549; Sheet "Fall 2021 Forecasts" cells Q195:Q201 and cells EB195:EB201 2035: 0
| 2023 Forecast | 0.80953 | 0.19047 | Source: 2021: 0; F:\AEG\Clients\Avista Energy\32030-40-00 2022 CPA\Client Data\Gas Data and Forecasts Fall 2021.xlsx 2022: 1; Sheet "Fall 2021 Forecasts" cells Q195:Q201 and cells EB195:EB201 2025: 15277; Sheet "Fall 2021 Forecasts" cells Q195:Q201 and cells EB195:EB201 2026: 0; Sheet "Fall 2021 Forecasts" cells Q195:Q201 and cells EB195:EB201 2028: 0.25391; Sheet "Fall 2021 Forecasts" cells Q195:Q201 and cells EB195:EB201 2029: 0.74609; Sheet "Fall 2021 Forecasts" cells Q195:Q201 and cells EB195:EB201 2030: 0; Sheet "Fall 2021 Forecasts" cells Q195:Q201 and cells EB195:EB201 2031: 1; Sheet "Fall 2021 Forecasts" cells Q195:Q201 and cells EB195:EB201 2034: 70192577.2595; Sheet "Fall 2021 Forecasts" cells Q195:Q201 and cells EB195:EB201 2035: 0
| 2024 Forecast | 0.80771 | 0.19229 | Source: 2021: 0; F:\AEG\Clients\Avista Energy\32030-40-00 2022 CPA\Client Data\Gas Data and Forecasts Fall 2021.xlsx 2022: 1; Sheet "Fall 2021 Forecasts" cells Q195:Q201 and cells EB195:EB201 2025: 15348.6667; Sheet "Fall 2021 Forecasts" cells Q195:Q201 and cells EB195:EB201 2026: 0; Sheet "Fall 2021 Forecasts" cells Q195:Q201 and cells EB195:EB201 2028: 0.24866; Sheet "Fall 2021 Forecasts" cells Q195:Q201 and cells EB195:EB201 2029: 0.75134; Sheet "Fall 2021 Forecasts" cells Q195:Q201 and cells EB195:EB201 2030: 0; Sheet "Fall 2021 Forecasts" cells Q195:Q201 and cells EB195:EB201 2031: 1; Sheet "Fall 2021 Forecasts" cells Q195:Q201 and cells EB195:EB201 2034: 70690568.084; Sheet "Fall 2021 Forecasts" cells Q195:Q201 and cells EB195:EB201 2035: 0
| 2025 Forecast | 0.80589 | 0.19411 | Source: 2021: 0; F:\AEG\Clients\Avista Energy\32030-40-00 2022 CPA\Client Data\Gas Data and Forecasts Fall 2021.xlsx 2022: 1; Sheet "Fall 2021 Forecasts" cells Q195:Q201 and cells EB195:EB201 2025: 15420.5833; Sheet "Fall 2021 Forecasts" cells Q195:Q201 and cells EB195:EB201 2026: 0; Sheet "Fall 2021 Forecasts" cells Q195:Q201 and cells EB195:EB201 2028: 0.24574; Sheet "Fall 2021 Forecasts" cells Q195:Q201 and cells EB195:EB201 2029: 0.75426; Sheet "Fall 2021 Forecasts" cells Q195:Q201 and cells EB195:EB201 2030: 0; Sheet "Fall 2021 Forecasts" cells Q195:Q201 and cells EB195:EB201 2031: 1; Sheet "Fall 2021 Forecasts" cells Q195:Q201 and cells EB195:EB201 2034: 71414432.7009; Sheet "Fall 2021 Forecasts" cells Q195:Q201 and cells EB195:EB201 2035: 0
| 2026 Forecast | 0.80408 | 0.19592 | Source: 2021: 0; F:\AEG\Clients\Avista Energy\32030-40-00 2022 CPA\Client Data\Gas Data and Forecasts Fall 2021.xlsx 2022: 1; Sheet "Fall 2021 Forecasts" cells Q195:Q201 and cells EB195:EB201 2025: 15491.5833; Sheet "Fall 2021 Forecasts" cells Q195:Q201 and cells EB195:EB201 2026: 0; Sheet "Fall 2021 Forecasts" cells Q195:Q201 and cells EB195:EB201 2028: 0.24301; Sheet "Fall 2021 Forecasts" cells Q195:Q201 and cells EB195:EB201 2029: 0.75699; Sheet "Fall 2021 Forecasts" cells Q195:Q201 and cells EB195:EB201 2030: 0; Sheet "Fall 2021 Forecasts" cells Q195:Q201 and cells EB195:EB201 2031: 1; Sheet "Fall 2021 Forecasts" cells Q195:Q201 and cells EB195:EB201 2034: 72149342.0014; Sheet "Fall 2021 Forecasts" cells Q195:Q201 and cells EB195:EB201 2035: 0
| ID Customers |  |  | Sheet "Fall 2021 Forecasts" cells Q195:Q201 and cells EB195:EB201 2028: ID Usage; Sheet "Fall 2021 Forecasts" cells Q195:Q201 and cells EB195:EB201 2038: ID Usage/Customer
|  | Class 101 | Class 111 | Sheet "Fall 2021 Forecasts" cells Q195:Q201 and cells EB195:EB201 2028: Class 101; Sheet "Fall 2021 Forecasts" cells Q195:Q201 and cells EB195:EB201 2029: Class 111; Sheet "Fall 2021 Forecasts" cells Q195:Q201 and cells EB195:EB201 2038: Class 101; Sheet "Fall 2021 Forecasts" cells Q195:Q201 and cells EB195:EB201 2039: Class 111
| Year | IDSCH11CUS.c | IDSCH21CUS.c | IDSCH146CUS.c | IDFIRMCUS.c | IDTOTALCUS.c | ID Total for LoadMAP |  |  |  | IDSCH101THM.c | IDSCH111THM.c | IDSCH132THM.c | IDSCH146THM.c | IDFIRMTHM.c | IDTOTALTHM.c | ID Total for LoadMAP |  |  |  | IDSCH101THM.c | IDSCH111THM.c | IDSCH132THM.c | IDSCH146THM.c | IDFIRMTHM.c | IDTOTALTHM.c | ID Total for LoadMAP
2021 | Sept 20-Aug 21 Actuals | 7919.5 | 1403.75 | 3 | 9323.25 | 9326.25 | 9323.25 |  |  |  | 9396095.9438 | 22101421.5925 | 0 | 1271268 | 31497517.5363 | 32768785.5363 | 31497517.5363 |  |  |  | 1186.4507 | 15744.5568 | 0 | 0 | 3378.3839 | 3513.6079 | 3378.3839
2022 | 2022 Forecast | 8078.8333 | 1424.375 | 3 | 9503.2083 | 9506.2083 | 9503.2083 |  |  |  | 10505135.5157 | 23698492.2495 | 0 | 1443398 | 34203627.7653 | 35647025.7653 | 34203627.7653 |  |  |  | 1300.3283 | 16637.8182 | 0 | 0 | 3599.1664 | 3749.8679 | 3599.1664
2023 | 2023 Forecast | 8176.75 | 1446.3333 | 3 | 9623.0833 | 9626.0833 | 9623.0833 |  |  |  | 10344059.4882 | 23829544.7502 | 0 | 1415325 | 34173604.2384 | 35588929.2384 | 34173604.2384 |  |  |  | 1265.0576 | 16475.8318 | 0 | 0 | 3551.2115 | 3697.135 | 3551.2115
2024 | 2024 Forecast | 8270.3333 | 1468.4167 | 3 | 9738.75 | 9741.75 | 9738.75 |  |  |  | 10225074.8228 | 24034809.5305 | 0 | 1400181 | 34259884.3533 | 35660065.3533 | 34259884.3533 |  |  |  | 1236.3558 | 16367.8403 | 0 | 0 | 3517.8934 | 3660.54 | 3517.8934
2025 | 2025 Forecast | 8354 | 1490.5833 | 3 | 9844.5833 | 9847.5833 | 9844.5833 |  |  |  | 10154218.8657 | 24268811.621 | 0 | 1389450 | 34423030.4867 | 35812480.4867 | 34423030.4867 |  |  |  | 1215.4918 | 16281.4189 | 0 | 0 | 3496.6468 | 3636.6771 | 3496.6468
2026 | 2026 Forecast | 8410 | 1512.75 | 3 | 9922.75 | 9925.75 | 9922.75 |  |  |  | 10095385.9168 | 24558748.0711 | 0 | 1384191 | 34654133.9879 | 36038324.9879 | 34654133.9879 |  |  |  | 1200.4026 | 16234.5054 | 0 | 0 | 3492.3921 | 3630.7911 | 3492.3921
2023 | 2023 Forecast | 8176.75 | 1446.3333 | 3 | 9623.0833 | 9626.0833 | 9623.0833 |  |  |  | 10344059.4882 | 23829544.7502 | 0 | 1415325 | 34173604.2384 | 35588929.2384 | 34173604.2384 |  |  |  | 1265.0576 | 16475.8318 | 0 | 0 | 3551.2115 | 3697.135 | 3551.2115
2024 | 2024 Forecast | 8270.3333 | 1468.4167 | 3 | 9738.75 | 9741.75 | 9738.75 |  |  |  | 10225074.8228 | 24034809.5305 | 0 | 1400181 | 34259884.3533 | 35660065.3533 | 34259884.3533 |  |  |  | 1236.3558 | 16367.8403 | 0 | 0 | 3517.8934 | 3660.54 | 3517.8934
2025 | 2025 Forecast | 8354 | 1490.5833 | 3 | 9844.5833 | 9847.5833 | 9844.5833 |  |  |  | 10154218.8657 | 24268811.621 | 0 | 1389450 | 34423030.4867 | 35812480.4867 | 34423030.4867 |  |  |  | 1215.4918 | 16281.4189 | 0 | 0 | 3496.6468 | 3636.6771 | 3496.6468
2026 | 2026 Forecast | 8410 | 1512.75 | 3 | 9922.75 | 9925.75 | 9922.75 |  |  |  | 10095385.9168 | 24558748.0711 | 0 | 1384191 | 34654133.9879 | 36038324.9879 | 34654133.9879 |  |  |  | 1200.4026 | 16234.5054 | 0 | 0 | 3492.3921 | 3630.7911 | 3492.3921

## Saturations
Key | Sector | Segment | Vintage | End Use | Fuel | Technology | 2021 | 2022 | 2023 | 2024 | 2025 | 2026 | 2027 | 2028 | 2029 | 2030 | 2031 | 2032 | 2033 | 2034 | 2035 | 2036 | 2037 | 2038 | 2039 | 2040 | 2041 | 2042 | 2043 | 2044 | 2045 | 2046 | 2047
Commercial_Office_Existing_Space Heating_Natural Gas_Furnace | Commercial | Office | Existing | Space Heating | Natural Gas | Furnace | 35.63% | 35.63% | 35.63% | 35.63% | 35.63% | 35.63% | 35.63% | 35.63% | 35.63% | 35.63% | 35.63% | 35.63% | 35.63% | 35.63% | 35.63% | 35.63% | 35.63% | 35.63% | 35.63% | 35.63% | 35.63% | 35.63% | 35.63% | 35.63% | 35.63% | 35.63% | 35.63%
Commercial_Office_Existing_Space Heating_Natural Gas_Boiler | Commercial | Office | Existing | Space Heating | Natural Gas | Boiler | 38.62% | 38.62% | 38.62% | 38.62% | 38.62% | 38.62% | 38.62% | 38.62% | 38.62% | 38.62% | 38.62% | 38.62% | 38.62% | 38.62% | 38.62% | 38.62% | 38.62% | 38.62% | 38.62% | 38.62% | 38.62% | 38.62% | 38.62% | 38.62% | 38.62% | 38.62% | 38.62%
Commercial_Office_Existing_Space Heating_Natural Gas_Unit Heater | Commercial | Office | Existing | Space Heating | Natural Gas | Unit Heater | 1.723% | 1.723% | 1.723% | 1.723% | 1.723% | 1.723% | 1.723% | 1.723% | 1.723% | 1.723% | 1.723% | 1.723% | 1.723% | 1.723% | 1.723% | 1.723% | 1.723% | 1.723% | 1.723% | 1.723% | 1.723% | 1.723% | 1.723% | 1.723% | 1.723% | 1.723% | 1.723%
Commercial_Office_Existing_Water Heating_Natural Gas_Water Heater | Commercial | Office | Existing | Water Heating | Natural Gas | Water Heater | 58.51% | 58.51% | 58.51% | 58.51% | 58.51% | 58.51% | 58.51% | 58.51% | 58.51% | 58.51% | 58.51% | 58.51% | 58.51% | 58.51% | 58.51% | 58.51% | 58.51% | 58.51% | 58.51% | 58.51% | 58.51% | 58.51% | 58.51% | 58.51% | 58.51% | 58.51% | 58.51%
Commercial_Office_Existing_Food Preparation_Natural Gas_Oven | Commercial | Office | Existing | Food Preparation | Natural Gas | Oven | 0.7922% | 0.7922% | 0.7922% | 0.7922% | 0.7922% | 0.7922% | 0.7922% | 0.7922% | 0.7922% | 0.7922% | 0.7922% | 0.7922% | 0.7922% | 0.7922% | 0.7922% | 0.7922% | 0.7922% | 0.7922% | 0.7922% | 0.7922% | 0.7922% | 0.7922% | 0.7922% | 0.7922% | 0.7922% | 0.7922% | 0.7922%
Commercial_Office_Existing_Food Preparation_Natural Gas_Conveyor Oven | Commercial | Office | Existing | Food Preparation | Natural Gas | Conveyor Oven | 0.3961% | 0.3961% | 0.3961% | 0.3961% | 0.3961% | 0.3961% | 0.3961% | 0.3961% | 0.3961% | 0.3961% | 0.3961% | 0.3961% | 0.3961% | 0.3961% | 0.3961% | 0.3961% | 0.3961% | 0.3961% | 0.3961% | 0.3961% | 0.3961% | 0.3961% | 0.3961% | 0.3961% | 0.3961% | 0.3961% | 0.3961%
Commercial_Office_Existing_Food Preparation_Natural Gas_Double Rack Oven | Commercial | Office | Existing | Food Preparation | Natural Gas | Double Rack Oven | 0.3961% | 0.3961% | 0.3961% | 0.3961% | 0.3961% | 0.3961% | 0.3961% | 0.3961% | 0.3961% | 0.3961% | 0.3961% | 0.3961% | 0.3961% | 0.3961% | 0.3961% | 0.3961% | 0.3961% | 0.3961% | 0.3961% | 0.3961% | 0.3961% | 0.3961% | 0.3961% | 0.3961% | 0.3961% | 0.3961% | 0.3961%
Commercial_Office_Existing_Food Preparation_Natural Gas_Fryer | Commercial | Office | Existing | Food Preparation | Natural Gas | Fryer | 1.584% | 1.584% | 1.584% | 1.584% | 1.584% | 1.584% | 1.584% | 1.584% | 1.584% | 1.584% | 1.584% | 1.584% | 1.584% | 1.584% | 1.584% | 1.584% | 1.584% | 1.584% | 1.584% | 1.584% | 1.584% | 1.584% | 1.584% | 1.584% | 1.584% | 1.584% | 1.584%
Commercial_Office_Existing_Food Preparation_Natural Gas_Broiler | Commercial | Office | Existing | Food Preparation | Natural Gas | Broiler | bar: 2021 to 2047
Commercial_Office_Existing_Food Preparation_Natural Gas_Griddle | Commercial | Office | Existing | Food Preparation | Natural Gas | Griddle | 1.584% | 1.584% | 1.584% | 1.584% | 1.584% | 1.584% | 1.584% | 1.584% | 1.584% | 1.584% | 1.584% | 1.584% | 1.584% | 1.584% | 1.584% | 1.584% | 1.584% | 1.584% | 1.584% | 1.584% | 1.584% | 1.584% | 1.584% | 1.584% | 1.584% | 1.584% | 1.584%
Commercial_Office_Existing_Food Preparation_Natural Gas_Range | Commercial | Office | Existing | Food Preparation | Natural Gas | Range | 1.584% | 1.584% | 1.584% | 1.584% | 1.584% | 1.584% | 1.584% | 1.584% | 1.584% | 1.584% | 1.584% | 1.584% | 1.584% | 1.584% | 1.584% | 1.584% | 1.584% | 1.584% | 1.584% | 1.584% | 1.584% | 1.584% | 1.584% | 1.584% | 1.584% | 1.584% | 1.584%
Commercial_Office_Existing_Food Preparation_Natural Gas_Steamer | Commercial | Office | Existing | Food Preparation | Natural Gas | Steamer | bar: 2021 to 2047
Commercial_Office_Existing_Food Preparation_Natural Gas_Commercial Food Prep Other | Commercial | Office | Existing | Food Preparation | Natural Gas | Commercial Food Prep Other | bar: 2021 to 2047
Commercial_Office_Existing_Miscellaneous_Natural Gas_Pool Heater | Commercial | Office | Existing | Miscellaneous | Natural Gas | Pool Heater | bar: 2021 to 2047
Commercial_Office_Existing_Miscellaneous_Natural Gas_Miscellaneous | Commercial | Office | Existing | Miscellaneous | Natural Gas | Miscellaneous | 100% | 100% | 100% | 100% | 100% | 100% | 100% | 100% | 100% | 100% | 100% | 100% | 100% | 100% | 100% | 100% | 100% | 100% | 100% | 100% | 100% | 100% | 100% | 100% | 100% | 100% | 100%
Commercial_Office_New_Space Heating_Natural Gas_Furnace | Commercial | Office | New | Space Heating | Natural Gas | Furnace | 35.63% | 35.63% | 35.63% | 35.63% | 35.63% | 35.63% | 35.63% | 35.63% | 35.63% | 35.63% | 35.63% | 35.63% | 35.63% | 35.63% | 35.63% | 35.63% | 35.63% | 35.63% | 35.63% | 35.63% | 35.63% | 35.63% | 35.63% | 35.63% | 35.63% | 35.63% | 35.63%
Commercial_Office_New_Space Heating_Natural Gas_Boiler | Commercial | Office | New | Space Heating | Natural Gas | Boiler | 38.62% | 38.62% | 38.62% | 38.62% | 38.62% | 38.62% | 38.62% | 38.62% | 38.62% | 38.62% | 38.62% | 38.62% | 38.62% | 38.62% | 38.62% | 38.62% | 38.62% | 38.62% | 38.62% | 38.62% | 38.62% | 38.62% | 38.62% | 38.62% | 38.62% | 38.62% | 38.62%
Commercial_Office_New_Space Heating_Natural Gas_Unit Heater | Commercial | Office | New | Space Heating | Natural Gas | Unit Heater | 1.723% | 1.723% | 1.723% | 1.723% | 1.723% | 1.723% | 1.723% | 1.723% | 1.723% | 1.723% | 1.723% | 1.723% | 1.723% | 1.723% | 1.723% | 1.723% | 1.723% | 1.723% | 1.723% | 1.723% | 1.723% | 1.723% | 1.723% | 1.723% | 1.723% | 1.723% | 1.723%
Commercial_Office_New_Water Heating_Natural Gas_Water Heater | Commercial | Office | New | Water Heating | Natural Gas | Water Heater | 58.51% | 58.51% | 58.51% | 58.51% | 58.51% | 58.51% | 58.51% | 58.51% | 58.51% | 58.51% | 58.51% | 58.51% | 58.51% | 58.51% | 58.51% | 58.51% | 58.51% | 58.51% | 58.51% | 58.51% | 58.51% | 58.51% | 58.51% | 58.51% | 58.51% | 58.51% | 58.51%
Commercial_Office_New_Food Preparation_Natural Gas_Oven | Commercial | Office | New | Food Preparation | Natural Gas | Oven | 0.7922% | 0.7922% | 0.7922% | 0.7922% | 0.7922% | 0.7922% | 0.7922% | 0.7922% | 0.7922% | 0.7922% | 0.7922% | 0.7922% | 0.7922% | 0.7922% | 0.7922% | 0.7922% | 0.7922% | 0.7922% | 0.7922% | 0.7922% | 0.7922% | 0.7922% | 0.7922% | 0.7922% | 0.7922% | 0.7922% | 0.7922%
Commercial_Office_New_Food Preparation_Natural Gas_Conveyor Oven | Commercial | Office | New | Food Preparation | Natural Gas | Conveyor Oven | 0.3961% | 0.3961% | 0.3961% | 0.3961% | 0.3961% | 0.3961% | 0.3961% | 0.3961% | 0.3961% | 0.3961% | 0.3961% | 0.3961% | 0.3961% | 0.3961% | 0.3961% | 0.3961% | 0.3961% | 0.3961% | 0.3961% | 0.3961% | 0.3961% | 0.3961% | 0.3961% | 0.3961% | 0.3961% | 0.3961% | 0.3961%
Commercial_Office_New_Food Preparation_Natural Gas_Double Rack Oven | Commercial | Office | New | Food Preparation | Natural Gas | Double Rack Oven | 0.3961% | 0.3961% | 0.3961% | 0.3961% | 0.3961% | 0.3961% | 0.3961% | 0.3961% | 0.3961% | 0.3961% | 0.3961% | 0.3961% | 0.3961% | 0.3961% | 0.3961% | 0.3961% | 0.3961% | 0.3961% | 0.3961% | 0.3961% | 0.3961% | 0.3961% | 0.3961% | 0.3961% | 0.3961% | 0.3961% | 0.3961%
Commercial_Office_New_Food Preparation_Natural Gas_Fryer | Commercial | Office | New | Food Preparation | Natural Gas | Fryer | 1.584% | 1.584% | 1.584% | 1.584% | 1.584% | 1.584% | 1.584% | 1.584% | 1.584% | 1.584% | 1.584% | 1.584% | 1.584% | 1.584% | 1.584% | 1.584% | 1.584% | 1.584% | 1.584% | 1.584% | 1.584% | 1.584% | 1.584% | 1.584% | 1.584% | 1.584% | 1.584%
Commercial_Office_New_Food Preparation_Natural Gas_Broiler | Commercial | Office | New | Food Preparation | Natural Gas | Broiler | bar: 2021 to 2047
Commercial_Office_New_Food Preparation_Natural Gas_Griddle | Commercial | Office | New | Food Preparation | Natural Gas | Griddle | 1.584% | 1.584% | 1.584% | 1.584% | 1.584% | 1.584% | 1.584% | 1.584% | 1.584% | 1.584% | 1.584% | 1.584% | 1.584% | 1.584% | 1.584% | 1.584% | 1.584% | 1.584% | 1.584% | 1.584% | 1.584% | 1.584% | 1.584% | 1.584% | 1.584% | 1.584% | 1.584%
Commercial_Office_New_Food Preparation_Natural Gas_Range | Commercial | Office | New | Food Preparation | Natural Gas | Range | 1.584% | 1.584% | 1.584% | 1.584% | 1.584% | 1.584% | 1.584% | 1.584% | 1.584% | 1.584% | 1.584% | 1.584% | 1.584% | 1.584% | 1.584% | 1.584% | 1.584% | 1.584% | 1.584% | 1.584% | 1.584% | 1.584% | 1.584% | 1.584% | 1.584% | 1.584% | 1.584%
Commercial_Office_New_Food Preparation_Natural Gas_Steamer | Commercial | Office | New | Food Preparation | Natural Gas | Steamer | bar: 2021 to 2047
Commercial_Office_New_Food Preparation_Natural Gas_Commercial Food Prep Other | Commercial | Office | New | Food Preparation | Natural Gas | Commercial Food Prep Other | bar: 2021 to 2047
Commercial_Office_New_Miscellaneous_Natural Gas_Pool Heater | Commercial | Office | New | Miscellaneous | Natural Gas | Pool Heater | bar: 2021 to 2047
Commercial_Office_New_Miscellaneous_Natural Gas_Miscellaneous | Commercial | Office | New | Miscellaneous | Natural Gas | Miscellaneous | 100% | 100% | 100% | 100% | 100% | 100% | 100% | 100% | 100% | 100% | 100% | 100% | 100% | 100% | 100% | 100% | 100% | 100% | 100% | 100% | 100% | 100% | 100% | 100% | 100% | 100% | 100%
Commercial_Restaurant_Existing_Space Heating_Natural Gas_Furnace | Commercial | Restaurant | Existing | Space Heating | Natural Gas | Furnace | 92.21% | 92.21% | 92.21% | 92.21% | 92.21% | 92.21% | 92.21% | 92.21% | 92.21% | 92.21% | 92.21% | 92.21% | 92.21% | 92.21% | 92.21% | 92.21% | 92.21% | 92.21% | 92.21% | 92.21% | 92.21% | 92.21% | 92.21% | 92.21% | 92.21% | 92.21% | 92.21%
Commercial_Restaurant_Existing_Space Heating_Natural Gas_Boiler | Commercial | Restaurant | Existing | Space Heating | Natural Gas | Boiler | 0.4782% | 0.4782% | 0.4782% | 0.4782% | 0.4782% | 0.4782% | 0.4782% | 0.4782% | 0.4782% | 0.4782% | 0.4782% | 0.4782% | 0.4782% | 0.4782% | 0.4782% | 0.4782% | 0.4782% | 0.4782% | 0.4782% | 0.4782% | 0.4782% | 0.4782% | 0.4782% | 0.4782% | 0.4782% | 0.4782% | 0.4782%
Commercial_Restaurant_Existing_Space Heating_Natural Gas_Unit Heater | Commercial | Restaurant | Existing | Space Heating | Natural Gas | Unit Heater | 0.8953% | 0.8953% | 0.8953% | 0.8953% | 0.8953% | 0.8953% | 0.8953% | 0.8953% | 0.8953% | 0.8953% | 0.8953% | 0.8953% | 0.8953% | 0.8953% | 0.8953% | 0.8953% | 0.8953% | 0.8953% | 0.8953% | 0.8953% | 0.8953% | 0.8953% | 0.8953% | 0.8953% | 0.8953% | 0.8953% | 0.8953%
Commercial_Restaurant_Existing_Water Heating_Natural Gas_Water Heater | Commercial | Restaurant | Existing | Water Heating | Natural Gas | Water Heater | 63.3% | 63.3% | 63.3% | 63.3% | 63.3% | 63.3% | 63.3% | 63.3% | 63.3% | 63.3% | 63.3% | 63.3% | 63.3% | 63.3% | 63.3% | 63.3% | 63.3% | 63.3% | 63.3% | 63.3% | 63.3% | 63.3% | 63.3% | 63.3% | 63.3% | 63.3% | 63.3%
Commercial_Restaurant_Existing_Food Preparation_Natural Gas_Oven | Commercial | Restaurant | Existing | Food Preparation | Natural Gas | Oven | 6.516% | 6.516% | 6.516% | 6.516% | 6.516% | 6.516% | 6.516% | 6.516% | 6.516% | 6.516% | 6.516% | 6.516% | 6.516% | 6.516% | 6.516% | 6.516% | 6.516% | 6.516% | 6.516% | 6.516% | 6.516% | 6.516% | 6.516% | 6.516% | 6.516% | 6.516% | 6.516%
Commercial_Restaurant_Existing_Food Preparation_Natural Gas_Conveyor Oven | Commercial | Restaurant | Existing | Food Preparation | Natural Gas | Conveyor Oven | 3.258% | 3.258% | 3.258% | 3.258% | 3.258% | 3.258% | 3.258% | 3.258% | 3.258% | 3.258% | 3.258% | 3.258% | 3.258% | 3.258% | 3.258% | 3.258% | 3.258% | 3.258% | 3.258% | 3.258% | 3.258% | 3.258% | 3.258% | 3.258% | 3.258% | 3.258% | 3.258%
Commercial_Restaurant_Existing_Food Preparation_Natural Gas_Double Rack Oven | Commercial | Restaurant | Existing | Food Preparation | Natural Gas | Double Rack Oven | 3.258% | 3.258% | 3.258% | 3.258% | 3.258% | 3.258% | 3.258% | 3.258% | 3.258% | 3.258% | 3.258% | 3.258% | 3.258% | 3.258% | 3.258% | 3.258% | 3.258% | 3.258% | 3.258% | 3.258% | 3.258% | 3.258% | 3.258% | 3.258% | 3.258% | 3.258% | 3.258%
Commercial_Restaurant_Existing_Food Preparation_Natural Gas_Fryer | Commercial | Restaurant | Existing | Food Preparation | Natural Gas | Fryer | 85.08% | 85.08% | 85.08% | 85.08% | 85.08% | 85.08% | 85.08% | 85.08% | 85.08% | 85.08% | 85.08% | 85.08% | 85.08% | 85.08% | 85.08% | 85.08% | 85.08% | 85.08% | 85.08% | 85.08% | 85.08% | 85.08% | 85.08% | 85.08% | 85.08% | 85.08% | 85.08%
Commercial_Restaurant_Existing_Food Preparation_Natural Gas_Broiler | Commercial | Restaurant | Existing | Food Preparation | Natural Gas | Broiler | 76.87% | 76.87% | 76.87% | 76.87% | 76.87% | 76.87% | 76.87% | 76.87% | 76.87% | 76.87% | 76.87% | 76.87% | 76.87% | 76.87% | 76.87% | 76.87% | 76.87% | 76.87% | 76.87% | 76.87% | 76.87% | 76.87% | 76.87% | 76.87% | 76.87% | 76.87% | 76.87%
Commercial_Restaurant_Existing_Food Preparation_Natural Gas_Griddle | Commercial | Restaurant | Existing | Food Preparation | Natural Gas | Griddle | 87.83% | 87.83% | 87.83% | 87.83% | 87.83% | 87.83% | 87.83% | 87.83% | 87.83% | 87.83% | 87.83% | 87.83% | 87.83% | 87.83% | 87.83% | 87.83% | 87.83% | 87.83% | 87.83% | 87.83% | 87.83% | 87.83% | 87.83% | 87.83% | 87.83% | 87.83% | 87.83%
Commercial_Restaurant_Existing_Food Preparation_Natural Gas_Range | Commercial | Restaurant | Existing | Food Preparation | Natural Gas | Range | 81.41% | 81.41% | 81.41% | 81.41% | 81.41% | 81.41% | 81.41% | 81.41% | 81.41% | 81.41% | 81.41% | 81.41% | 81.41% | 81.41% | 81.41% | 81.41% | 81.41% | 81.41% | 81.41% | 81.41% | 81.41% | 81.41% | 81.41% | 81.41% | 81.41% | 81.41% | 81.41%
Commercial_Restaurant_Existing_Food Preparation_Natural Gas_Steamer | Commercial | Restaurant | Existing | Food Preparation | Natural Gas | Steamer | 5.63% | 5.63% | 5.63% | 5.63% | 5.63% | 5.63% | 5.63% | 5.63% | 5.63% | 5.63% | 5.63% | 5.63% | 5.63% | 5.63% | 5.63% | 5.63% | 5.63% | 5.63% | 5.63% | 5.63% | 5.63% | 5.63% | 5.63% | 5.63% | 5.63% | 5.63% | 5.63%
Commercial_Restaurant_Existing_Food Preparation_Natural Gas_Commercial Food Prep Other | Commercial | Restaurant | Existing | Food Preparation | Natural Gas | Commercial Food Prep Other | 0.3168% | 0.3168% | 0.3168% | 0.3168% | 0.3168% | 0.3168% | 0.3168% | 0.3168% | 0.3168% | 0.3168% | 0.3168% | 0.3168% | 0.3168% | 0.3168% | 0.3168% | 0.3168% | 0.3168% | 0.3168% | 0.3168% | 0.3168% | 0.3168% | 0.3168% | 0.3168% | 0.3168% | 0.3168% | 0.3168% | 0.3168%
Commercial_Restaurant_Existing_Miscellaneous_Natural Gas_Pool Heater | Commercial | Restaurant | Existing | Miscellaneous | Natural Gas | Pool Heater | bar: 2021 to 2047
Commercial_Restaurant_Existing_Miscellaneous_Natural Gas_Miscellaneous | Commercial | Restaurant | Existing | Miscellaneous | Natural Gas | Miscellaneous | 100% | 100% | 100% | 100% | 100% | 100% | 100% | 100% | 100% | 100% | 100% | 100% | 100% | 100% | 100% | 100% | 100% | 100% | 100% | 100% | 100% | 100% | 100% | 100% | 100% | 100% | 100%
Commercial_Restaurant_New_Space Heating_Natural Gas_Furnace | Commercial | Restaurant | New | Space Heating | Natural Gas | Furnace | 92.21% | 92.21% | 92.21% | 92.21% | 92.21% | 92.21% | 92.21% | 92.21% | 92.21% | 92.21% | 92.21% | 92.21% | 92.21% | 92.21% | 92.21% | 92.21% | 92.21% | 92.21% | 92.21% | 92.21% | 92.21% | 92.21% | 92.21% | 92.21% | 92.21% | 92.21% | 92.21%
Commercial_Restaurant_New_Space Heating_Natural Gas_Boiler | Commercial | Restaurant | New | Space Heating | Natural Gas | Boiler | 0.4782% | 0.4782% | 0.4782% | 0.4782% | 0.4782% | 0.4782% | 0.4782% | 0.4782% | 0.4782% | 0.4782% | 0.4782% | 0.4782% | 0.4782% | 0.4782% | 0.4782% | 0.4782% | 0.4782% | 0.4782% | 0.4782% | 0.4782% | 0.4782% | 0.4782% | 0.4782% | 0.4782% | 0.4782% | 0.4782% | 0.4782%
Commercial_Restaurant_New_Space Heating_Natural Gas_Unit Heater | Commercial | Restaurant | New | Space Heating | Natural Gas | Unit Heater | 0.8953% | 0.8953% | 0.8953% | 0.8953% | 0.8953% | 0.8953% | 0.8953% | 0.8953% | 0.8953% | 0.8953% | 0.8953% | 0.8953% | 0.8953% | 0.8953% | 0.8953% | 0.8953% | 0.8953% | 0.8953% | 0.8953% | 0.8953% | 0.8953% | 0.8953% | 0.8953% | 0.8953% | 0.8953% | 0.8953% | 0.8953%
Commercial_Restaurant_New_Water Heating_Natural Gas_Water Heater | Commercial | Restaurant | New | Water Heating | Natural Gas | Water Heater | 63.3% | 63.3% | 63.3% | 63.3% | 63.3% | 63.3% | 63.3% | 63.3% | 63.3% | 63.3% | 63.3% | 63.3% | 63.3% | 63.3% | 63.3% | 63.3% | 63.3% | 63.3% | 63.3% | 63.3% | 63.3% | 63.3% | 63.3% | 63.3% | 63.3% | 63.3% | 63.3%
Commercial_Restaurant_New_Food Preparation_Natural Gas_Oven | Commercial | Restaurant | New | Food Preparation | Natural Gas | Oven | 6.516% | 6.516% | 6.516% | 6.516% | 6.516% | 6.516% | 6.516% | 6.516% | 6.516% | 6.516% | 6.516% | 6.516% | 6.516% | 6.516% | 6.516% | 6.516% | 6.516% | 6.516% | 6.516% | 6.516% | 6.516% | 6.516% | 6.516% | 6.516% | 6.516% | 6.516% | 6.516%
Commercial_Restaurant_New_Food Preparation_Natural Gas_Conveyor Oven | Commercial | Restaurant | New | Food Preparation | Natural Gas | Conveyor Oven | 3.258% | 3.258% | 3.258% | 3.258% | 3.258% | 3.258% | 3.258% | 3.258% | 3.258% | 3.258% | 3.258% | 3.258% | 3.258% | 3.258% | 3.258% | 3.258% | 3.258% | 3.258% | 3.258% | 3.258% | 3.258% | 3.258% | 3.258% | 3.258% | 3.258% | 3.258% | 3.258%
Commercial_Restaurant_New_Food Preparation_Natural Gas_Double Rack Oven | Commercial | Restaurant | New | Food Preparation | Natural Gas | Double Rack Oven | 3.258% | 3.258% | 3.258% | 3.258% | 3.258% | 3.258% | 3.258% | 3.258% | 3.258% | 3.258% | 3.258% | 3.258% | 3.258% | 3.258% | 3.258% | 3.258% | 3.258% | 3.258% | 3.258% | 3.258% | 3.258% | 3.258% | 3.258% | 3.258% | 3.258% | 3.258% | 3.258%
Commercial_Restaurant_New_Food Preparation_Natural Gas_Fryer | Commercial | Restaurant | New | Food Preparation | Natural Gas | Fryer | 85.08% | 85.08% | 85.08% | 85.08% | 85.08% | 85.08% | 85.08% | 85.08% | 85.08% | 85.08% | 85.08% | 85.08% | 85.08% | 85.08% | 85.08% | 85.08% | 85.08% | 85.08% | 85.08% | 85.08% | 85.08% | 85.08% | 85.08% | 85.08% | 85.08% | 85.08% | 85.08%
Commercial_Restaurant_New_Food Preparation_Natural Gas_Broiler | Commercial | Restaurant | New | Food Preparation | Natural Gas | Broiler | 76.87% | 76.87% | 76.87% | 76.87% | 76.87% | 76.87% | 76.87% | 76.87% | 76.87% | 76.87% | 76.87% | 76.87% | 76.87% | 76.87% | 76.87% | 76.87% | 76.87% | 76.87% | 76.87% | 76.87% | 76.87% | 76.87% | 76.87% | 76.87% | 76.87% | 76.87% | 76.87%
Commercial_Restaurant_New_Food Preparation_Natural Gas_Griddle | Commercial | Restaurant | New | Food Preparation | Natural Gas | Griddle | 87.83% | 87.83% | 87.83% | 87.83% | 87.83% | 87.83% | 87.83% | 87.83% | 87.83% | 87.83% | 87.83% | 87.83% | 87.83% | 87.83% | 87.83% | 87.83% | 87.83% | 87.83% | 87.83% | 87.83% | 87.83% | 87.83% | 87.83% | 87.83% | 87.83% | 87.83% | 87.83%
Commercial_Restaurant_New_Food Preparation_Natural Gas_Range | Commercial | Restaurant | New | Food Preparation | Natural Gas | Range | 81.41% | 81.41% | 81.41% | 81.41% | 81.41% | 81.41% | 81.41% | 81.41% | 81.41% | 81.41% | 81.41% | 81.41% | 81.41% | 81.41% | 81.41% | 81.41% | 81.41% | 81.41% | 81.41% | 81.41% | 81.41% | 81.41% | 81.41% | 81.41% | 81.41% | 81.41% | 81.41%
Commercial_Restaurant_New_Food Preparation_Natural Gas_Steamer | Commercial | Restaurant | New | Food Preparation | Natural Gas | Steamer | 5.63% | 5.63% | 5.63% | 5.63% | 5.63% | 5.63% | 5.63% | 5.63% | 5.63% | 5.63% | 5.63% | 5.63% | 5.63% | 5.63% | 5.63% | 5.63% | 5.63% | 5.63% | 5.63% | 5.63% | 5.63% | 5.63% | 5.63% | 5.63% | 5.63% | 5.63% | 5.63%
Commercial_Restaurant_New_Food Preparation_Natural Gas_Commercial Food Prep Other | Commercial | Restaurant | New | Food Preparation | Natural Gas | Commercial Food Prep Other | 0.3168% | 0.3168% | 0.3168% | 0.3168% | 0.3168% | 0.3168% | 0.3168% | 0.3168% | 0.3168% | 0.3168% | 0.3168% | 0.3168% | 0.3168% | 0.3168% | 0.3168% | 0.3168% | 0.3168% | 0.3168% | 0.3168% | 0.3168% | 0.3168% | 0.3168% | 0.3168% | 0.3168% | 0.3168% | 0.3168% | 0.3168%
Commercial_Restaurant_New_Miscellaneous_Natural Gas_Pool Heater | Commercial | Restaurant | New | Miscellaneous | Natural Gas | Pool Heater | bar: 2021 to 2047
Commercial_Restaurant_New_Miscellaneous_Natural Gas_Miscellaneous | Commercial | Restaurant | New | Miscellaneous | Natural Gas | Miscellaneous | 100% | 100% | 100% | 100% | 100% | 100% | 100% | 100% | 100% | 100% | 100% | 100% | 100% | 100% | 100% | 100% | 100% | 100% | 100% | 100% | 100% | 100% | 100% | 100% | 100% | 100% | 100%
Commercial_Retail_Existing_Space Heating_Natural Gas_Furnace | Commercial | Retail | Existing | Space Heating | Natural Gas | Furnace | 84.05% | 84.05% | 84.05% | 84.05% | 84.05% | 84.05% | 84.05% | 84.05% | 84.05% | 84.05% | 84.05% | 84.05% | 84.05% | 84.05% | 84.05% | 84.05% | 84.05% | 84.05% | 84.05% | 84.05% | 84.05% | 84.05% | 84.05% | 84.05% | 84.05% | 84.05% | 84.05%
Commercial_Retail_Existing_Space Heating_Natural Gas_Boiler | Commercial | Retail | Existing | Space Heating | Natural Gas | Boiler | 3.839% | 3.839% | 3.839% | 3.839% | 3.839% | 3.839% | 3.839% | 3.839% | 3.839% | 3.839% | 3.839% | 3.839% | 3.839% | 3.839% | 3.839% | 3.839% | 3.839% | 3.839% | 3.839% | 3.839% | 3.839% | 3.839% | 3.839% | 3.839% | 3.839% | 3.839% | 3.839%
Commercial_Retail_Existing_Space Heating_Natural Gas_Unit Heater | Commercial | Retail | Existing | Space Heating | Natural Gas | Unit Heater | 7.737% | 7.737% | 7.737% | 7.737% | 7.737% | 7.737% | 7.737% | 7.737% | 7.737% | 7.737% | 7.737% | 7.737% | 7.737% | 7.737% | 7.737% | 7.737% | 7.737% | 7.737% | 7.737% | 7.737% | 7.737% | 7.737% | 7.737% | 7.737% | 7.737% | 7.737% | 7.737%
Commercial_Retail_Existing_Water Heating_Natural Gas_Water Heater | Commercial | Retail | Existing | Water Heating | Natural Gas | Water Heater | 42.78% | 42.78% | 42.78% | 42.78% | 42.78% | 42.78% | 42.78% | 42.78% | 42.78% | 42.78% | 42.78% | 42.78% | 42.78% | 42.78% | 42.78% | 42.78% | 42.78% | 42.78% | 42.78% | 42.78% | 42.78% | 42.78% | 42.78% | 42.78% | 42.78% | 42.78% | 42.78%
Commercial_Retail_Existing_Food Preparation_Natural Gas_Oven | Commercial | Retail | Existing | Food Preparation | Natural Gas | Oven | 1.647% | 1.647% | 1.647% | 1.647% | 1.647% | 1.647% | 1.647% | 1.647% | 1.647% | 1.647% | 1.647% | 1.647% | 1.647% | 1.647% | 1.647% | 1.647% | 1.647% | 1.647% | 1.647% | 1.647% | 1.647% | 1.647% | 1.647% | 1.647% | 1.647% | 1.647% | 1.647%
Commercial_Retail_Existing_Food Preparation_Natural Gas_Conveyor Oven | Commercial | Retail | Existing | Food Preparation | Natural Gas | Conveyor Oven | 0.8233% | 0.8233% | 0.8233% | 0.8233% | 0.8233% | 0.8233% | 0.8233% | 0.8233% | 0.8233% | 0.8233% | 0.8233% | 0.8233% | 0.8233% | 0.8233% | 0.8233% | 0.8233% | 0.8233% | 0.8233% | 0.8233% | 0.8233% | 0.8233% | 0.8233% | 0.8233% | 0.8233% | 0.8233% | 0.8233% | 0.8233%
Commercial_Retail_Existing_Food Preparation_Natural Gas_Double Rack Oven | Commercial | Retail | Existing | Food Preparation | Natural Gas | Double Rack Oven | 0.8233% | 0.8233% | 0.8233% | 0.8233% | 0.8233% | 0.8233% | 0.8233% | 0.8233% | 0.8233% | 0.8233% | 0.8233% | 0.8233% | 0.8233% | 0.8233% | 0.8233% | 0.8233% | 0.8233% | 0.8233% | 0.8233% | 0.8233% | 0.8233% | 0.8233% | 0.8233% | 0.8233% | 0.8233% | 0.8233% | 0.8233%
Commercial_Retail_Existing_Food Preparation_Natural Gas_Fryer | Commercial | Retail | Existing | Food Preparation | Natural Gas | Fryer | 3.293% | 3.293% | 3.293% | 3.293% | 3.293% | 3.293% | 3.293% | 3.293% | 3.293% | 3.293% | 3.293% | 3.293% | 3.293% | 3.293% | 3.293% | 3.293% | 3.293% | 3.293% | 3.293% | 3.293% | 3.293% | 3.293% | 3.293% | 3.293% | 3.293% | 3.293% | 3.293%
Commercial_Retail_Existing_Food Preparation_Natural Gas_Broiler | Commercial | Retail | Existing | Food Preparation | Natural Gas | Broiler | bar: 2021 to 2047
Commercial_Retail_Existing_Food Preparation_Natural Gas_Griddle | Commercial | Retail | Existing | Food Preparation | Natural Gas | Griddle | bar: 2021 to 2047
Commercial_Retail_Existing_Food Preparation_Natural Gas_Range | Commercial | Retail | Existing | Food Preparation | Natural Gas | Range | bar: 2021 to 2047
Commercial_Retail_Existing_Food Preparation_Natural Gas_Steamer | Commercial | Retail | Existing | Food Preparation | Natural Gas | Steamer | bar: 2021 to 2047
Commercial_Retail_Existing_Food Preparation_Natural Gas_Commercial Food Prep Other | Commercial | Retail | Existing | Food Preparation | Natural Gas | Commercial Food Prep Other | bar: 2021 to 2047
Commercial_Retail_Existing_Miscellaneous_Natural Gas_Pool Heater | Commercial | Retail | Existing | Miscellaneous | Natural Gas | Pool Heater | bar: 2021 to 2047
Commercial_Retail_Existing_Miscellaneous_Natural Gas_Miscellaneous | Commercial | Retail | Existing | Miscellaneous | Natural Gas | Miscellaneous | 100% | 100% | 100% | 100% | 100% | 100% | 100% | 100% | 100% | 100% | 100% | 100% | 100% | 100% | 100% | 100% | 100% | 100% | 100% | 100% | 100% | 100% | 100% | 100% | 100% | 100% | 100%
Commercial_Retail_New_Space Heating_Natural Gas_Furnace | Commercial | Retail | New | Space Heating | Natural Gas | Furnace | 84.05% | 84.05% | 84.05% | 84.05% | 84.05% | 84.05% | 84.05% | 84.05% | 84.05% | 84.05% | 84.05% | 84.05% | 84.05% | 84.05% | 84.05% | 84.05% | 84.05% | 84.05% | 84.05% | 84.05% | 84.05% | 84.05% | 84.05% | 84.05% | 84.05% | 84.05% | 84.05%
Commercial_Retail_New_Space Heating_Natural Gas_Boiler | Commercial | Retail | New | Space Heating | Natural Gas | Boiler | 3.839% | 3.839% | 3.839% | 3.839% | 3.839% | 3.839% | 3.839% | 3.839% | 3.839% | 3.839% | 3.839% | 3.839% | 3.839% | 3.839% | 3.839% | 3.839% | 3.839% | 3.839% | 3.839% | 3.839% | 3.839% | 3.839% | 3.839% | 3.839% | 3.839% | 3.839% | 3.839%
Commercial_Retail_New_Space Heating_Natural Gas_Unit Heater | Commercial | Retail | New | Space Heating | Natural Gas | Unit Heater | 7.737% | 7.737% | 7.737% | 7.737% | 7.737% | 7.737% | 7.737% | 7.737% | 7.737% | 7.737% | 7.737% | 7.737% | 7.737% | 7.737% | 7.737% | 7.737% | 7.737% | 7.737% | 7.737% | 7.737% | 7.737% | 7.737% | 7.737% | 7.737% | 7.737% | 7.737% | 7.737%
Commercial_Retail_New_Water Heating_Natural Gas_Water Heater | Commercial | Retail | New | Water Heating | Natural Gas | Water Heater | 42.78% | 42.78% | 42.78% | 42.78% | 42.78% | 42.78% | 42.78% | 42.78% | 42.78% | 42.78% | 42.78% | 42.78% | 42.78% | 42.78% | 42.78% | 42.78% | 42.78% | 42.78% | 42.78% | 42.78% | 42.78% | 42.78% | 42.78% | 42.78% | 42.78% | 42.78% | 42.78%
Commercial_Retail_New_Food Preparation_Natural Gas_Oven | Commercial | Retail | New | Food Preparation | Natural Gas | Oven | 1.647% | 1.647% | 1.647% | 1.647% | 1.647% | 1.647% | 1.647% | 1.647% | 1.647% | 1.647% | 1.647% | 1.647% | 1.647% | 1.647% | 1.647% | 1.647% | 1.647% | 1.647% | 1.647% | 1.647% | 1.647% | 1.647% | 1.647% | 1.647% | 1.647% | 1.647% | 1.647%
Commercial_Retail_New_Food Preparation_Natural Gas_Conveyor Oven | Commercial | Retail | New | Food Preparation | Natural Gas | Conveyor Oven | 0.8233% | 0.8233% | 0.8233% | 0.8233% | 0.8233% | 0.8233% | 0.8233% | 0.8233% | 0.8233% | 0.8233% | 0.8233% | 0.8233% | 0.8233% | 0.8233% | 0.8233% | 0.8233% | 0.8233% | 0.8233% | 0.8233% | 0.8233% | 0.8233% | 0.8233% | 0.8233% | 0.8233% | 0.8233% | 0.8233% | 0.8233%
Commercial_Retail_New_Food Preparation_Natural Gas_Double Rack Oven | Commercial | Retail | New | Food Preparation | Natural Gas | Double Rack Oven | 0.8233% | 0.8233% | 0.8233% | 0.8233% | 0.8233% | 0.8233% | 0.8233% | 0.8233% | 0.8233% | 0.8233% | 0.8233% | 0.8233% | 0.8233% | 0.8233% | 0.8233% | 0.8233% | 0.8233% | 0.8233% | 0.8233% | 0.8233% | 0.8233% | 0.8233% | 0.8233% | 0.8233% | 0.8233% | 0.8233% | 0.8233%
Commercial_Retail_New_Food Preparation_Natural Gas_Fryer | Commercial | Retail | New | Food Preparation | Natural Gas | Fryer | 3.293% | 3.293% | 3.293% | 3.293% | 3.293% | 3.293% | 3.293% | 3.293% | 3.293% | 3.293% | 3.293% | 3.293% | 3.293% | 3.293% | 3.293% | 3.293% | 3.293% | 3.293% | 3.293% | 3.293% | 3.293% | 3.293% | 3.293% | 3.293% | 3.293% | 3.293% | 3.293%
Commercial_Retail_New_Food Preparation_Natural Gas_Broiler | Commercial | Retail | New | Food Preparation | Natural Gas | Broiler | bar: 2021 to 2047
Commercial_Retail_New_Food Preparation_Natural Gas_Griddle | Commercial | Retail | New | Food Preparation | Natural Gas | Griddle | bar: 2021 to 2047
Commercial_Retail_New_Food Preparation_Natural Gas_Range | Commercial | Retail | New | Food Preparation | Natural Gas | Range | bar: 2021 to 2047
Commercial_Retail_New_Food Preparation_Natural Gas_Steamer | Commercial | Retail | New | Food Preparation | Natural Gas | Steamer | bar: 2021 to 2047
Commercial_Retail_New_Food Preparation_Natural Gas_Commercial Food Prep Other | Commercial | Retail | New | Food Preparation | Natural Gas | Commercial Food Prep Other | bar: 2021 to 2047
Commercial_Retail_New_Miscellaneous_Natural Gas_Pool Heater | Commercial | Retail | New | Miscellaneous | Natural Gas | Pool Heater | bar: 2021 to 2047
Commercial_Retail_New_Miscellaneous_Natural Gas_Miscellaneous | Commercial | Retail | New | Miscellaneous | Natural Gas | Miscellaneous | 100% | 100% | 100% | 100% | 100% | 100% | 100% | 100% | 100% | 100% | 100% | 100% | 100% | 100% | 100% | 100% | 100% | 100% | 100% | 100% | 100% | 100% | 100% | 100% | 100% | 100% | 100%
Commercial_Grocery_Existing_Space Heating_Natural Gas_Furnace | Commercial | Grocery | Existing | Space Heating | Natural Gas | Furnace | 42.44% | 42.44% | 42.44% | 42.44% | 42.44% | 42.44% | 42.44% | 42.44% | 42.44% | 42.44% | 42.44% | 42.44% | 42.44% | 42.44% | 42.44% | 42.44% | 42.44% | 42.44% | 42.44% | 42.44% | 42.44% | 42.44% | 42.44% | 42.44% | 42.44% | 42.44% | 42.44%
Commercial_Grocery_Existing_Space Heating_Natural Gas_Boiler | Commercial | Grocery | Existing | Space Heating | Natural Gas | Boiler | 0.2833% | 0.2833% | 0.2833% | 0.2833% | 0.2833% | 0.2833% | 0.2833% | 0.2833% | 0.2833% | 0.2833% | 0.2833% | 0.2833% | 0.2833% | 0.2833% | 0.2833% | 0.2833% | 0.2833% | 0.2833% | 0.2833% | 0.2833% | 0.2833% | 0.2833% | 0.2833% | 0.2833% | 0.2833% | 0.2833% | 0.2833%
Commercial_Grocery_Existing_Space Heating_Natural Gas_Unit Heater | Commercial | Grocery | Existing | Space Heating | Natural Gas | Unit Heater | bar: 2021 to 2047
Commercial_Grocery_Existing_Water Heating_Natural Gas_Water Heater | Commercial | Grocery | Existing | Water Heating | Natural Gas | Water Heater | 62.47% | 62.47% | 62.47% | 62.47% | 62.47% | 62.47% | 62.47% | 62.47% | 62.47% | 62.47% | 62.47% | 62.47% | 62.47% | 62.47% | 62.47% | 62.47% | 62.47% | 62.47% | 62.47% | 62.47% | 62.47% | 62.47% | 62.47% | 62.47% | 62.47% | 62.47% | 62.47%
Commercial_Grocery_Existing_Food Preparation_Natural Gas_Oven | Commercial | Grocery | Existing | Food Preparation | Natural Gas | Oven | 14.32% | 14.32% | 14.32% | 14.32% | 14.32% | 14.32% | 14.32% | 14.32% | 14.32% | 14.32% | 14.32% | 14.32% | 14.32% | 14.32% | 14.32% | 14.32% | 14.32% | 14.32% | 14.32% | 14.32% | 14.32% | 14.32% | 14.32% | 14.32% | 14.32% | 14.32% | 14.32%
Commercial_Grocery_Existing_Food Preparation_Natural Gas_Conveyor Oven | Commercial | Grocery | Existing | Food Preparation | Natural Gas | Conveyor Oven | 7.161% | 7.161% | 7.161% | 7.161% | 7.161% | 7.161% | 7.161% | 7.161% | 7.161% | 7.161% | 7.161% | 7.161% | 7.161% | 7.161% | 7.161% | 7.161% | 7.161% | 7.161% | 7.161% | 7.161% | 7.161% | 7.161% | 7.161% | 7.161% | 7.161% | 7.161% | 7.161%
Commercial_Grocery_Existing_Food Preparation_Natural Gas_Double Rack Oven | Commercial | Grocery | Existing | Food Preparation | Natural Gas | Double Rack Oven | 7.161% | 7.161% | 7.161% | 7.161% | 7.161% | 7.161% | 7.161% | 7.161% | 7.161% | 7.161% | 7.161% | 7.161% | 7.161% | 7.161% | 7.161% | 7.161% | 7.161% | 7.161% | 7.161% | 7.161% | 7.161% | 7.161% | 7.161% | 7.161% | 7.161% | 7.161% | 7.161%
Commercial_Grocery_Existing_Food Preparation_Natural Gas_Fryer | Commercial | Grocery | Existing | Food Preparation | Natural Gas | Fryer | 28.64% | 28.64% | 28.64% | 28.64% | 28.64% | 28.64% | 28.64% | 28.64% | 28.64% | 28.64% | 28.64% | 28.64% | 28.64% | 28.64% | 28.64% | 28.64% | 28.64% | 28.64% | 28.64% | 28.64% | 28.64% | 28.64% | 28.64% | 28.64% | 28.64% | 28.64% | 28.64%
Commercial_Grocery_Existing_Food Preparation_Natural Gas_Broiler | Commercial | Grocery | Existing | Food Preparation | Natural Gas | Broiler | bar: 2021 to 2047
Commercial_Grocery_Existing_Food Preparation_Natural Gas_Griddle | Commercial | Grocery | Existing | Food Preparation | Natural Gas | Griddle | 28.64% | 28.64% | 28.64% | 28.64% | 28.64% | 28.64% | 28.64% | 28.64% | 28.64% | 28.64% | 28.64% | 28.64% | 28.64% | 28.64% | 28.64% | 28.64% | 28.64% | 28.64% | 28.64% | 28.64% | 28.64% | 28.64% | 28.64% | 28.64% | 28.64% | 28.64% | 28.64%
Commercial_Grocery_Existing_Food Preparation_Natural Gas_Range | Commercial | Grocery | Existing | Food Preparation | Natural Gas | Range | 28.64% | 28.64% | 28.64% | 28.64% | 28.64% | 28.64% | 28.64% | 28.64% | 28.64% | 28.64% | 28.64% | 28.64% | 28.64% | 28.64% | 28.64% | 28.64% | 28.64% | 28.64% | 28.64% | 28.64% | 28.64% | 28.64% | 28.64% | 28.64% | 28.64% | 28.64% | 28.64%
Commercial_Grocery_Existing_Food Preparation_Natural Gas_Steamer | Commercial | Grocery | Existing | Food Preparation | Natural Gas | Steamer | 1.408% | 1.408% | 1.408% | 1.408% | 1.408% | 1.408% | 1.408% | 1.408% | 1.408% | 1.408% | 1.408% | 1.408% | 1.408% | 1.408% | 1.408% | 1.408% | 1.408% | 1.408% | 1.408% | 1.408% | 1.408% | 1.408% | 1.408% | 1.408% | 1.408% | 1.408% | 1.408%
Commercial_Grocery_Existing_Food Preparation_Natural Gas_Commercial Food Prep Other | Commercial | Grocery | Existing | Food Preparation | Natural Gas | Commercial Food Prep Other | bar: 2021 to 2047
Commercial_Grocery_Existing_Miscellaneous_Natural Gas_Pool Heater | Commercial | Grocery | Existing | Miscellaneous | Natural Gas | Pool Heater | bar: 2021 to 2047
Commercial_Grocery_Existing_Miscellaneous_Natural Gas_Miscellaneous | Commercial | Grocery | Existing | Miscellaneous | Natural Gas | Miscellaneous | 100% | 100% | 100% | 100% | 100% | 100% | 100% | 100% | 100% | 100% | 100% | 100% | 100% | 100% | 100% | 100% | 100% | 100% | 100% | 100% | 100% | 100% | 100% | 100% | 100% | 100% | 100%
Commercial_Grocery_New_Space Heating_Natural Gas_Furnace | Commercial | Grocery | New | Space Heating | Natural Gas | Furnace | 42.44% | 42.44% | 42.44% | 42.44% | 42.44% | 42.44% | 42.44% | 42.44% | 42.44% | 42.44% | 42.44% | 42.44% | 42.44% | 42.44% | 42.44% | 42.44% | 42.44% | 42.44% | 42.44% | 42.44% | 42.44% | 42.44% | 42.44% | 42.44% | 42.44% | 42.44% | 42.44%
Commercial_Grocery_New_Space Heating_Natural Gas_Boiler | Commercial | Grocery | New | Space Heating | Natural Gas | Boiler | 0.2833% | 0.2833% | 0.2833% | 0.2833% | 0.2833% | 0.2833% | 0.2833% | 0.2833% | 0.2833% | 0.2833% | 0.2833% | 0.2833% | 0.2833% | 0.2833% | 0.2833% | 0.2833% | 0.2833% | 0.2833% | 0.2833% | 0.2833% | 0.2833% | 0.2833% | 0.2833% | 0.2833% | 0.2833% | 0.2833% | 0.2833%
Commercial_Grocery_New_Space Heating_Natural Gas_Unit Heater | Commercial | Grocery | New | Space Heating | Natural Gas | Unit Heater | bar: 2021 to 2047
Commercial_Grocery_New_Water Heating_Natural Gas_Water Heater | Commercial | Grocery | New | Water Heating | Natural Gas | Water Heater | 62.47% | 62.47% | 62.47% | 62.47% | 62.47% | 62.47% | 62.47% | 62.47% | 62.47% | 62.47% | 62.47% | 62.47% | 62.47% | 62.47% | 62.47% | 62.47% | 62.47% | 62.47% | 62.47% | 62.47% | 62.47% | 62.47% | 62.47% | 62.47% | 62.47% | 62.47% | 62.47%
Commercial_Grocery_New_Food Preparation_Natural Gas_Oven | Commercial | Grocery | New | Food Preparation | Natural Gas | Oven | 14.32% | 14.32% | 14.32% | 14.32% | 14.32% | 14.32% | 14.32% | 14.32% | 14.32% | 14.32% | 14.32% | 14.32% | 14.32% | 14.32% | 14.32% | 14.32% | 14.32% | 14.32% | 14.32% | 14.32% | 14.32% | 14.32% | 14.32% | 14.32% | 14.32% | 14.32% | 14.32%
Commercial_Grocery_New_Food Preparation_Natural Gas_Conveyor Oven | Commercial | Grocery | New | Food Preparation | Natural Gas | Conveyor Oven | 7.161% | 7.161% | 7.161% | 7.161% | 7.161% | 7.161% | 7.161% | 7.161% | 7.161% | 7.161% | 7.161% | 7.161% | 7.161% | 7.161% | 7.161% | 7.161% | 7.161% | 7.161% | 7.161% | 7.161% | 7.161% | 7.161% | 7.161% | 7.161% | 7.161% | 7.161% | 7.161%
Commercial_Grocery_New_Food Preparation_Natural Gas_Double Rack Oven | Commercial | Grocery | New | Food Preparation | Natural Gas | Double Rack Oven | 7.161% | 7.161% | 7.161% | 7.161% | 7.161% | 7.161% | 7.161% | 7.161% | 7.161% | 7.161% | 7.161% | 7.161% | 7.161% | 7.161% | 7.161% | 7.161% | 7.161% | 7.161% | 7.161% | 7.161% | 7.161% | 7.161% | 7.161% | 7.161% | 7.161% | 7.161% | 7.161%
Commercial_Grocery_New_Food Preparation_Natural Gas_Fryer | Commercial | Grocery | New | Food Preparation | Natural Gas | Fryer | 28.64% | 28.64% | 28.64% | 28.64% | 28.64% | 28.64% | 28.64% | 28.64% | 28.64% | 28.64% | 28.64% | 28.64% | 28.64% | 28.64% | 28.64% | 28.64% | 28.64% | 28.64% | 28.64% | 28.64% | 28.64% | 28.64% | 28.64% | 28.64% | 28.64% | 28.64% | 28.64%
Commercial_Grocery_New_Food Preparation_Natural Gas_Broiler | Commercial | Grocery | New | Food Preparation | Natural Gas | Broiler | bar: 2021 to 2047
Commercial_Grocery_New_Food Preparation_Natural Gas_Griddle | Commercial | Grocery | New | Food Preparation | Natural Gas | Griddle | 28.64% | 28.64% | 28.64% | 28.64% | 28.64% | 28.64% | 28.64% | 28.64% | 28.64% | 28.64% | 28.64% | 28.64% | 28.64% | 28.64% | 28.64% | 28.64% | 28.64% | 28.64% | 28.64% | 28.64% | 28.64% | 28.64% | 28.64% | 28.64% | 28.64% | 28.64% | 28.64%
Commercial_Grocery_New_Food Preparation_Natural Gas_Range | Commercial | Grocery | New | Food Preparation | Natural Gas | Range | 28.64% | 28.64% | 28.64% | 28.64% | 28.64% | 28.64% | 28.64% | 28.64% | 28.64% | 28.64% | 28.64% | 28.64% | 28.64% | 28.64% | 28.64% | 28.64% | 28.64% | 28.64% | 28.64% | 28.64% | 28.64% | 28.64% | 28.64% | 28.64% | 28.64% | 28.64% | 28.64%
Commercial_Grocery_New_Food Preparation_Natural Gas_Steamer | Commercial | Grocery | New | Food Preparation | Natural Gas | Steamer | 1.408% | 1.408% | 1.408% | 1.408% | 1.408% | 1.408% | 1.408% | 1.408% | 1.408% | 1.408% | 1.408% | 1.408% | 1.408% | 1.408% | 1.408% | 1.408% | 1.408% | 1.408% | 1.408% | 1.408% | 1.408% | 1.408% | 1.408% | 1.408% | 1.408% | 1.408% | 1.408%
Commercial_Grocery_New_Food Preparation_Natural Gas_Commercial Food Prep Other | Commercial | Grocery | New | Food Preparation | Natural Gas | Commercial Food Prep Other | bar: 2021 to 2047
Commercial_Grocery_New_Miscellaneous_Natural Gas_Pool Heater | Commercial | Grocery | New | Miscellaneous | Natural Gas | Pool Heater | bar: 2021 to 2047
Commercial_Grocery_New_Miscellaneous_Natural Gas_Miscellaneous | Commercial | Grocery | New | Miscellaneous | Natural Gas | Miscellaneous | 100% | 100% | 100% | 100% | 100% | 100% | 100% | 100% | 100% | 100% | 100% | 100% | 100% | 100% | 100% | 100% | 100% | 100% | 100% | 100% | 100% | 100% | 100% | 100% | 100% | 100% | 100%
Commercial_School_Existing_Space Heating_Natural Gas_Furnace | Commercial | School | Existing | Space Heating | Natural Gas | Furnace | 20.8% | 20.8% | 20.8% | 20.8% | 20.8% | 20.8% | 20.8% | 20.8% | 20.8% | 20.8% | 20.8% | 20.8% | 20.8% | 20.8% | 20.8% | 20.8% | 20.8% | 20.8% | 20.8% | 20.8% | 20.8% | 20.8% | 20.8% | 20.8% | 20.8% | 20.8% | 20.8%
Commercial_School_Existing_Space Heating_Natural Gas_Boiler | Commercial | School | Existing | Space Heating | Natural Gas | Boiler | 52.36% | 52.36% | 52.36% | 52.36% | 52.36% | 52.36% | 52.36% | 52.36% | 52.36% | 52.36% | 52.36% | 52.36% | 52.36% | 52.36% | 52.36% | 52.36% | 52.36% | 52.36% | 52.36% | 52.36% | 52.36% | 52.36% | 52.36% | 52.36% | 52.36% | 52.36% | 52.36%
Commercial_School_Existing_Space Heating_Natural Gas_Unit Heater | Commercial | School | Existing | Space Heating | Natural Gas | Unit Heater | 4.267% | 4.267% | 4.267% | 4.267% | 4.267% | 4.267% | 4.267% | 4.267% | 4.267% | 4.267% | 4.267% | 4.267% | 4.267% | 4.267% | 4.267% | 4.267% | 4.267% | 4.267% | 4.267% | 4.267% | 4.267% | 4.267% | 4.267% | 4.267% | 4.267% | 4.267% | 4.267%
Commercial_School_Existing_Water Heating_Natural Gas_Water Heater | Commercial | School | Existing | Water Heating | Natural Gas | Water Heater | 87.23% | 87.23% | 87.23% | 87.23% | 87.23% | 87.23% | 87.23% | 87.23% | 87.23% | 87.23% | 87.23% | 87.23% | 87.23% | 87.23% | 87.23% | 87.23% | 87.23% | 87.23% | 87.23% | 87.23% | 87.23% | 87.23% | 87.23% | 87.23% | 87.23% | 87.23% | 87.23%
Commercial_School_Existing_Food Preparation_Natural Gas_Oven | Commercial | School | Existing | Food Preparation | Natural Gas | Oven | 8.361% | 8.361% | 8.361% | 8.361% | 8.361% | 8.361% | 8.361% | 8.361% | 8.361% | 8.361% | 8.361% | 8.361% | 8.361% | 8.361% | 8.361% | 8.361% | 8.361% | 8.361% | 8.361% | 8.361% | 8.361% | 8.361% | 8.361% | 8.361% | 8.361% | 8.361% | 8.361%
Commercial_School_Existing_Food Preparation_Natural Gas_Conveyor Oven | Commercial | School | Existing | Food Preparation | Natural Gas | Conveyor Oven | 4.18% | 4.18% | 4.18% | 4.18% | 4.18% | 4.18% | 4.18% | 4.18% | 4.18% | 4.18% | 4.18% | 4.18% | 4.18% | 4.18% | 4.18% | 4.18% | 4.18% | 4.18% | 4.18% | 4.18% | 4.18% | 4.18% | 4.18% | 4.18% | 4.18% | 4.18% | 4.18%
Commercial_School_Existing_Food Preparation_Natural Gas_Double Rack Oven | Commercial | School | Existing | Food Preparation | Natural Gas | Double Rack Oven | 4.18% | 4.18% | 4.18% | 4.18% | 4.18% | 4.18% | 4.18% | 4.18% | 4.18% | 4.18% | 4.18% | 4.18% | 4.18% | 4.18% | 4.18% | 4.18% | 4.18% | 4.18% | 4.18% | 4.18% | 4.18% | 4.18% | 4.18% | 4.18% | 4.18% | 4.18% | 4.18%
Commercial_School_Existing_Food Preparation_Natural Gas_Fryer | Commercial | School | Existing | Food Preparation | Natural Gas | Fryer | 10.82% | 10.82% | 10.82% | 10.82% | 10.82% | 10.82% | 10.82% | 10.82% | 10.82% | 10.82% | 10.82% | 10.82% | 10.82% | 10.82% | 10.82% | 10.82% | 10.82% | 10.82% | 10.82% | 10.82% | 10.82% | 10.82% | 10.82% | 10.82% | 10.82% | 10.82% | 10.82%
Commercial_School_Existing_Food Preparation_Natural Gas_Broiler | Commercial | School | Existing | Food Preparation | Natural Gas | Broiler | 16.72% | 16.72% | 16.72% | 16.72% | 16.72% | 16.72% | 16.72% | 16.72% | 16.72% | 16.72% | 16.72% | 16.72% | 16.72% | 16.72% | 16.72% | 16.72% | 16.72% | 16.72% | 16.72% | 16.72% | 16.72% | 16.72% | 16.72% | 16.72% | 16.72% | 16.72% | 16.72%
Commercial_School_Existing_Food Preparation_Natural Gas_Griddle | Commercial | School | Existing | Food Preparation | Natural Gas | Griddle | 23.61% | 23.61% | 23.61% | 23.61% | 23.61% | 23.61% | 23.61% | 23.61% | 23.61% | 23.61% | 23.61% | 23.61% | 23.61% | 23.61% | 23.61% | 23.61% | 23.61% | 23.61% | 23.61% | 23.61% | 23.61% | 23.61% | 23.61% | 23.61% | 23.61% | 23.61% | 23.61%
Commercial_School_Existing_Food Preparation_Natural Gas_Range | Commercial | School | Existing | Food Preparation | Natural Gas | Range | 29.18% | 29.18% | 29.18% | 29.18% | 29.18% | 29.18% | 29.18% | 29.18% | 29.18% | 29.18% | 29.18% | 29.18% | 29.18% | 29.18% | 29.18% | 29.18% | 29.18% | 29.18% | 29.18% | 29.18% | 29.18% | 29.18% | 29.18% | 29.18% | 29.18% | 29.18% | 29.18%
Commercial_School_Existing_Food Preparation_Natural Gas_Steamer | Commercial | School | Existing | Food Preparation | Natural Gas | Steamer | 10.49% | 10.49% | 10.49% | 10.49% | 10.49% | 10.49% | 10.49% | 10.49% | 10.49% | 10.49% | 10.49% | 10.49% | 10.49% | 10.49% | 10.49% | 10.49% | 10.49% | 10.49% | 10.49% | 10.49% | 10.49% | 10.49% | 10.49% | 10.49% | 10.49% | 10.49% | 10.49%
Commercial_School_Existing_Food Preparation_Natural Gas_Commercial Food Prep Other | Commercial | School | Existing | Food Preparation | Natural Gas | Commercial Food Prep Other | 1.311% | 1.311% | 1.311% | 1.311% | 1.311% | 1.311% | 1.311% | 1.311% | 1.311% | 1.311% | 1.311% | 1.311% | 1.311% | 1.311% | 1.311% | 1.311% | 1.311% | 1.311% | 1.311% | 1.311% | 1.311% | 1.311% | 1.311% | 1.311% | 1.311% | 1.311% | 1.311%
Commercial_School_Existing_Miscellaneous_Natural Gas_Pool Heater | Commercial | School | Existing | Miscellaneous | Natural Gas | Pool Heater | 0.3037% | 0.3037% | 0.3037% | 0.3037% | 0.3037% | 0.3037% | 0.3037% | 0.3037% | 0.3037% | 0.3037% | 0.3037% | 0.3037% | 0.3037% | 0.3037% | 0.3037% | 0.3037% | 0.3037% | 0.3037% | 0.3037% | 0.3037% | 0.3037% | 0.3037% | 0.3037% | 0.3037% | 0.3037% | 0.3037% | 0.3037%
Commercial_School_Existing_Miscellaneous_Natural Gas_Miscellaneous | Commercial | School | Existing | Miscellaneous | Natural Gas | Miscellaneous | 100% | 100% | 100% | 100% | 100% | 100% | 100% | 100% | 100% | 100% | 100% | 100% | 100% | 100% | 100% | 100% | 100% | 100% | 100% | 100% | 100% | 100% | 100% | 100% | 100% | 100% | 100%
Commercial_School_New_Space Heating_Natural Gas_Furnace | Commercial | School | New | Space Heating | Natural Gas | Furnace | 20.8% | 20.8% | 20.8% | 20.8% | 20.8% | 20.8% | 20.8% | 20.8% | 20.8% | 20.8% | 20.8% | 20.8% | 20.8% | 20.8% | 20.8% | 20.8% | 20.8% | 20.8% | 20.8% | 20.8% | 20.8% | 20.8% | 20.8% | 20.8% | 20.8% | 20.8% | 20.8%
Commercial_School_New_Space Heating_Natural Gas_Boiler | Commercial | School | New | Space Heating | Natural Gas | Boiler | 52.36% | 52.36% | 52.36% | 52.36% | 52.36% | 52.36% | 52.36% | 52.36% | 52.36% | 52.36% | 52.36% | 52.36% | 52.36% | 52.36% | 52.36% | 52.36% | 52.36% | 52.36% | 52.36% | 52.36% | 52.36% | 52.36% | 52.36% | 52.36% | 52.36% | 52.36% | 52.36%
Commercial_School_New_Space Heating_Natural Gas_Unit Heater | Commercial | School | New | Space Heating | Natural Gas | Unit Heater | 4.267% | 4.267% | 4.267% | 4.267% | 4.267% | 4.267% | 4.267% | 4.267% | 4.267% | 4.267% | 4.267% | 4.267% | 4.267% | 4.267% | 4.267% | 4.267% | 4.267% | 4.267% | 4.267% | 4.267% | 4.267% | 4.267% | 4.267% | 4.267% | 4.267% | 4.267% | 4.267%
Commercial_School_New_Water Heating_Natural Gas_Water Heater | Commercial | School | New | Water Heating | Natural Gas | Water Heater | 87.23% | 87.23% | 87.23% | 87.23% | 87.23% | 87.23% | 87.23% | 87.23% | 87.23% | 87.23% | 87.23% | 87.23% | 87.23% | 87.23% | 87.23% | 87.23% | 87.23% | 87.23% | 87.23% | 87.23% | 87.23% | 87.23% | 87.23% | 87.23% | 87.23% | 87.23% | 87.23%
Commercial_School_New_Food Preparation_Natural Gas_Oven | Commercial | School | New | Food Preparation | Natural Gas | Oven | 8.361% | 8.361% | 8.361% | 8.361% | 8.361% | 8.361% | 8.361% | 8.361% | 8.361% | 8.361% | 8.361% | 8.361% | 8.361% | 8.361% | 8.361% | 8.361% | 8.361% | 8.361% | 8.361% | 8.361% | 8.361% | 8.361% | 8.361% | 8.361% | 8.361% | 8.361% | 8.361%
Commercial_School_New_Food Preparation_Natural Gas_Conveyor Oven | Commercial | School | New | Food Preparation | Natural Gas | Conveyor Oven | 4.18% | 4.18% | 4.18% | 4.18% | 4.18% | 4.18% | 4.18% | 4.18% | 4.18% | 4.18% | 4.18% | 4.18% | 4.18% | 4.18% | 4.18% | 4.18% | 4.18% | 4.18% | 4.18% | 4.18% | 4.18% | 4.18% | 4.18% | 4.18% | 4.18% | 4.18% | 4.18%
Commercial_School_New_Food Preparation_Natural Gas_Double Rack Oven | Commercial | School | New | Food Preparation | Natural Gas | Double Rack Oven | 4.18% | 4.18% | 4.18% | 4.18% | 4.18% | 4.18% | 4.18% | 4.18% | 4.18% | 4.18% | 4.18% | 4.18% | 4.18% | 4.18% | 4.18% | 4.18% | 4.18% | 4.18% | 4.18% | 4.18% | 4.18% | 4.18% | 4.18% | 4.18% | 4.18% | 4.18% | 4.18%
Commercial_School_New_Food Preparation_Natural Gas_Fryer | Commercial | School | New | Food Preparation | Natural Gas | Fryer | 10.82% | 10.82% | 10.82% | 10.82% | 10.82% | 10.82% | 10.82% | 10.82% | 10.82% | 10.82% | 10.82% | 10.82% | 10.82% | 10.82% | 10.82% | 10.82% | 10.82% | 10.82% | 10.82% | 10.82% | 10.82% | 10.82% | 10.82% | 10.82% | 10.82% | 10.82% | 10.82%
Commercial_School_New_Food Preparation_Natural Gas_Broiler | Commercial | School | New | Food Preparation | Natural Gas | Broiler | 16.72% | 16.72% | 16.72% | 16.72% | 16.72% | 16.72% | 16.72% | 16.72% | 16.72% | 16.72% | 16.72% | 16.72% | 16.72% | 16.72% | 16.72% | 16.72% | 16.72% | 16.72% | 16.72% | 16.72% | 16.72% | 16.72% | 16.72% | 16.72% | 16.72% | 16.72% | 16.72%
Commercial_School_New_Food Preparation_Natural Gas_Griddle | Commercial | School | New | Food Preparation | Natural Gas | Griddle | 23.61% | 23.61% | 23.61% | 23.61% | 23.61% | 23.61% | 23.61% | 23.61% | 23.61% | 23.61% | 23.61% | 23.61% | 23.61% | 23.61% | 23.61% | 23.61% | 23.61% | 23.61% | 23.61% | 23.61% | 23.61% | 23.61% | 23.61% | 23.61% | 23.61% | 23.61% | 23.61%
Commercial_School_New_Food Preparation_Natural Gas_Range | Commercial | School | New | Food Preparation | Natural Gas | Range | 29.18% | 29.18% | 29.18% | 29.18% | 29.18% | 29.18% | 29.18% | 29.18% | 29.18% | 29.18% | 29.18% | 29.18% | 29.18% | 29.18% | 29.18% | 29.18% | 29.18% | 29.18% | 29.18% | 29.18% | 29.18% | 29.18% | 29.18% | 29.18% | 29.18% | 29.18% | 29.18%
Commercial_School_New_Food Preparation_Natural Gas_Steamer | Commercial | School | New | Food Preparation | Natural Gas | Steamer | 10.49% | 10.49% | 10.49% | 10.49% | 10.49% | 10.49% | 10.49% | 10.49% | 10.49% | 10.49% | 10.49% | 10.49% | 10.49% | 10.49% | 10.49% | 10.49% | 10.49% | 10.49% | 10.49% | 10.49% | 10.49% | 10.49% | 10.49% | 10.49% | 10.49% | 10.49% | 10.49%
Commercial_School_New_Food Preparation_Natural Gas_Commercial Food Prep Other | Commercial | School | New | Food Preparation | Natural Gas | Commercial Food Prep Other | 1.311% | 1.311% | 1.311% | 1.311% | 1.311% | 1.311% | 1.311% | 1.311% | 1.311% | 1.311% | 1.311% | 1.311% | 1.311% | 1.311% | 1.311% | 1.311% | 1.311% | 1.311% | 1.311% | 1.311% | 1.311% | 1.311% | 1.311% | 1.311% | 1.311% | 1.311% | 1.311%
Commercial_School_New_Miscellaneous_Natural Gas_Pool Heater | Commercial | School | New | Miscellaneous | Natural Gas | Pool Heater | 0.3037% | 0.3037% | 0.3037% | 0.3037% | 0.3037% | 0.3037% | 0.3037% | 0.3037% | 0.3037% | 0.3037% | 0.3037% | 0.3037% | 0.3037% | 0.3037% | 0.3037% | 0.3037% | 0.3037% | 0.3037% | 0.3037% | 0.3037% | 0.3037% | 0.3037% | 0.3037% | 0.3037% | 0.3037% | 0.3037% | 0.3037%
Commercial_School_New_Miscellaneous_Natural Gas_Miscellaneous | Commercial | School | New | Miscellaneous | Natural Gas | Miscellaneous | 100% | 100% | 100% | 100% | 100% | 100% | 100% | 100% | 100% | 100% | 100% | 100% | 100% | 100% | 100% | 100% | 100% | 100% | 100% | 100% | 100% | 100% | 100% | 100% | 100% | 100% | 100%
Commercial_College_Existing_Space Heating_Natural Gas_Furnace | Commercial | College | Existing | Space Heating | Natural Gas | Furnace | 8.126% | 8.126% | 8.126% | 8.126% | 8.126% | 8.126% | 8.126% | 8.126% | 8.126% | 8.126% | 8.126% | 8.126% | 8.126% | 8.126% | 8.126% | 8.126% | 8.126% | 8.126% | 8.126% | 8.126% | 8.126% | 8.126% | 8.126% | 8.126% | 8.126% | 8.126% | 8.126%
Commercial_College_Existing_Space Heating_Natural Gas_Boiler | Commercial | College | Existing | Space Heating | Natural Gas | Boiler | 69.31% | 69.31% | 69.31% | 69.31% | 69.31% | 69.31% | 69.31% | 69.31% | 69.31% | 69.31% | 69.31% | 69.31% | 69.31% | 69.31% | 69.31% | 69.31% | 69.31% | 69.31% | 69.31% | 69.31% | 69.31% | 69.31% | 69.31% | 69.31% | 69.31% | 69.31% | 69.31%
Commercial_College_Existing_Space Heating_Natural Gas_Unit Heater | Commercial | College | Existing | Space Heating | Natural Gas | Unit Heater | bar: 2021 to 2047
Commercial_College_Existing_Water Heating_Natural Gas_Water Heater | Commercial | College | Existing | Water Heating | Natural Gas | Water Heater | 87.23% | 87.23% | 87.23% | 87.23% | 87.23% | 87.23% | 87.23% | 87.23% | 87.23% | 87.23% | 87.23% | 87.23% | 87.23% | 87.23% | 87.23% | 87.23% | 87.23% | 87.23% | 87.23% | 87.23% | 87.23% | 87.23% | 87.23% | 87.23% | 87.23% | 87.23% | 87.23%
Commercial_College_Existing_Food Preparation_Natural Gas_Oven | Commercial | College | Existing | Food Preparation | Natural Gas | Oven | 8.361% | 8.361% | 8.361% | 8.361% | 8.361% | 8.361% | 8.361% | 8.361% | 8.361% | 8.361% | 8.361% | 8.361% | 8.361% | 8.361% | 8.361% | 8.361% | 8.361% | 8.361% | 8.361% | 8.361% | 8.361% | 8.361% | 8.361% | 8.361% | 8.361% | 8.361% | 8.361%
Commercial_College_Existing_Food Preparation_Natural Gas_Conveyor Oven | Commercial | College | Existing | Food Preparation | Natural Gas | Conveyor Oven | 4.18% | 4.18% | 4.18% | 4.18% | 4.18% | 4.18% | 4.18% | 4.18% | 4.18% | 4.18% | 4.18% | 4.18% | 4.18% | 4.18% | 4.18% | 4.18% | 4.18% | 4.18% | 4.18% | 4.18% | 4.18% | 4.18% | 4.18% | 4.18% | 4.18% | 4.18% | 4.18%
Commercial_College_Existing_Food Preparation_Natural Gas_Double Rack Oven | Commercial | College | Existing | Food Preparation | Natural Gas | Double Rack Oven | 4.18% | 4.18% | 4.18% | 4.18% | 4.18% | 4.18% | 4.18% | 4.18% | 4.18% | 4.18% | 4.18% | 4.18% | 4.18% | 4.18% | 4.18% | 4.18% | 4.18% | 4.18% | 4.18% | 4.18% | 4.18% | 4.18% | 4.18% | 4.18% | 4.18% | 4.18% | 4.18%
Commercial_College_Existing_Food Preparation_Natural Gas_Fryer | Commercial | College | Existing | Food Preparation | Natural Gas | Fryer | 10.82% | 10.82% | 10.82% | 10.82% | 10.82% | 10.82% | 10.82% | 10.82% | 10.82% | 10.82% | 10.82% | 10.82% | 10.82% | 10.82% | 10.82% | 10.82% | 10.82% | 10.82% | 10.82% | 10.82% | 10.82% | 10.82% | 10.82% | 10.82% | 10.82% | 10.82% | 10.82%
Commercial_College_Existing_Food Preparation_Natural Gas_Broiler | Commercial | College | Existing | Food Preparation | Natural Gas | Broiler | 16.72% | 16.72% | 16.72% | 16.72% | 16.72% | 16.72% | 16.72% | 16.72% | 16.72% | 16.72% | 16.72% | 16.72% | 16.72% | 16.72% | 16.72% | 16.72% | 16.72% | 16.72% | 16.72% | 16.72% | 16.72% | 16.72% | 16.72% | 16.72% | 16.72% | 16.72% | 16.72%
Commercial_College_Existing_Food Preparation_Natural Gas_Griddle | Commercial | College | Existing | Food Preparation | Natural Gas | Griddle | 23.61% | 23.61% | 23.61% | 23.61% | 23.61% | 23.61% | 23.61% | 23.61% | 23.61% | 23.61% | 23.61% | 23.61% | 23.61% | 23.61% | 23.61% | 23.61% | 23.61% | 23.61% | 23.61% | 23.61% | 23.61% | 23.61% | 23.61% | 23.61% | 23.61% | 23.61% | 23.61%
Commercial_College_Existing_Food Preparation_Natural Gas_Range | Commercial | College | Existing | Food Preparation | Natural Gas | Range | 29.18% | 29.18% | 29.18% | 29.18% | 29.18% | 29.18% | 29.18% | 29.18% | 29.18% | 29.18% | 29.18% | 29.18% | 29.18% | 29.18% | 29.18% | 29.18% | 29.18% | 29.18% | 29.18% | 29.18% | 29.18% | 29.18% | 29.18% | 29.18% | 29.18% | 29.18% | 29.18%
Commercial_College_Existing_Food Preparation_Natural Gas_Steamer | Commercial | College | Existing | Food Preparation | Natural Gas | Steamer | 10.49% | 10.49% | 10.49% | 10.49% | 10.49% | 10.49% | 10.49% | 10.49% | 10.49% | 10.49% | 10.49% | 10.49% | 10.49% | 10.49% | 10.49% | 10.49% | 10.49% | 10.49% | 10.49% | 10.49% | 10.49% | 10.49% | 10.49% | 10.49% | 10.49% | 10.49% | 10.49%
Commercial_College_Existing_Food Preparation_Natural Gas_Commercial Food Prep Other | Commercial | College | Existing | Food Preparation | Natural Gas | Commercial Food Prep Other | 1.311% | 1.311% | 1.311% | 1.311% | 1.311% | 1.311% | 1.311% | 1.311% | 1.311% | 1.311% | 1.311% | 1.311% | 1.311% | 1.311% | 1.311% | 1.311% | 1.311% | 1.311% | 1.311% | 1.311% | 1.311% | 1.311% | 1.311% | 1.311% | 1.311% | 1.311% | 1.311%
Commercial_College_Existing_Miscellaneous_Natural Gas_Pool Heater | Commercial | College | Existing | Miscellaneous | Natural Gas | Pool Heater | 1.215% | 1.215% | 1.215% | 1.215% | 1.215% | 1.215% | 1.215% | 1.215% | 1.215% | 1.215% | 1.215% | 1.215% | 1.215% | 1.215% | 1.215% | 1.215% | 1.215% | 1.215% | 1.215% | 1.215% | 1.215% | 1.215% | 1.215% | 1.215% | 1.215% | 1.215% | 1.215%
Commercial_College_Existing_Miscellaneous_Natural Gas_Miscellaneous | Commercial | College | Existing | Miscellaneous | Natural Gas | Miscellaneous | 100% | 100% | 100% | 100% | 100% | 100% | 100% | 100% | 100% | 100% | 100% | 100% | 100% | 100% | 100% | 100% | 100% | 100% | 100% | 100% | 100% | 100% | 100% | 100% | 100% | 100% | 100%
Commercial_College_New_Space Heating_Natural Gas_Furnace | Commercial | College | New | Space Heating | Natural Gas | Furnace | 8.126% | 8.126% | 8.126% | 8.126% | 8.126% | 8.126% | 8.126% | 8.126% | 8.126% | 8.126% | 8.126% | 8.126% | 8.126% | 8.126% | 8.126% | 8.126% | 8.126% | 8.126% | 8.126% | 8.126% | 8.126% | 8.126% | 8.126% | 8.126% | 8.126% | 8.126% | 8.126%
Commercial_College_New_Space Heating_Natural Gas_Boiler | Commercial | College | New | Space Heating | Natural Gas | Boiler | 69.31% | 69.31% | 69.31% | 69.31% | 69.31% | 69.31% | 69.31% | 69.31% | 69.31% | 69.31% | 69.31% | 69.31% | 69.31% | 69.31% | 69.31% | 69.31% | 69.31% | 69.31% | 69.31% | 69.31% | 69.31% | 69.31% | 69.31% | 69.31% | 69.31% | 69.31% | 69.31%
Commercial_College_New_Space Heating_Natural Gas_Unit Heater | Commercial | College | New | Space Heating | Natural Gas | Unit Heater | bar: 2021 to 2047
Commercial_College_New_Water Heating_Natural Gas_Water Heater | Commercial | College | New | Water Heating | Natural Gas | Water Heater | 87.23% | 87.23% | 87.23% | 87.23% | 87.23% | 87.23% | 87.23% | 87.23% | 87.23% | 87.23% | 87.23% | 87.23% | 87.23% | 87.23% | 87.23% | 87.23% | 87.23% | 87.23% | 87.23% | 87.23% | 87.23% | 87.23% | 87.23% | 87.23% | 87.23% | 87.23% | 87.23%
Commercial_College_New_Food Preparation_Natural Gas_Oven | Commercial | College | New | Food Preparation | Natural Gas | Oven | 8.361% | 8.361% | 8.361% | 8.361% | 8.361% | 8.361% | 8.361% | 8.361% | 8.361% | 8.361% | 8.361% | 8.361% | 8.361% | 8.361% | 8.361% | 8.361% | 8.361% | 8.361% | 8.361% | 8.361% | 8.361% | 8.361% | 8.361% | 8.361% | 8.361% | 8.361% | 8.361%
Commercial_College_New_Food Preparation_Natural Gas_Conveyor Oven | Commercial | College | New | Food Preparation | Natural Gas | Conveyor Oven | 4.18% | 4.18% | 4.18% | 4.18% | 4.18% | 4.18% | 4.18% | 4.18% | 4.18% | 4.18% | 4.18% | 4.18% | 4.18% | 4.18% | 4.18% | 4.18% | 4.18% | 4.18% | 4.18% | 4.18% | 4.18% | 4.18% | 4.18% | 4.18% | 4.18% | 4.18% | 4.18%
Commercial_College_New_Food Preparation_Natural Gas_Double Rack Oven | Commercial | College | New | Food Preparation | Natural Gas | Double Rack Oven | 4.18% | 4.18% | 4.18% | 4.18% | 4.18% | 4.18% | 4.18% | 4.18% | 4.18% | 4.18% | 4.18% | 4.18% | 4.18% | 4.18% | 4.18% | 4.18% | 4.18% | 4.18% | 4.18% | 4.18% | 4.18% | 4.18% | 4.18% | 4.18% | 4.18% | 4.18% | 4.18%
Commercial_College_New_Food Preparation_Natural Gas_Fryer | Commercial | College | New | Food Preparation | Natural Gas | Fryer | 10.82% | 10.82% | 10.82% | 10.82% | 10.82% | 10.82% | 10.82% | 10.82% | 10.82% | 10.82% | 10.82% | 10.82% | 10.82% | 10.82% | 10.82% | 10.82% | 10.82% | 10.82% | 10.82% | 10.82% | 10.82% | 10.82% | 10.82% | 10.82% | 10.82% | 10.82% | 10.82%
Commercial_College_New_Food Preparation_Natural Gas_Broiler | Commercial | College | New | Food Preparation | Natural Gas | Broiler | 16.72% | 16.72% | 16.72% | 16.72% | 16.72% | 16.72% | 16.72% | 16.72% | 16.72% | 16.72% | 16.72% | 16.72% | 16.72% | 16.72% | 16.72% | 16.72% | 16.72% | 16.72% | 16.72% | 16.72% | 16.72% | 16.72% | 16.72% | 16.72% | 16.72% | 16.72% | 16.72%
Commercial_College_New_Food Preparation_Natural Gas_Griddle | Commercial | College | New | Food Preparation | Natural Gas | Griddle | 23.61% | 23.61% | 23.61% | 23.61% | 23.61% | 23.61% | 23.61% | 23.61% | 23.61% | 23.61% | 23.61% | 23.61% | 23.61% | 23.61% | 23.61% | 23.61% | 23.61% | 23.61% | 23.61% | 23.61% | 23.61% | 23.61% | 23.61% | 23.61% | 23.61% | 23.61% | 23.61%
Commercial_College_New_Food Preparation_Natural Gas_Range | Commercial | College | New | Food Preparation | Natural Gas | Range | 29.18% | 29.18% | 29.18% | 29.18% | 29.18% | 29.18% | 29.18% | 29.18% | 29.18% | 29.18% | 29.18% | 29.18% | 29.18% | 29.18% | 29.18% | 29.18% | 29.18% | 29.18% | 29.18% | 29.18% | 29.18% | 29.18% | 29.18% | 29.18% | 29.18% | 29.18% | 29.18%
Commercial_College_New_Food Preparation_Natural Gas_Steamer | Commercial | College | New | Food Preparation | Natural Gas | Steamer | 10.49% | 10.49% | 10.49% | 10.49% | 10.49% | 10.49% | 10.49% | 10.49% | 10.49% | 10.49% | 10.49% | 10.49% | 10.49% | 10.49% | 10.49% | 10.49% | 10.49% | 10.49% | 10.49% | 10.49% | 10.49% | 10.49% | 10.49% | 10.49% | 10.49% | 10.49% | 10.49%
Commercial_College_New_Food Preparation_Natural Gas_Commercial Food Prep Other | Commercial | College | New | Food Preparation | Natural Gas | Commercial Food Prep Other | 1.311% | 1.311% | 1.311% | 1.311% | 1.311% | 1.311% | 1.311% | 1.311% | 1.311% | 1.311% | 1.311% | 1.311% | 1.311% | 1.311% | 1.311% | 1.311% | 1.311% | 1.311% | 1.311% | 1.311% | 1.311% | 1.311% | 1.311% | 1.311% | 1.311% | 1.311% | 1.311%
Commercial_College_New_Miscellaneous_Natural Gas_Pool Heater | Commercial | College | New | Miscellaneous | Natural Gas | Pool Heater | 1.215% | 1.215% | 1.215% | 1.215% | 1.215% | 1.215% | 1.215% | 1.215% | 1.215% | 1.215% | 1.215% | 1.215% | 1.215% | 1.215% | 1.215% | 1.215% | 1.215% | 1.215% | 1.215% | 1.215% | 1.215% | 1.215% | 1.215% | 1.215% | 1.215% | 1.215% | 1.215%
Commercial_College_New_Miscellaneous_Natural Gas_Miscellaneous | Commercial | College | New | Miscellaneous | Natural Gas | Miscellaneous | 100% | 100% | 100% | 100% | 100% | 100% | 100% | 100% | 100% | 100% | 100% | 100% | 100% | 100% | 100% | 100% | 100% | 100% | 100% | 100% | 100% | 100% | 100% | 100% | 100% | 100% | 100%
Commercial_Health_Existing_Space Heating_Natural Gas_Furnace | Commercial | Health | Existing | Space Heating | Natural Gas | Furnace | 13.17% | 13.17% | 13.17% | 13.17% | 13.17% | 13.17% | 13.17% | 13.17% | 13.17% | 13.17% | 13.17% | 13.17% | 13.17% | 13.17% | 13.17% | 13.17% | 13.17% | 13.17% | 13.17% | 13.17% | 13.17% | 13.17% | 13.17% | 13.17% | 13.17% | 13.17% | 13.17%
Commercial_Health_Existing_Space Heating_Natural Gas_Boiler | Commercial | Health | Existing | Space Heating | Natural Gas | Boiler | 74.23% | 74.23% | 74.23% | 74.23% | 74.23% | 74.23% | 74.23% | 74.23% | 74.23% | 74.23% | 74.23% | 74.23% | 74.23% | 74.23% | 74.23% | 74.23% | 74.23% | 74.23% | 74.23% | 74.23% | 74.23% | 74.23% | 74.23% | 74.23% | 74.23% | 74.23% | 74.23%
Commercial_Health_Existing_Space Heating_Natural Gas_Unit Heater | Commercial | Health | Existing | Space Heating | Natural Gas | Unit Heater | bar: 2021 to 2047
Commercial_Health_Existing_Water Heating_Natural Gas_Water Heater | Commercial | Health | Existing | Water Heating | Natural Gas | Water Heater | 80.97% | 80.97% | 80.97% | 80.97% | 80.97% | 80.97% | 80.97% | 80.97% | 80.97% | 80.97% | 80.97% | 80.97% | 80.97% | 80.97% | 80.97% | 80.97% | 80.97% | 80.97% | 80.97% | 80.97% | 80.97% | 80.97% | 80.97% | 80.97% | 80.97% | 80.97% | 80.97%
Commercial_Health_Existing_Food Preparation_Natural Gas_Oven | Commercial | Health | Existing | Food Preparation | Natural Gas | Oven | 1.976% | 1.976% | 1.976% | 1.976% | 1.976% | 1.976% | 1.976% | 1.976% | 1.976% | 1.976% | 1.976% | 1.976% | 1.976% | 1.976% | 1.976% | 1.976% | 1.976% | 1.976% | 1.976% | 1.976% | 1.976% | 1.976% | 1.976% | 1.976% | 1.976% | 1.976% | 1.976%
Commercial_Health_Existing_Food Preparation_Natural Gas_Conveyor Oven | Commercial | Health | Existing | Food Preparation | Natural Gas | Conveyor Oven | 0.988% | 0.988% | 0.988% | 0.988% | 0.988% | 0.988% | 0.988% | 0.988% | 0.988% | 0.988% | 0.988% | 0.988% | 0.988% | 0.988% | 0.988% | 0.988% | 0.988% | 0.988% | 0.988% | 0.988% | 0.988% | 0.988% | 0.988% | 0.988% | 0.988% | 0.988% | 0.988%
Commercial_Health_Existing_Food Preparation_Natural Gas_Double Rack Oven | Commercial | Health | Existing | Food Preparation | Natural Gas | Double Rack Oven | 0.988% | 0.988% | 0.988% | 0.988% | 0.988% | 0.988% | 0.988% | 0.988% | 0.988% | 0.988% | 0.988% | 0.988% | 0.988% | 0.988% | 0.988% | 0.988% | 0.988% | 0.988% | 0.988% | 0.988% | 0.988% | 0.988% | 0.988% | 0.988% | 0.988% | 0.988% | 0.988%
Commercial_Health_Existing_Food Preparation_Natural Gas_Fryer | Commercial | Health | Existing | Food Preparation | Natural Gas | Fryer | 22.87% | 22.87% | 22.87% | 22.87% | 22.87% | 22.87% | 22.87% | 22.87% | 22.87% | 22.87% | 22.87% | 22.87% | 22.87% | 22.87% | 22.87% | 22.87% | 22.87% | 22.87% | 22.87% | 22.87% | 22.87% | 22.87% | 22.87% | 22.87% | 22.87% | 22.87% | 22.87%
Commercial_Health_Existing_Food Preparation_Natural Gas_Broiler | Commercial | Health | Existing | Food Preparation | Natural Gas | Broiler | 5.15% | 5.15% | 5.15% | 5.15% | 5.15% | 5.15% | 5.15% | 5.15% | 5.15% | 5.15% | 5.15% | 5.15% | 5.15% | 5.15% | 5.15% | 5.15% | 5.15% | 5.15% | 5.15% | 5.15% | 5.15% | 5.15% | 5.15% | 5.15% | 5.15% | 5.15% | 5.15%
Commercial_Health_Existing_Food Preparation_Natural Gas_Griddle | Commercial | Health | Existing | Food Preparation | Natural Gas | Griddle | 5.15% | 5.15% | 5.15% | 5.15% | 5.15% | 5.15% | 5.15% | 5.15% | 5.15% | 5.15% | 5.15% | 5.15% | 5.15% | 5.15% | 5.15% | 5.15% | 5.15% | 5.15% | 5.15% | 5.15% | 5.15% | 5.15% | 5.15% | 5.15% | 5.15% | 5.15% | 5.15%
Commercial_Health_Existing_Food Preparation_Natural Gas_Range | Commercial | Health | Existing | Food Preparation | Natural Gas | Range | 21.77% | 21.77% | 21.77% | 21.77% | 21.77% | 21.77% | 21.77% | 21.77% | 21.77% | 21.77% | 21.77% | 21.77% | 21.77% | 21.77% | 21.77% | 21.77% | 21.77% | 21.77% | 21.77% | 21.77% | 21.77% | 21.77% | 21.77% | 21.77% | 21.77% | 21.77% | 21.77%
Commercial_Health_Existing_Food Preparation_Natural Gas_Steamer | Commercial | Health | Existing | Food Preparation | Natural Gas | Steamer | 2.392% | 2.392% | 2.392% | 2.392% | 2.392% | 2.392% | 2.392% | 2.392% | 2.392% | 2.392% | 2.392% | 2.392% | 2.392% | 2.392% | 2.392% | 2.392% | 2.392% | 2.392% | 2.392% | 2.392% | 2.392% | 2.392% | 2.392% | 2.392% | 2.392% | 2.392% | 2.392%
Commercial_Health_Existing_Food Preparation_Natural Gas_Commercial Food Prep Other | Commercial | Health | Existing | Food Preparation | Natural Gas | Commercial Food Prep Other | bar: 2021 to 2047
Commercial_Health_Existing_Miscellaneous_Natural Gas_Pool Heater | Commercial | Health | Existing | Miscellaneous | Natural Gas | Pool Heater | bar: 2021 to 2047
Commercial_Health_Existing_Miscellaneous_Natural Gas_Miscellaneous | Commercial | Health | Existing | Miscellaneous | Natural Gas | Miscellaneous | 100% | 100% | 100% | 100% | 100% | 100% | 100% | 100% | 100% | 100% | 100% | 100% | 100% | 100% | 100% | 100% | 100% | 100% | 100% | 100% | 100% | 100% | 100% | 100% | 100% | 100% | 100%
Commercial_Health_New_Space Heating_Natural Gas_Furnace | Commercial | Health | New | Space Heating | Natural Gas | Furnace | 13.17% | 13.17% | 13.17% | 13.17% | 13.17% | 13.17% | 13.17% | 13.17% | 13.17% | 13.17% | 13.17% | 13.17% | 13.17% | 13.17% | 13.17% | 13.17% | 13.17% | 13.17% | 13.17% | 13.17% | 13.17% | 13.17% | 13.17% | 13.17% | 13.17% | 13.17% | 13.17%
Commercial_Health_New_Space Heating_Natural Gas_Boiler | Commercial | Health | New | Space Heating | Natural Gas | Boiler | 74.23% | 74.23% | 74.23% | 74.23% | 74.23% | 74.23% | 74.23% | 74.23% | 74.23% | 74.23% | 74.23% | 74.23% | 74.23% | 74.23% | 74.23% | 74.23% | 74.23% | 74.23% | 74.23% | 74.23% | 74.23% | 74.23% | 74.23% | 74.23% | 74.23% | 74.23% | 74.23%
Commercial_Health_New_Space Heating_Natural Gas_Unit Heater | Commercial | Health | New | Space Heating | Natural Gas | Unit Heater | bar: 2021 to 2047
Commercial_Health_New_Water Heating_Natural Gas_Water Heater | Commercial | Health | New | Water Heating | Natural Gas | Water Heater | 80.97% | 80.97% | 80.97% | 80.97% | 80.97% | 80.97% | 80.97% | 80.97% | 80.97% | 80.97% | 80.97% | 80.97% | 80.97% | 80.97% | 80.97% | 80.97% | 80.97% | 80.97% | 80.97% | 80.97% | 80.97% | 80.97% | 80.97% | 80.97% | 80.97% | 80.97% | 80.97%
Commercial_Health_New_Food Preparation_Natural Gas_Oven | Commercial | Health | New | Food Preparation | Natural Gas | Oven | 1.976% | 1.976% | 1.976% | 1.976% | 1.976% | 1.976% | 1.976% | 1.976% | 1.976% | 1.976% | 1.976% | 1.976% | 1.976% | 1.976% | 1.976% | 1.976% | 1.976% | 1.976% | 1.976% | 1.976% | 1.976% | 1.976% | 1.976% | 1.976% | 1.976% | 1.976% | 1.976%
Commercial_Health_New_Food Preparation_Natural Gas_Conveyor Oven | Commercial | Health | New | Food Preparation | Natural Gas | Conveyor Oven | 0.988% | 0.988% | 0.988% | 0.988% | 0.988% | 0.988% | 0.988% | 0.988% | 0.988% | 0.988% | 0.988% | 0.988% | 0.988% | 0.988% | 0.988% | 0.988% | 0.988% | 0.988% | 0.988% | 0.988% | 0.988% | 0.988% | 0.988% | 0.988% | 0.988% | 0.988% | 0.988%
Commercial_Health_New_Food Preparation_Natural Gas_Double Rack Oven | Commercial | Health | New | Food Preparation | Natural Gas | Double Rack Oven | 0.988% | 0.988% | 0.988% | 0.988% | 0.988% | 0.988% | 0.988% | 0.988% | 0.988% | 0.988% | 0.988% | 0.988% | 0.988% | 0.988% | 0.988% | 0.988% | 0.988% | 0.988% | 0.988% | 0.988% | 0.988% | 0.988% | 0.988% | 0.988% | 0.988% | 0.988% | 0.988%
Commercial_Health_New_Food Preparation_Natural Gas_Fryer | Commercial | Health | New | Food Preparation | Natural Gas | Fryer | 22.87% | 22.87% | 22.87% | 22.87% | 22.87% | 22.87% | 22.87% | 22.87% | 22.87% | 22.87% | 22.87% | 22.87% | 22.87% | 22.87% | 22.87% | 22.87% | 22.87% | 22.87% | 22.87% | 22.87% | 22.87% | 22.87% | 22.87% | 22.87% | 22.87% | 22.87% | 22.87%
Commercial_Health_New_Food Preparation_Natural Gas_Broiler | Commercial | Health | New | Food Preparation | Natural Gas | Broiler | 5.15% | 5.15% | 5.15% | 5.15% | 5.15% | 5.15% | 5.15% | 5.15% | 5.15% | 5.15% | 5.15% | 5.15% | 5.15% | 5.15% | 5.15% | 5.15% | 5.15% | 5.15% | 5.15% | 5.15% | 5.15% | 5.15% | 5.15% | 5.15% | 5.15% | 5.15% | 5.15%
Commercial_Health_New_Food Preparation_Natural Gas_Griddle | Commercial | Health | New | Food Preparation | Natural Gas | Griddle | 5.15% | 5.15% | 5.15% | 5.15% | 5.15% | 5.15% | 5.15% | 5.15% | 5.15% | 5.15% | 5.15% | 5.15% | 5.15% | 5.15% | 5.15% | 5.15% | 5.15% | 5.15% | 5.15% | 5.15% | 5.15% | 5.15% | 5.15% | 5.15% | 5.15% | 5.15% | 5.15%
Commercial_Health_New_Food Preparation_Natural Gas_Range | Commercial | Health | New | Food Preparation | Natural Gas | Range | 21.77% | 21.77% | 21.77% | 21.77% | 21.77% | 21.77% | 21.77% | 21.77% | 21.77% | 21.77% | 21.77% | 21.77% | 21.77% | 21.77% | 21.77% | 21.77% | 21.77% | 21.77% | 21.77% | 21.77% | 21.77% | 21.77% | 21.77% | 21.77% | 21.77% | 21.77% | 21.77%
Commercial_Health_New_Food Preparation_Natural Gas_Steamer | Commercial | Health | New | Food Preparation | Natural Gas | Steamer | 2.392% | 2.392% | 2.392% | 2.392% | 2.392% | 2.392% | 2.392% | 2.392% | 2.392% | 2.392% | 2.392% | 2.392% | 2.392% | 2.392% | 2.392% | 2.392% | 2.392% | 2.392% | 2.392% | 2.392% | 2.392% | 2.392% | 2.392% | 2.392% | 2.392% | 2.392% | 2.392%
Commercial_Health_New_Food Preparation_Natural Gas_Commercial Food Prep Other | Commercial | Health | New | Food Preparation | Natural Gas | Commercial Food Prep Other | bar: 2021 to 2047
Commercial_Health_New_Miscellaneous_Natural Gas_Pool Heater | Commercial | Health | New | Miscellaneous | Natural Gas | Pool Heater | bar: 2021 to 2047
Commercial_Health_New_Miscellaneous_Natural Gas_Miscellaneous | Commercial | Health | New | Miscellaneous | Natural Gas | Miscellaneous | 100% | 100% | 100% | 100% | 100% | 100% | 100% | 100% | 100% | 100% | 100% | 100% | 100% | 100% | 100% | 100% | 100% | 100% | 100% | 100% | 100% | 100% | 100% | 100% | 100% | 100% | 100%
Commercial_Lodging_Existing_Space Heating_Natural Gas_Furnace | Commercial | Lodging | Existing | Space Heating | Natural Gas | Furnace | 23.39% | 23.39% | 23.39% | 23.39% | 23.39% | 23.39% | 23.39% | 23.39% | 23.39% | 23.39% | 23.39% | 23.39% | 23.39% | 23.39% | 23.39% | 23.39% | 23.39% | 23.39% | 23.39% | 23.39% | 23.39% | 23.39% | 23.39% | 23.39% | 23.39% | 23.39% | 23.39%
Commercial_Lodging_Existing_Space Heating_Natural Gas_Boiler | Commercial | Lodging | Existing | Space Heating | Natural Gas | Boiler | 16.65% | 16.65% | 16.65% | 16.65% | 16.65% | 16.65% | 16.65% | 16.65% | 16.65% | 16.65% | 16.65% | 16.65% | 16.65% | 16.65% | 16.65% | 16.65% | 16.65% | 16.65% | 16.65% | 16.65% | 16.65% | 16.65% | 16.65% | 16.65% | 16.65% | 16.65% | 16.65%
Commercial_Lodging_Existing_Space Heating_Natural Gas_Unit Heater | Commercial | Lodging | Existing | Space Heating | Natural Gas | Unit Heater | 1.764% | 1.764% | 1.764% | 1.764% | 1.764% | 1.764% | 1.764% | 1.764% | 1.764% | 1.764% | 1.764% | 1.764% | 1.764% | 1.764% | 1.764% | 1.764% | 1.764% | 1.764% | 1.764% | 1.764% | 1.764% | 1.764% | 1.764% | 1.764% | 1.764% | 1.764% | 1.764%
Commercial_Lodging_Existing_Water Heating_Natural Gas_Water Heater | Commercial | Lodging | Existing | Water Heating | Natural Gas | Water Heater | 93.69% | 93.69% | 93.69% | 93.69% | 93.69% | 93.69% | 93.69% | 93.69% | 93.69% | 93.69% | 93.69% | 93.69% | 93.69% | 93.69% | 93.69% | 93.69% | 93.69% | 93.69% | 93.69% | 93.69% | 93.69% | 93.69% | 93.69% | 93.69% | 93.69% | 93.69% | 93.69%
Commercial_Lodging_Existing_Food Preparation_Natural Gas_Oven | Commercial | Lodging | Existing | Food Preparation | Natural Gas | Oven | 12.52% | 12.52% | 12.52% | 12.52% | 12.52% | 12.52% | 12.52% | 12.52% | 12.52% | 12.52% | 12.52% | 12.52% | 12.52% | 12.52% | 12.52% | 12.52% | 12.52% | 12.52% | 12.52% | 12.52% | 12.52% | 12.52% | 12.52% | 12.52% | 12.52% | 12.52% | 12.52%
Commercial_Lodging_Existing_Food Preparation_Natural Gas_Conveyor Oven | Commercial | Lodging | Existing | Food Preparation | Natural Gas | Conveyor Oven | 6.262% | 6.262% | 6.262% | 6.262% | 6.262% | 6.262% | 6.262% | 6.262% | 6.262% | 6.262% | 6.262% | 6.262% | 6.262% | 6.262% | 6.262% | 6.262% | 6.262% | 6.262% | 6.262% | 6.262% | 6.262% | 6.262% | 6.262% | 6.262% | 6.262% | 6.262% | 6.262%
Commercial_Lodging_Existing_Food Preparation_Natural Gas_Double Rack Oven | Commercial | Lodging | Existing | Food Preparation | Natural Gas | Double Rack Oven | 6.262% | 6.262% | 6.262% | 6.262% | 6.262% | 6.262% | 6.262% | 6.262% | 6.262% | 6.262% | 6.262% | 6.262% | 6.262% | 6.262% | 6.262% | 6.262% | 6.262% | 6.262% | 6.262% | 6.262% | 6.262% | 6.262% | 6.262% | 6.262% | 6.262% | 6.262% | 6.262%
Commercial_Lodging_Existing_Food Preparation_Natural Gas_Fryer | Commercial | Lodging | Existing | Food Preparation | Natural Gas | Fryer | 9.515% | 9.515% | 9.515% | 9.515% | 9.515% | 9.515% | 9.515% | 9.515% | 9.515% | 9.515% | 9.515% | 9.515% | 9.515% | 9.515% | 9.515% | 9.515% | 9.515% | 9.515% | 9.515% | 9.515% | 9.515% | 9.515% | 9.515% | 9.515% | 9.515% | 9.515% | 9.515%
Commercial_Lodging_Existing_Food Preparation_Natural Gas_Broiler | Commercial | Lodging | Existing | Food Preparation | Natural Gas | Broiler | 9.515% | 9.515% | 9.515% | 9.515% | 9.515% | 9.515% | 9.515% | 9.515% | 9.515% | 9.515% | 9.515% | 9.515% | 9.515% | 9.515% | 9.515% | 9.515% | 9.515% | 9.515% | 9.515% | 9.515% | 9.515% | 9.515% | 9.515% | 9.515% | 9.515% | 9.515% | 9.515%
Commercial_Lodging_Existing_Food Preparation_Natural Gas_Griddle | Commercial | Lodging | Existing | Food Preparation | Natural Gas | Griddle | 25.44% | 25.44% | 25.44% | 25.44% | 25.44% | 25.44% | 25.44% | 25.44% | 25.44% | 25.44% | 25.44% | 25.44% | 25.44% | 25.44% | 25.44% | 25.44% | 25.44% | 25.44% | 25.44% | 25.44% | 25.44% | 25.44% | 25.44% | 25.44% | 25.44% | 25.44% | 25.44%
Commercial_Lodging_Existing_Food Preparation_Natural Gas_Range | Commercial | Lodging | Existing | Food Preparation | Natural Gas | Range | 0.3883% | 0.3883% | 0.3883% | 0.3883% | 0.3883% | 0.3883% | 0.3883% | 0.3883% | 0.3883% | 0.3883% | 0.3883% | 0.3883% | 0.3883% | 0.3883% | 0.3883% | 0.3883% | 0.3883% | 0.3883% | 0.3883% | 0.3883% | 0.3883% | 0.3883% | 0.3883% | 0.3883% | 0.3883% | 0.3883% | 0.3883%
Commercial_Lodging_Existing_Food Preparation_Natural Gas_Steamer | Commercial | Lodging | Existing | Food Preparation | Natural Gas | Steamer | 0.3883% | 0.3883% | 0.3883% | 0.3883% | 0.3883% | 0.3883% | 0.3883% | 0.3883% | 0.3883% | 0.3883% | 0.3883% | 0.3883% | 0.3883% | 0.3883% | 0.3883% | 0.3883% | 0.3883% | 0.3883% | 0.3883% | 0.3883% | 0.3883% | 0.3883% | 0.3883% | 0.3883% | 0.3883% | 0.3883% | 0.3883%
Commercial_Lodging_Existing_Food Preparation_Natural Gas_Commercial Food Prep Other | Commercial | Lodging | Existing | Food Preparation | Natural Gas | Commercial Food Prep Other | bar: 2021 to 2047
Commercial_Lodging_Existing_Miscellaneous_Natural Gas_Pool Heater | Commercial | Lodging | Existing | Miscellaneous | Natural Gas | Pool Heater | 9.865% | 9.865% | 9.865% | 9.865% | 9.865% | 9.865% | 9.865% | 9.865% | 9.865% | 9.865% | 9.865% | 9.865% | 9.865% | 9.865% | 9.865% | 9.865% | 9.865% | 9.865% | 9.865% | 9.865% | 9.865% | 9.865% | 9.865% | 9.865% | 9.865% | 9.865% | 9.865%
Commercial_Lodging_Existing_Miscellaneous_Natural Gas_Miscellaneous | Commercial | Lodging | Existing | Miscellaneous | Natural Gas | Miscellaneous | 100% | 100% | 100% | 100% | 100% | 100% | 100% | 100% | 100% | 100% | 100% | 100% | 100% | 100% | 100% | 100% | 100% | 100% | 100% | 100% | 100% | 100% | 100% | 100% | 100% | 100% | 100%
Commercial_Lodging_New_Space Heating_Natural Gas_Furnace | Commercial | Lodging | New | Space Heating | Natural Gas | Furnace | 23.39% | 23.39% | 23.39% | 23.39% | 23.39% | 23.39% | 23.39% | 23.39% | 23.39% | 23.39% | 23.39% | 23.39% | 23.39% | 23.39% | 23.39% | 23.39% | 23.39% | 23.39% | 23.39% | 23.39% | 23.39% | 23.39% | 23.39% | 23.39% | 23.39% | 23.39% | 23.39%
Commercial_Lodging_New_Space Heating_Natural Gas_Boiler | Commercial | Lodging | New | Space Heating | Natural Gas | Boiler | 16.65% | 16.65% | 16.65% | 16.65% | 16.65% | 16.65% | 16.65% | 16.65% | 16.65% | 16.65% | 16.65% | 16.65% | 16.65% | 16.65% | 16.65% | 16.65% | 16.65% | 16.65% | 16.65% | 16.65% | 16.65% | 16.65% | 16.65% | 16.65% | 16.65% | 16.65% | 16.65%
Commercial_Lodging_New_Space Heating_Natural Gas_Unit Heater | Commercial | Lodging | New | Space Heating | Natural Gas | Unit Heater | 1.764% | 1.764% | 1.764% | 1.764% | 1.764% | 1.764% | 1.764% | 1.764% | 1.764% | 1.764% | 1.764% | 1.764% | 1.764% | 1.764% | 1.764% | 1.764% | 1.764% | 1.764% | 1.764% | 1.764% | 1.764% | 1.764% | 1.764% | 1.764% | 1.764% | 1.764% | 1.764%
Commercial_Lodging_New_Water Heating_Natural Gas_Water Heater | Commercial | Lodging | New | Water Heating | Natural Gas | Water Heater | 93.69% | 93.69% | 93.69% | 93.69% | 93.69% | 93.69% | 93.69% | 93.69% | 93.69% | 93.69% | 93.69% | 93.69% | 93.69% | 93.69% | 93.69% | 93.69% | 93.69% | 93.69% | 93.69% | 93.69% | 93.69% | 93.69% | 93.69% | 93.69% | 93.69% | 93.69% | 93.69%
Commercial_Lodging_New_Food Preparation_Natural Gas_Oven | Commercial | Lodging | New | Food Preparation | Natural Gas | Oven | 12.52% | 12.52% | 12.52% | 12.52% | 12.52% | 12.52% | 12.52% | 12.52% | 12.52% | 12.52% | 12.52% | 12.52% | 12.52% | 12.52% | 12.52% | 12.52% | 12.52% | 12.52% | 12.52% | 12.52% | 12.52% | 12.52% | 12.52% | 12.52% | 12.52% | 12.52% | 12.52%
Commercial_Lodging_New_Food Preparation_Natural Gas_Conveyor Oven | Commercial | Lodging | New | Food Preparation | Natural Gas | Conveyor Oven | 6.262% | 6.262% | 6.262% | 6.262% | 6.262% | 6.262% | 6.262% | 6.262% | 6.262% | 6.262% | 6.262% | 6.262% | 6.262% | 6.262% | 6.262% | 6.262% | 6.262% | 6.262% | 6.262% | 6.262% | 6.262% | 6.262% | 6.262% | 6.262% | 6.262% | 6.262% | 6.262%
Commercial_Lodging_New_Food Preparation_Natural Gas_Double Rack Oven | Commercial | Lodging | New | Food Preparation | Natural Gas | Double Rack Oven | 6.262% | 6.262% | 6.262% | 6.262% | 6.262% | 6.262% | 6.262% | 6.262% | 6.262% | 6.262% | 6.262% | 6.262% | 6.262% | 6.262% | 6.262% | 6.262% | 6.262% | 6.262% | 6.262% | 6.262% | 6.262% | 6.262% | 6.262% | 6.262% | 6.262% | 6.262% | 6.262%
Commercial_Lodging_New_Food Preparation_Natural Gas_Fryer | Commercial | Lodging | New | Food Preparation | Natural Gas | Fryer | 9.515% | 9.515% | 9.515% | 9.515% | 9.515% | 9.515% | 9.515% | 9.515% | 9.515% | 9.515% | 9.515% | 9.515% | 9.515% | 9.515% | 9.515% | 9.515% | 9.515% | 9.515% | 9.515% | 9.515% | 9.515% | 9.515% | 9.515% | 9.515% | 9.515% | 9.515% | 9.515%
Commercial_Lodging_New_Food Preparation_Natural Gas_Broiler | Commercial | Lodging | New | Food Preparation | Natural Gas | Broiler | 9.515% | 9.515% | 9.515% | 9.515% | 9.515% | 9.515% | 9.515% | 9.515% | 9.515% | 9.515% | 9.515% | 9.515% | 9.515% | 9.515% | 9.515% | 9.515% | 9.515% | 9.515% | 9.515% | 9.515% | 9.515% | 9.515% | 9.515% | 9.515% | 9.515% | 9.515% | 9.515%
Commercial_Lodging_New_Food Preparation_Natural Gas_Griddle | Commercial | Lodging | New | Food Preparation | Natural Gas | Griddle | 25.44% | 25.44% | 25.44% | 25.44% | 25.44% | 25.44% | 25.44% | 25.44% | 25.44% | 25.44% | 25.44% | 25.44% | 25.44% | 25.44% | 25.44% | 25.44% | 25.44% | 25.44% | 25.44% | 25.44% | 25.44% | 25.44% | 25.44% | 25.44% | 25.44% | 25.44% | 25.44%
Commercial_Lodging_New_Food Preparation_Natural Gas_Range | Commercial | Lodging | New | Food Preparation | Natural Gas | Range | 0.3883% | 0.3883% | 0.3883% | 0.3883% | 0.3883% | 0.3883% | 0.3883% | 0.3883% | 0.3883% | 0.3883% | 0.3883% | 0.3883% | 0.3883% | 0.3883% | 0.3883% | 0.3883% | 0.3883% | 0.3883% | 0.3883% | 0.3883% | 0.3883% | 0.3883% | 0.3883% | 0.3883% | 0.3883% | 0.3883% | 0.3883%
Commercial_Lodging_New_Food Preparation_Natural Gas_Steamer | Commercial | Lodging | New | Food Preparation | Natural Gas | Steamer | 0.3883% | 0.3883% | 0.3883% | 0.3883% | 0.3883% | 0.3883% | 0.3883% | 0.3883% | 0.3883% | 0.3883% | 0.3883% | 0.3883% | 0.3883% | 0.3883% | 0.3883% | 0.3883% | 0.3883% | 0.3883% | 0.3883% | 0.3883% | 0.3883% | 0.3883% | 0.3883% | 0.3883% | 0.3883% | 0.3883% | 0.3883%
Commercial_Lodging_New_Food Preparation_Natural Gas_Commercial Food Prep Other | Commercial | Lodging | New | Food Preparation | Natural Gas | Commercial Food Prep Other | bar: 2021 to 2047
Commercial_Lodging_New_Miscellaneous_Natural Gas_Pool Heater | Commercial | Lodging | New | Miscellaneous | Natural Gas | Pool Heater | 9.865% | 9.865% | 9.865% | 9.865% | 9.865% | 9.865% | 9.865% | 9.865% | 9.865% | 9.865% | 9.865% | 9.865% | 9.865% | 9.865% | 9.865% | 9.865% | 9.865% | 9.865% | 9.865% | 9.865% | 9.865% | 9.865% | 9.865% | 9.865% | 9.865% | 9.865% | 9.865%
Commercial_Lodging_New_Miscellaneous_Natural Gas_Miscellaneous | Commercial | Lodging | New | Miscellaneous | Natural Gas | Miscellaneous | 100% | 100% | 100% | 100% | 100% | 100% | 100% | 100% | 100% | 100% | 100% | 100% | 100% | 100% | 100% | 100% | 100% | 100% | 100% | 100% | 100% | 100% | 100% | 100% | 100% | 100% | 100%
Commercial_Warehouse_Existing_Space Heating_Natural Gas_Furnace | Commercial | Warehouse | Existing | Space Heating | Natural Gas | Furnace | 55.31% | 55.31% | 55.31% | 55.31% | 55.31% | 55.31% | 55.31% | 55.31% | 55.31% | 55.31% | 55.31% | 55.31% | 55.31% | 55.31% | 55.31% | 55.31% | 55.31% | 55.31% | 55.31% | 55.31% | 55.31% | 55.31% | 55.31% | 55.31% | 55.31% | 55.31% | 55.31%
Commercial_Warehouse_Existing_Space Heating_Natural Gas_Boiler | Commercial | Warehouse | Existing | Space Heating | Natural Gas | Boiler | 2.833% | 2.833% | 2.833% | 2.833% | 2.833% | 2.833% | 2.833% | 2.833% | 2.833% | 2.833% | 2.833% | 2.833% | 2.833% | 2.833% | 2.833% | 2.833% | 2.833% | 2.833% | 2.833% | 2.833% | 2.833% | 2.833% | 2.833% | 2.833% | 2.833% | 2.833% | 2.833%
Commercial_Warehouse_Existing_Space Heating_Natural Gas_Unit Heater | Commercial | Warehouse | Existing | Space Heating | Natural Gas | Unit Heater | 24.16% | 24.16% | 24.16% | 24.16% | 24.16% | 24.16% | 24.16% | 24.16% | 24.16% | 24.16% | 24.16% | 24.16% | 24.16% | 24.16% | 24.16% | 24.16% | 24.16% | 24.16% | 24.16% | 24.16% | 24.16% | 24.16% | 24.16% | 24.16% | 24.16% | 24.16% | 24.16%
Commercial_Warehouse_Existing_Water Heating_Natural Gas_Water Heater | Commercial | Warehouse | Existing | Water Heating | Natural Gas | Water Heater | 38.68% | 38.68% | 38.68% | 38.68% | 38.68% | 38.68% | 38.68% | 38.68% | 38.68% | 38.68% | 38.68% | 38.68% | 38.68% | 38.68% | 38.68% | 38.68% | 38.68% | 38.68% | 38.68% | 38.68% | 38.68% | 38.68% | 38.68% | 38.68% | 38.68% | 38.68% | 38.68%
Commercial_Warehouse_Existing_Food Preparation_Natural Gas_Oven | Commercial | Warehouse | Existing | Food Preparation | Natural Gas | Oven | 0.7922% | 0.7922% | 0.7922% | 0.7922% | 0.7922% | 0.7922% | 0.7922% | 0.7922% | 0.7922% | 0.7922% | 0.7922% | 0.7922% | 0.7922% | 0.7922% | 0.7922% | 0.7922% | 0.7922% | 0.7922% | 0.7922% | 0.7922% | 0.7922% | 0.7922% | 0.7922% | 0.7922% | 0.7922% | 0.7922% | 0.7922%
Commercial_Warehouse_Existing_Food Preparation_Natural Gas_Conveyor Oven | Commercial | Warehouse | Existing | Food Preparation | Natural Gas | Conveyor Oven | 0.3961% | 0.3961% | 0.3961% | 0.3961% | 0.3961% | 0.3961% | 0.3961% | 0.3961% | 0.3961% | 0.3961% | 0.3961% | 0.3961% | 0.3961% | 0.3961% | 0.3961% | 0.3961% | 0.3961% | 0.3961% | 0.3961% | 0.3961% | 0.3961% | 0.3961% | 0.3961% | 0.3961% | 0.3961% | 0.3961% | 0.3961%
Commercial_Warehouse_Existing_Food Preparation_Natural Gas_Double Rack Oven | Commercial | Warehouse | Existing | Food Preparation | Natural Gas | Double Rack Oven | 0.3961% | 0.3961% | 0.3961% | 0.3961% | 0.3961% | 0.3961% | 0.3961% | 0.3961% | 0.3961% | 0.3961% | 0.3961% | 0.3961% | 0.3961% | 0.3961% | 0.3961% | 0.3961% | 0.3961% | 0.3961% | 0.3961% | 0.3961% | 0.3961% | 0.3961% | 0.3961% | 0.3961% | 0.3961% | 0.3961% | 0.3961%
Commercial_Warehouse_Existing_Food Preparation_Natural Gas_Fryer | Commercial | Warehouse | Existing | Food Preparation | Natural Gas | Fryer | 1.584% | 1.584% | 1.584% | 1.584% | 1.584% | 1.584% | 1.584% | 1.584% | 1.584% | 1.584% | 1.584% | 1.584% | 1.584% | 1.584% | 1.584% | 1.584% | 1.584% | 1.584% | 1.584% | 1.584% | 1.584% | 1.584% | 1.584% | 1.584% | 1.584% | 1.584% | 1.584%
Commercial_Warehouse_Existing_Food Preparation_Natural Gas_Broiler | Commercial | Warehouse | Existing | Food Preparation | Natural Gas | Broiler | bar: 2021 to 2047
Commercial_Warehouse_Existing_Food Preparation_Natural Gas_Griddle | Commercial | Warehouse | Existing | Food Preparation | Natural Gas | Griddle | 1.584% | 1.584% | 1.584% | 1.584% | 1.584% | 1.584% | 1.584% | 1.584% | 1.584% | 1.584% | 1.584% | 1.584% | 1.584% | 1.584% | 1.584% | 1.584% | 1.584% | 1.584% | 1.584% | 1.584% | 1.584% | 1.584% | 1.584% | 1.584% | 1.584% | 1.584% | 1.584%
Commercial_Warehouse_Existing_Food Preparation_Natural Gas_Range | Commercial | Warehouse | Existing | Food Preparation | Natural Gas | Range | 1.584% | 1.584% | 1.584% | 1.584% | 1.584% | 1.584% | 1.584% | 1.584% | 1.584% | 1.584% | 1.584% | 1.584% | 1.584% | 1.584% | 1.584% | 1.584% | 1.584% | 1.584% | 1.584% | 1.584% | 1.584% | 1.584% | 1.584% | 1.584% | 1.584% | 1.584% | 1.584%
Commercial_Warehouse_Existing_Food Preparation_Natural Gas_Steamer | Commercial | Warehouse | Existing | Food Preparation | Natural Gas | Steamer | bar: 2021 to 2047
Commercial_Warehouse_Existing_Food Preparation_Natural Gas_Commercial Food Prep Other | Commercial | Warehouse | Existing | Food Preparation | Natural Gas | Commercial Food Prep Other | bar: 2021 to 2047
Commercial_Warehouse_Existing_Miscellaneous_Natural Gas_Pool Heater | Commercial | Warehouse | Existing | Miscellaneous | Natural Gas | Pool Heater | bar: 2021 to 2047
Commercial_Warehouse_Existing_Miscellaneous_Natural Gas_Miscellaneous | Commercial | Warehouse | Existing | Miscellaneous | Natural Gas | Miscellaneous | 100% | 100% | 100% | 100% | 100% | 100% | 100% | 100% | 100% | 100% | 100% | 100% | 100% | 100% | 100% | 100% | 100% | 100% | 100% | 100% | 100% | 100% | 100% | 100% | 100% | 100% | 100%
Commercial_Warehouse_New_Space Heating_Natural Gas_Furnace | Commercial | Warehouse | New | Space Heating | Natural Gas | Furnace | 55.31% | 55.31% | 55.31% | 55.31% | 55.31% | 55.31% | 55.31% | 55.31% | 55.31% | 55.31% | 55.31% | 55.31% | 55.31% | 55.31% | 55.31% | 55.31% | 55.31% | 55.31% | 55.31% | 55.31% | 55.31% | 55.31% | 55.31% | 55.31% | 55.31% | 55.31% | 55.31%
Commercial_Warehouse_New_Space Heating_Natural Gas_Boiler | Commercial | Warehouse | New | Space Heating | Natural Gas | Boiler | 2.833% | 2.833% | 2.833% | 2.833% | 2.833% | 2.833% | 2.833% | 2.833% | 2.833% | 2.833% | 2.833% | 2.833% | 2.833% | 2.833% | 2.833% | 2.833% | 2.833% | 2.833% | 2.833% | 2.833% | 2.833% | 2.833% | 2.833% | 2.833% | 2.833% | 2.833% | 2.833%
Commercial_Warehouse_New_Space Heating_Natural Gas_Unit Heater | Commercial | Warehouse | New | Space Heating | Natural Gas | Unit Heater | 24.16% | 24.16% | 24.16% | 24.16% | 24.16% | 24.16% | 24.16% | 24.16% | 24.16% | 24.16% | 24.16% | 24.16% | 24.16% | 24.16% | 24.16% | 24.16% | 24.16% | 24.16% | 24.16% | 24.16% | 24.16% | 24.16% | 24.16% | 24.16% | 24.16% | 24.16% | 24.16%
Commercial_Warehouse_New_Water Heating_Natural Gas_Water Heater | Commercial | Warehouse | New | Water Heating | Natural Gas | Water Heater | 38.68% | 38.68% | 38.68% | 38.68% | 38.68% | 38.68% | 38.68% | 38.68% | 38.68% | 38.68% | 38.68% | 38.68% | 38.68% | 38.68% | 38.68% | 38.68% | 38.68% | 38.68% | 38.68% | 38.68% | 38.68% | 38.68% | 38.68% | 38.68% | 38.68% | 38.68% | 38.68%
Commercial_Warehouse_New_Food Preparation_Natural Gas_Oven | Commercial | Warehouse | New | Food Preparation | Natural Gas | Oven | 0.7922% | 0.7922% | 0.7922% | 0.7922% | 0.7922% | 0.7922% | 0.7922% | 0.7922% | 0.7922% | 0.7922% | 0.7922% | 0.7922% | 0.7922% | 0.7922% | 0.7922% | 0.7922% | 0.7922% | 0.7922% | 0.7922% | 0.7922% | 0.7922% | 0.7922% | 0.7922% | 0.7922% | 0.7922% | 0.7922% | 0.7922%
Commercial_Warehouse_New_Food Preparation_Natural Gas_Conveyor Oven | Commercial | Warehouse | New | Food Preparation | Natural Gas | Conveyor Oven | 0.3961% | 0.3961% | 0.3961% | 0.3961% | 0.3961% | 0.3961% | 0.3961% | 0.3961% | 0.3961% | 0.3961% | 0.3961% | 0.3961% | 0.3961% | 0.3961% | 0.3961% | 0.3961% | 0.3961% | 0.3961% | 0.3961% | 0.3961% | 0.3961% | 0.3961% | 0.3961% | 0.3961% | 0.3961% | 0.3961% | 0.3961%
Commercial_Warehouse_New_Food Preparation_Natural Gas_Double Rack Oven | Commercial | Warehouse | New | Food Preparation | Natural Gas | Double Rack Oven | 0.3961% | 0.3961% | 0.3961% | 0.3961% | 0.3961% | 0.3961% | 0.3961% | 0.3961% | 0.3961% | 0.3961% | 0.3961% | 0.3961% | 0.3961% | 0.3961% | 0.3961% | 0.3961% | 0.3961% | 0.3961% | 0.3961% | 0.3961% | 0.3961% | 0.3961% | 0.3961% | 0.3961% | 0.3961% | 0.3961% | 0.3961%
Commercial_Warehouse_New_Food Preparation_Natural Gas_Fryer | Commercial | Warehouse | New | Food Preparation | Natural Gas | Fryer | 1.584% | 1.584% | 1.584% | 1.584% | 1.584% | 1.584% | 1.584% | 1.584% | 1.584% | 1.584% | 1.584% | 1.584% | 1.584% | 1.584% | 1.584% | 1.584% | 1.584% | 1.584% | 1.584% | 1.584% | 1.584% | 1.584% | 1.584% | 1.584% | 1.584% | 1.584% | 1.584%
Commercial_Warehouse_New_Food Preparation_Natural Gas_Broiler | Commercial | Warehouse | New | Food Preparation | Natural Gas | Broiler | bar: 2021 to 2047
Commercial_Warehouse_New_Food Preparation_Natural Gas_Griddle | Commercial | Warehouse | New | Food Preparation | Natural Gas | Griddle | 1.584% | 1.584% | 1.584% | 1.584% | 1.584% | 1.584% | 1.584% | 1.584% | 1.584% | 1.584% | 1.584% | 1.584% | 1.584% | 1.584% | 1.584% | 1.584% | 1.584% | 1.584% | 1.584% | 1.584% | 1.584% | 1.584% | 1.584% | 1.584% | 1.584% | 1.584% | 1.584%
Commercial_Warehouse_New_Food Preparation_Natural Gas_Range | Commercial | Warehouse | New | Food Preparation | Natural Gas | Range | 1.584% | 1.584% | 1.584% | 1.584% | 1.584% | 1.584% | 1.584% | 1.584% | 1.584% | 1.584% | 1.584% | 1.584% | 1.584% | 1.584% | 1.584% | 1.584% | 1.584% | 1.584% | 1.584% | 1.584% | 1.584% | 1.584% | 1.584% | 1.584% | 1.584% | 1.584% | 1.584%
Commercial_Warehouse_New_Food Preparation_Natural Gas_Steamer | Commercial | Warehouse | New | Food Preparation | Natural Gas | Steamer | bar: 2021 to 2047
Commercial_Warehouse_New_Food Preparation_Natural Gas_Commercial Food Prep Other | Commercial | Warehouse | New | Food Preparation | Natural Gas | Commercial Food Prep Other | bar: 2021 to 2047
Commercial_Warehouse_New_Miscellaneous_Natural Gas_Pool Heater | Commercial | Warehouse | New | Miscellaneous | Natural Gas | Pool Heater | bar: 2021 to 2047
Commercial_Warehouse_New_Miscellaneous_Natural Gas_Miscellaneous | Commercial | Warehouse | New | Miscellaneous | Natural Gas | Miscellaneous | 100% | 100% | 100% | 100% | 100% | 100% | 100% | 100% | 100% | 100% | 100% | 100% | 100% | 100% | 100% | 100% | 100% | 100% | 100% | 100% | 100% | 100% | 100% | 100% | 100% | 100% | 100%
Commercial_Miscellaneous_Existing_Space Heating_Natural Gas_Furnace | Commercial | Miscellaneous | Existing | Space Heating | Natural Gas | Furnace | 53.91% | 53.91% | 53.91% | 53.91% | 53.91% | 53.91% | 53.91% | 53.91% | 53.91% | 53.91% | 53.91% | 53.91% | 53.91% | 53.91% | 53.91% | 53.91% | 53.91% | 53.91% | 53.91% | 53.91% | 53.91% | 53.91% | 53.91% | 53.91% | 53.91% | 53.91% | 53.91%
Commercial_Miscellaneous_Existing_Space Heating_Natural Gas_Boiler | Commercial | Miscellaneous | Existing | Space Heating | Natural Gas | Boiler | 25.45% | 25.45% | 25.45% | 25.45% | 25.45% | 25.45% | 25.45% | 25.45% | 25.45% | 25.45% | 25.45% | 25.45% | 25.45% | 25.45% | 25.45% | 25.45% | 25.45% | 25.45% | 25.45% | 25.45% | 25.45% | 25.45% | 25.45% | 25.45% | 25.45% | 25.45% | 25.45%
Commercial_Miscellaneous_Existing_Space Heating_Natural Gas_Unit Heater | Commercial | Miscellaneous | Existing | Space Heating | Natural Gas | Unit Heater | 0.4776% | 0.4776% | 0.4776% | 0.4776% | 0.4776% | 0.4776% | 0.4776% | 0.4776% | 0.4776% | 0.4776% | 0.4776% | 0.4776% | 0.4776% | 0.4776% | 0.4776% | 0.4776% | 0.4776% | 0.4776% | 0.4776% | 0.4776% | 0.4776% | 0.4776% | 0.4776% | 0.4776% | 0.4776% | 0.4776% | 0.4776%
Commercial_Miscellaneous_Existing_Water Heating_Natural Gas_Water Heater | Commercial | Miscellaneous | Existing | Water Heating | Natural Gas | Water Heater | 59.12% | 59.12% | 59.12% | 59.12% | 59.12% | 59.12% | 59.12% | 59.12% | 59.12% | 59.12% | 59.12% | 59.12% | 59.12% | 59.12% | 59.12% | 59.12% | 59.12% | 59.12% | 59.12% | 59.12% | 59.12% | 59.12% | 59.12% | 59.12% | 59.12% | 59.12% | 59.12%
Commercial_Miscellaneous_Existing_Food Preparation_Natural Gas_Oven | Commercial | Miscellaneous | Existing | Food Preparation | Natural Gas | Oven | 33.1% | 33.1% | 33.1% | 33.1% | 33.1% | 33.1% | 33.1% | 33.1% | 33.1% | 33.1% | 33.1% | 33.1% | 33.1% | 33.1% | 33.1% | 33.1% | 33.1% | 33.1% | 33.1% | 33.1% | 33.1% | 33.1% | 33.1% | 33.1% | 33.1% | 33.1% | 33.1%
Commercial_Miscellaneous_Existing_Food Preparation_Natural Gas_Conveyor Oven | Commercial | Miscellaneous | Existing | Food Preparation | Natural Gas | Conveyor Oven | 16.55% | 16.55% | 16.55% | 16.55% | 16.55% | 16.55% | 16.55% | 16.55% | 16.55% | 16.55% | 16.55% | 16.55% | 16.55% | 16.55% | 16.55% | 16.55% | 16.55% | 16.55% | 16.55% | 16.55% | 16.55% | 16.55% | 16.55% | 16.55% | 16.55% | 16.55% | 16.55%
Commercial_Miscellaneous_Existing_Food Preparation_Natural Gas_Double Rack Oven | Commercial | Miscellaneous | Existing | Food Preparation | Natural Gas | Double Rack Oven | 16.55% | 16.55% | 16.55% | 16.55% | 16.55% | 16.55% | 16.55% | 16.55% | 16.55% | 16.55% | 16.55% | 16.55% | 16.55% | 16.55% | 16.55% | 16.55% | 16.55% | 16.55% | 16.55% | 16.55% | 16.55% | 16.55% | 16.55% | 16.55% | 16.55% | 16.55% | 16.55%
Commercial_Miscellaneous_Existing_Food Preparation_Natural Gas_Fryer | Commercial | Miscellaneous | Existing | Food Preparation | Natural Gas | Fryer | 2.842% | 2.842% | 2.842% | 2.842% | 2.842% | 2.842% | 2.842% | 2.842% | 2.842% | 2.842% | 2.842% | 2.842% | 2.842% | 2.842% | 2.842% | 2.842% | 2.842% | 2.842% | 2.842% | 2.842% | 2.842% | 2.842% | 2.842% | 2.842% | 2.842% | 2.842% | 2.842%
Commercial_Miscellaneous_Existing_Food Preparation_Natural Gas_Broiler | Commercial | Miscellaneous | Existing | Food Preparation | Natural Gas | Broiler | 32.39% | 32.39% | 32.39% | 32.39% | 32.39% | 32.39% | 32.39% | 32.39% | 32.39% | 32.39% | 32.39% | 32.39% | 32.39% | 32.39% | 32.39% | 32.39% | 32.39% | 32.39% | 32.39% | 32.39% | 32.39% | 32.39% | 32.39% | 32.39% | 32.39% | 32.39% | 32.39%
Commercial_Miscellaneous_Existing_Food Preparation_Natural Gas_Griddle | Commercial | Miscellaneous | Existing | Food Preparation | Natural Gas | Griddle | 35.93% | 35.93% | 35.93% | 35.93% | 35.93% | 35.93% | 35.93% | 35.93% | 35.93% | 35.93% | 35.93% | 35.93% | 35.93% | 35.93% | 35.93% | 35.93% | 35.93% | 35.93% | 35.93% | 35.93% | 35.93% | 35.93% | 35.93% | 35.93% | 35.93% | 35.93% | 35.93%
Commercial_Miscellaneous_Existing_Food Preparation_Natural Gas_Range | Commercial | Miscellaneous | Existing | Food Preparation | Natural Gas | Range | 39.94% | 39.94% | 39.94% | 39.94% | 39.94% | 39.94% | 39.94% | 39.94% | 39.94% | 39.94% | 39.94% | 39.94% | 39.94% | 39.94% | 39.94% | 39.94% | 39.94% | 39.94% | 39.94% | 39.94% | 39.94% | 39.94% | 39.94% | 39.94% | 39.94% | 39.94% | 39.94%
Commercial_Miscellaneous_Existing_Food Preparation_Natural Gas_Steamer | Commercial | Miscellaneous | Existing | Food Preparation | Natural Gas | Steamer | 1.408% | 1.408% | 1.408% | 1.408% | 1.408% | 1.408% | 1.408% | 1.408% | 1.408% | 1.408% | 1.408% | 1.408% | 1.408% | 1.408% | 1.408% | 1.408% | 1.408% | 1.408% | 1.408% | 1.408% | 1.408% | 1.408% | 1.408% | 1.408% | 1.408% | 1.408% | 1.408%
Commercial_Miscellaneous_Existing_Food Preparation_Natural Gas_Commercial Food Prep Other | Commercial | Miscellaneous | Existing | Food Preparation | Natural Gas | Commercial Food Prep Other | bar: 2021 to 2047
Commercial_Miscellaneous_Existing_Miscellaneous_Natural Gas_Pool Heater | Commercial | Miscellaneous | Existing | Miscellaneous | Natural Gas | Pool Heater | 1.215% | 1.215% | 1.215% | 1.215% | 1.215% | 1.215% | 1.215% | 1.215% | 1.215% | 1.215% | 1.215% | 1.215% | 1.215% | 1.215% | 1.215% | 1.215% | 1.215% | 1.215% | 1.215% | 1.215% | 1.215% | 1.215% | 1.215% | 1.215% | 1.215% | 1.215% | 1.215%
Commercial_Miscellaneous_Existing_Miscellaneous_Natural Gas_Miscellaneous | Commercial | Miscellaneous | Existing | Miscellaneous | Natural Gas | Miscellaneous | 100% | 100% | 100% | 100% | 100% | 100% | 100% | 100% | 100% | 100% | 100% | 100% | 100% | 100% | 100% | 100% | 100% | 100% | 100% | 100% | 100% | 100% | 100% | 100% | 100% | 100% | 100%
Commercial_Miscellaneous_New_Space Heating_Natural Gas_Furnace | Commercial | Miscellaneous | New | Space Heating | Natural Gas | Furnace | 53.91% | 53.91% | 53.91% | 53.91% | 53.91% | 53.91% | 53.91% | 53.91% | 53.91% | 53.91% | 53.91% | 53.91% | 53.91% | 53.91% | 53.91% | 53.91% | 53.91% | 53.91% | 53.91% | 53.91% | 53.91% | 53.91% | 53.91% | 53.91% | 53.91% | 53.91% | 53.91%
Commercial_Miscellaneous_New_Space Heating_Natural Gas_Boiler | Commercial | Miscellaneous | New | Space Heating | Natural Gas | Boiler | 25.45% | 25.45% | 25.45% | 25.45% | 25.45% | 25.45% | 25.45% | 25.45% | 25.45% | 25.45% | 25.45% | 25.45% | 25.45% | 25.45% | 25.45% | 25.45% | 25.45% | 25.45% | 25.45% | 25.45% | 25.45% | 25.45% | 25.45% | 25.45% | 25.45% | 25.45% | 25.45%
Commercial_Miscellaneous_New_Space Heating_Natural Gas_Unit Heater | Commercial | Miscellaneous | New | Space Heating | Natural Gas | Unit Heater | 0.4776% | 0.4776% | 0.4776% | 0.4776% | 0.4776% | 0.4776% | 0.4776% | 0.4776% | 0.4776% | 0.4776% | 0.4776% | 0.4776% | 0.4776% | 0.4776% | 0.4776% | 0.4776% | 0.4776% | 0.4776% | 0.4776% | 0.4776% | 0.4776% | 0.4776% | 0.4776% | 0.4776% | 0.4776% | 0.4776% | 0.4776%
Commercial_Miscellaneous_New_Water Heating_Natural Gas_Water Heater | Commercial | Miscellaneous | New | Water Heating | Natural Gas | Water Heater | 59.12% | 59.12% | 59.12% | 59.12% | 59.12% | 59.12% | 59.12% | 59.12% | 59.12% | 59.12% | 59.12% | 59.12% | 59.12% | 59.12% | 59.12% | 59.12% | 59.12% | 59.12% | 59.12% | 59.12% | 59.12% | 59.12% | 59.12% | 59.12% | 59.12% | 59.12% | 59.12%
Commercial_Miscellaneous_New_Food Preparation_Natural Gas_Oven | Commercial | Miscellaneous | New | Food Preparation | Natural Gas | Oven | 33.1% | 33.1% | 33.1% | 33.1% | 33.1% | 33.1% | 33.1% | 33.1% | 33.1% | 33.1% | 33.1% | 33.1% | 33.1% | 33.1% | 33.1% | 33.1% | 33.1% | 33.1% | 33.1% | 33.1% | 33.1% | 33.1% | 33.1% | 33.1% | 33.1% | 33.1% | 33.1%
Commercial_Miscellaneous_New_Food Preparation_Natural Gas_Conveyor Oven | Commercial | Miscellaneous | New | Food Preparation | Natural Gas | Conveyor Oven | 16.55% | 16.55% | 16.55% | 16.55% | 16.55% | 16.55% | 16.55% | 16.55% | 16.55% | 16.55% | 16.55% | 16.55% | 16.55% | 16.55% | 16.55% | 16.55% | 16.55% | 16.55% | 16.55% | 16.55% | 16.55% | 16.55% | 16.55% | 16.55% | 16.55% | 16.55% | 16.55%
Commercial_Miscellaneous_New_Food Preparation_Natural Gas_Double Rack Oven | Commercial | Miscellaneous | New | Food Preparation | Natural Gas | Double Rack Oven | 16.55% | 16.55% | 16.55% | 16.55% | 16.55% | 16.55% | 16.55% | 16.55% | 16.55% | 16.55% | 16.55% | 16.55% | 16.55% | 16.55% | 16.55% | 16.55% | 16.55% | 16.55% | 16.55% | 16.55% | 16.55% | 16.55% | 16.55% | 16.55% | 16.55% | 16.55% | 16.55%
Commercial_Miscellaneous_New_Food Preparation_Natural Gas_Fryer | Commercial | Miscellaneous | New | Food Preparation | Natural Gas | Fryer | 2.842% | 2.842% | 2.842% | 2.842% | 2.842% | 2.842% | 2.842% | 2.842% | 2.842% | 2.842% | 2.842% | 2.842% | 2.842% | 2.842% | 2.842% | 2.842% | 2.842% | 2.842% | 2.842% | 2.842% | 2.842% | 2.842% | 2.842% | 2.842% | 2.842% | 2.842% | 2.842%
Commercial_Miscellaneous_New_Food Preparation_Natural Gas_Broiler | Commercial | Miscellaneous | New | Food Preparation | Natural Gas | Broiler | 32.39% | 32.39% | 32.39% | 32.39% | 32.39% | 32.39% | 32.39% | 32.39% | 32.39% | 32.39% | 32.39% | 32.39% | 32.39% | 32.39% | 32.39% | 32.39% | 32.39% | 32.39% | 32.39% | 32.39% | 32.39% | 32.39% | 32.39% | 32.39% | 32.39% | 32.39% | 32.39%
Commercial_Miscellaneous_New_Food Preparation_Natural Gas_Griddle | Commercial | Miscellaneous | New | Food Preparation | Natural Gas | Griddle | 35.93% | 35.93% | 35.93% | 35.93% | 35.93% | 35.93% | 35.93% | 35.93% | 35.93% | 35.93% | 35.93% | 35.93% | 35.93% | 35.93% | 35.93% | 35.93% | 35.93% | 35.93% | 35.93% | 35.93% | 35.93% | 35.93% | 35.93% | 35.93% | 35.93% | 35.93% | 35.93%
Commercial_Miscellaneous_New_Food Preparation_Natural Gas_Range | Commercial | Miscellaneous | New | Food Preparation | Natural Gas | Range | 39.94% | 39.94% | 39.94% | 39.94% | 39.94% | 39.94% | 39.94% | 39.94% | 39.94% | 39.94% | 39.94% | 39.94% | 39.94% | 39.94% | 39.94% | 39.94% | 39.94% | 39.94% | 39.94% | 39.94% | 39.94% | 39.94% | 39.94% | 39.94% | 39.94% | 39.94% | 39.94%
Commercial_Miscellaneous_New_Food Preparation_Natural Gas_Steamer | Commercial | Miscellaneous | New | Food Preparation | Natural Gas | Steamer | 1.408% | 1.408% | 1.408% | 1.408% | 1.408% | 1.408% | 1.408% | 1.408% | 1.408% | 1.408% | 1.408% | 1.408% | 1.408% | 1.408% | 1.408% | 1.408% | 1.408% | 1.408% | 1.408% | 1.408% | 1.408% | 1.408% | 1.408% | 1.408% | 1.408% | 1.408% | 1.408%
Commercial_Miscellaneous_New_Food Preparation_Natural Gas_Commercial Food Prep Other | Commercial | Miscellaneous | New | Food Preparation | Natural Gas | Commercial Food Prep Other | bar: 2021 to 2047
Commercial_Miscellaneous_New_Miscellaneous_Natural Gas_Pool Heater | Commercial | Miscellaneous | New | Miscellaneous | Natural Gas | Pool Heater | 1.215% | 1.215% | 1.215% | 1.215% | 1.215% | 1.215% | 1.215% | 1.215% | 1.215% | 1.215% | 1.215% | 1.215% | 1.215% | 1.215% | 1.215% | 1.215% | 1.215% | 1.215% | 1.215% | 1.215% | 1.215% | 1.215% | 1.215% | 1.215% | 1.215% | 1.215% | 1.215%
Commercial_Miscellaneous_New_Miscellaneous_Natural Gas_Miscellaneous | Commercial | Miscellaneous | New | Miscellaneous | Natural Gas | Miscellaneous | 100% | 100% | 100% | 100% | 100% | 100% | 100% | 100% | 100% | 100% | 100% | 100% | 100% | 100% | 100% | 100% | 100% | 100% | 100% | 100% | 100% | 100% | 100% | 100% | 100% | 100% | 100%

## UECs & EUIs
Key | Sector | Segment | Vintage | End Use | Fuel | Technology | Existing Unit Usage | New Unit Usage | Peak Factor (S) | Peak Factor (W) | Min. Lifetime | Max. Lifetime | Turnover | Group Enduses | Primary Enduse | Logit Model | Copy?
Commercial_Office_Existing_Space Heating_Natural Gas_Furnace | Commercial | Office | Existing | Space Heating | Natural Gas | Furnace | 0.34832 | 0.33961 | 0 | 0 | 17 | 29 | Normal | FALSE | FALSE | FALSE | TRUE
Commercial_Office_Existing_Space Heating_Natural Gas_Boiler | Commercial | Office | Existing | Space Heating | Natural Gas | Boiler | 0.7409 | 0.6964 | 0 | 0 | 20 | 30 | Normal | FALSE | FALSE | FALSE | TRUE
Commercial_Office_Existing_Space Heating_Natural Gas_Unit Heater | Commercial | Office | Existing | Space Heating | Natural Gas | Unit Heater | 0.17416 | 0.17416 | 0 | 0 | 15 | 25 | Normal | FALSE | FALSE | FALSE | TRUE
Commercial_Office_Existing_Water Heating_Natural Gas_Water Heater | Commercial | Office | Existing | Water Heating | Natural Gas | Water Heater | 0.18284 | 0.15915 | 0 | 0 | 8 | 12 | Normal | FALSE | FALSE | FALSE | TRUE
Commercial_Office_Existing_Food Preparation_Natural Gas_Oven | Commercial | Office | Existing | Food Preparation | Natural Gas | Oven | 0.033196 | 0.033196 | 0 | 0 | 10 | 14 | Normal | FALSE | FALSE | FALSE | TRUE
Commercial_Office_Existing_Food Preparation_Natural Gas_Conveyor Oven | Commercial | Office | Existing | Food Preparation | Natural Gas | Conveyor Oven | 0.0568 | 0.0568 | 0 | 0 | 15 | 19 | Normal | FALSE | FALSE | FALSE | TRUE
Commercial_Office_Existing_Food Preparation_Natural Gas_Double Rack Oven | Commercial | Office | Existing | Food Preparation | Natural Gas | Double Rack Oven | 0.08629 | 0.08629 | 0 | 0 | 8 | 16 | Normal | FALSE | FALSE | FALSE | TRUE
Commercial_Office_Existing_Food Preparation_Natural Gas_Fryer | Commercial | Office | Existing | Food Preparation | Natural Gas | Fryer | 0.05143 | 0.05143 | 0 | 0 | 7 | 11 | Normal | FALSE | FALSE | FALSE | TRUE
Commercial_Office_Existing_Food Preparation_Natural Gas_Broiler | Commercial | Office | Existing | Food Preparation | Natural Gas | Broiler | 0.05496 | 0.05496 | 0 | 0 | 8 | 16 | Normal | FALSE | FALSE | FALSE | TRUE
Commercial_Office_Existing_Food Preparation_Natural Gas_Griddle | Commercial | Office | Existing | Food Preparation | Natural Gas | Griddle | 0.038306 | 0.038306 | 0 | 0 | 8 | 16 | Normal | FALSE | FALSE | FALSE | TRUE
Commercial_Office_Existing_Food Preparation_Natural Gas_Range | Commercial | Office | Existing | Food Preparation | Natural Gas | Range | 0.037843 | 0.037843 | 0 | 0 | 8 | 12 | Normal | FALSE | FALSE | FALSE | TRUE
Commercial_Office_Existing_Food Preparation_Natural Gas_Steamer | Commercial | Office | Existing | Food Preparation | Natural Gas | Steamer | 0.043731 | 0.043731 | 0 | 0 | 6 | 10 | Normal | FALSE | FALSE | FALSE | TRUE
Commercial_Office_Existing_Food Preparation_Natural Gas_Commercial Food Prep Other | Commercial | Office | Existing | Food Preparation | Natural Gas | Commercial Food Prep Other | 0.015793 | 0.015793 | 0 | 0 | 8 | 12 | Normal | FALSE | FALSE | FALSE | TRUE
Commercial_Office_Existing_Miscellaneous_Natural Gas_Pool Heater | Commercial | Office | Existing | Miscellaneous | Natural Gas | Pool Heater | 0.01 | 0.01 | 0 | 0 | 4 | 8 | Normal | FALSE | FALSE | FALSE | TRUE
Commercial_Office_Existing_Miscellaneous_Natural Gas_Miscellaneous | Commercial | Office | Existing | Miscellaneous | Natural Gas | Miscellaneous | 0.010023 | 0.010023 | 0 | 0 | 2 | 8 | Normal | FALSE | FALSE | FALSE | TRUE
Commercial_Office_New_Space Heating_Natural Gas_Furnace | Commercial | Office | New | Space Heating | Natural Gas | Furnace | 0 | 0.33961 | 0 | 0 | 17 | 29 | Normal | FALSE | FALSE | FALSE | TRUE
Commercial_Office_New_Space Heating_Natural Gas_Boiler | Commercial | Office | New | Space Heating | Natural Gas | Boiler | 0 | 0.6964 | 0 | 0 | 20 | 30 | Normal | FALSE | FALSE | FALSE | TRUE
Commercial_Office_New_Space Heating_Natural Gas_Unit Heater | Commercial | Office | New | Space Heating | Natural Gas | Unit Heater | 0 | 0.17416 | 0 | 0 | 15 | 25 | Normal | FALSE | FALSE | FALSE | TRUE
Commercial_Office_New_Water Heating_Natural Gas_Water Heater | Commercial | Office | New | Water Heating | Natural Gas | Water Heater | 0 | 0.15915 | 0 | 0 | 8 | 12 | Normal | FALSE | FALSE | FALSE | TRUE
Commercial_Office_New_Food Preparation_Natural Gas_Oven | Commercial | Office | New | Food Preparation | Natural Gas | Oven | 0 | 0.033196 | 0 | 0 | 10 | 14 | Normal | FALSE | FALSE | FALSE | TRUE
Commercial_Office_New_Food Preparation_Natural Gas_Conveyor Oven | Commercial | Office | New | Food Preparation | Natural Gas | Conveyor Oven | 0 | 0.0568 | 0 | 0 | 15 | 19 | Normal | FALSE | FALSE | FALSE | TRUE
Commercial_Office_New_Food Preparation_Natural Gas_Double Rack Oven | Commercial | Office | New | Food Preparation | Natural Gas | Double Rack Oven | 0 | 0.08629 | 0 | 0 | 8 | 16 | Normal | FALSE | FALSE | FALSE | TRUE
Commercial_Office_New_Food Preparation_Natural Gas_Fryer | Commercial | Office | New | Food Preparation | Natural Gas | Fryer | 0 | 0.05143 | 0 | 0 | 7 | 11 | Normal | FALSE | FALSE | FALSE | TRUE
Commercial_Office_New_Food Preparation_Natural Gas_Broiler | Commercial | Office | New | Food Preparation | Natural Gas | Broiler | 0 | 0.05496 | 0 | 0 | 8 | 16 | Normal | FALSE | FALSE | FALSE | TRUE
Commercial_Office_New_Food Preparation_Natural Gas_Griddle | Commercial | Office | New | Food Preparation | Natural Gas | Griddle | 0 | 0.038306 | 0 | 0 | 8 | 16 | Normal | FALSE | FALSE | FALSE | TRUE
Commercial_Office_New_Food Preparation_Natural Gas_Range | Commercial | Office | New | Food Preparation | Natural Gas | Range | 0 | 0.037843 | 0 | 0 | 8 | 12 | Normal | FALSE | FALSE | FALSE | TRUE
Commercial_Office_New_Food Preparation_Natural Gas_Steamer | Commercial | Office | New | Food Preparation | Natural Gas | Steamer | 0 | 0.043731 | 0 | 0 | 6 | 10 | Normal | FALSE | FALSE | FALSE | TRUE
Commercial_Office_New_Food Preparation_Natural Gas_Commercial Food Prep Other | Commercial | Office | New | Food Preparation | Natural Gas | Commercial Food Prep Other | 0 | 0.015793 | 0 | 0 | 8 | 12 | Normal | FALSE | FALSE | FALSE | TRUE
Commercial_Office_New_Miscellaneous_Natural Gas_Pool Heater | Commercial | Office | New | Miscellaneous | Natural Gas | Pool Heater | 0 | 0.01 | 0 | 0 | 4 | 8 | Normal | FALSE | FALSE | FALSE | TRUE
Commercial_Office_New_Miscellaneous_Natural Gas_Miscellaneous | Commercial | Office | New | Miscellaneous | Natural Gas | Miscellaneous | 0 | 0.010023 | 0 | 0 | 2 | 8 | Normal | FALSE | FALSE | FALSE | TRUE
Commercial_Restaurant_Existing_Space Heating_Natural Gas_Furnace | Commercial | Restaurant | Existing | Space Heating | Natural Gas | Furnace | 0.71941 | 0.70003 | 0 | 0 | 17 | 29 | Normal | FALSE | FALSE | FALSE | TRUE
Commercial_Restaurant_Existing_Space Heating_Natural Gas_Boiler | Commercial | Restaurant | Existing | Space Heating | Natural Gas | Boiler | 2.2125 | 2.0797 | 0 | 0 | 20 | 30 | Normal | FALSE | FALSE | FALSE | TRUE
Commercial_Restaurant_Existing_Space Heating_Natural Gas_Unit Heater | Commercial | Restaurant | Existing | Space Heating | Natural Gas | Unit Heater | 0.3597 | 0.3597 | 0 | 0 | 15 | 25 | Normal | FALSE | FALSE | FALSE | TRUE
Commercial_Restaurant_Existing_Water Heating_Natural Gas_Water Heater | Commercial | Restaurant | Existing | Water Heating | Natural Gas | Water Heater | 0.78952 | 0.68724 | 0 | 0 | 8 | 12 | Normal | FALSE | FALSE | FALSE | TRUE
Commercial_Restaurant_Existing_Food Preparation_Natural Gas_Oven | Commercial | Restaurant | Existing | Food Preparation | Natural Gas | Oven | 0.29164 | 0.29164 | 0 | 0 | 10 | 14 | Normal | FALSE | FALSE | FALSE | TRUE
Commercial_Restaurant_Existing_Food Preparation_Natural Gas_Conveyor Oven | Commercial | Restaurant | Existing | Food Preparation | Natural Gas | Conveyor Oven | 0.49901 | 0.49901 | 0 | 0 | 15 | 19 | Normal | FALSE | FALSE | FALSE | TRUE
Commercial_Restaurant_Existing_Food Preparation_Natural Gas_Double Rack Oven | Commercial | Restaurant | Existing | Food Preparation | Natural Gas | Double Rack Oven | 0.75808 | 0.75808 | 0 | 0 | 8 | 16 | Normal | FALSE | FALSE | FALSE | TRUE
Commercial_Restaurant_Existing_Food Preparation_Natural Gas_Fryer | Commercial | Restaurant | Existing | Food Preparation | Natural Gas | Fryer | 0.45183 | 0.45183 | 0 | 0 | 7 | 11 | Normal | FALSE | FALSE | FALSE | TRUE
Commercial_Restaurant_Existing_Food Preparation_Natural Gas_Broiler | Commercial | Restaurant | Existing | Food Preparation | Natural Gas | Broiler | 0.48285 | 0.48285 | 0 | 0 | 8 | 16 | Normal | FALSE | FALSE | FALSE | TRUE
Commercial_Restaurant_Existing_Food Preparation_Natural Gas_Griddle | Commercial | Restaurant | Existing | Food Preparation | Natural Gas | Griddle | 0.33653 | 0.33653 | 0 | 0 | 8 | 16 | Normal | FALSE | FALSE | FALSE | TRUE
Commercial_Restaurant_Existing_Food Preparation_Natural Gas_Range | Commercial | Restaurant | Existing | Food Preparation | Natural Gas | Range | 0.33247 | 0.33247 | 0 | 0 | 8 | 12 | Normal | FALSE | FALSE | FALSE | TRUE
Commercial_Restaurant_Existing_Food Preparation_Natural Gas_Steamer | Commercial | Restaurant | Existing | Food Preparation | Natural Gas | Steamer | 0.3842 | 0.3842 | 0 | 0 | 6 | 10 | Normal | FALSE | FALSE | FALSE | TRUE
Commercial_Restaurant_Existing_Food Preparation_Natural Gas_Commercial Food Prep Other | Commercial | Restaurant | Existing | Food Preparation | Natural Gas | Commercial Food Prep Other | 0.13875 | 0.13875 | 0 | 0 | 8 | 12 | Normal | FALSE | FALSE | FALSE | TRUE
Commercial_Restaurant_Existing_Miscellaneous_Natural Gas_Pool Heater | Commercial | Restaurant | Existing | Miscellaneous | Natural Gas | Pool Heater | 0.01 | 0.01 | 0 | 0 | 4 | 8 | Normal | FALSE | FALSE | FALSE | TRUE
Commercial_Restaurant_Existing_Miscellaneous_Natural Gas_Miscellaneous | Commercial | Restaurant | Existing | Miscellaneous | Natural Gas | Miscellaneous | 0.021106 | 0.021106 | 0 | 0 | 2 | 8 | Normal | FALSE | FALSE | FALSE | TRUE
Commercial_Restaurant_New_Space Heating_Natural Gas_Furnace | Commercial | Restaurant | New | Space Heating | Natural Gas | Furnace | 0 | 0.70012 | 0 | 0 | 17 | 29 | Normal | FALSE | FALSE | FALSE | TRUE
Commercial_Restaurant_New_Space Heating_Natural Gas_Boiler | Commercial | Restaurant | New | Space Heating | Natural Gas | Boiler | 0 | 2.0797 | 0 | 0 | 20 | 30 | Normal | FALSE | FALSE | FALSE | TRUE
Commercial_Restaurant_New_Space Heating_Natural Gas_Unit Heater | Commercial | Restaurant | New | Space Heating | Natural Gas | Unit Heater | 0 | 0.3597 | 0 | 0 | 15 | 25 | Normal | FALSE | FALSE | FALSE | TRUE
Commercial_Restaurant_New_Water Heating_Natural Gas_Water Heater | Commercial | Restaurant | New | Water Heating | Natural Gas | Water Heater | 0 | 0.68724 | 0 | 0 | 8 | 12 | Normal | FALSE | FALSE | FALSE | TRUE
Commercial_Restaurant_New_Food Preparation_Natural Gas_Oven | Commercial | Restaurant | New | Food Preparation | Natural Gas | Oven | 0 | 0.29164 | 0 | 0 | 10 | 14 | Normal | FALSE | FALSE | FALSE | TRUE
Commercial_Restaurant_New_Food Preparation_Natural Gas_Conveyor Oven | Commercial | Restaurant | New | Food Preparation | Natural Gas | Conveyor Oven | 0 | 0.49901 | 0 | 0 | 15 | 19 | Normal | FALSE | FALSE | FALSE | TRUE
Commercial_Restaurant_New_Food Preparation_Natural Gas_Double Rack Oven | Commercial | Restaurant | New | Food Preparation | Natural Gas | Double Rack Oven | 0 | 0.75808 | 0 | 0 | 8 | 16 | Normal | FALSE | FALSE | FALSE | TRUE
Commercial_Restaurant_New_Food Preparation_Natural Gas_Fryer | Commercial | Restaurant | New | Food Preparation | Natural Gas | Fryer | 0 | 0.45183 | 0 | 0 | 7 | 11 | Normal | FALSE | FALSE | FALSE | TRUE
Commercial_Restaurant_New_Food Preparation_Natural Gas_Broiler | Commercial | Restaurant | New | Food Preparation | Natural Gas | Broiler | 0 | 0.48285 | 0 | 0 | 8 | 16 | Normal | FALSE | FALSE | FALSE | TRUE
Commercial_Restaurant_New_Food Preparation_Natural Gas_Griddle | Commercial | Restaurant | New | Food Preparation | Natural Gas | Griddle | 0 | 0.33653 | 0 | 0 | 8 | 16 | Normal | FALSE | FALSE | FALSE | TRUE
Commercial_Restaurant_New_Food Preparation_Natural Gas_Range | Commercial | Restaurant | New | Food Preparation | Natural Gas | Range | 0 | 0.33247 | 0 | 0 | 8 | 12 | Normal | FALSE | FALSE | FALSE | TRUE
Commercial_Restaurant_New_Food Preparation_Natural Gas_Steamer | Commercial | Restaurant | New | Food Preparation | Natural Gas | Steamer | 0 | 0.3842 | 0 | 0 | 6 | 10 | Normal | FALSE | FALSE | FALSE | TRUE
Commercial_Restaurant_New_Food Preparation_Natural Gas_Commercial Food Prep Other | Commercial | Restaurant | New | Food Preparation | Natural Gas | Commercial Food Prep Other | 0 | 0.13875 | 0 | 0 | 8 | 12 | Normal | FALSE | FALSE | FALSE | TRUE
Commercial_Restaurant_New_Miscellaneous_Natural Gas_Pool Heater | Commercial | Restaurant | New | Miscellaneous | Natural Gas | Pool Heater | 0 | 0.01 | 0 | 0 | 4 | 8 | Normal | FALSE | FALSE | FALSE | TRUE
Commercial_Restaurant_New_Miscellaneous_Natural Gas_Miscellaneous | Commercial | Restaurant | New | Miscellaneous | Natural Gas | Miscellaneous | 0 | 0.021106 | 0 | 0 | 2 | 8 | Normal | FALSE | FALSE | FALSE | TRUE
Commercial_Retail_Existing_Space Heating_Natural Gas_Furnace | Commercial | Retail | Existing | Space Heating | Natural Gas | Furnace | 0.51562 | 0.50157 | 0 | 0 | 17 | 29 | Normal | FALSE | FALSE | FALSE | TRUE
Commercial_Retail_Existing_Space Heating_Natural Gas_Boiler | Commercial | Retail | Existing | Space Heating | Natural Gas | Boiler | 0.82287 | 0.77345 | 0 | 0 | 20 | 30 | Normal | FALSE | FALSE | FALSE | TRUE
Commercial_Retail_Existing_Space Heating_Natural Gas_Unit Heater | Commercial | Retail | Existing | Space Heating | Natural Gas | Unit Heater | 0.25781 | 0.25781 | 0 | 0 | 15 | 25 | Normal | FALSE | FALSE | FALSE | TRUE
Commercial_Retail_Existing_Water Heating_Natural Gas_Water Heater | Commercial | Retail | Existing | Water Heating | Natural Gas | Water Heater | 0.28656 | 0.24943 | 0 | 0 | 8 | 12 | Normal | FALSE | FALSE | FALSE | TRUE
Commercial_Retail_Existing_Food Preparation_Natural Gas_Oven | Commercial | Retail | Existing | Food Preparation | Natural Gas | Oven | 1.5605 | 1.5605 | 0 | 0 | 10 | 14 | Normal | FALSE | FALSE | FALSE | TRUE
Commercial_Retail_Existing_Food Preparation_Natural Gas_Conveyor Oven | Commercial | Retail | Existing | Food Preparation | Natural Gas | Conveyor Oven | 2.6702 | 2.6702 | 0 | 0 | 15 | 19 | Normal | FALSE | FALSE | FALSE | TRUE
Commercial_Retail_Existing_Food Preparation_Natural Gas_Double Rack Oven | Commercial | Retail | Existing | Food Preparation | Natural Gas | Double Rack Oven | 4.0565 | 4.0565 | 0 | 0 | 8 | 16 | Normal | FALSE | FALSE | FALSE | TRUE
Commercial_Retail_Existing_Food Preparation_Natural Gas_Fryer | Commercial | Retail | Existing | Food Preparation | Natural Gas | Fryer | 2.4178 | 2.4178 | 0 | 0 | 7 | 11 | Normal | FALSE | FALSE | FALSE | TRUE
Commercial_Retail_Existing_Food Preparation_Natural Gas_Broiler | Commercial | Retail | Existing | Food Preparation | Natural Gas | Broiler | 2.5837 | 2.5837 | 0 | 0 | 8 | 16 | Normal | FALSE | FALSE | FALSE | TRUE
Commercial_Retail_Existing_Food Preparation_Natural Gas_Griddle | Commercial | Retail | Existing | Food Preparation | Natural Gas | Griddle | 1.8008 | 1.8008 | 0 | 0 | 8 | 16 | Normal | FALSE | FALSE | FALSE | TRUE
Commercial_Retail_Existing_Food Preparation_Natural Gas_Range | Commercial | Retail | Existing | Food Preparation | Natural Gas | Range | 1.779 | 1.779 | 0 | 0 | 8 | 12 | Normal | FALSE | FALSE | FALSE | TRUE
Commercial_Retail_Existing_Food Preparation_Natural Gas_Steamer | Commercial | Retail | Existing | Food Preparation | Natural Gas | Steamer | 2.0558 | 2.0558 | 0 | 0 | 6 | 10 | Normal | FALSE | FALSE | FALSE | TRUE
Commercial_Retail_Existing_Food Preparation_Natural Gas_Commercial Food Prep Other | Commercial | Retail | Existing | Food Preparation | Natural Gas | Commercial Food Prep Other | 0.74245 | 0.74245 | 0 | 0 | 8 | 12 | Normal | FALSE | FALSE | FALSE | TRUE
Commercial_Retail_Existing_Miscellaneous_Natural Gas_Pool Heater | Commercial | Retail | Existing | Miscellaneous | Natural Gas | Pool Heater | 0.01 | 0.01 | 0 | 0 | 4 | 8 | Normal | FALSE | FALSE | FALSE | TRUE
Commercial_Retail_Existing_Miscellaneous_Natural Gas_Miscellaneous | Commercial | Retail | Existing | Miscellaneous | Natural Gas | Miscellaneous | 0.026704 | 0.026704 | 0 | 0 | 2 | 8 | Normal | FALSE | FALSE | FALSE | TRUE
Commercial_Retail_New_Space Heating_Natural Gas_Furnace | Commercial | Retail | New | Space Heating | Natural Gas | Furnace | 0 | 0.50273 | 0 | 0 | 17 | 29 | Normal | FALSE | FALSE | FALSE | TRUE
Commercial_Retail_New_Space Heating_Natural Gas_Boiler | Commercial | Retail | New | Space Heating | Natural Gas | Boiler | 0 | 0.77345 | 0 | 0 | 20 | 30 | Normal | FALSE | FALSE | FALSE | TRUE
Commercial_Retail_New_Space Heating_Natural Gas_Unit Heater | Commercial | Retail | New | Space Heating | Natural Gas | Unit Heater | 0 | 0.25781 | 0 | 0 | 15 | 25 | Normal | FALSE | FALSE | FALSE | TRUE
Commercial_Retail_New_Water Heating_Natural Gas_Water Heater | Commercial | Retail | New | Water Heating | Natural Gas | Water Heater | 0 | 0.24943 | 0 | 0 | 8 | 12 | Normal | FALSE | FALSE | FALSE | TRUE
Commercial_Retail_New_Food Preparation_Natural Gas_Oven | Commercial | Retail | New | Food Preparation | Natural Gas | Oven | 0 | 1.5605 | 0 | 0 | 10 | 14 | Normal | FALSE | FALSE | FALSE | TRUE
Commercial_Retail_New_Food Preparation_Natural Gas_Conveyor Oven | Commercial | Retail | New | Food Preparation | Natural Gas | Conveyor Oven | 0 | 2.6702 | 0 | 0 | 15 | 19 | Normal | FALSE | FALSE | FALSE | TRUE
Commercial_Retail_New_Food Preparation_Natural Gas_Double Rack Oven | Commercial | Retail | New | Food Preparation | Natural Gas | Double Rack Oven | 0 | 4.0565 | 0 | 0 | 8 | 16 | Normal | FALSE | FALSE | FALSE | TRUE
Commercial_Retail_New_Food Preparation_Natural Gas_Fryer | Commercial | Retail | New | Food Preparation | Natural Gas | Fryer | 0 | 2.4178 | 0 | 0 | 7 | 11 | Normal | FALSE | FALSE | FALSE | TRUE
Commercial_Retail_New_Food Preparation_Natural Gas_Broiler | Commercial | Retail | New | Food Preparation | Natural Gas | Broiler | 0 | 2.5837 | 0 | 0 | 8 | 16 | Normal | FALSE | FALSE | FALSE | TRUE
Commercial_Retail_New_Food Preparation_Natural Gas_Griddle | Commercial | Retail | New | Food Preparation | Natural Gas | Griddle | 0 | 1.8008 | 0 | 0 | 8 | 16 | Normal | FALSE | FALSE | FALSE | TRUE
Commercial_Retail_New_Food Preparation_Natural Gas_Range | Commercial | Retail | New | Food Preparation | Natural Gas | Range | 0 | 1.779 | 0 | 0 | 8 | 12 | Normal | FALSE | FALSE | FALSE | TRUE
Commercial_Retail_New_Food Preparation_Natural Gas_Steamer | Commercial | Retail | New | Food Preparation | Natural Gas | Steamer | 0 | 2.0558 | 0 | 0 | 6 | 10 | Normal | FALSE | FALSE | FALSE | TRUE
Commercial_Retail_New_Food Preparation_Natural Gas_Commercial Food Prep Other | Commercial | Retail | New | Food Preparation | Natural Gas | Commercial Food Prep Other | 0 | 0.74245 | 0 | 0 | 8 | 12 | Normal | FALSE | FALSE | FALSE | TRUE
Commercial_Retail_New_Miscellaneous_Natural Gas_Pool Heater | Commercial | Retail | New | Miscellaneous | Natural Gas | Pool Heater | 0 | 0.01 | 0 | 0 | 4 | 8 | Normal | FALSE | FALSE | FALSE | TRUE
Commercial_Retail_New_Miscellaneous_Natural Gas_Miscellaneous | Commercial | Retail | New | Miscellaneous | Natural Gas | Miscellaneous | 0 | 0.026704 | 0 | 0 | 2 | 8 | Normal | FALSE | FALSE | FALSE | TRUE
Commercial_Grocery_Existing_Space Heating_Natural Gas_Furnace | Commercial | Grocery | Existing | Space Heating | Natural Gas | Furnace | 0.59146 | 0.5419 | 0 | 0 | 17 | 29 | Normal | FALSE | FALSE | FALSE | TRUE
Commercial_Grocery_Existing_Space Heating_Natural Gas_Boiler | Commercial | Grocery | Existing | Space Heating | Natural Gas | Boiler | 0.9439 | 0.88721 | 0 | 0 | 20 | 30 | Normal | FALSE | FALSE | FALSE | TRUE
Commercial_Grocery_Existing_Space Heating_Natural Gas_Unit Heater | Commercial | Grocery | Existing | Space Heating | Natural Gas | Unit Heater | 0.29573 | 0.29573 | 0 | 0 | 15 | 25 | Normal | FALSE | FALSE | FALSE | TRUE
Commercial_Grocery_Existing_Water Heating_Natural Gas_Water Heater | Commercial | Grocery | Existing | Water Heating | Natural Gas | Water Heater | 0.25615 | 0.22297 | 0 | 0 | 8 | 12 | Normal | FALSE | FALSE | FALSE | TRUE
Commercial_Grocery_Existing_Food Preparation_Natural Gas_Oven | Commercial | Grocery | Existing | Food Preparation | Natural Gas | Oven | 0.086118 | 0.086118 | 0 | 0 | 10 | 14 | Normal | FALSE | FALSE | FALSE | TRUE
Commercial_Grocery_Existing_Food Preparation_Natural Gas_Conveyor Oven | Commercial | Grocery | Existing | Food Preparation | Natural Gas | Conveyor Oven | 0.14735 | 0.14735 | 0 | 0 | 15 | 19 | Normal | FALSE | FALSE | FALSE | TRUE
Commercial_Grocery_Existing_Food Preparation_Natural Gas_Double Rack Oven | Commercial | Grocery | Existing | Food Preparation | Natural Gas | Double Rack Oven | 0.22386 | 0.22386 | 0 | 0 | 8 | 16 | Normal | FALSE | FALSE | FALSE | TRUE
Commercial_Grocery_Existing_Food Preparation_Natural Gas_Fryer | Commercial | Grocery | Existing | Food Preparation | Natural Gas | Fryer | 0.13342 | 0.13342 | 0 | 0 | 7 | 11 | Normal | FALSE | FALSE | FALSE | TRUE
Commercial_Grocery_Existing_Food Preparation_Natural Gas_Broiler | Commercial | Grocery | Existing | Food Preparation | Natural Gas | Broiler | 0.14258 | 0.14258 | 0 | 0 | 8 | 16 | Normal | FALSE | FALSE | FALSE | TRUE
Commercial_Grocery_Existing_Food Preparation_Natural Gas_Griddle | Commercial | Grocery | Existing | Food Preparation | Natural Gas | Griddle | 0.099375 | 0.099375 | 0 | 0 | 8 | 16 | Normal | FALSE | FALSE | FALSE | TRUE
Commercial_Grocery_Existing_Food Preparation_Natural Gas_Range | Commercial | Grocery | Existing | Food Preparation | Natural Gas | Range | 0.098175 | 0.098175 | 0 | 0 | 8 | 12 | Normal | FALSE | FALSE | FALSE | TRUE
Commercial_Grocery_Existing_Food Preparation_Natural Gas_Steamer | Commercial | Grocery | Existing | Food Preparation | Natural Gas | Steamer | 0.11345 | 0.11345 | 0 | 0 | 6 | 10 | Normal | FALSE | FALSE | FALSE | TRUE
Commercial_Grocery_Existing_Food Preparation_Natural Gas_Commercial Food Prep Other | Commercial | Grocery | Existing | Food Preparation | Natural Gas | Commercial Food Prep Other | 0.040972 | 0.040972 | 0 | 0 | 8 | 12 | Normal | FALSE | FALSE | FALSE | TRUE
Commercial_Grocery_Existing_Miscellaneous_Natural Gas_Pool Heater | Commercial | Grocery | Existing | Miscellaneous | Natural Gas | Pool Heater | 0.01 | 0.01 | 0 | 0 | 4 | 8 | Normal | FALSE | FALSE | FALSE | TRUE
Commercial_Grocery_Existing_Miscellaneous_Natural Gas_Miscellaneous | Commercial | Grocery | Existing | Miscellaneous | Natural Gas | Miscellaneous | 0.0059718 | 0.0059718 | 0 | 0 | 2 | 8 | Normal | FALSE | FALSE | FALSE | TRUE
Commercial_Grocery_New_Space Heating_Natural Gas_Furnace | Commercial | Grocery | New | Space Heating | Natural Gas | Furnace | 0 | 0.54191 | 0 | 0 | 17 | 29 | Normal | FALSE | FALSE | FALSE | TRUE
Commercial_Grocery_New_Space Heating_Natural Gas_Boiler | Commercial | Grocery | New | Space Heating | Natural Gas | Boiler | 0 | 0.88721 | 0 | 0 | 20 | 30 | Normal | FALSE | FALSE | FALSE | TRUE
Commercial_Grocery_New_Space Heating_Natural Gas_Unit Heater | Commercial | Grocery | New | Space Heating | Natural Gas | Unit Heater | 0 | 0.29573 | 0 | 0 | 15 | 25 | Normal | FALSE | FALSE | FALSE | TRUE
Commercial_Grocery_New_Water Heating_Natural Gas_Water Heater | Commercial | Grocery | New | Water Heating | Natural Gas | Water Heater | 0 | 0.22297 | 0 | 0 | 8 | 12 | Normal | FALSE | FALSE | FALSE | TRUE
Commercial_Grocery_New_Food Preparation_Natural Gas_Oven | Commercial | Grocery | New | Food Preparation | Natural Gas | Oven | 0 | 0.086118 | 0 | 0 | 10 | 14 | Normal | FALSE | FALSE | FALSE | TRUE
Commercial_Grocery_New_Food Preparation_Natural Gas_Conveyor Oven | Commercial | Grocery | New | Food Preparation | Natural Gas | Conveyor Oven | 0 | 0.14735 | 0 | 0 | 15 | 19 | Normal | FALSE | FALSE | FALSE | TRUE
Commercial_Grocery_New_Food Preparation_Natural Gas_Double Rack Oven | Commercial | Grocery | New | Food Preparation | Natural Gas | Double Rack Oven | 0 | 0.22386 | 0 | 0 | 8 | 16 | Normal | FALSE | FALSE | FALSE | TRUE
Commercial_Grocery_New_Food Preparation_Natural Gas_Fryer | Commercial | Grocery | New | Food Preparation | Natural Gas | Fryer | 0 | 0.13342 | 0 | 0 | 7 | 11 | Normal | FALSE | FALSE | FALSE | TRUE
Commercial_Grocery_New_Food Preparation_Natural Gas_Broiler | Commercial | Grocery | New | Food Preparation | Natural Gas | Broiler | 0 | 0.14258 | 0 | 0 | 8 | 16 | Normal | FALSE | FALSE | FALSE | TRUE
Commercial_Grocery_New_Food Preparation_Natural Gas_Griddle | Commercial | Grocery | New | Food Preparation | Natural Gas | Griddle | 0 | 0.099375 | 0 | 0 | 8 | 16 | Normal | FALSE | FALSE | FALSE | TRUE
Commercial_Grocery_New_Food Preparation_Natural Gas_Range | Commercial | Grocery | New | Food Preparation | Natural Gas | Range | 0 | 0.098175 | 0 | 0 | 8 | 12 | Normal | FALSE | FALSE | FALSE | TRUE
Commercial_Grocery_New_Food Preparation_Natural Gas_Steamer | Commercial | Grocery | New | Food Preparation | Natural Gas | Steamer | 0 | 0.11345 | 0 | 0 | 6 | 10 | Normal | FALSE | FALSE | FALSE | TRUE
Commercial_Grocery_New_Food Preparation_Natural Gas_Commercial Food Prep Other | Commercial | Grocery | New | Food Preparation | Natural Gas | Commercial Food Prep Other | 0 | 0.040972 | 0 | 0 | 8 | 12 | Normal | FALSE | FALSE | FALSE | TRUE
Commercial_Grocery_New_Miscellaneous_Natural Gas_Pool Heater | Commercial | Grocery | New | Miscellaneous | Natural Gas | Pool Heater | 0 | 0.01 | 0 | 0 | 4 | 8 | Normal | FALSE | FALSE | FALSE | TRUE
Commercial_Grocery_New_Miscellaneous_Natural Gas_Miscellaneous | Commercial | Grocery | New | Miscellaneous | Natural Gas | Miscellaneous | 0 | 0.0059718 | 0 | 0 | 2 | 8 | Normal | FALSE | FALSE | FALSE | TRUE
Commercial_School_Existing_Space Heating_Natural Gas_Furnace | Commercial | School | Existing | Space Heating | Natural Gas | Furnace | 0.088912 | 0.086484 | 0 | 0 | 17 | 29 | Normal | FALSE | FALSE | FALSE | TRUE
Commercial_School_Existing_Space Heating_Natural Gas_Boiler | Commercial | School | Existing | Space Heating | Natural Gas | Boiler | 0.19713 | 0.18529 | 0 | 0 | 20 | 30 | Normal | FALSE | FALSE | FALSE | TRUE
Commercial_School_Existing_Space Heating_Natural Gas_Unit Heater | Commercial | School | Existing | Space Heating | Natural Gas | Unit Heater | 0.044456 | 0.044456 | 0 | 0 | 15 | 25 | Normal | FALSE | FALSE | FALSE | TRUE
Commercial_School_Existing_Water Heating_Natural Gas_Water Heater | Commercial | School | Existing | Water Heating | Natural Gas | Water Heater | 0.15351 | 0.13363 | 0 | 0 | 8 | 12 | Normal | FALSE | FALSE | FALSE | TRUE
Commercial_School_Existing_Food Preparation_Natural Gas_Oven | Commercial | School | Existing | Food Preparation | Natural Gas | Oven | 0.01675 | 0.01675 | 0 | 0 | 10 | 14 | Normal | FALSE | FALSE | FALSE | TRUE
Commercial_School_Existing_Food Preparation_Natural Gas_Conveyor Oven | Commercial | School | Existing | Food Preparation | Natural Gas | Conveyor Oven | 0.028661 | 0.028661 | 0 | 0 | 15 | 19 | Normal | FALSE | FALSE | FALSE | TRUE
Commercial_School_Existing_Food Preparation_Natural Gas_Double Rack Oven | Commercial | School | Existing | Food Preparation | Natural Gas | Double Rack Oven | 0.043541 | 0.043541 | 0 | 0 | 8 | 16 | Normal | FALSE | FALSE | FALSE | TRUE
Commercial_School_Existing_Food Preparation_Natural Gas_Fryer | Commercial | School | Existing | Food Preparation | Natural Gas | Fryer | 0.025951 | 0.025951 | 0 | 0 | 7 | 11 | Normal | FALSE | FALSE | FALSE | TRUE
Commercial_School_Existing_Food Preparation_Natural Gas_Broiler | Commercial | School | Existing | Food Preparation | Natural Gas | Broiler | 0.027732 | 0.027732 | 0 | 0 | 8 | 16 | Normal | FALSE | FALSE | FALSE | TRUE
Commercial_School_Existing_Food Preparation_Natural Gas_Griddle | Commercial | School | Existing | Food Preparation | Natural Gas | Griddle | 0.019329 | 0.019329 | 0 | 0 | 8 | 16 | Normal | FALSE | FALSE | FALSE | TRUE
Commercial_School_Existing_Food Preparation_Natural Gas_Range | Commercial | School | Existing | Food Preparation | Natural Gas | Range | 0.019095 | 0.019095 | 0 | 0 | 8 | 12 | Normal | FALSE | FALSE | FALSE | TRUE
Commercial_School_Existing_Food Preparation_Natural Gas_Steamer | Commercial | School | Existing | Food Preparation | Natural Gas | Steamer | 0.022066 | 0.022066 | 0 | 0 | 6 | 10 | Normal | FALSE | FALSE | FALSE | TRUE
Commercial_School_Existing_Food Preparation_Natural Gas_Commercial Food Prep Other | Commercial | School | Existing | Food Preparation | Natural Gas | Commercial Food Prep Other | 0.0079691 | 0.0079691 | 0 | 0 | 8 | 12 | Normal | FALSE | FALSE | FALSE | TRUE
Commercial_School_Existing_Miscellaneous_Natural Gas_Pool Heater | Commercial | School | Existing | Miscellaneous | Natural Gas | Pool Heater | 0.00090085 | 0.00090085 | 0 | 0 | 4 | 8 | Normal | FALSE | FALSE | FALSE | TRUE
Commercial_School_Existing_Miscellaneous_Natural Gas_Miscellaneous | Commercial | School | Existing | Miscellaneous | Natural Gas | Miscellaneous | 0.0029789 | 0.0029789 | 0 | 0 | 2 | 8 | Normal | FALSE | FALSE | FALSE | TRUE
Commercial_School_New_Space Heating_Natural Gas_Furnace | Commercial | School | New | Space Heating | Natural Gas | Furnace | 0 | 0.086689 | 0 | 0 | 17 | 29 | Normal | FALSE | FALSE | FALSE | TRUE
Commercial_School_New_Space Heating_Natural Gas_Boiler | Commercial | School | New | Space Heating | Natural Gas | Boiler | 0 | 0.18529 | 0 | 0 | 20 | 30 | Normal | FALSE | FALSE | FALSE | TRUE
Commercial_School_New_Space Heating_Natural Gas_Unit Heater | Commercial | School | New | Space Heating | Natural Gas | Unit Heater | 0 | 0.044456 | 0 | 0 | 15 | 25 | Normal | FALSE | FALSE | FALSE | TRUE
Commercial_School_New_Water Heating_Natural Gas_Water Heater | Commercial | School | New | Water Heating | Natural Gas | Water Heater | 0 | 0.13363 | 0 | 0 | 8 | 12 | Normal | FALSE | FALSE | FALSE | TRUE
Commercial_School_New_Food Preparation_Natural Gas_Oven | Commercial | School | New | Food Preparation | Natural Gas | Oven | 0 | 0.01675 | 0 | 0 | 10 | 14 | Normal | FALSE | FALSE | FALSE | TRUE
Commercial_School_New_Food Preparation_Natural Gas_Conveyor Oven | Commercial | School | New | Food Preparation | Natural Gas | Conveyor Oven | 0 | 0.028661 | 0 | 0 | 15 | 19 | Normal | FALSE | FALSE | FALSE | TRUE
Commercial_School_New_Food Preparation_Natural Gas_Double Rack Oven | Commercial | School | New | Food Preparation | Natural Gas | Double Rack Oven | 0 | 0.043541 | 0 | 0 | 8 | 16 | Normal | FALSE | FALSE | FALSE | TRUE
Commercial_School_New_Food Preparation_Natural Gas_Fryer | Commercial | School | New | Food Preparation | Natural Gas | Fryer | 0 | 0.025951 | 0 | 0 | 7 | 11 | Normal | FALSE | FALSE | FALSE | TRUE
Commercial_School_New_Food Preparation_Natural Gas_Broiler | Commercial | School | New | Food Preparation | Natural Gas | Broiler | 0 | 0.027732 | 0 | 0 | 8 | 16 | Normal | FALSE | FALSE | FALSE | TRUE
Commercial_School_New_Food Preparation_Natural Gas_Griddle | Commercial | School | New | Food Preparation | Natural Gas | Griddle | 0 | 0.019329 | 0 | 0 | 8 | 16 | Normal | FALSE | FALSE | FALSE | TRUE
Commercial_School_New_Food Preparation_Natural Gas_Range | Commercial | School | New | Food Preparation | Natural Gas | Range | 0 | 0.019095 | 0 | 0 | 8 | 12 | Normal | FALSE | FALSE | FALSE | TRUE
Commercial_School_New_Food Preparation_Natural Gas_Steamer | Commercial | School | New | Food Preparation | Natural Gas | Steamer | 0 | 0.022066 | 0 | 0 | 6 | 10 | Normal | FALSE | FALSE | FALSE | TRUE
Commercial_School_New_Food Preparation_Natural Gas_Commercial Food Prep Other | Commercial | School | New | Food Preparation | Natural Gas | Commercial Food Prep Other | 0 | 0.0079691 | 0 | 0 | 8 | 12 | Normal | FALSE | FALSE | FALSE | TRUE
Commercial_School_New_Miscellaneous_Natural Gas_Pool Heater | Commercial | School | New | Miscellaneous | Natural Gas | Pool Heater | 0 | 0.00090085 | 0 | 0 | 4 | 8 | Normal | FALSE | FALSE | FALSE | TRUE
Commercial_School_New_Miscellaneous_Natural Gas_Miscellaneous | Commercial | School | New | Miscellaneous | Natural Gas | Miscellaneous | 0 | 0.0029789 | 0 | 0 | 2 | 8 | Normal | FALSE | FALSE | FALSE | TRUE
Commercial_College_Existing_Space Heating_Natural Gas_Furnace | Commercial | College | Existing | Space Heating | Natural Gas | Furnace | 0.22848 | 0.22224 | 0 | 0 | 17 | 29 | Normal | FALSE | FALSE | FALSE | TRUE
Commercial_College_Existing_Space Heating_Natural Gas_Boiler | Commercial | College | Existing | Space Heating | Natural Gas | Boiler | 0.50656 | 0.47614 | 0 | 0 | 20 | 30 | Normal | FALSE | FALSE | FALSE | TRUE
Commercial_College_Existing_Space Heating_Natural Gas_Unit Heater | Commercial | College | Existing | Space Heating | Natural Gas | Unit Heater | 0.11424 | 0.11424 | 0 | 0 | 15 | 25 | Normal | FALSE | FALSE | FALSE | TRUE
Commercial_College_Existing_Water Heating_Natural Gas_Water Heater | Commercial | College | Existing | Water Heating | Natural Gas | Water Heater | 0.22114 | 0.19249 | 0 | 0 | 8 | 12 | Normal | FALSE | FALSE | FALSE | TRUE
Commercial_College_Existing_Food Preparation_Natural Gas_Oven | Commercial | College | Existing | Food Preparation | Natural Gas | Oven | 0.013602 | 0.013602 | 0 | 0 | 10 | 14 | Normal | FALSE | FALSE | FALSE | TRUE
Commercial_College_Existing_Food Preparation_Natural Gas_Conveyor Oven | Commercial | College | Existing | Food Preparation | Natural Gas | Conveyor Oven | 0.023274 | 0.023274 | 0 | 0 | 15 | 19 | Normal | FALSE | FALSE | FALSE | TRUE
Commercial_College_Existing_Food Preparation_Natural Gas_Double Rack Oven | Commercial | College | Existing | Food Preparation | Natural Gas | Double Rack Oven | 0.035357 | 0.035357 | 0 | 0 | 8 | 16 | Normal | FALSE | FALSE | FALSE | TRUE
Commercial_College_Existing_Food Preparation_Natural Gas_Fryer | Commercial | College | Existing | Food Preparation | Natural Gas | Fryer | 0.021073 | 0.021073 | 0 | 0 | 7 | 11 | Normal | FALSE | FALSE | FALSE | TRUE
Commercial_College_Existing_Food Preparation_Natural Gas_Broiler | Commercial | College | Existing | Food Preparation | Natural Gas | Broiler | 0.02252 | 0.02252 | 0 | 0 | 8 | 16 | Normal | FALSE | FALSE | FALSE | TRUE
Commercial_College_Existing_Food Preparation_Natural Gas_Griddle | Commercial | College | Existing | Food Preparation | Natural Gas | Griddle | 0.015696 | 0.015696 | 0 | 0 | 8 | 16 | Normal | FALSE | FALSE | FALSE | TRUE
Commercial_College_Existing_Food Preparation_Natural Gas_Range | Commercial | College | Existing | Food Preparation | Natural Gas | Range | 0.015506 | 0.015506 | 0 | 0 | 8 | 12 | Normal | FALSE | FALSE | FALSE | TRUE
Commercial_College_Existing_Food Preparation_Natural Gas_Steamer | Commercial | College | Existing | Food Preparation | Natural Gas | Steamer | 0.017919 | 0.017919 | 0 | 0 | 6 | 10 | Normal | FALSE | FALSE | FALSE | TRUE
Commercial_College_Existing_Food Preparation_Natural Gas_Commercial Food Prep Other | Commercial | College | Existing | Food Preparation | Natural Gas | Commercial Food Prep Other | 0.0064712 | 0.0064712 | 0 | 0 | 8 | 12 | Normal | FALSE | FALSE | FALSE | TRUE
Commercial_College_Existing_Miscellaneous_Natural Gas_Pool Heater | Commercial | College | Existing | Miscellaneous | Natural Gas | Pool Heater | 0.0022909 | 0.0022909 | 0 | 0 | 4 | 8 | Normal | FALSE | FALSE | FALSE | TRUE
Commercial_College_Existing_Miscellaneous_Natural Gas_Miscellaneous | Commercial | College | Existing | Miscellaneous | Natural Gas | Miscellaneous | 0.005234 | 0.005234 | 0 | 0 | 2 | 8 | Normal | FALSE | FALSE | FALSE | TRUE
Commercial_College_New_Space Heating_Natural Gas_Furnace | Commercial | College | New | Space Heating | Natural Gas | Furnace | 0 | 0.22277 | 0 | 0 | 17 | 29 | Normal | FALSE | FALSE | FALSE | TRUE
Commercial_College_New_Space Heating_Natural Gas_Boiler | Commercial | College | New | Space Heating | Natural Gas | Boiler | 0 | 0.47614 | 0 | 0 | 20 | 30 | Normal | FALSE | FALSE | FALSE | TRUE
Commercial_College_New_Space Heating_Natural Gas_Unit Heater | Commercial | College | New | Space Heating | Natural Gas | Unit Heater | 0 | 0.11424 | 0 | 0 | 15 | 25 | Normal | FALSE | FALSE | FALSE | TRUE
Commercial_College_New_Water Heating_Natural Gas_Water Heater | Commercial | College | New | Water Heating | Natural Gas | Water Heater | 0 | 0.19249 | 0 | 0 | 8 | 12 | Normal | FALSE | FALSE | FALSE | TRUE
Commercial_College_New_Food Preparation_Natural Gas_Oven | Commercial | College | New | Food Preparation | Natural Gas | Oven | 0 | 0.013602 | 0 | 0 | 10 | 14 | Normal | FALSE | FALSE | FALSE | TRUE
Commercial_College_New_Food Preparation_Natural Gas_Conveyor Oven | Commercial | College | New | Food Preparation | Natural Gas | Conveyor Oven | 0 | 0.023274 | 0 | 0 | 15 | 19 | Normal | FALSE | FALSE | FALSE | TRUE
Commercial_College_New_Food Preparation_Natural Gas_Double Rack Oven | Commercial | College | New | Food Preparation | Natural Gas | Double Rack Oven | 0 | 0.035357 | 0 | 0 | 8 | 16 | Normal | FALSE | FALSE | FALSE | TRUE
Commercial_College_New_Food Preparation_Natural Gas_Fryer | Commercial | College | New | Food Preparation | Natural Gas | Fryer | 0 | 0.021073 | 0 | 0 | 7 | 11 | Normal | FALSE | FALSE | FALSE | TRUE
Commercial_College_New_Food Preparation_Natural Gas_Broiler | Commercial | College | New | Food Preparation | Natural Gas | Broiler | 0 | 0.02252 | 0 | 0 | 8 | 16 | Normal | FALSE | FALSE | FALSE | TRUE
Commercial_College_New_Food Preparation_Natural Gas_Griddle | Commercial | College | New | Food Preparation | Natural Gas | Griddle | 0 | 0.015696 | 0 | 0 | 8 | 16 | Normal | FALSE | FALSE | FALSE | TRUE
Commercial_College_New_Food Preparation_Natural Gas_Range | Commercial | College | New | Food Preparation | Natural Gas | Range | 0 | 0.015506 | 0 | 0 | 8 | 12 | Normal | FALSE | FALSE | FALSE | TRUE
Commercial_College_New_Food Preparation_Natural Gas_Steamer | Commercial | College | New | Food Preparation | Natural Gas | Steamer | 0 | 0.017919 | 0 | 0 | 6 | 10 | Normal | FALSE | FALSE | FALSE | TRUE
Commercial_College_New_Food Preparation_Natural Gas_Commercial Food Prep Other | Commercial | College | New | Food Preparation | Natural Gas | Commercial Food Prep Other | 0 | 0.0064712 | 0 | 0 | 8 | 12 | Normal | FALSE | FALSE | FALSE | TRUE
Commercial_College_New_Miscellaneous_Natural Gas_Pool Heater | Commercial | College | New | Miscellaneous | Natural Gas | Pool Heater | 0 | 0.0022909 | 0 | 0 | 4 | 8 | Normal | FALSE | FALSE | FALSE | TRUE
Commercial_College_New_Miscellaneous_Natural Gas_Miscellaneous | Commercial | College | New | Miscellaneous | Natural Gas | Miscellaneous | 0 | 0.005234 | 0 | 0 | 2 | 8 | Normal | FALSE | FALSE | FALSE | TRUE
Commercial_Health_Existing_Space Heating_Natural Gas_Furnace | Commercial | Health | Existing | Space Heating | Natural Gas | Furnace | 0.21054 | 0.1878 | 0 | 0 | 17 | 29 | Normal | FALSE | FALSE | FALSE | TRUE
Commercial_Health_Existing_Space Heating_Natural Gas_Boiler | Commercial | Health | Existing | Space Heating | Natural Gas | Boiler | 0.52816 | 0.49644 | 0 | 0 | 20 | 30 | Normal | FALSE | FALSE | FALSE | TRUE
Commercial_Health_Existing_Space Heating_Natural Gas_Unit Heater | Commercial | Health | Existing | Space Heating | Natural Gas | Unit Heater | 0.10527 | 0.10527 | 0 | 0 | 15 | 25 | Normal | FALSE | FALSE | FALSE | TRUE
Commercial_Health_Existing_Water Heating_Natural Gas_Water Heater | Commercial | Health | Existing | Water Heating | Natural Gas | Water Heater | 0.49044 | 0.42691 | 0 | 0 | 8 | 12 | Normal | FALSE | FALSE | FALSE | TRUE
Commercial_Health_Existing_Food Preparation_Natural Gas_Oven | Commercial | Health | Existing | Food Preparation | Natural Gas | Oven | 0.19366 | 0.19366 | 0 | 0 | 10 | 14 | Normal | FALSE | FALSE | FALSE | TRUE
Commercial_Health_Existing_Food Preparation_Natural Gas_Conveyor Oven | Commercial | Health | Existing | Food Preparation | Natural Gas | Conveyor Oven | 0.33137 | 0.33137 | 0 | 0 | 15 | 19 | Normal | FALSE | FALSE | FALSE | TRUE
Commercial_Health_Existing_Food Preparation_Natural Gas_Double Rack Oven | Commercial | Health | Existing | Food Preparation | Natural Gas | Double Rack Oven | 0.50341 | 0.50341 | 0 | 0 | 8 | 16 | Normal | FALSE | FALSE | FALSE | TRUE
Commercial_Health_Existing_Food Preparation_Natural Gas_Fryer | Commercial | Health | Existing | Food Preparation | Natural Gas | Fryer | 0.30004 | 0.30004 | 0 | 0 | 7 | 11 | Normal | FALSE | FALSE | FALSE | TRUE
Commercial_Health_Existing_Food Preparation_Natural Gas_Broiler | Commercial | Health | Existing | Food Preparation | Natural Gas | Broiler | 0.32064 | 0.32064 | 0 | 0 | 8 | 16 | Normal | FALSE | FALSE | FALSE | TRUE
Commercial_Health_Existing_Food Preparation_Natural Gas_Griddle | Commercial | Health | Existing | Food Preparation | Natural Gas | Griddle | 0.22347 | 0.22347 | 0 | 0 | 8 | 16 | Normal | FALSE | FALSE | FALSE | TRUE
Commercial_Health_Existing_Food Preparation_Natural Gas_Range | Commercial | Health | Existing | Food Preparation | Natural Gas | Range | 0.22077 | 0.22077 | 0 | 0 | 8 | 12 | Normal | FALSE | FALSE | FALSE | TRUE
Commercial_Health_Existing_Food Preparation_Natural Gas_Steamer | Commercial | Health | Existing | Food Preparation | Natural Gas | Steamer | 0.25513 | 0.25513 | 0 | 0 | 6 | 10 | Normal | FALSE | FALSE | FALSE | TRUE
Commercial_Health_Existing_Food Preparation_Natural Gas_Commercial Food Prep Other | Commercial | Health | Existing | Food Preparation | Natural Gas | Commercial Food Prep Other | 0.092137 | 0.092137 | 0 | 0 | 8 | 12 | Normal | FALSE | FALSE | FALSE | TRUE
Commercial_Health_Existing_Miscellaneous_Natural Gas_Pool Heater | Commercial | Health | Existing | Miscellaneous | Natural Gas | Pool Heater | 0.01 | 0.01 | 0 | 0 | 4 | 8 | Normal | FALSE | FALSE | FALSE | TRUE
Commercial_Health_Existing_Miscellaneous_Natural Gas_Miscellaneous | Commercial | Health | Existing | Miscellaneous | Natural Gas | Miscellaneous | 0.0053158 | 0.0053158 | 0 | 0 | 2 | 8 | Normal | FALSE | FALSE | FALSE | TRUE
Commercial_Health_New_Space Heating_Natural Gas_Furnace | Commercial | Health | New | Space Heating | Natural Gas | Furnace | 0 | 0.19283 | 0 | 0 | 17 | 29 | Normal | FALSE | FALSE | FALSE | TRUE
Commercial_Health_New_Space Heating_Natural Gas_Boiler | Commercial | Health | New | Space Heating | Natural Gas | Boiler | 0 | 0.49644 | 0 | 0 | 20 | 30 | Normal | FALSE | FALSE | FALSE | TRUE
Commercial_Health_New_Space Heating_Natural Gas_Unit Heater | Commercial | Health | New | Space Heating | Natural Gas | Unit Heater | 0 | 0.10527 | 0 | 0 | 15 | 25 | Normal | FALSE | FALSE | FALSE | TRUE
Commercial_Health_New_Water Heating_Natural Gas_Water Heater | Commercial | Health | New | Water Heating | Natural Gas | Water Heater | 0 | 0.42691 | 0 | 0 | 8 | 12 | Normal | FALSE | FALSE | FALSE | TRUE
Commercial_Health_New_Food Preparation_Natural Gas_Oven | Commercial | Health | New | Food Preparation | Natural Gas | Oven | 0 | 0.19366 | 0 | 0 | 10 | 14 | Normal | FALSE | FALSE | FALSE | TRUE
Commercial_Health_New_Food Preparation_Natural Gas_Conveyor Oven | Commercial | Health | New | Food Preparation | Natural Gas | Conveyor Oven | 0 | 0.33137 | 0 | 0 | 15 | 19 | Normal | FALSE | FALSE | FALSE | TRUE
Commercial_Health_New_Food Preparation_Natural Gas_Double Rack Oven | Commercial | Health | New | Food Preparation | Natural Gas | Double Rack Oven | 0 | 0.50341 | 0 | 0 | 8 | 16 | Normal | FALSE | FALSE | FALSE | TRUE
Commercial_Health_New_Food Preparation_Natural Gas_Fryer | Commercial | Health | New | Food Preparation | Natural Gas | Fryer | 0 | 0.30004 | 0 | 0 | 7 | 11 | Normal | FALSE | FALSE | FALSE | TRUE
Commercial_Health_New_Food Preparation_Natural Gas_Broiler | Commercial | Health | New | Food Preparation | Natural Gas | Broiler | 0 | 0.32064 | 0 | 0 | 8 | 16 | Normal | FALSE | FALSE | FALSE | TRUE
Commercial_Health_New_Food Preparation_Natural Gas_Griddle | Commercial | Health | New | Food Preparation | Natural Gas | Griddle | 0 | 0.22347 | 0 | 0 | 8 | 16 | Normal | FALSE | FALSE | FALSE | TRUE
Commercial_Health_New_Food Preparation_Natural Gas_Range | Commercial | Health | New | Food Preparation | Natural Gas | Range | 0 | 0.22077 | 0 | 0 | 8 | 12 | Normal | FALSE | FALSE | FALSE | TRUE
Commercial_Health_New_Food Preparation_Natural Gas_Steamer | Commercial | Health | New | Food Preparation | Natural Gas | Steamer | 0 | 0.25513 | 0 | 0 | 6 | 10 | Normal | FALSE | FALSE | FALSE | TRUE
Commercial_Health_New_Food Preparation_Natural Gas_Commercial Food Prep Other | Commercial | Health | New | Food Preparation | Natural Gas | Commercial Food Prep Other | 0 | 0.092137 | 0 | 0 | 8 | 12 | Normal | FALSE | FALSE | FALSE | TRUE
Commercial_Health_New_Miscellaneous_Natural Gas_Pool Heater | Commercial | Health | New | Miscellaneous | Natural Gas | Pool Heater | 0 | 0.01 | 0 | 0 | 4 | 8 | Normal | FALSE | FALSE | FALSE | TRUE
Commercial_Health_New_Miscellaneous_Natural Gas_Miscellaneous | Commercial | Health | New | Miscellaneous | Natural Gas | Miscellaneous | 0 | 0.0053158 | 0 | 0 | 2 | 8 | Normal | FALSE | FALSE | FALSE | TRUE
Commercial_Lodging_Existing_Space Heating_Natural Gas_Furnace | Commercial | Lodging | Existing | Space Heating | Natural Gas | Furnace | 0.51146 | 0.4798 | 0 | 0 | 17 | 29 | Normal | FALSE | FALSE | FALSE | TRUE
Commercial_Lodging_Existing_Space Heating_Natural Gas_Boiler | Commercial | Lodging | Existing | Space Heating | Natural Gas | Boiler | 0.70066 | 0.65858 | 0 | 0 | 20 | 30 | Normal | FALSE | FALSE | FALSE | TRUE
Commercial_Lodging_Existing_Space Heating_Natural Gas_Unit Heater | Commercial | Lodging | Existing | Space Heating | Natural Gas | Unit Heater | 0.25573 | 0.25573 | 0 | 0 | 15 | 25 | Normal | FALSE | FALSE | FALSE | TRUE
Commercial_Lodging_Existing_Water Heating_Natural Gas_Water Heater | Commercial | Lodging | Existing | Water Heating | Natural Gas | Water Heater | 0.39057 | 0.33997 | 0 | 0 | 8 | 12 | Normal | FALSE | FALSE | FALSE | TRUE
Commercial_Lodging_Existing_Food Preparation_Natural Gas_Oven | Commercial | Lodging | Existing | Food Preparation | Natural Gas | Oven | 0.058151 | 0.058151 | 0 | 0 | 10 | 14 | Normal | FALSE | FALSE | FALSE | TRUE
Commercial_Lodging_Existing_Food Preparation_Natural Gas_Conveyor Oven | Commercial | Lodging | Existing | Food Preparation | Natural Gas | Conveyor Oven | 0.0995 | 0.0995 | 0 | 0 | 15 | 19 | Normal | FALSE | FALSE | FALSE | TRUE
Commercial_Lodging_Existing_Food Preparation_Natural Gas_Double Rack Oven | Commercial | Lodging | Existing | Food Preparation | Natural Gas | Double Rack Oven | 0.15116 | 0.15116 | 0 | 0 | 8 | 16 | Normal | FALSE | FALSE | FALSE | TRUE
Commercial_Lodging_Existing_Food Preparation_Natural Gas_Fryer | Commercial | Lodging | Existing | Food Preparation | Natural Gas | Fryer | 0.090093 | 0.090093 | 0 | 0 | 7 | 11 | Normal | FALSE | FALSE | FALSE | TRUE
Commercial_Lodging_Existing_Food Preparation_Natural Gas_Broiler | Commercial | Lodging | Existing | Food Preparation | Natural Gas | Broiler | 0.096277 | 0.096277 | 0 | 0 | 8 | 16 | Normal | FALSE | FALSE | FALSE | TRUE
Commercial_Lodging_Existing_Food Preparation_Natural Gas_Griddle | Commercial | Lodging | Existing | Food Preparation | Natural Gas | Griddle | 0.067102 | 0.067102 | 0 | 0 | 8 | 16 | Normal | FALSE | FALSE | FALSE | TRUE
Commercial_Lodging_Existing_Food Preparation_Natural Gas_Range | Commercial | Lodging | Existing | Food Preparation | Natural Gas | Range | 0.066292 | 0.066292 | 0 | 0 | 8 | 12 | Normal | FALSE | FALSE | FALSE | TRUE
Commercial_Lodging_Existing_Food Preparation_Natural Gas_Steamer | Commercial | Lodging | Existing | Food Preparation | Natural Gas | Steamer | 0.076607 | 0.076607 | 0 | 0 | 6 | 10 | Normal | FALSE | FALSE | FALSE | TRUE
Commercial_Lodging_Existing_Food Preparation_Natural Gas_Commercial Food Prep Other | Commercial | Lodging | Existing | Food Preparation | Natural Gas | Commercial Food Prep Other | 0.027666 | 0.027666 | 0 | 0 | 8 | 12 | Normal | FALSE | FALSE | FALSE | TRUE
Commercial_Lodging_Existing_Miscellaneous_Natural Gas_Pool Heater | Commercial | Lodging | Existing | Miscellaneous | Natural Gas | Pool Heater | 0.0067056 | 0.0067056 | 0 | 0 | 4 | 8 | Normal | FALSE | FALSE | FALSE | TRUE
Commercial_Lodging_Existing_Miscellaneous_Natural Gas_Miscellaneous | Commercial | Lodging | Existing | Miscellaneous | Natural Gas | Miscellaneous | 0.0051401 | 0.0051401 | 0 | 0 | 2 | 8 | Normal | FALSE | FALSE | FALSE | TRUE
Commercial_Lodging_New_Space Heating_Natural Gas_Furnace | Commercial | Lodging | New | Space Heating | Natural Gas | Furnace | 0 | 0.47997 | 0 | 0 | 17 | 29 | Normal | FALSE | FALSE | FALSE | TRUE
Commercial_Lodging_New_Space Heating_Natural Gas_Boiler | Commercial | Lodging | New | Space Heating | Natural Gas | Boiler | 0 | 0.65858 | 0 | 0 | 20 | 30 | Normal | FALSE | FALSE | FALSE | TRUE
Commercial_Lodging_New_Space Heating_Natural Gas_Unit Heater | Commercial | Lodging | New | Space Heating | Natural Gas | Unit Heater | 0 | 0.25573 | 0 | 0 | 15 | 25 | Normal | FALSE | FALSE | FALSE | TRUE
Commercial_Lodging_New_Water Heating_Natural Gas_Water Heater | Commercial | Lodging | New | Water Heating | Natural Gas | Water Heater | 0 | 0.33997 | 0 | 0 | 8 | 12 | Normal | FALSE | FALSE | FALSE | TRUE
Commercial_Lodging_New_Food Preparation_Natural Gas_Oven | Commercial | Lodging | New | Food Preparation | Natural Gas | Oven | 0 | 0.058151 | 0 | 0 | 10 | 14 | Normal | FALSE | FALSE | FALSE | TRUE
Commercial_Lodging_New_Food Preparation_Natural Gas_Conveyor Oven | Commercial | Lodging | New | Food Preparation | Natural Gas | Conveyor Oven | 0 | 0.0995 | 0 | 0 | 15 | 19 | Normal | FALSE | FALSE | FALSE | TRUE
Commercial_Lodging_New_Food Preparation_Natural Gas_Double Rack Oven | Commercial | Lodging | New | Food Preparation | Natural Gas | Double Rack Oven | 0 | 0.15116 | 0 | 0 | 8 | 16 | Normal | FALSE | FALSE | FALSE | TRUE
Commercial_Lodging_New_Food Preparation_Natural Gas_Fryer | Commercial | Lodging | New | Food Preparation | Natural Gas | Fryer | 0 | 0.090093 | 0 | 0 | 7 | 11 | Normal | FALSE | FALSE | FALSE | TRUE
Commercial_Lodging_New_Food Preparation_Natural Gas_Broiler | Commercial | Lodging | New | Food Preparation | Natural Gas | Broiler | 0 | 0.096277 | 0 | 0 | 8 | 16 | Normal | FALSE | FALSE | FALSE | TRUE
Commercial_Lodging_New_Food Preparation_Natural Gas_Griddle | Commercial | Lodging | New | Food Preparation | Natural Gas | Griddle | 0 | 0.067102 | 0 | 0 | 8 | 16 | Normal | FALSE | FALSE | FALSE | TRUE
Commercial_Lodging_New_Food Preparation_Natural Gas_Range | Commercial | Lodging | New | Food Preparation | Natural Gas | Range | 0 | 0.066292 | 0 | 0 | 8 | 12 | Normal | FALSE | FALSE | FALSE | TRUE
Commercial_Lodging_New_Food Preparation_Natural Gas_Steamer | Commercial | Lodging | New | Food Preparation | Natural Gas | Steamer | 0 | 0.076607 | 0 | 0 | 6 | 10 | Normal | FALSE | FALSE | FALSE | TRUE
Commercial_Lodging_New_Food Preparation_Natural Gas_Commercial Food Prep Other | Commercial | Lodging | New | Food Preparation | Natural Gas | Commercial Food Prep Other | 0 | 0.027666 | 0 | 0 | 8 | 12 | Normal | FALSE | FALSE | FALSE | TRUE
Commercial_Lodging_New_Miscellaneous_Natural Gas_Pool Heater | Commercial | Lodging | New | Miscellaneous | Natural Gas | Pool Heater | 0 | 0.0067056 | 0 | 0 | 4 | 8 | Normal | FALSE | FALSE | FALSE | TRUE
Commercial_Lodging_New_Miscellaneous_Natural Gas_Miscellaneous | Commercial | Lodging | New | Miscellaneous | Natural Gas | Miscellaneous | 0 | 0.0051401 | 0 | 0 | 2 | 8 | Normal | FALSE | FALSE | FALSE | TRUE
Commercial_Warehouse_Existing_Space Heating_Natural Gas_Furnace | Commercial | Warehouse | Existing | Space Heating | Natural Gas | Furnace | 0.73779 | 0.71935 | 0 | 0 | 17 | 29 | Normal | FALSE | FALSE | FALSE | TRUE
Commercial_Warehouse_Existing_Space Heating_Natural Gas_Boiler | Commercial | Warehouse | Existing | Space Heating | Natural Gas | Boiler | 1.1774 | 1.1067 | 0 | 0 | 20 | 30 | Normal | FALSE | FALSE | FALSE | TRUE
Commercial_Warehouse_Existing_Space Heating_Natural Gas_Unit Heater | Commercial | Warehouse | Existing | Space Heating | Natural Gas | Unit Heater | 0.3689 | 0.3689 | 0 | 0 | 15 | 25 | Normal | FALSE | FALSE | FALSE | TRUE
Commercial_Warehouse_Existing_Water Heating_Natural Gas_Water Heater | Commercial | Warehouse | Existing | Water Heating | Natural Gas | Water Heater | 0.091197 | 0.079383 | 0 | 0 | 8 | 12 | Normal | FALSE | FALSE | FALSE | TRUE
Commercial_Warehouse_Existing_Food Preparation_Natural Gas_Oven | Commercial | Warehouse | Existing | Food Preparation | Natural Gas | Oven | 0.0043914 | 0.0043914 | 0 | 0 | 10 | 14 | Normal | FALSE | FALSE | FALSE | TRUE
Commercial_Warehouse_Existing_Food Preparation_Natural Gas_Conveyor Oven | Commercial | Warehouse | Existing | Food Preparation | Natural Gas | Conveyor Oven | 0.007514 | 0.007514 | 0 | 0 | 15 | 19 | Normal | FALSE | FALSE | FALSE | TRUE
Commercial_Warehouse_Existing_Food Preparation_Natural Gas_Double Rack Oven | Commercial | Warehouse | Existing | Food Preparation | Natural Gas | Double Rack Oven | 0.011415 | 0.011415 | 0 | 0 | 8 | 16 | Normal | FALSE | FALSE | FALSE | TRUE
Commercial_Warehouse_Existing_Food Preparation_Natural Gas_Fryer | Commercial | Warehouse | Existing | Food Preparation | Natural Gas | Fryer | 0.0068037 | 0.0068037 | 0 | 0 | 7 | 11 | Normal | FALSE | FALSE | FALSE | TRUE
Commercial_Warehouse_Existing_Food Preparation_Natural Gas_Broiler | Commercial | Warehouse | Existing | Food Preparation | Natural Gas | Broiler | 0.0072707 | 0.0072707 | 0 | 0 | 8 | 16 | Normal | FALSE | FALSE | FALSE | TRUE
Commercial_Warehouse_Existing_Food Preparation_Natural Gas_Griddle | Commercial | Warehouse | Existing | Food Preparation | Natural Gas | Griddle | 0.0050675 | 0.0050675 | 0 | 0 | 8 | 16 | Normal | FALSE | FALSE | FALSE | TRUE
Commercial_Warehouse_Existing_Food Preparation_Natural Gas_Range | Commercial | Warehouse | Existing | Food Preparation | Natural Gas | Range | 0.0050062 | 0.0050062 | 0 | 0 | 8 | 12 | Normal | FALSE | FALSE | FALSE | TRUE
Commercial_Warehouse_Existing_Food Preparation_Natural Gas_Steamer | Commercial | Warehouse | Existing | Food Preparation | Natural Gas | Steamer | 0.0057852 | 0.0057852 | 0 | 0 | 6 | 10 | Normal | FALSE | FALSE | FALSE | TRUE
Commercial_Warehouse_Existing_Food Preparation_Natural Gas_Commercial Food Prep Other | Commercial | Warehouse | Existing | Food Preparation | Natural Gas | Commercial Food Prep Other | 0.0020893 | 0.0020893 | 0 | 0 | 8 | 12 | Normal | FALSE | FALSE | FALSE | TRUE
Commercial_Warehouse_Existing_Miscellaneous_Natural Gas_Pool Heater | Commercial | Warehouse | Existing | Miscellaneous | Natural Gas | Pool Heater | 0.01 | 0.01 | 0 | 0 | 4 | 8 | Normal | FALSE | FALSE | FALSE | TRUE
Commercial_Warehouse_Existing_Miscellaneous_Natural Gas_Miscellaneous | Commercial | Warehouse | Existing | Miscellaneous | Natural Gas | Miscellaneous | 0.0060298 | 0.0060298 | 0 | 0 | 2 | 8 | Normal | FALSE | FALSE | FALSE | TRUE
Commercial_Warehouse_New_Space Heating_Natural Gas_Furnace | Commercial | Warehouse | New | Space Heating | Natural Gas | Furnace | 0 | 0.71935 | 0 | 0 | 17 | 29 | Normal | FALSE | FALSE | FALSE | TRUE
Commercial_Warehouse_New_Space Heating_Natural Gas_Boiler | Commercial | Warehouse | New | Space Heating | Natural Gas | Boiler | 0 | 1.1067 | 0 | 0 | 20 | 30 | Normal | FALSE | FALSE | FALSE | TRUE
Commercial_Warehouse_New_Space Heating_Natural Gas_Unit Heater | Commercial | Warehouse | New | Space Heating | Natural Gas | Unit Heater | 0 | 0.3689 | 0 | 0 | 15 | 25 | Normal | FALSE | FALSE | FALSE | TRUE
Commercial_Warehouse_New_Water Heating_Natural Gas_Water Heater | Commercial | Warehouse | New | Water Heating | Natural Gas | Water Heater | 0 | 0.079383 | 0 | 0 | 8 | 12 | Normal | FALSE | FALSE | FALSE | TRUE
Commercial_Warehouse_New_Food Preparation_Natural Gas_Oven | Commercial | Warehouse | New | Food Preparation | Natural Gas | Oven | 0 | 0.0043914 | 0 | 0 | 10 | 14 | Normal | FALSE | FALSE | FALSE | TRUE
Commercial_Warehouse_New_Food Preparation_Natural Gas_Conveyor Oven | Commercial | Warehouse | New | Food Preparation | Natural Gas | Conveyor Oven | 0 | 0.007514 | 0 | 0 | 15 | 19 | Normal | FALSE | FALSE | FALSE | TRUE
Commercial_Warehouse_New_Food Preparation_Natural Gas_Double Rack Oven | Commercial | Warehouse | New | Food Preparation | Natural Gas | Double Rack Oven | 0 | 0.011415 | 0 | 0 | 8 | 16 | Normal | FALSE | FALSE | FALSE | TRUE
Commercial_Warehouse_New_Food Preparation_Natural Gas_Fryer | Commercial | Warehouse | New | Food Preparation | Natural Gas | Fryer | 0 | 0.0068037 | 0 | 0 | 7 | 11 | Normal | FALSE | FALSE | FALSE | TRUE
Commercial_Warehouse_New_Food Preparation_Natural Gas_Broiler | Commercial | Warehouse | New | Food Preparation | Natural Gas | Broiler | 0 | 0.0072707 | 0 | 0 | 8 | 16 | Normal | FALSE | FALSE | FALSE | TRUE
Commercial_Warehouse_New_Food Preparation_Natural Gas_Griddle | Commercial | Warehouse | New | Food Preparation | Natural Gas | Griddle | 0 | 0.0050675 | 0 | 0 | 8 | 16 | Normal | FALSE | FALSE | FALSE | TRUE
Commercial_Warehouse_New_Food Preparation_Natural Gas_Range | Commercial | Warehouse | New | Food Preparation | Natural Gas | Range | 0 | 0.0050062 | 0 | 0 | 8 | 12 | Normal | FALSE | FALSE | FALSE | TRUE
Commercial_Warehouse_New_Food Preparation_Natural Gas_Steamer | Commercial | Warehouse | New | Food Preparation | Natural Gas | Steamer | 0 | 0.0057852 | 0 | 0 | 6 | 10 | Normal | FALSE | FALSE | FALSE | TRUE
Commercial_Warehouse_New_Food Preparation_Natural Gas_Commercial Food Prep Other | Commercial | Warehouse | New | Food Preparation | Natural Gas | Commercial Food Prep Other | 0 | 0.0020893 | 0 | 0 | 8 | 12 | Normal | FALSE | FALSE | FALSE | TRUE
Commercial_Warehouse_New_Miscellaneous_Natural Gas_Pool Heater | Commercial | Warehouse | New | Miscellaneous | Natural Gas | Pool Heater | 0 | 0.01 | 0 | 0 | 4 | 8 | Normal | FALSE | FALSE | FALSE | TRUE
Commercial_Warehouse_New_Miscellaneous_Natural Gas_Miscellaneous | Commercial | Warehouse | New | Miscellaneous | Natural Gas | Miscellaneous | 0 | 0.0060298 | 0 | 0 | 2 | 8 | Normal | FALSE | FALSE | FALSE | TRUE
Commercial_Miscellaneous_Existing_Space Heating_Natural Gas_Furnace | Commercial | Miscellaneous | Existing | Space Heating | Natural Gas | Furnace | 0.59183 | 0.57704 | 0 | 0 | 17 | 29 | Normal | FALSE | FALSE | FALSE | TRUE
Commercial_Miscellaneous_Existing_Space Heating_Natural Gas_Boiler | Commercial | Miscellaneous | Existing | Space Heating | Natural Gas | Boiler | 0.94449 | 0.88777 | 0 | 0 | 20 | 30 | Normal | FALSE | FALSE | FALSE | TRUE
Commercial_Miscellaneous_Existing_Space Heating_Natural Gas_Unit Heater | Commercial | Miscellaneous | Existing | Space Heating | Natural Gas | Unit Heater | 0.29592 | 0.29592 | 0 | 0 | 15 | 25 | Normal | FALSE | FALSE | FALSE | TRUE
Commercial_Miscellaneous_Existing_Water Heating_Natural Gas_Water Heater | Commercial | Miscellaneous | Existing | Water Heating | Natural Gas | Water Heater | 0.36606 | 0.31864 | 0 | 0 | 8 | 12 | Normal | FALSE | FALSE | FALSE | TRUE
Commercial_Miscellaneous_Existing_Food Preparation_Natural Gas_Oven | Commercial | Miscellaneous | Existing | Food Preparation | Natural Gas | Oven | 0.011766 | 0.011766 | 0 | 0 | 10 | 14 | Normal | FALSE | FALSE | FALSE | TRUE
Commercial_Miscellaneous_Existing_Food Preparation_Natural Gas_Conveyor Oven | Commercial | Miscellaneous | Existing | Food Preparation | Natural Gas | Conveyor Oven | 0.020132 | 0.020132 | 0 | 0 | 15 | 19 | Normal | FALSE | FALSE | FALSE | TRUE
Commercial_Miscellaneous_Existing_Food Preparation_Natural Gas_Double Rack Oven | Commercial | Miscellaneous | Existing | Food Preparation | Natural Gas | Double Rack Oven | 0.030584 | 0.030584 | 0 | 0 | 8 | 16 | Normal | FALSE | FALSE | FALSE | TRUE
Commercial_Miscellaneous_Existing_Food Preparation_Natural Gas_Fryer | Commercial | Miscellaneous | Existing | Food Preparation | Natural Gas | Fryer | 0.018229 | 0.018229 | 0 | 0 | 7 | 11 | Normal | FALSE | FALSE | FALSE | TRUE
Commercial_Miscellaneous_Existing_Food Preparation_Natural Gas_Broiler | Commercial | Miscellaneous | Existing | Food Preparation | Natural Gas | Broiler | 0.01948 | 0.01948 | 0 | 0 | 8 | 16 | Normal | FALSE | FALSE | FALSE | TRUE
Commercial_Miscellaneous_Existing_Food Preparation_Natural Gas_Griddle | Commercial | Miscellaneous | Existing | Food Preparation | Natural Gas | Griddle | 0.013577 | 0.013577 | 0 | 0 | 8 | 16 | Normal | FALSE | FALSE | FALSE | TRUE
Commercial_Miscellaneous_Existing_Food Preparation_Natural Gas_Range | Commercial | Miscellaneous | Existing | Food Preparation | Natural Gas | Range | 0.013413 | 0.013413 | 0 | 0 | 8 | 12 | Normal | FALSE | FALSE | FALSE | TRUE
Commercial_Miscellaneous_Existing_Food Preparation_Natural Gas_Steamer | Commercial | Miscellaneous | Existing | Food Preparation | Natural Gas | Steamer | 0.0155 | 0.0155 | 0 | 0 | 6 | 10 | Normal | FALSE | FALSE | FALSE | TRUE
Commercial_Miscellaneous_Existing_Food Preparation_Natural Gas_Commercial Food Prep Other | Commercial | Miscellaneous | Existing | Food Preparation | Natural Gas | Commercial Food Prep Other | 0.0055977 | 0.0055977 | 0 | 0 | 8 | 12 | Normal | FALSE | FALSE | FALSE | TRUE
Commercial_Miscellaneous_Existing_Miscellaneous_Natural Gas_Pool Heater | Commercial | Miscellaneous | Existing | Miscellaneous | Natural Gas | Pool Heater | 0.1935 | 0.1935 | 0 | 0 | 4 | 8 | Normal | FALSE | FALSE | FALSE | TRUE
Commercial_Miscellaneous_Existing_Miscellaneous_Natural Gas_Miscellaneous | Commercial | Miscellaneous | Existing | Miscellaneous | Natural Gas | Miscellaneous | 0.13926 | 0.13926 | 0 | 0 | 2 | 8 | Normal | FALSE | FALSE | FALSE | TRUE
Commercial_Miscellaneous_New_Space Heating_Natural Gas_Furnace | Commercial | Miscellaneous | New | Space Heating | Natural Gas | Furnace | 0 | 0.57704 | 0 | 0 | 17 | 29 | Normal | FALSE | FALSE | FALSE | TRUE
Commercial_Miscellaneous_New_Space Heating_Natural Gas_Boiler | Commercial | Miscellaneous | New | Space Heating | Natural Gas | Boiler | 0 | 0.88777 | 0 | 0 | 20 | 30 | Normal | FALSE | FALSE | FALSE | TRUE
Commercial_Miscellaneous_New_Space Heating_Natural Gas_Unit Heater | Commercial | Miscellaneous | New | Space Heating | Natural Gas | Unit Heater | 0 | 0.29592 | 0 | 0 | 15 | 25 | Normal | FALSE | FALSE | FALSE | TRUE
Commercial_Miscellaneous_New_Water Heating_Natural Gas_Water Heater | Commercial | Miscellaneous | New | Water Heating | Natural Gas | Water Heater | 0 | 0.31864 | 0 | 0 | 8 | 12 | Normal | FALSE | FALSE | FALSE | TRUE
Commercial_Miscellaneous_New_Food Preparation_Natural Gas_Oven | Commercial | Miscellaneous | New | Food Preparation | Natural Gas | Oven | 0 | 0.011766 | 0 | 0 | 10 | 14 | Normal | FALSE | FALSE | FALSE | TRUE
Commercial_Miscellaneous_New_Food Preparation_Natural Gas_Conveyor Oven | Commercial | Miscellaneous | New | Food Preparation | Natural Gas | Conveyor Oven | 0 | 0.020132 | 0 | 0 | 15 | 19 | Normal | FALSE | FALSE | FALSE | TRUE
Commercial_Miscellaneous_New_Food Preparation_Natural Gas_Double Rack Oven | Commercial | Miscellaneous | New | Food Preparation | Natural Gas | Double Rack Oven | 0 | 0.030584 | 0 | 0 | 8 | 16 | Normal | FALSE | FALSE | FALSE | TRUE
Commercial_Miscellaneous_New_Food Preparation_Natural Gas_Fryer | Commercial | Miscellaneous | New | Food Preparation | Natural Gas | Fryer | 0 | 0.018229 | 0 | 0 | 7 | 11 | Normal | FALSE | FALSE | FALSE | TRUE
Commercial_Miscellaneous_New_Food Preparation_Natural Gas_Broiler | Commercial | Miscellaneous | New | Food Preparation | Natural Gas | Broiler | 0 | 0.01948 | 0 | 0 | 8 | 16 | Normal | FALSE | FALSE | FALSE | TRUE
Commercial_Miscellaneous_New_Food Preparation_Natural Gas_Griddle | Commercial | Miscellaneous | New | Food Preparation | Natural Gas | Griddle | 0 | 0.013577 | 0 | 0 | 8 | 16 | Normal | FALSE | FALSE | FALSE | TRUE
Commercial_Miscellaneous_New_Food Preparation_Natural Gas_Range | Commercial | Miscellaneous | New | Food Preparation | Natural Gas | Range | 0 | 0.013413 | 0 | 0 | 8 | 12 | Normal | FALSE | FALSE | FALSE | TRUE
Commercial_Miscellaneous_New_Food Preparation_Natural Gas_Steamer | Commercial | Miscellaneous | New | Food Preparation | Natural Gas | Steamer | 0 | 0.0155 | 0 | 0 | 6 | 10 | Normal | FALSE | FALSE | FALSE | TRUE
Commercial_Miscellaneous_New_Food Preparation_Natural Gas_Commercial Food Prep Other | Commercial | Miscellaneous | New | Food Preparation | Natural Gas | Commercial Food Prep Other | 0 | 0.0055977 | 0 | 0 | 8 | 12 | Normal | FALSE | FALSE | FALSE | TRUE
Commercial_Miscellaneous_New_Miscellaneous_Natural Gas_Pool Heater | Commercial | Miscellaneous | New | Miscellaneous | Natural Gas | Pool Heater | 0 | 0.1935 | 0 | 0 | 4 | 8 | Normal | FALSE | FALSE | FALSE | TRUE
Commercial_Miscellaneous_New_Miscellaneous_Natural Gas_Miscellaneous | Commercial | Miscellaneous | New | Miscellaneous | Natural Gas | Miscellaneous | 0 | 0.13926 | 0 | 0 | 2 | 8 | Normal | FALSE | FALSE | FALSE | TRUE
Commercial_Office_Existing_Space Heating_Natural Gas_All | Commercial | Office | Existing | Space Heating | Natural Gas | All | 0.54394 | 0.58381 | 0 | 0
Commercial_Office_Existing_Water Heating_Natural Gas_All | Commercial | Office | Existing | Water Heating | Natural Gas | All | 0.18284 | 0.17931 | 0 | 0
Commercial_Office_Existing_Food Preparation_Natural Gas_All | Commercial | Office | Existing | Food Preparation | Natural Gas | All | 0.044987 | 0.044553 | 0 | 0
Commercial_Office_Existing_Miscellaneous_Natural Gas_All | Commercial | Office | Existing | Miscellaneous | Natural Gas | All | 0.010023 | 0.010023 | 0 | 0
Commercial_Office_Existing_Space Heating_Natural Gas_Market | Commercial | Office | Existing | Space Heating | Natural Gas | Market | 0.41323 | 0.44352 | 0 | 0
Commercial_Office_Existing_Water Heating_Natural Gas_Market | Commercial | Office | Existing | Water Heating | Natural Gas | Market | 0.10699 | 0.10492 | 0 | 0
Commercial_Office_Existing_Food Preparation_Natural Gas_Market | Commercial | Office | Existing | Food Preparation | Natural Gas | Market | 0.0028511 | 0.0028235 | 0 | 0
Commercial_Office_Existing_Miscellaneous_Natural Gas_Market | Commercial | Office | Existing | Miscellaneous | Natural Gas | Market | 0.010023 | 0.010023 | 0 | 0
Commercial_Office_Existing_Space Heating_Natural Gas_Small Systems | Commercial | Office | Existing | Space Heating | Natural Gas | Small Systems | 0.17416 | 0.18736 | 0 | 0
Commercial_Office_Existing_Space Heating_Natural Gas_Central Systems | Commercial | Office | Existing | Space Heating | Natural Gas | Central Systems | 0.55252 | 0.59301 | 0 | 0
Commercial_Office_New_Space Heating_Natural Gas_All | Commercial | Office | New | Space Heating | Natural Gas | All | 0 | 0.55645 | 0 | 0
Commercial_Office_New_Water Heating_Natural Gas_All | Commercial | Office | New | Water Heating | Natural Gas | All | 0 | 0.15915 | 0 | 0
Commercial_Office_New_Food Preparation_Natural Gas_All | Commercial | Office | New | Food Preparation | Natural Gas | All | 0 | 0.040916 | 0 | 0
Commercial_Office_New_Miscellaneous_Natural Gas_All | Commercial | Office | New | Miscellaneous | Natural Gas | All | 0 | 0.010023 | 0 | 0
Commercial_Office_New_Space Heating_Natural Gas_Market | Commercial | Office | New | Space Heating | Natural Gas | Market | 0 | 0.42273 | 0 | 0
Commercial_Office_New_Water Heating_Natural Gas_Market | Commercial | Office | New | Water Heating | Natural Gas | Market | 0 | 0.093126 | 0 | 0
Commercial_Office_New_Food Preparation_Natural Gas_Market | Commercial | Office | New | Food Preparation | Natural Gas | Market | 0 | 0.002593 | 0 | 0
Commercial_Office_New_Miscellaneous_Natural Gas_Market | Commercial | Office | New | Miscellaneous | Natural Gas | Market | 0 | 0.010023 | 0 | 0
Commercial_Office_New_Space Heating_Natural Gas_Small Systems | Commercial | Office | New | Space Heating | Natural Gas | Small Systems | 0 | 0.18736 | 0 | 0
Commercial_Office_New_Space Heating_Natural Gas_Central Systems | Commercial | Office | New | Space Heating | Natural Gas | Central Systems | 0 | 0.56501 | 0 | 0
Commercial_Restaurant_Existing_Space Heating_Natural Gas_All | Commercial | Restaurant | Existing | Space Heating | Natural Gas | All | 0.7236 | 0.77791 | 0 | 0
Commercial_Restaurant_Existing_Water Heating_Natural Gas_All | Commercial | Restaurant | Existing | Water Heating | Natural Gas | All | 0.78952 | 0.77427 | 0 | 0
Commercial_Restaurant_Existing_Food Preparation_Natural Gas_All | Commercial | Restaurant | Existing | Food Preparation | Natural Gas | All | 0.40091 | 0.39675 | 0 | 0
Commercial_Restaurant_Existing_Miscellaneous_Natural Gas_All | Commercial | Restaurant | Existing | Miscellaneous | Natural Gas | All | 0.021106 | 0.021106 | 0 | 0
Commercial_Restaurant_Existing_Space Heating_Natural Gas_Market | Commercial | Restaurant | Existing | Space Heating | Natural Gas | Market | 0.67718 | 0.72801 | 0 | 0
Commercial_Restaurant_Existing_Water Heating_Natural Gas_Market | Commercial | Restaurant | Existing | Water Heating | Natural Gas | Market | 0.49977 | 0.49012 | 0 | 0
Commercial_Restaurant_Existing_Food Preparation_Natural Gas_Market | Commercial | Restaurant | Existing | Food Preparation | Natural Gas | Market | 1.4039 | 1.3893 | 0 | 0
Commercial_Restaurant_Existing_Miscellaneous_Natural Gas_Market | Commercial | Restaurant | Existing | Miscellaneous | Natural Gas | Market | 0.021106 | 0.021106 | 0 | 0
Commercial_Restaurant_Existing_Space Heating_Natural Gas_Small Systems | Commercial | Restaurant | Existing | Space Heating | Natural Gas | Small Systems | 0.3597 | 0.38697 | 0 | 0
Commercial_Restaurant_Existing_Space Heating_Natural Gas_Central Systems | Commercial | Restaurant | Existing | Space Heating | Natural Gas | Central Systems | 0.72711 | 0.78169 | 0 | 0
Commercial_Restaurant_New_Space Heating_Natural Gas_All | Commercial | Restaurant | New | Space Heating | Natural Gas | All | 0 | 0.75727 | 0 | 0
Commercial_Restaurant_New_Water Heating_Natural Gas_All | Commercial | Restaurant | New | Water Heating | Natural Gas | All | 0 | 0.68724 | 0 | 0
Commercial_Restaurant_New_Food Preparation_Natural Gas_All | Commercial | Restaurant | New | Food Preparation | Natural Gas | All | 0 | 0.36171 | 0 | 0
Commercial_Restaurant_New_Miscellaneous_Natural Gas_All | Commercial | Restaurant | New | Miscellaneous | Natural Gas | All | 0 | 0.021106 | 0 | 0
Commercial_Restaurant_New_Space Heating_Natural Gas_Market | Commercial | Restaurant | New | Space Heating | Natural Gas | Market | 0 | 0.70869 | 0 | 0
Commercial_Restaurant_New_Water Heating_Natural Gas_Market | Commercial | Restaurant | New | Water Heating | Natural Gas | Market | 0 | 0.43503 | 0 | 0
Commercial_Restaurant_New_Food Preparation_Natural Gas_Market | Commercial | Restaurant | New | Food Preparation | Natural Gas | Market | 0 | 1.2666 | 0 | 0
Commercial_Restaurant_New_Miscellaneous_Natural Gas_Market | Commercial | Restaurant | New | Miscellaneous | Natural Gas | Market | 0 | 0.021106 | 0 | 0
Commercial_Restaurant_New_Space Heating_Natural Gas_Small Systems | Commercial | Restaurant | New | Space Heating | Natural Gas | Small Systems | 0 | 0.38697 | 0 | 0
Commercial_Restaurant_New_Space Heating_Natural Gas_Central Systems | Commercial | Restaurant | New | Space Heating | Natural Gas | Central Systems | 0 | 0.76085 | 0 | 0
Commercial_Retail_Existing_Space Heating_Natural Gas_All | Commercial | Retail | Existing | Space Heating | Natural Gas | All | 0.5071 | 0.54511 | 0 | 0
Commercial_Retail_Existing_Water Heating_Natural Gas_All | Commercial | Retail | Existing | Water Heating | Natural Gas | All | 0.28656 | 0.28102 | 0 | 0
Commercial_Retail_Existing_Food Preparation_Natural Gas_All | Commercial | Retail | Existing | Food Preparation | Natural Gas | All | 2.4399 | 2.399 | 0 | 0
Commercial_Retail_Existing_Miscellaneous_Natural Gas_All | Commercial | Retail | Existing | Miscellaneous | Natural Gas | All | 0.026704 | 0.026704 | 0 | 0
Commercial_Retail_Existing_Space Heating_Natural Gas_Market | Commercial | Retail | Existing | Space Heating | Natural Gas | Market | 0.48493 | 0.52127 | 0 | 0
Commercial_Retail_Existing_Water Heating_Natural Gas_Market | Commercial | Retail | Existing | Water Heating | Natural Gas | Market | 0.1226 | 0.12023 | 0 | 0
Commercial_Retail_Existing_Food Preparation_Natural Gas_Market | Commercial | Retail | Existing | Food Preparation | Natural Gas | Market | 0.16069 | 0.158 | 0 | 0
Commercial_Retail_Existing_Miscellaneous_Natural Gas_Market | Commercial | Retail | Existing | Miscellaneous | Natural Gas | Market | 0.026704 | 0.026704 | 0 | 0
Commercial_Retail_Existing_Space Heating_Natural Gas_Small Systems | Commercial | Retail | Existing | Space Heating | Natural Gas | Small Systems | 0.25781 | 0.27736 | 0 | 0
Commercial_Retail_Existing_Space Heating_Natural Gas_Central Systems | Commercial | Retail | Existing | Space Heating | Natural Gas | Central Systems | 0.52905 | 0.56868 | 0 | 0
Commercial_Retail_New_Space Heating_Natural Gas_All | Commercial | Retail | New | Space Heating | Natural Gas | All | 0 | 0.53122 | 0 | 0
Commercial_Retail_New_Water Heating_Natural Gas_All | Commercial | Retail | New | Water Heating | Natural Gas | All | 0 | 0.24943 | 0 | 0
Commercial_Retail_New_Food Preparation_Natural Gas_All | Commercial | Retail | New | Food Preparation | Natural Gas | All | 0 | 2.057 | 0 | 0
Commercial_Retail_New_Miscellaneous_Natural Gas_All | Commercial | Retail | New | Miscellaneous | Natural Gas | All | 0 | 0.026704 | 0 | 0
Commercial_Retail_New_Space Heating_Natural Gas_Market | Commercial | Retail | New | Space Heating | Natural Gas | Market | 0 | 0.50799 | 0 | 0
Commercial_Retail_New_Water Heating_Natural Gas_Market | Commercial | Retail | New | Water Heating | Natural Gas | Market | 0 | 0.10672 | 0 | 0
Commercial_Retail_New_Food Preparation_Natural Gas_Market | Commercial | Retail | New | Food Preparation | Natural Gas | Market | 0 | 0.13548 | 0 | 0
Commercial_Retail_New_Miscellaneous_Natural Gas_Market | Commercial | Retail | New | Miscellaneous | Natural Gas | Market | 0 | 0.026704 | 0 | 0
Commercial_Retail_New_Space Heating_Natural Gas_Small Systems | Commercial | Retail | New | Space Heating | Natural Gas | Small Systems | 0 | 0.27736 | 0 | 0
Commercial_Retail_New_Space Heating_Natural Gas_Central Systems | Commercial | Retail | New | Space Heating | Natural Gas | Central Systems | 0 | 0.55357 | 0 | 0
Commercial_Grocery_Existing_Space Heating_Natural Gas_All | Commercial | Grocery | Existing | Space Heating | Natural Gas | All | 0.59379 | 0.6375 | 0 | 0
Commercial_Grocery_Existing_Water Heating_Natural Gas_All | Commercial | Grocery | Existing | Water Heating | Natural Gas | All | 0.25615 | 0.25121 | 0 | 0
Commercial_Grocery_Existing_Food Preparation_Natural Gas_All | Commercial | Grocery | Existing | Food Preparation | Natural Gas | All | 0.11667 | 0.11546 | 0 | 0
Commercial_Grocery_Existing_Miscellaneous_Natural Gas_All | Commercial | Grocery | Existing | Miscellaneous | Natural Gas | All | 0.0059718 | 0.0059718 | 0 | 0
Commercial_Grocery_Existing_Space Heating_Natural Gas_Market | Commercial | Grocery | Existing | Space Heating | Natural Gas | Market | 0.25368 | 0.27235 | 0 | 0
Commercial_Grocery_Existing_Water Heating_Natural Gas_Market | Commercial | Grocery | Existing | Water Heating | Natural Gas | Market | 0.16002 | 0.15693 | 0 | 0
Commercial_Grocery_Existing_Food Preparation_Natural Gas_Market | Commercial | Grocery | Existing | Food Preparation | Natural Gas | Market | 0.13531 | 0.13391 | 0 | 0
Commercial_Grocery_Existing_Miscellaneous_Natural Gas_Market | Commercial | Grocery | Existing | Miscellaneous | Natural Gas | Market | 0.0059718 | 0.0059718 | 0 | 0
Commercial_Grocery_Existing_Space Heating_Natural Gas_Small Systems | Commercial | Grocery | Existing | Space Heating | Natural Gas | Small Systems | 0 | 0 | 0 | 0
Commercial_Grocery_Existing_Space Heating_Natural Gas_Central Systems | Commercial | Grocery | Existing | Space Heating | Natural Gas | Central Systems | 0.59379 | 0.6375 | 0 | 0
Commercial_Grocery_New_Space Heating_Natural Gas_All | Commercial | Grocery | New | Space Heating | Natural Gas | All | 0 | 0.58545 | 0 | 0
Commercial_Grocery_New_Water Heating_Natural Gas_All | Commercial | Grocery | New | Water Heating | Natural Gas | All | 0 | 0.22297 | 0 | 0
Commercial_Grocery_New_Food Preparation_Natural Gas_All | Commercial | Grocery | New | Food Preparation | Natural Gas | All | 0 | 0.10525 | 0 | 0
Commercial_Grocery_New_Miscellaneous_Natural Gas_All | Commercial | Grocery | New | Miscellaneous | Natural Gas | All | 0 | 0.0059718 | 0 | 0
Commercial_Grocery_New_Space Heating_Natural Gas_Market | Commercial | Grocery | New | Space Heating | Natural Gas | Market | 0 | 0.25011 | 0 | 0
Commercial_Grocery_New_Water Heating_Natural Gas_Market | Commercial | Grocery | New | Water Heating | Natural Gas | Market | 0 | 0.13929 | 0 | 0
Commercial_Grocery_New_Food Preparation_Natural Gas_Market | Commercial | Grocery | New | Food Preparation | Natural Gas | Market | 0 | 0.12207 | 0 | 0
Commercial_Grocery_New_Miscellaneous_Natural Gas_Market | Commercial | Grocery | New | Miscellaneous | Natural Gas | Market | 0 | 0.0059718 | 0 | 0
Commercial_Grocery_New_Space Heating_Natural Gas_Small Systems | Commercial | Grocery | New | Space Heating | Natural Gas | Small Systems | 0 | 0 | 0 | 0
Commercial_Grocery_New_Space Heating_Natural Gas_Central Systems | Commercial | Grocery | New | Space Heating | Natural Gas | Central Systems | 0 | 0.58545 | 0 | 0
Commercial_School_Existing_Space Heating_Natural Gas_All | Commercial | School | Existing | Space Heating | Natural Gas | All | 0.15964 | 0.17128 | 0 | 0
Commercial_School_Existing_Water Heating_Natural Gas_All | Commercial | School | Existing | Water Heating | Natural Gas | All | 0.15351 | 0.15055 | 0 | 0
Commercial_School_Existing_Food Preparation_Natural Gas_All | Commercial | School | Existing | Food Preparation | Natural Gas | All | 0.022432 | 0.022193 | 0 | 0
Commercial_School_Existing_Miscellaneous_Natural Gas_All | Commercial | School | Existing | Miscellaneous | Natural Gas | All | 0.0029726 | 0.0029726 | 0 | 0
Commercial_School_Existing_Space Heating_Natural Gas_Market | Commercial | School | Existing | Space Heating | Natural Gas | Market | 0.12362 | 0.13263 | 0 | 0
Commercial_School_Existing_Water Heating_Natural Gas_Market | Commercial | School | Existing | Water Heating | Natural Gas | Market | 0.1339 | 0.13132 | 0 | 0
Commercial_School_Existing_Food Preparation_Natural Gas_Market | Commercial | School | Existing | Food Preparation | Natural Gas | Market | 0.024418 | 0.024157 | 0 | 0
Commercial_School_Existing_Miscellaneous_Natural Gas_Market | Commercial | School | Existing | Miscellaneous | Natural Gas | Market | 0.0029817 | 0.0029817 | 0 | 0
Commercial_School_Existing_Space Heating_Natural Gas_Small Systems | Commercial | School | Existing | Space Heating | Natural Gas | Small Systems | 0.044456 | 0.047826 | 0 | 0
Commercial_School_Existing_Space Heating_Natural Gas_Central Systems | Commercial | School | Existing | Space Heating | Natural Gas | Central Systems | 0.16636 | 0.17848 | 0 | 0
Commercial_School_New_Space Heating_Natural Gas_All | Commercial | School | New | Space Heating | Natural Gas | All | 0 | 0.16249 | 0 | 0
Commercial_School_New_Water Heating_Natural Gas_All | Commercial | School | New | Water Heating | Natural Gas | All | 0 | 0.13363 | 0 | 0
Commercial_School_New_Food Preparation_Natural Gas_All | Commercial | School | New | Food Preparation | Natural Gas | All | 0 | 0.02009 | 0 | 0
Commercial_School_New_Miscellaneous_Natural Gas_All | Commercial | School | New | Miscellaneous | Natural Gas | All | 0 | 0.0029726 | 0 | 0
Commercial_School_New_Space Heating_Natural Gas_Market | Commercial | School | New | Space Heating | Natural Gas | Market | 0 | 0.12582 | 0 | 0
Commercial_School_New_Water Heating_Natural Gas_Market | Commercial | School | New | Water Heating | Natural Gas | Market | 0 | 0.11656 | 0 | 0
Commercial_School_New_Food Preparation_Natural Gas_Market | Commercial | School | New | Food Preparation | Natural Gas | Market | 0 | 0.021868 | 0 | 0
Commercial_School_New_Miscellaneous_Natural Gas_Market | Commercial | School | New | Miscellaneous | Natural Gas | Market | 0 | 0.0029817 | 0 | 0
Commercial_School_New_Space Heating_Natural Gas_Small Systems | Commercial | School | New | Space Heating | Natural Gas | Small Systems | 0 | 0.047826 | 0 | 0
Commercial_School_New_Space Heating_Natural Gas_Central Systems | Commercial | School | New | Space Heating | Natural Gas | Central Systems | 0 | 0.16918 | 0 | 0
Commercial_College_Existing_Space Heating_Natural Gas_All | Commercial | College | Existing | Space Heating | Natural Gas | All | 0.47738 | 0.51204 | 0 | 0
Commercial_College_Existing_Water Heating_Natural Gas_All | Commercial | College | Existing | Water Heating | Natural Gas | All | 0.22114 | 0.21687 | 0 | 0
Commercial_College_Existing_Food Preparation_Natural Gas_All | Commercial | College | Existing | Food Preparation | Natural Gas | All | 0.018216 | 0.018021 | 0 | 0
Commercial_College_Existing_Miscellaneous_Natural Gas_All | Commercial | College | Existing | Miscellaneous | Natural Gas | All | 0.0051987 | 0.0051987 | 0 | 0
Commercial_College_Existing_Space Heating_Natural Gas_Market | Commercial | College | Existing | Space Heating | Natural Gas | Market | 0.36966 | 0.3965 | 0 | 0
Commercial_College_Existing_Water Heating_Natural Gas_Market | Commercial | College | Existing | Water Heating | Natural Gas | Market | 0.19289 | 0.18917 | 0 | 0
Commercial_College_Existing_Food Preparation_Natural Gas_Market | Commercial | College | Existing | Food Preparation | Natural Gas | Market | 0.019829 | 0.019617 | 0 | 0
Commercial_College_Existing_Miscellaneous_Natural Gas_Market | Commercial | College | Existing | Miscellaneous | Natural Gas | Market | 0.0052619 | 0.0052619 | 0 | 0
Commercial_College_Existing_Space Heating_Natural Gas_Small Systems | Commercial | College | Existing | Space Heating | Natural Gas | Small Systems | 0 | 0 | 0 | 0
Commercial_College_Existing_Space Heating_Natural Gas_Central Systems | Commercial | College | Existing | Space Heating | Natural Gas | Central Systems | 0.47738 | 0.51204 | 0 | 0
Commercial_College_New_Space Heating_Natural Gas_All | Commercial | College | New | Space Heating | Natural Gas | All | 0 | 0.48363 | 0 | 0
Commercial_College_New_Water Heating_Natural Gas_All | Commercial | College | New | Water Heating | Natural Gas | All | 0 | 0.19249 | 0 | 0
Commercial_College_New_Food Preparation_Natural Gas_All | Commercial | College | New | Food Preparation | Natural Gas | All | 0 | 0.016314 | 0 | 0
Commercial_College_New_Miscellaneous_Natural Gas_All | Commercial | College | New | Miscellaneous | Natural Gas | All | 0 | 0.0051987 | 0 | 0
Commercial_College_New_Space Heating_Natural Gas_Market | Commercial | College | New | Space Heating | Natural Gas | Market | 0 | 0.3745 | 0 | 0
Commercial_College_New_Water Heating_Natural Gas_Market | Commercial | College | New | Water Heating | Natural Gas | Market | 0 | 0.1679 | 0 | 0
Commercial_College_New_Food Preparation_Natural Gas_Market | Commercial | College | New | Food Preparation | Natural Gas | Market | 0 | 0.017758 | 0 | 0
Commercial_College_New_Miscellaneous_Natural Gas_Market | Commercial | College | New | Miscellaneous | Natural Gas | Market | 0 | 0.0052619 | 0 | 0
Commercial_College_New_Space Heating_Natural Gas_Small Systems | Commercial | College | New | Space Heating | Natural Gas | Small Systems | 0 | 0 | 0 | 0
Commercial_College_New_Space Heating_Natural Gas_Central Systems | Commercial | College | New | Space Heating | Natural Gas | Central Systems | 0 | 0.48363 | 0 | 0
Commercial_Health_Existing_Space Heating_Natural Gas_All | Commercial | Health | Existing | Space Heating | Natural Gas | All | 0.4803 | 0.51512 | 0 | 0
Commercial_Health_Existing_Water Heating_Natural Gas_All | Commercial | Health | Existing | Water Heating | Natural Gas | All | 0.49044 | 0.48097 | 0 | 0
Commercial_Health_Existing_Food Preparation_Natural Gas_All | Commercial | Health | Existing | Food Preparation | Natural Gas | All | 0.26578 | 0.26128 | 0 | 0
Commercial_Health_Existing_Miscellaneous_Natural Gas_All | Commercial | Health | Existing | Miscellaneous | Natural Gas | All | 0.0053158 | 0.0053158 | 0 | 0
Commercial_Health_Existing_Space Heating_Natural Gas_Market | Commercial | Health | Existing | Space Heating | Natural Gas | Market | 0.41981 | 0.45024 | 0 | 0
Commercial_Health_Existing_Water Heating_Natural Gas_Market | Commercial | Health | Existing | Water Heating | Natural Gas | Market | 0.3971 | 0.38943 | 0 | 0
Commercial_Health_Existing_Food Preparation_Natural Gas_Market | Commercial | Health | Existing | Food Preparation | Natural Gas | Market | 0.16289 | 0.16014 | 0 | 0
Commercial_Health_Existing_Miscellaneous_Natural Gas_Market | Commercial | Health | Existing | Miscellaneous | Natural Gas | Market | 0.0053158 | 0.0053158 | 0 | 0
Commercial_Health_Existing_Space Heating_Natural Gas_Small Systems | Commercial | Health | Existing | Space Heating | Natural Gas | Small Systems | 0 | 0 | 0 | 0
Commercial_Health_Existing_Space Heating_Natural Gas_Central Systems | Commercial | Health | Existing | Space Heating | Natural Gas | Central Systems | 0.4803 | 0.51512 | 0 | 0
Commercial_Health_New_Space Heating_Natural Gas_All | Commercial | Health | New | Space Heating | Natural Gas | All | 0 | 0.48485 | 0 | 0
Commercial_Health_New_Water Heating_Natural Gas_All | Commercial | Health | New | Water Heating | Natural Gas | All | 0 | 0.42691 | 0 | 0
Commercial_Health_New_Food Preparation_Natural Gas_All | Commercial | Health | New | Food Preparation | Natural Gas | All | 0 | 0.22318 | 0 | 0
Commercial_Health_New_Miscellaneous_Natural Gas_All | Commercial | Health | New | Miscellaneous | Natural Gas | All | 0 | 0.0053158 | 0 | 0
Commercial_Health_New_Space Heating_Natural Gas_Market | Commercial | Health | New | Space Heating | Natural Gas | Market | 0 | 0.42379 | 0 | 0
Commercial_Health_New_Water Heating_Natural Gas_Market | Commercial | Health | New | Water Heating | Natural Gas | Market | 0 | 0.34565 | 0 | 0
Commercial_Health_New_Food Preparation_Natural Gas_Market | Commercial | Health | New | Food Preparation | Natural Gas | Market | 0 | 0.13678 | 0 | 0
Commercial_Health_New_Miscellaneous_Natural Gas_Market | Commercial | Health | New | Miscellaneous | Natural Gas | Market | 0 | 0.0053158 | 0 | 0
Commercial_Health_New_Space Heating_Natural Gas_Small Systems | Commercial | Health | New | Space Heating | Natural Gas | Small Systems | 0 | 0 | 0 | 0
Commercial_Health_New_Space Heating_Natural Gas_Central Systems | Commercial | Health | New | Space Heating | Natural Gas | Central Systems | 0 | 0.48485 | 0 | 0
Commercial_Lodging_Existing_Space Heating_Natural Gas_All | Commercial | Lodging | Existing | Space Heating | Natural Gas | All | 0.57603 | 0.6183 | 0 | 0
Commercial_Lodging_Existing_Water Heating_Natural Gas_All | Commercial | Lodging | Existing | Water Heating | Natural Gas | All | 0.39057 | 0.38303 | 0 | 0
Commercial_Lodging_Existing_Food Preparation_Natural Gas_All | Commercial | Lodging | Existing | Food Preparation | Natural Gas | All | 0.082991 | 0.082549 | 0 | 0
Commercial_Lodging_Existing_Miscellaneous_Natural Gas_All | Commercial | Lodging | Existing | Miscellaneous | Natural Gas | All | 0.0052807 | 0.0052807 | 0 | 0
Commercial_Lodging_Existing_Space Heating_Natural Gas_Market | Commercial | Lodging | Existing | Space Heating | Natural Gas | Market | 0.2408 | 0.25848 | 0 | 0
Commercial_Lodging_Existing_Water Heating_Natural Gas_Market | Commercial | Lodging | Existing | Water Heating | Natural Gas | Market | 0.36594 | 0.35887 | 0 | 0
Commercial_Lodging_Existing_Food Preparation_Natural Gas_Market | Commercial | Lodging | Existing | Food Preparation | Natural Gas | Market | 0.058335 | 0.058025 | 0 | 0
Commercial_Lodging_Existing_Miscellaneous_Natural Gas_Market | Commercial | Lodging | Existing | Miscellaneous | Natural Gas | Market | 0.0058016 | 0.0058016 | 0 | 0
Commercial_Lodging_Existing_Space Heating_Natural Gas_Small Systems | Commercial | Lodging | Existing | Space Heating | Natural Gas | Small Systems | 0.25573 | 0.27512 | 0 | 0
Commercial_Lodging_Existing_Space Heating_Natural Gas_Central Systems | Commercial | Lodging | Existing | Space Heating | Natural Gas | Central Systems | 0.59014 | 0.63342 | 0 | 0
Commercial_Lodging_New_Space Heating_Natural Gas_All | Commercial | Lodging | New | Space Heating | Natural Gas | All | 0 | 0.58271 | 0 | 0
Commercial_Lodging_New_Water Heating_Natural Gas_All | Commercial | Lodging | New | Water Heating | Natural Gas | All | 0 | 0.33997 | 0 | 0
Commercial_Lodging_New_Food Preparation_Natural Gas_All | Commercial | Lodging | New | Food Preparation | Natural Gas | All | 0 | 0.078826 | 0 | 0
Commercial_Lodging_New_Miscellaneous_Natural Gas_All | Commercial | Lodging | New | Miscellaneous | Natural Gas | All | 0 | 0.0052807 | 0 | 0
Commercial_Lodging_New_Space Heating_Natural Gas_Market | Commercial | Lodging | New | Space Heating | Natural Gas | Market | 0 | 0.2436 | 0 | 0
Commercial_Lodging_New_Water Heating_Natural Gas_Market | Commercial | Lodging | New | Water Heating | Natural Gas | Market | 0 | 0.31854 | 0 | 0
Commercial_Lodging_New_Food Preparation_Natural Gas_Market | Commercial | Lodging | New | Food Preparation | Natural Gas | Market | 0 | 0.055408 | 0 | 0
Commercial_Lodging_New_Miscellaneous_Natural Gas_Market | Commercial | Lodging | New | Miscellaneous | Natural Gas | Market | 0 | 0.0058016 | 0 | 0
Commercial_Lodging_New_Space Heating_Natural Gas_Small Systems | Commercial | Lodging | New | Space Heating | Natural Gas | Small Systems | 0 | 0.27512 | 0 | 0
Commercial_Lodging_New_Space Heating_Natural Gas_Central Systems | Commercial | Lodging | New | Space Heating | Natural Gas | Central Systems | 0 | 0.59626 | 0 | 0
Commercial_Warehouse_Existing_Space Heating_Natural Gas_All | Commercial | Warehouse | Existing | Space Heating | Natural Gas | All | 0.64464 | 0.69305 | 0 | 0
Commercial_Warehouse_Existing_Water Heating_Natural Gas_All | Commercial | Warehouse | Existing | Water Heating | Natural Gas | All | 0.091197 | 0.089436 | 0 | 0
Commercial_Warehouse_Existing_Food Preparation_Natural Gas_All | Commercial | Warehouse | Existing | Food Preparation | Natural Gas | All | 0.0059513 | 0.0058939 | 0 | 0
Commercial_Warehouse_Existing_Miscellaneous_Natural Gas_All | Commercial | Warehouse | Existing | Miscellaneous | Natural Gas | All | 0.0060298 | 0.0060298 | 0 | 0
Commercial_Warehouse_Existing_Space Heating_Natural Gas_Market | Commercial | Warehouse | Existing | Space Heating | Natural Gas | Market | 0.53056 | 0.5704 | 0 | 0
Commercial_Warehouse_Existing_Water Heating_Natural Gas_Market | Commercial | Warehouse | Existing | Water Heating | Natural Gas | Market | 0.035273 | 0.034592 | 0 | 0
Commercial_Warehouse_Existing_Food Preparation_Natural Gas_Market | Commercial | Warehouse | Existing | Food Preparation | Natural Gas | Market | 0.00037716 | 0.00037352 | 0 | 0
Commercial_Warehouse_Existing_Miscellaneous_Natural Gas_Market | Commercial | Warehouse | Existing | Miscellaneous | Natural Gas | Market | 0.0060298 | 0.0060298 | 0 | 0
Commercial_Warehouse_Existing_Space Heating_Natural Gas_Small Systems | Commercial | Warehouse | Existing | Space Heating | Natural Gas | Small Systems | 0.3689 | 0.39686 | 0 | 0
Commercial_Warehouse_Existing_Space Heating_Natural Gas_Central Systems | Commercial | Warehouse | Existing | Space Heating | Natural Gas | Central Systems | 0.75921 | 0.81612 | 0 | 0
Commercial_Warehouse_New_Space Heating_Natural Gas_All | Commercial | Warehouse | New | Space Heating | Natural Gas | All | 0 | 0.67756 | 0 | 0
Commercial_Warehouse_New_Water Heating_Natural Gas_All | Commercial | Warehouse | New | Water Heating | Natural Gas | All | 0 | 0.079383 | 0 | 0
Commercial_Warehouse_New_Food Preparation_Natural Gas_All | Commercial | Warehouse | New | Food Preparation | Natural Gas | All | 0 | 0.0054127 | 0 | 0
Commercial_Warehouse_New_Miscellaneous_Natural Gas_All | Commercial | Warehouse | New | Miscellaneous | Natural Gas | All | 0 | 0.0060298 | 0 | 0
Commercial_Warehouse_New_Space Heating_Natural Gas_Market | Commercial | Warehouse | New | Space Heating | Natural Gas | Market | 0 | 0.55765 | 0 | 0
Commercial_Warehouse_New_Water Heating_Natural Gas_Market | Commercial | Warehouse | New | Water Heating | Natural Gas | Market | 0 | 0.030703 | 0 | 0
Commercial_Warehouse_New_Food Preparation_Natural Gas_Market | Commercial | Warehouse | New | Food Preparation | Natural Gas | Market | 0 | 0.00034303 | 0 | 0
Commercial_Warehouse_New_Miscellaneous_Natural Gas_Market | Commercial | Warehouse | New | Miscellaneous | Natural Gas | Market | 0 | 0.0060298 | 0 | 0
Commercial_Warehouse_New_Space Heating_Natural Gas_Small Systems | Commercial | Warehouse | New | Space Heating | Natural Gas | Small Systems | 0 | 0.39686 | 0 | 0
Commercial_Warehouse_New_Space Heating_Natural Gas_Central Systems | Commercial | Warehouse | New | Space Heating | Natural Gas | Central Systems | 0 | 0.79418 | 0 | 0
Commercial_Miscellaneous_Existing_Space Heating_Natural Gas_All | Commercial | Miscellaneous | Existing | Space Heating | Natural Gas | All | 0.70249 | 0.75448 | 0 | 0
Commercial_Miscellaneous_Existing_Water Heating_Natural Gas_All | Commercial | Miscellaneous | Existing | Water Heating | Natural Gas | All | 0.36606 | 0.35899 | 0 | 0
Commercial_Miscellaneous_Existing_Food Preparation_Natural Gas_All | Commercial | Miscellaneous | Existing | Food Preparation | Natural Gas | All | 0.016546 | 0.016527 | 0 | 0
Commercial_Miscellaneous_Existing_Miscellaneous_Natural Gas_All | Commercial | Miscellaneous | Existing | Miscellaneous | Natural Gas | All | 0.13991 | 0.13991 | 0 | 0
Commercial_Miscellaneous_Existing_Space Heating_Natural Gas_Market | Commercial | Miscellaneous | Existing | Space Heating | Natural Gas | Market | 0.56089 | 0.6024 | 0 | 0
Commercial_Miscellaneous_Existing_Water Heating_Natural Gas_Market | Commercial | Miscellaneous | Existing | Water Heating | Natural Gas | Market | 0.21641 | 0.21223 | 0 | 0
Commercial_Miscellaneous_Existing_Food Preparation_Natural Gas_Market | Commercial | Miscellaneous | Existing | Food Preparation | Natural Gas | Market | 0.029569 | 0.029535 | 0 | 0
Commercial_Miscellaneous_Existing_Miscellaneous_Natural Gas_Market | Commercial | Miscellaneous | Existing | Miscellaneous | Natural Gas | Market | 0.14161 | 0.14161 | 0 | 0
Commercial_Miscellaneous_Existing_Space Heating_Natural Gas_Small Systems | Commercial | Miscellaneous | Existing | Space Heating | Natural Gas | Small Systems | 0.29592 | 0.31835 | 0 | 0
Commercial_Miscellaneous_Existing_Space Heating_Natural Gas_Central Systems | Commercial | Miscellaneous | Existing | Space Heating | Natural Gas | Central Systems | 0.70494 | 0.7571 | 0 | 0
Commercial_Miscellaneous_New_Space Heating_Natural Gas_All | Commercial | Miscellaneous | New | Space Heating | Natural Gas | All | 0 | 0.72554 | 0 | 0
Commercial_Miscellaneous_New_Water Heating_Natural Gas_All | Commercial | Miscellaneous | New | Water Heating | Natural Gas | All | 0 | 0.31864 | 0 | 0
Commercial_Miscellaneous_New_Food Preparation_Natural Gas_All | Commercial | Miscellaneous | New | Food Preparation | Natural Gas | All | 0 | 0.016367 | 0 | 0
Commercial_Miscellaneous_New_Miscellaneous_Natural Gas_All | Commercial | Miscellaneous | New | Miscellaneous | Natural Gas | All | 0 | 0.13991 | 0 | 0
Commercial_Miscellaneous_New_Space Heating_Natural Gas_Market | Commercial | Miscellaneous | New | Space Heating | Natural Gas | Market | 0 | 0.5793 | 0 | 0
Commercial_Miscellaneous_New_Water Heating_Natural Gas_Market | Commercial | Miscellaneous | New | Water Heating | Natural Gas | Market | 0 | 0.18838 | 0 | 0
Commercial_Miscellaneous_New_Food Preparation_Natural Gas_Market | Commercial | Miscellaneous | New | Food Preparation | Natural Gas | Market | 0 | 0.029248 | 0 | 0
Commercial_Miscellaneous_New_Miscellaneous_Natural Gas_Market | Commercial | Miscellaneous | New | Miscellaneous | Natural Gas | Market | 0 | 0.14161 | 0 | 0
Commercial_Miscellaneous_New_Space Heating_Natural Gas_Small Systems | Commercial | Miscellaneous | New | Space Heating | Natural Gas | Small Systems | 0 | 0.31835 | 0 | 0
Commercial_Miscellaneous_New_Space Heating_Natural Gas_Central Systems | Commercial | Miscellaneous | New | Space Heating | Natural Gas | Central Systems | 0 | 0.72799 | 0 | 0

## Tech Data
Key | Sector | Segment | Vintage | End Use | Fuel | Technology | Equipment | Label | Relative Energy Use | Relative Summer Peak | Relative Winter Peak | Equip. Costs | Labor Costs | O&M Costs | RVT-Only NEBs | Min. Lifetime | Max. Lifetime | First Year On Market | Last Year on Market | Applicability | BC Ratio Adder | NEI Proxy Multiplier | Price Scalar Over On-Market Period | Price Scalar Type | Annual Usage Degradation | Base Year Usage | Base Year Summer Peak | Base Year Winter Peak | UOM | Input Units | Lumen Adj. | Household Units | Usage | Cost/Unit | Labor Cost | O&M Cost | RVT NEBs | Cost Year | Cost Scalar | Lifetime Source | Costs Source | Savings Source | Controllable | Second Key | Cost | Cost Input
Commercial_Office_Existing_Space Heating_Natural Gas_Furnace_E1 | Commercial | Office | Existing | Space Heating | Natural Gas | Furnace | E1 | AFUE 80% (Standard) | 100% | 0% | 0% | 0.12917 | 0.13532 | 0.020913 | 0 | 17 | 29 | 2021 | 2023 | 100% | 0 | 0 | 0% | Normal | 0% | 0.33961 | 0 | 0 | 400 kBtu/hr | 400 | 0 | 0.046286 | 0.33961 | 1050 | 1100 | 170 |  | 2017 | 1.0631 | EIA18_Tech Forecast Updates_p.90_Current Standard | EIA18_Tech Forecast Updates_p.90_Current Standard | AEG BEST |  | Commercial_Office_Existing_Space Heating_Furnace_AFUE 80% (Standard) | 0.2854 | 2320
Commercial_Office_Existing_Space Heating_Natural Gas_Furnace_E2 | Commercial | Office | Existing | Space Heating | Natural Gas | Furnace | E2 | AFUE 90% | 88.89% | 0% | 0% | 0.21528 | 0.15992 | 0.021528 | 0 | 17 | 29 | 2021 | 2047 | 100% | 0 | 0 | 0% | Normal | 0% | 0.30187 | 0 | 0 | 400 kBtu/hr | 400 | 0 | 0.046286 | 0.30187 | 1750 | 1300 | 175 |  | 2017 | 1.0631 | EIA18_Tech Forecast Updates_p.90_2020 Typical | EIA18_Tech Forecast Updates_p.90_2020 Typical | AEG BEST |  | Commercial_Office_Existing_Space Heating_Furnace_AFUE 90% | 0.39673 | 3225
Commercial_Office_Existing_Space Heating_Natural Gas_Furnace_E3 | Commercial | Office | Existing | Space Heating | Natural Gas | Furnace | E3 | AFUE 96% | 83.33% | 0% | 0% | 0.30139 | 0.18452 | 0.022143 | 0 | 17 | 29 | 2021 | 2047 | 100% | 0 | 0 | 0% | Normal | 0% | 0.28301 | 0 | 0 | 400 kBtu/hr | 400 | 0 | 0.046286 | 0.28301 | 2450 | 1500 | 180 |  | 2017 | 1.0631 | EIA18_Tech Forecast Updates_p.90_2020 High | EIA18_Tech Forecast Updates_p.90_2020 High | AEG BEST |  | Commercial_Office_Existing_Space Heating_Furnace_AFUE 96% | 0.50806 | 4130
Commercial_Office_Existing_Space Heating_Natural Gas_Furnace_E4 | Commercial | Office | Existing | Space Heating | Natural Gas | Furnace | E4 |  | 0% | 0% | 0% | 0 | 0 | 0 | 0 | 0 | 0 | 0 | 0 | 0% | 0 | 0 | 0% | Normal | 0% | 0 | 0 | 0 | [15 empty] | Commercial_Office_Existing_Space Heating_Furnace_ | 0 | 0
Commercial_Office_Existing_Space Heating_Natural Gas_Furnace_E5 | Commercial | Office | Existing | Space Heating | Natural Gas | Furnace | E5 |  | 0% | 0% | 0% | 0 | 0 | 0 | 0 | 0 | 0 | 0 | 0 | 0% | 0 | 0 | 0% | Normal | 0% | 0 | 0 | 0 | [15 empty] | Commercial_Office_Existing_Space Heating_Furnace_ | 0 | 0
Commercial_Office_Existing_Space Heating_Natural Gas_Furnace_E6 | Commercial | Office | Existing | Space Heating | Natural Gas | Furnace | E6 |  | 0% | 0% | 0% | 0 | 0 | 0 | 0 | 0 | 0 | 0 | 0 | 0% | 0 | 0 | 0% | Normal | 0% | 0 | 0 | 0 | [15 empty] | Commercial_Office_Existing_Space Heating_Furnace_ | 0 | 0
Commercial_Office_Existing_Space Heating_Natural Gas_Furnace_E7 | Commercial | Office | Existing | Space Heating | Natural Gas | Furnace | E7 |  | 0% | 0% | 0% | 0 | 0 | 0 | 0 | 0 | 0 | 0 | 0 | 0% | 0 | 0 | 0% | Normal | 0% | 0 | 0 | 0 | [15 empty] | Commercial_Office_Existing_Space Heating_Furnace_ | 0 | 0
Commercial_Office_Existing_Space Heating_Natural Gas_Furnace_E8 | Commercial | Office | Existing | Space Heating | Natural Gas | Furnace | E8 |  | 0% | 0% | 0% | 0 | 0 | 0 | 0 | 0 | 0 | 0 | 0 | 0% | 0 | 0 | 0% | Normal | 0% | 0 | 0 | 0 | [15 empty] | Commercial_Office_Existing_Space Heating_Furnace_ | 0 | 0
Commercial_Office_Existing_Space Heating_Natural Gas_Furnace_E9 | Commercial | Office | Existing | Space Heating | Natural Gas | Furnace | E9 |  | 0% | 0% | 0% | 0 | 0 | 0 | 0 | 0 | 0 | 0 | 0 | 0% | 0 | 0 | 0% | Normal | 0% | 0 | 0 | 0 | [15 empty] | Commercial_Office_Existing_Space Heating_Furnace_ | 0 | 0
Commercial_Office_Existing_Space Heating_Natural Gas_Furnace_E10 | Commercial | Office | Existing | Space Heating | Natural Gas | Furnace | E10 |  | 0% | 0% | 0% | 0 | 0 | 0 | 0 | 0 | 0 | 0 | 0 | 0% | 0 | 0 | 0% | Normal | 0% | 0 | 0 | 0 | [15 empty] | Commercial_Office_Existing_Space Heating_Furnace_ | 0 | 0
Commercial_Office_Existing_Space Heating_Natural Gas_Boiler_E1 | Commercial | Office | Existing | Space Heating | Natural Gas | Boiler | E1 | AFUE 80% (Standard) | 100% | 0% | 0% | 1.0085 | 0.55892 | 0.10935 | 0 | 20 | 30 | 2021 | 2047 | 100% | 0 | 0 | 0% | Normal | 0% | 0.70385 | 0 | 0 | 800 kBtu/hr | 800 | 0 | 0.046286 | 0.70385 | 16600 | 9200 | 1800 |  | 2018 | 1.05 | EIA 2018 Tech Forecast | EIA 2018 Tech Forecast | AEG BEST |  | Commercial_Office_Existing_Space Heating_Boiler_AFUE 80% (Standard) | 1.6768 | 27600
Commercial_Office_Existing_Space Heating_Natural Gas_Boiler_E2 | Commercial | Office | Existing | Space Heating | Natural Gas | Boiler | E2 | AFUE 85% | 94.12% | 0% | 0% | 1.3791 | 0.59233 | 0.10935 | 0 | 20 | 30 | 2021 | 2047 | 100% | 0 | 0 | 0% | Normal | 0% | 0.66245 | 0 | 0 | 800 kBtu/hr | 800 | 0 | 0.046286 | 0.66245 | 22700 | 9750 | 1800 |  | 2018 | 1.05 | EIA 2018 Tech Forecast | EIA 2018 Tech Forecast | AEG BEST |  | Commercial_Office_Existing_Space Heating_Boiler_AFUE 85% | 2.0808 | 34250
Commercial_Office_Existing_Space Heating_Natural Gas_Boiler_E3 | Commercial | Office | Existing | Space Heating | Natural Gas | Boiler | E3 | AFUE 97% | 82.47% | 0% | 0% | 2.2322 | 0.5506 | 0.10935 | 0 | 20 | 30 | 2021 | 2047 | 100% | 0 | 0 | 0% | Normal | 0% | 0.5805 | 0 | 0 | 800 kBtu/hr | 800 | 0 | 0.046286 | 0.5805 | 36742.4242 | 9063.1313 | 1800 |  | 2018 | 1.05 | EIA 2018 Tech Forecast | EIA 2018 Tech Forecast | AEG BEST |  | Commercial_Office_Existing_Space Heating_Boiler_AFUE 97% | 2.8921 | 47605.5556
Commercial_Office_Existing_Space Heating_Natural Gas_Boiler_E4 | Commercial | Office | Existing | Space Heating | Natural Gas | Boiler | E4 | Convert to NG Air Source Heat Pump | 57.14% | 0% | 0% | 9.7377 | 0.55892 | 0.18295 | 0 | 10 | 20 | 2021 | 2047 | 100% | 0 | 0 | 0% | Normal | 0% | 0.4022 | 0 | 0 | 800 kBtu/hr | 800 | 0 | 0.046286 | 0.4022 | 158316.7533 | 9086.959 | 2974.436 |  | 2017 | 1.0631 | AEO 2021 - gas_eng-driven_RTHP-heat 2017 typical | AEO 2021 - gas_eng-driven_RTHP-heat 2017 typical | AEG BEST |  | Commercial_Office_Existing_Space Heating_Boiler_Convert to NG Air Source Heat Pump | 10.4796 | 170378.1483
Commercial_Office_Existing_Space Heating_Natural Gas_Boiler_E5 | Commercial | Office | Existing | Space Heating | Natural Gas | Boiler | E5 |  | 0% | 0% | 0% | 0 | 0 | 0 | 0 | 0 | 0 | 0 | 0 | 0% | 0 | 0 | 0% | Normal | 0% | 0 | 0 | 0 | [15 empty] | Commercial_Office_Existing_Space Heating_Boiler_ | 0 | 0
Commercial_Office_Existing_Space Heating_Natural Gas_Boiler_E6 | Commercial | Office | Existing | Space Heating | Natural Gas | Boiler | E6 |  | 0% | 0% | 0% | 0 | 0 | 0 | 0 | 0 | 0 | 0 | 0 | 0% | 0 | 0 | 0% | Normal | 0% | 0 | 0 | 0 | [15 empty] | Commercial_Office_Existing_Space Heating_Boiler_ | 0 | 0
Commercial_Office_Existing_Space Heating_Natural Gas_Boiler_E7 | Commercial | Office | Existing | Space Heating | Natural Gas | Boiler | E7 |  | 0% | 0% | 0% | 0 | 0 | 0 | 0 | 0 | 0 | 0 | 0 | 0% | 0 | 0 | 0% | Normal | 0% | 0 | 0 | 0 | [15 empty] | Commercial_Office_Existing_Space Heating_Boiler_ | 0 | 0
Commercial_Office_Existing_Space Heating_Natural Gas_Boiler_E8 | Commercial | Office | Existing | Space Heating | Natural Gas | Boiler | E8 |  | 0% | 0% | 0% | 0 | 0 | 0 | 0 | 0 | 0 | 0 | 0 | 0% | 0 | 0 | 0% | Normal | 0% | 0 | 0 | 0 | [15 empty] | Commercial_Office_Existing_Space Heating_Boiler_ | 0 | 0
Commercial_Office_Existing_Space Heating_Natural Gas_Boiler_E9 | Commercial | Office | Existing | Space Heating | Natural Gas | Boiler | E9 |  | 0% | 0% | 0% | 0 | 0 | 0 | 0 | 0 | 0 | 0 | 0 | 0% | 0 | 0 | 0% | Normal | 0% | 0 | 0 | 0 | [15 empty] | Commercial_Office_Existing_Space Heating_Boiler_ | 0 | 0
Commercial_Office_Existing_Space Heating_Natural Gas_Boiler_E10 | Commercial | Office | Existing | Space Heating | Natural Gas | Boiler | E10 |  | 0% | 0% | 0% | 0 | 0 | 0 | 0 | 0 | 0 | 0 | 0 | 0% | 0 | 0 | 0% | Normal | 0% | 0 | 0 | 0 | [15 empty] | Commercial_Office_Existing_Space Heating_Boiler_ | 0 | 0
Commercial_Office_Existing_Space Heating_Natural Gas_Unit Heater_E1 | Commercial | Office | Existing | Space Heating | Natural Gas | Unit Heater | E1 | Standard | 100% | 0% | 0% | 0.091989 | 0 | 0 | 0 | 15 | 25 | 2021 | 2047 | 100% | 0 | 0 | 0% | Normal | 0% | 0.17416 | 0 | 0 | 120 kBtu/Hr | 120 | 0 | 8.373e-05 | 2080 | 1010.4 | 0 | 0 |  | 2015 | 1.0873 | Xcel CO 2021/22 DSM Plan/TRM p.424 | Xcel CO 2021/22 DSM Plan/TRM p.416 | Xcel CO 2021/22 DSM Plan/TRM p.416 |  | Commercial_Office_Existing_Space Heating_Unit Heater_Standard | 0.091989 | 1010.4
Commercial_Office_Existing_Space Heating_Natural Gas_Unit Heater_E2 | Commercial | Office | Existing | Space Heating | Natural Gas | Unit Heater | E2 | Condensing | 88.94% | 0% | 0% | 0.10969 | 0 | 0 | 0 | 15 | 25 | 2021 | 2047 | 100% | 0 | 0 | 0% | Normal | 0% | 0.1549 | 0 | 0 | 120 kBtu/Hr | 120 | 0 | 8.373e-05 | 1850 | 1204.8 | 0 | 0 |  | 2015 | 1.0873 | Xcel CO 2021/22 DSM Plan/TRM p.424 | Xcel CO 2021/22 DSM Plan/TRM p.416 | Xcel CO 2021/22 DSM Plan/TRM p.416 |  | Commercial_Office_Existing_Space Heating_Unit Heater_Condensing | 0.10969 | 1204.8
Commercial_Office_Existing_Space Heating_Natural Gas_Unit Heater_E3 | Commercial | Office | Existing | Space Heating | Natural Gas | Unit Heater | E3 | Infrared Radiant | 88.46% | 0% | 0% | 0.10324 | 0 | 0 | 0 | 10 | 20 | 2021 | 2047 | 100% | 0 | 0 | 0% | Normal | 0% | 0.15406 | 0 | 0 | 120 kBtu/Hr | 120 | 0 | 8.373e-05 | 1840 | 1134 | 0 | 0 |  | 2015 | 1.0873 | Xcel CO 2021/22 DSM Plan/TRM p.424 | Xcel CO 2021/22 DSM Plan/TRM p.416 | Xcel CO 2021/22 DSM Plan/TRM p.416 |  | Commercial_Office_Existing_Space Heating_Unit Heater_Infrared Radiant | 0.10324 | 1134
Commercial_Office_Existing_Space Heating_Natural Gas_Unit Heater_E4 | Commercial | Office | Existing | Space Heating | Natural Gas | Unit Heater | E4 |  | 0% | 0% | 0% | 0 | 0 | 0 | 0 | 0 | 0 | 0 | 0 | 0% | 0 | 0 | 0% | Normal | 0% | 0 | 0 | 0 | [15 empty] | Commercial_Office_Existing_Space Heating_Unit Heater_ | 0 | 0
Commercial_Office_Existing_Space Heating_Natural Gas_Unit Heater_E5 | Commercial | Office | Existing | Space Heating | Natural Gas | Unit Heater | E5 |  | 0% | 0% | 0% | 0 | 0 | 0 | 0 | 0 | 0 | 0 | 0 | 0% | 0 | 0 | 0% | Normal | 0% | 0 | 0 | 0 | [15 empty] | Commercial_Office_Existing_Space Heating_Unit Heater_ | 0 | 0
Commercial_Office_Existing_Space Heating_Natural Gas_Unit Heater_E6 | Commercial | Office | Existing | Space Heating | Natural Gas | Unit Heater | E6 |  | 0% | 0% | 0% | 0 | 0 | 0 | 0 | 0 | 0 | 0 | 0 | 0% | 0 | 0 | 0% | Normal | 0% | 0 | 0 | 0 | [15 empty] | Commercial_Office_Existing_Space Heating_Unit Heater_ | 0 | 0
Commercial_Office_Existing_Space Heating_Natural Gas_Unit Heater_E7 | Commercial | Office | Existing | Space Heating | Natural Gas | Unit Heater | E7 |  | 0% | 0% | 0% | 0 | 0 | 0 | 0 | 0 | 0 | 0 | 0 | 0% | 0 | 0 | 0% | Normal | 0% | 0 | 0 | 0 | [15 empty] | Commercial_Office_Existing_Space Heating_Unit Heater_ | 0 | 0
Commercial_Office_Existing_Space Heating_Natural Gas_Unit Heater_E8 | Commercial | Office | Existing | Space Heating | Natural Gas | Unit Heater | E8 |  | 0% | 0% | 0% | 0 | 0 | 0 | 0 | 0 | 0 | 0 | 0 | 0% | 0 | 0 | 0% | Normal | 0% | 0 | 0 | 0 | [15 empty] | Commercial_Office_Existing_Space Heating_Unit Heater_ | 0 | 0
Commercial_Office_Existing_Space Heating_Natural Gas_Unit Heater_E9 | Commercial | Office | Existing | Space Heating | Natural Gas | Unit Heater | E9 |  | 0% | 0% | 0% | 0 | 0 | 0 | 0 | 0 | 0 | 0 | 0 | 0% | 0 | 0 | 0% | Normal | 0% | 0 | 0 | 0 | [15 empty] | Commercial_Office_Existing_Space Heating_Unit Heater_ | 0 | 0
Commercial_Office_Existing_Space Heating_Natural Gas_Unit Heater_E10 | Commercial | Office | Existing | Space Heating | Natural Gas | Unit Heater | E10 |  | 0% | 0% | 0% | 0 | 0 | 0 | 0 | 0 | 0 | 0 | 0 | 0% | 0 | 0 | 0% | Normal | 0% | 0 | 0 | 0 | [15 empty] | Commercial_Office_Existing_Space Heating_Unit Heater_ | 0 | 0
Commercial_Office_Existing_Water Heating_Natural Gas_Water Heater_E1 | Commercial | Office | Existing | Water Heating | Natural Gas | Water Heater | E1 | TE 88% | 100% | 0% | 0% | 0.10244 | 0 | 0.0057764 | 0 | 8 | 12 | 2021 | 2047 | 100% | 0 | 0 | 0% | Normal | 0% | 0.16622 | 0 | 0 | 1 kBtu/hr | 1 | 0 | 0.0034719 | 0.16622 | 27.755 | 0 | 1.565 |  | 2017 | 1.0631 | AEO 2021 - gas_water_heater 2017 ENERGY STAR | AEO 2021 - gas_water_heater 2017 ENERGY STAR | DHW_WH-Water Heating-PG&E-R7-14 |  | Commercial_Office_Existing_Water Heating_Water Heater_TE 88% | 0.10822 | 29.32
Commercial_Office_Existing_Water Heating_Natural Gas_Water Heater_E2 | Commercial | Office | Existing | Water Heating | Natural Gas | Water Heater | E2 | TE 96% | 91.67% | 0% | 0% | 0.1191 | 0 | 0.0058939 | 0 | 8 | 12 | 2021 | 2047 | 100% | 0 | 0 | 0% | Normal | 0% | 0.15236 | 0 | 0 | 1 kBtu/hr | 1 | 0 | 0.0034719 | 0.15236 | 29.9234 | 0 | 1.4809 |  | 2012 | 1.1464 | AEO 2021 - gas_water_heater 2017 ENERGY STAR | AEO 2021 - gas_water_heater 2017 ENERGY STAR | DHW_WH-Water Heating-NMTRM-2016-7 |  | Commercial_Office_Existing_Water Heating_Water Heater_TE 96% | 0.12499 | 31.4043
Commercial_Office_Existing_Water Heating_Natural Gas_Water Heater_E3 | Commercial | Office | Existing | Water Heating | Natural Gas | Water Heater | E3 | Tankless | 89.8% | 0% | 0% | 0.11945 | 0 | 0.0012512 | 0 | 8 | 12 | 2021 | 2047 | 100% | 0 | 0 | 0% | Normal | 0% | 0.14926 | 0 | 0 | 1 kBtu/hr | 1 | 0 | 0.0034719 | 0.14926 | 32.3633 | 0 | 0.33898 |  | 2017 | 1.0631 | EIA Ref. Case 2018 - Gas Tankless High Eff. | EIA Ref. Case 2018 - Gas Tankless High Eff. | DHW_WH-Water Heating-NMTRM-2016-9 |  | Commercial_Office_Existing_Water Heating_Water Heater_Tankless | 0.1207 | 32.7023
Commercial_Office_Existing_Water Heating_Natural Gas_Water Heater_E4 | Commercial | Office | Existing | Water Heating | Natural Gas | Water Heater | E4 | NEEA Gas-Fired Absorption HPWH (COP 1.06) | 83.02% | 0% | 0% | 0.19936 | 0 | 0.047171 | 0 | 10 | 16 | 2023 | 2047 | 100% | 0 | 0 | 0% | Normal | 0% | 0.13799 | 0 | 0 | 1 kBtu/hr | 1 | 0 | 0.0034719 | 0.13799 | 56.3879 | 0 | 13.3416 |  | 2020 | 1.0183 | DHW_WH-Water Heating-DOE-2014-2 | NEEA Report #E20-309, Robur Heat Pump Field Trial. March 11, 2020. | DHW_WH-Water Heating-DOE-2014-1 |  | Commercial_Office_Existing_Water Heating_Water Heater_NEEA Gas-Fired Absorption HPWH (COP 1.06) | 0.24654 | 69.7295
Commercial_Office_Existing_Water Heating_Natural Gas_Water Heater_E5 | Commercial | Office | Existing | Water Heating | Natural Gas | Water Heater | E5 |  | 0% | 0% | 0% | 0 | 0 | 0 | 0 | 0 | 0 | 0 | 0 | 0% | 0 | 0 | 0% | Normal | 0% | 0 | 0 | 0 | [15 empty] | Commercial_Office_Existing_Water Heating_Water Heater_ | 0 | 0
Commercial_Office_Existing_Water Heating_Natural Gas_Water Heater_E6 | Commercial | Office | Existing | Water Heating | Natural Gas | Water Heater | E6 |  | 0% | 0% | 0% | 0 | 0 | 0 | 0 | 0 | 0 | 0 | 0 | 0% | 0 | 0 | 0% | Normal | 0% | 0 | 0 | 0 | [15 empty] | Commercial_Office_Existing_Water Heating_Water Heater_ | 0 | 0
Commercial_Office_Existing_Water Heating_Natural Gas_Water Heater_E7 | Commercial | Office | Existing | Water Heating | Natural Gas | Water Heater | E7 |  | 0% | 0% | 0% | 0 | 0 | 0 | 0 | 0 | 0 | 0 | 0 | 0% | 0 | 0 | 0% | Normal | 0% | 0 | 0 | 0 | [15 empty] | Commercial_Office_Existing_Water Heating_Water Heater_ | 0 | 0
Commercial_Office_Existing_Water Heating_Natural Gas_Water Heater_E8 | Commercial | Office | Existing | Water Heating | Natural Gas | Water Heater | E8 |  | 0% | 0% | 0% | 0 | 0 | 0 | 0 | 0 | 0 | 0 | 0 | 0% | 0 | 0 | 0% | Normal | 0% | 0 | 0 | 0 | [15 empty] | Commercial_Office_Existing_Water Heating_Water Heater_ | 0 | 0
Commercial_Office_Existing_Water Heating_Natural Gas_Water Heater_E9 | Commercial | Office | Existing | Water Heating | Natural Gas | Water Heater | E9 |  | 0% | 0% | 0% | 0 | 0 | 0 | 0 | 0 | 0 | 0 | 0 | 0% | 0 | 0 | 0% | Normal | 0% | 0 | 0 | 0 | [15 empty] | Commercial_Office_Existing_Water Heating_Water Heater_ | 0 | 0
Commercial_Office_Existing_Water Heating_Natural Gas_Water Heater_E10 | Commercial | Office | Existing | Water Heating | Natural Gas | Water Heater | E10 |  | 0% | 0% | 0% | 0 | 0 | 0 | 0 | 0 | 0 | 0 | 0 | 0% | 0 | 0 | 0% | Normal | 0% | 0 | 0 | 0 | [15 empty] | Commercial_Office_Existing_Water Heating_Water Heater_ | 0 | 0
Commercial_Office_Existing_Food Preparation_Natural Gas_Oven_E1 | Commercial | Office | Existing | Food Preparation | Natural Gas | Oven | E1 | Standard | 100% | 0% | 0% | 0.3513 | 0.0074094 | 0 | 0 | 10 | 14 | 2021 | 2047 | 100% | 0 | 0 | 0% | Normal | 0% | 0.035726 | 0 | 0 | 1 units | 1 | 0 | 4.3921e-05 | 813.4143 | 7112 | 150 | 0 |  | 2013 | 1.1247 | IL TRM - 4.2.1 - CI-FSE-CBOV-V02-160601 | ETO Measure Input Sheet - Com - Gas Convection Oven | IL TRM - 4.2.1 - CI-FSE-CBOV-V02-160601 |  | Commercial_Office_Existing_Food Preparation_Oven_Standard | 0.35871 | 7262
Commercial_Office_Existing_Food Preparation_Natural Gas_Oven_E2 | Commercial | Office | Existing | Food Preparation | Natural Gas | Oven | E2 | ENERGY STAR (>42% Baking Efficiency) | 86.89% | 0% | 0% | 0.37047 | 0.0074094 | 0 | 0 | 10 | 14 | 2021 | 2047 | 100% | 0 | 0 | 0% | Normal | 0% | 0.03104 | 0 | 0 | 1 units | 1 | 0 | 4.3921e-05 | 706.739 | 7500 | 150 | 0 |  | 2013 | 1.1247 | IL TRM - 4.2.1 - CI-FSE-CBOV-V02-160601 | EIA 2018 Tech Forecast | ETO Measure Input Sheet |  | Commercial_Office_Existing_Food Preparation_Oven_ENERGY STAR (>42% Baking Efficiency) | 0.37788 | 7650
Commercial_Office_Existing_Food Preparation_Natural Gas_Oven_E3 | Commercial | Office | Existing | Food Preparation | Natural Gas | Oven | E3 |  | 0% | 0% | 0% | 0 | 0 | 0 | 0 | 0 | 0 | 0 | 0 | 0% | 0 | 0 | 0% | Normal | 0% | 0 | 0 | 0 | [15 empty] | Commercial_Office_Existing_Food Preparation_Oven_ | 0 | 0
Commercial_Office_Existing_Food Preparation_Natural Gas_Oven_E4 | Commercial | Office | Existing | Food Preparation | Natural Gas | Oven | E4 |  | 0% | 0% | 0% | 0 | 0 | 0 | 0 | 0 | 0 | 0 | 0 | 0% | 0 | 0 | 0% | Normal | 0% | 0 | 0 | 0 | [15 empty] | Commercial_Office_Existing_Food Preparation_Oven_ | 0 | 0
Commercial_Office_Existing_Food Preparation_Natural Gas_Oven_E5 | Commercial | Office | Existing | Food Preparation | Natural Gas | Oven | E5 |  | 0% | 0% | 0% | 0 | 0 | 0 | 0 | 0 | 0 | 0 | 0 | 0% | 0 | 0 | 0% | Normal | 0% | 0 | 0 | 0 | [15 empty] | Commercial_Office_Existing_Food Preparation_Oven_ | 0 | 0
Commercial_Office_Existing_Food Preparation_Natural Gas_Oven_E6 | Commercial | Office | Existing | Food Preparation | Natural Gas | Oven | E6 |  | 0% | 0% | 0% | 0 | 0 | 0 | 0 | 0 | 0 | 0 | 0 | 0% | 0 | 0 | 0% | Normal | 0% | 0 | 0 | 0 | [15 empty] | Commercial_Office_Existing_Food Preparation_Oven_ | 0 | 0
Commercial_Office_Existing_Food Preparation_Natural Gas_Oven_E7 | Commercial | Office | Existing | Food Preparation | Natural Gas | Oven | E7 |  | 0% | 0% | 0% | 0 | 0 | 0 | 0 | 0 | 0 | 0 | 0 | 0% | 0 | 0 | 0% | Normal | 0% | 0 | 0 | 0 | [15 empty] | Commercial_Office_Existing_Food Preparation_Oven_ | 0 | 0
Commercial_Office_Existing_Food Preparation_Natural Gas_Oven_E8 | Commercial | Office | Existing | Food Preparation | Natural Gas | Oven | E8 |  | 0% | 0% | 0% | 0 | 0 | 0 | 0 | 0 | 0 | 0 | 0 | 0% | 0 | 0 | 0% | Normal | 0% | 0 | 0 | 0 | [15 empty] | Commercial_Office_Existing_Food Preparation_Oven_ | 0 | 0
Commercial_Office_Existing_Food Preparation_Natural Gas_Oven_E9 | Commercial | Office | Existing | Food Preparation | Natural Gas | Oven | E9 |  | 0% | 0% | 0% | 0 | 0 | 0 | 0 | 0 | 0 | 0 | 0 | 0% | 0 | 0 | 0% | Normal | 0% | 0 | 0 | 0 | [15 empty] | Commercial_Office_Existing_Food Preparation_Oven_ | 0 | 0
Commercial_Office_Existing_Food Preparation_Natural Gas_Oven_E10 | Commercial | Office | Existing | Food Preparation | Natural Gas | Oven | E10 |  | 0% | 0% | 0% | 0 | 0 | 0 | 0 | 0 | 0 | 0 | 0 | 0% | 0 | 0 | 0% | Normal | 0% | 0 | 0 | 0 | [15 empty] | Commercial_Office_Existing_Food Preparation_Oven_ | 0 | 0
Commercial_Office_Existing_Food Preparation_Natural Gas_Conveyor Oven_E1 | Commercial | Office | Existing | Food Preparation | Natural Gas | Conveyor Oven | E1 | Standard | 100% | 0% | 0% | 0.25024 | 0 | 0 | 0 | 15 | 19 | 2021 | 2047 | 100% | 0 | 0 | 0% | Normal | 0% | 0.065251 | 0 | 0 | 1 units | 1 | 0 | 2.2614e-05 | 2885.475 | 10177 | 0 | 0 |  | 2015 | 1.0873 | IL TRM - 4.2.4 - CI-FSE-CVOV-V02-180101 | PGE Workpaper, PGECOFST117 R5, 2015 | MN TRM 3.1 - Gas Conveyor Oven v1.1 |  | Commercial_Office_Existing_Food Preparation_Conveyor Oven_Standard | 0.25024 | 10177
Commercial_Office_Existing_Food Preparation_Natural Gas_Conveyor Oven_E2 | Commercial | Office | Existing | Food Preparation | Natural Gas | Conveyor Oven | E2 | Efficient (>42% Baking Efficiency) | 76.02% | 0% | 0% | 0.30507 | 0 | 0 | 0 | 15 | 19 | 2021 | 2047 | 100% | 0 | 0 | 0% | Normal | 0% | 0.049601 | 0 | 0 | 1 units | 1 | 0 | 2.2614e-05 | 2193.4093 | 12407 | 0 | 0 |  | 2015 | 1.0873 | IL TRM - 4.2.4 - CI-FSE-CVOV-V02-180101 | PGE Workpaper, PGECOFST117 R5, 2015 | MN TRM 3.1 - Gas Conveyor Oven v1.1 |  | Commercial_Office_Existing_Food Preparation_Conveyor Oven_Efficient (>42% Baking Efficiency) | 0.30507 | 12407
Commercial_Office_Existing_Food Preparation_Natural Gas_Conveyor Oven_E3 | Commercial | Office | Existing | Food Preparation | Natural Gas | Conveyor Oven | E3 |  | 0% | 0% | 0% | 0 | 0 | 0 | 0 | 0 | 0 | 0 | 0 | 0% | 0 | 0 | 0% | Normal | 0% | 0 | 0 | 0 | [15 empty] | Commercial_Office_Existing_Food Preparation_Conveyor Oven_ | 0 | 0
Commercial_Office_Existing_Food Preparation_Natural Gas_Conveyor Oven_E4 | Commercial | Office | Existing | Food Preparation | Natural Gas | Conveyor Oven | E4 |  | 0% | 0% | 0% | 0 | 0 | 0 | 0 | 0 | 0 | 0 | 0 | 0% | 0 | 0 | 0% | Normal | 0% | 0 | 0 | 0 | [15 empty] | Commercial_Office_Existing_Food Preparation_Conveyor Oven_ | 0 | 0
Commercial_Office_Existing_Food Preparation_Natural Gas_Conveyor Oven_E5 | Commercial | Office | Existing | Food Preparation | Natural Gas | Conveyor Oven | E5 |  | 0% | 0% | 0% | 0 | 0 | 0 | 0 | 0 | 0 | 0 | 0 | 0% | 0 | 0 | 0% | Normal | 0% | 0 | 0 | 0 | [15 empty] | Commercial_Office_Existing_Food Preparation_Conveyor Oven_ | 0 | 0
Commercial_Office_Existing_Food Preparation_Natural Gas_Conveyor Oven_E6 | Commercial | Office | Existing | Food Preparation | Natural Gas | Conveyor Oven | E6 |  | 0% | 0% | 0% | 0 | 0 | 0 | 0 | 0 | 0 | 0 | 0 | 0% | 0 | 0 | 0% | Normal | 0% | 0 | 0 | 0 | [15 empty] | Commercial_Office_Existing_Food Preparation_Conveyor Oven_ | 0 | 0
Commercial_Office_Existing_Food Preparation_Natural Gas_Conveyor Oven_E7 | Commercial | Office | Existing | Food Preparation | Natural Gas | Conveyor Oven | E7 |  | 0% | 0% | 0% | 0 | 0 | 0 | 0 | 0 | 0 | 0 | 0 | 0% | 0 | 0 | 0% | Normal | 0% | 0 | 0 | 0 | [15 empty] | Commercial_Office_Existing_Food Preparation_Conveyor Oven_ | 0 | 0
Commercial_Office_Existing_Food Preparation_Natural Gas_Conveyor Oven_E8 | Commercial | Office | Existing | Food Preparation | Natural Gas | Conveyor Oven | E8 |  | 0% | 0% | 0% | 0 | 0 | 0 | 0 | 0 | 0 | 0 | 0 | 0% | 0 | 0 | 0% | Normal | 0% | 0 | 0 | 0 | [15 empty] | Commercial_Office_Existing_Food Preparation_Conveyor Oven_ | 0 | 0
Commercial_Office_Existing_Food Preparation_Natural Gas_Conveyor Oven_E9 | Commercial | Office | Existing | Food Preparation | Natural Gas | Conveyor Oven | E9 |  | 0% | 0% | 0% | 0 | 0 | 0 | 0 | 0 | 0 | 0 | 0 | 0% | 0 | 0 | 0% | Normal | 0% | 0 | 0 | 0 | [15 empty] | Commercial_Office_Existing_Food Preparation_Conveyor Oven_ | 0 | 0
Commercial_Office_Existing_Food Preparation_Natural Gas_Conveyor Oven_E10 | Commercial | Office | Existing | Food Preparation | Natural Gas | Conveyor Oven | E10 |  | 0% | 0% | 0% | 0 | 0 | 0 | 0 | 0 | 0 | 0 | 0 | 0% | 0 | 0 | 0% | Normal | 0% | 0 | 0 | 0 | [15 empty] | Commercial_Office_Existing_Food Preparation_Conveyor Oven_ | 0 | 0
Commercial_Office_Existing_Food Preparation_Natural Gas_Double Rack Oven_E1 | Commercial | Office | Existing | Food Preparation | Natural Gas | Double Rack Oven | E1 | Standard | 100% | 0% | 0% | 0.39651 | 0 | 0 | 0 | 8 | 16 | 2021 | 2047 | 100% | 0 | 0 | 0% | Normal | 0% | 0.11096 | 0 | 0 | 1 units | 1 | 0 | 2.8176e-05 | 3938.22 | 12513 | 0 | 0 |  | 2013 | 1.1247 | IL TRM - 4.2.18 - CI-FSE-RKOV-VO2-180101 | PGE Workpaper, PGECOFST109 R6, 2016 | IL TRM - 4.2.18 - CI-FSE-RKOV-VO2-180101 |  | Commercial_Office_Existing_Food Preparation_Double Rack Oven_Standard | 0.39651 | 12513
Commercial_Office_Existing_Food Preparation_Natural Gas_Double Rack Oven_E2 | Commercial | Office | Existing | Food Preparation | Natural Gas | Double Rack Oven | E2 | FTSC Qualified (>50% Cooking Efficiency) | 58.82% | 0% | 0% | 0.54704 | 0 | 0 | 0 | 8 | 16 | 2021 | 2047 | 100% | 0 | 0 | 0% | Normal | 0% | 0.065272 | 0 | 0 | 1 units | 1 | 0 | 2.8176e-05 | 2316.6 | 16641 | 0 | 0 |  | 2011 | 1.1667 | IL TRM - 4.2.18 - CI-FSE-RKOV-VO2-180101 | PGE Workpaper, PGECOFST109 R6, 2016 | IL TRM - 4.2.18 - CI-FSE-RKOV-VO2-180101 |  | Commercial_Office_Existing_Food Preparation_Double Rack Oven_FTSC Qualified (>50% Cooking Efficiency) | 0.54704 | 16641
Commercial_Office_Existing_Food Preparation_Natural Gas_Double Rack Oven_E3 | Commercial | Office | Existing | Food Preparation | Natural Gas | Double Rack Oven | E3 |  | 0% | 0% | 0% | 0 | 0 | 0 | 0 | 0 | 0 | 0 | 0 | 0% | 0 | 0 | 0% | Normal | 0% | 0 | 0 | 0 | [15 empty] | Commercial_Office_Existing_Food Preparation_Double Rack Oven_ | 0 | 0
Commercial_Office_Existing_Food Preparation_Natural Gas_Double Rack Oven_E4 | Commercial | Office | Existing | Food Preparation | Natural Gas | Double Rack Oven | E4 |  | 0% | 0% | 0% | 0 | 0 | 0 | 0 | 0 | 0 | 0 | 0 | 0% | 0 | 0 | 0% | Normal | 0% | 0 | 0 | 0 | [15 empty] | Commercial_Office_Existing_Food Preparation_Double Rack Oven_ | 0 | 0
Commercial_Office_Existing_Food Preparation_Natural Gas_Double Rack Oven_E5 | Commercial | Office | Existing | Food Preparation | Natural Gas | Double Rack Oven | E5 |  | 0% | 0% | 0% | 0 | 0 | 0 | 0 | 0 | 0 | 0 | 0 | 0% | 0 | 0 | 0% | Normal | 0% | 0 | 0 | 0 | [15 empty] | Commercial_Office_Existing_Food Preparation_Double Rack Oven_ | 0 | 0
Commercial_Office_Existing_Food Preparation_Natural Gas_Double Rack Oven_E6 | Commercial | Office | Existing | Food Preparation | Natural Gas | Double Rack Oven | E6 |  | 0% | 0% | 0% | 0 | 0 | 0 | 0 | 0 | 0 | 0 | 0 | 0% | 0 | 0 | 0% | Normal | 0% | 0 | 0 | 0 | [15 empty] | Commercial_Office_Existing_Food Preparation_Double Rack Oven_ | 0 | 0
Commercial_Office_Existing_Food Preparation_Natural Gas_Double Rack Oven_E7 | Commercial | Office | Existing | Food Preparation | Natural Gas | Double Rack Oven | E7 |  | 0% | 0% | 0% | 0 | 0 | 0 | 0 | 0 | 0 | 0 | 0 | 0% | 0 | 0 | 0% | Normal | 0% | 0 | 0 | 0 | [15 empty] | Commercial_Office_Existing_Food Preparation_Double Rack Oven_ | 0 | 0
Commercial_Office_Existing_Food Preparation_Natural Gas_Double Rack Oven_E8 | Commercial | Office | Existing | Food Preparation | Natural Gas | Double Rack Oven | E8 |  | 0% | 0% | 0% | 0 | 0 | 0 | 0 | 0 | 0 | 0 | 0 | 0% | 0 | 0 | 0% | Normal | 0% | 0 | 0 | 0 | [15 empty] | Commercial_Office_Existing_Food Preparation_Double Rack Oven_ | 0 | 0
Commercial_Office_Existing_Food Preparation_Natural Gas_Double Rack Oven_E9 | Commercial | Office | Existing | Food Preparation | Natural Gas | Double Rack Oven | E9 |  | 0% | 0% | 0% | 0 | 0 | 0 | 0 | 0 | 0 | 0 | 0 | 0% | 0 | 0 | 0% | Normal | 0% | 0 | 0 | 0 | [15 empty] | Commercial_Office_Existing_Food Preparation_Double Rack Oven_ | 0 | 0
Commercial_Office_Existing_Food Preparation_Natural Gas_Double Rack Oven_E10 | Commercial | Office | Existing | Food Preparation | Natural Gas | Double Rack Oven | E10 |  | 0% | 0% | 0% | 0 | 0 | 0 | 0 | 0 | 0 | 0 | 0 | 0% | 0 | 0 | 0% | Normal | 0% | 0 | 0 | 0 | [15 empty] | Commercial_Office_Existing_Food Preparation_Double Rack Oven_ | 0 | 0
Commercial_Office_Existing_Food Preparation_Natural Gas_Fryer_E1 | Commercial | Office | Existing | Food Preparation | Natural Gas | Fryer | E1 | Standard | 100% | 0% | 0% | 0.19946 | 0 | 0 | 0 | 7 | 11 | 2021 | 2021 | 100% | 0 | 0 | 0% | Normal | 0% | 0.056859 | 0 | 0 | 1 units | 1 | 0 | 5.4936e-05 | 1034.9987 | 3379.7321 | 0 | 0 |  | 2016 | 1.0743 | RTF Wkbk - ComCookingFryer_v5_0 | RTF Wkbk - ComCookingFryer_v5_0 | RTF Wkbk - ComCookingFryer_v5_0 |  | Commercial_Office_Existing_Food Preparation_Fryer_Standard | 0.19946 | 3379.7321
Commercial_Office_Existing_Food Preparation_Natural Gas_Fryer_E2 | Commercial | Office | Existing | Food Preparation | Natural Gas | Fryer | E2 | ENERGY STAR | 61.81% | 0% | 0% | 0.25072 | 0 | 0 | 0 | 7 | 11 | 2021 | 2047 | 100% | 0 | 0 | 0% | Normal | 0% | 0.035144 | 0 | 0 | 1 units | 1 | 0 | 5.4936e-05 | 639.7296 | 4248.3333 | 0 | 0 |  | 2016 | 1.0743 | RTF Wkbk - ComCookingFryer_v5_0 | RTF Wkbk - ComCookingFryer_v5_0 | RTF Wkbk - ComCookingFryer_v5_0 |  | Commercial_Office_Existing_Food Preparation_Fryer_ENERGY STAR | 0.25072 | 4248.3333
Commercial_Office_Existing_Food Preparation_Natural Gas_Fryer_E3 | Commercial | Office | Existing | Food Preparation | Natural Gas | Fryer | E3 |  | 0% | 0% | 0% | 0 | 0 | 0 | 0 | 0 | 0 | 0 | 0 | 0% | 0 | 0 | 0% | Normal | 0% | 0 | 0 | 0 | [15 empty] | Commercial_Office_Existing_Food Preparation_Fryer_ | 0 | 0
Commercial_Office_Existing_Food Preparation_Natural Gas_Fryer_E4 | Commercial | Office | Existing | Food Preparation | Natural Gas | Fryer | E4 |  | 0% | 0% | 0% | 0 | 0 | 0 | 0 | 0 | 0 | 0 | 0 | 0% | 0 | 0 | 0% | Normal | 0% | 0 | 0 | 0 | [15 empty] | Commercial_Office_Existing_Food Preparation_Fryer_ | 0 | 0
Commercial_Office_Existing_Food Preparation_Natural Gas_Fryer_E5 | Commercial | Office | Existing | Food Preparation | Natural Gas | Fryer | E5 |  | 0% | 0% | 0% | 0 | 0 | 0 | 0 | 0 | 0 | 0 | 0 | 0% | 0 | 0 | 0% | Normal | 0% | 0 | 0 | 0 | [15 empty] | Commercial_Office_Existing_Food Preparation_Fryer_ | 0 | 0
Commercial_Office_Existing_Food Preparation_Natural Gas_Fryer_E6 | Commercial | Office | Existing | Food Preparation | Natural Gas | Fryer | E6 |  | 0% | 0% | 0% | 0 | 0 | 0 | 0 | 0 | 0 | 0 | 0 | 0% | 0 | 0 | 0% | Normal | 0% | 0 | 0 | 0 | [15 empty] | Commercial_Office_Existing_Food Preparation_Fryer_ | 0 | 0
Commercial_Office_Existing_Food Preparation_Natural Gas_Fryer_E7 | Commercial | Office | Existing | Food Preparation | Natural Gas | Fryer | E7 |  | 0% | 0% | 0% | 0 | 0 | 0 | 0 | 0 | 0 | 0 | 0 | 0% | 0 | 0 | 0% | Normal | 0% | 0 | 0 | 0 | [15 empty] | Commercial_Office_Existing_Food Preparation_Fryer_ | 0 | 0
Commercial_Office_Existing_Food Preparation_Natural Gas_Fryer_E8 | Commercial | Office | Existing | Food Preparation | Natural Gas | Fryer | E8 |  | 0% | 0% | 0% | 0 | 0 | 0 | 0 | 0 | 0 | 0 | 0 | 0% | 0 | 0 | 0% | Normal | 0% | 0 | 0 | 0 | [15 empty] | Commercial_Office_Existing_Food Preparation_Fryer_ | 0 | 0
Commercial_Office_Existing_Food Preparation_Natural Gas_Fryer_E9 | Commercial | Office | Existing | Food Preparation | Natural Gas | Fryer | E9 |  | 0% | 0% | 0% | 0 | 0 | 0 | 0 | 0 | 0 | 0 | 0 | 0% | 0 | 0 | 0% | Normal | 0% | 0 | 0 | 0 | [15 empty] | Commercial_Office_Existing_Food Preparation_Fryer_ | 0 | 0
Commercial_Office_Existing_Food Preparation_Natural Gas_Fryer_E10 | Commercial | Office | Existing | Food Preparation | Natural Gas | Fryer | E10 |  | 0% | 0% | 0% | 0 | 0 | 0 | 0 | 0 | 0 | 0 | 0 | 0% | 0 | 0 | 0% | Normal | 0% | 0 | 0 | 0 | [15 empty] | Commercial_Office_Existing_Food Preparation_Fryer_ | 0 | 0
Commercial_Office_Existing_Food Preparation_Natural Gas_Broiler_E1 | Commercial | Office | Existing | Food Preparation | Natural Gas | Broiler | E1 | Standard | 100% | 0% | 0% | 0.23832 | 0 | 0 | 0 | 8 | 16 | 2021 | 2047 | 100% | 0 | 0 | 0% | Normal | 0% | 0.05496 | 0 | 0 | 1 units | 1 | 0 | 8.1705e-05 | 672.672 | 2500 | 0 | 0 |  | 2011 | 1.1667 | IL TRM - 4.2.14 - CI-FSE-IRBL-V02-180101 | Estimate | IL TRM - 4.2.14 - CI-FSE-IRBL-V02-180101 |  | Commercial_Office_Existing_Food Preparation_Broiler_Standard | 0.23832 | 2500
Commercial_Office_Existing_Food Preparation_Natural Gas_Broiler_E2 | Commercial | Office | Existing | Food Preparation | Natural Gas | Broiler | E2 | Infrared Burners | 64.29% | 0% | 0% | 0.33364 | 0 | 0 | 0 | 8 | 16 | 2021 | 2047 | 100% | 0 | 0 | 0% | Normal | 0% | 0.035332 | 0 | 0 | 1 units | 1 | 0 | 8.1705e-05 | 432.432 | 3500 | 0 | 0 |  | 2011 | 1.1667 | IL TRM - 4.2.14 - CI-FSE-IRBL-V02-180101 | IL TRM - 4.2.14 - CI-FSE-IRBL-V02-180101 | IL TRM - 4.2.14 - CI-FSE-IRBL-V02-180101 |  | Commercial_Office_Existing_Food Preparation_Broiler_Infrared Burners | 0.33364 | 3500
Commercial_Office_Existing_Food Preparation_Natural Gas_Broiler_E3 | Commercial | Office | Existing | Food Preparation | Natural Gas | Broiler | E3 |  | 0% | 0% | 0% | 0 | 0 | 0 | 0 | 0 | 0 | 0 | 0 | 0% | 0 | 0 | 0% | Normal | 0% | 0 | 0 | 0 | [15 empty] | Commercial_Office_Existing_Food Preparation_Broiler_ | 0 | 0
Commercial_Office_Existing_Food Preparation_Natural Gas_Broiler_E4 | Commercial | Office | Existing | Food Preparation | Natural Gas | Broiler | E4 |  | 0% | 0% | 0% | 0 | 0 | 0 | 0 | 0 | 0 | 0 | 0 | 0% | 0 | 0 | 0% | Normal | 0% | 0 | 0 | 0 | [15 empty] | Commercial_Office_Existing_Food Preparation_Broiler_ | 0 | 0
Commercial_Office_Existing_Food Preparation_Natural Gas_Broiler_E5 | Commercial | Office | Existing | Food Preparation | Natural Gas | Broiler | E5 |  | 0% | 0% | 0% | 0 | 0 | 0 | 0 | 0 | 0 | 0 | 0 | 0% | 0 | 0 | 0% | Normal | 0% | 0 | 0 | 0 | [15 empty] | Commercial_Office_Existing_Food Preparation_Broiler_ | 0 | 0
Commercial_Office_Existing_Food Preparation_Natural Gas_Broiler_E6 | Commercial | Office | Existing | Food Preparation | Natural Gas | Broiler | E6 |  | 0% | 0% | 0% | 0 | 0 | 0 | 0 | 0 | 0 | 0 | 0 | 0% | 0 | 0 | 0% | Normal | 0% | 0 | 0 | 0 | [15 empty] | Commercial_Office_Existing_Food Preparation_Broiler_ | 0 | 0
Commercial_Office_Existing_Food Preparation_Natural Gas_Broiler_E7 | Commercial | Office | Existing | Food Preparation | Natural Gas | Broiler | E7 |  | 0% | 0% | 0% | 0 | 0 | 0 | 0 | 0 | 0 | 0 | 0 | 0% | 0 | 0 | 0% | Normal | 0% | 0 | 0 | 0 | [15 empty] | Commercial_Office_Existing_Food Preparation_Broiler_ | 0 | 0
Commercial_Office_Existing_Food Preparation_Natural Gas_Broiler_E8 | Commercial | Office | Existing | Food Preparation | Natural Gas | Broiler | E8 |  | 0% | 0% | 0% | 0 | 0 | 0 | 0 | 0 | 0 | 0 | 0 | 0% | 0 | 0 | 0% | Normal | 0% | 0 | 0 | 0 | [15 empty] | Commercial_Office_Existing_Food Preparation_Broiler_ | 0 | 0
Commercial_Office_Existing_Food Preparation_Natural Gas_Broiler_E9 | Commercial | Office | Existing | Food Preparation | Natural Gas | Broiler | E9 |  | 0% | 0% | 0% | 0 | 0 | 0 | 0 | 0 | 0 | 0 | 0 | 0% | 0 | 0 | 0% | Normal | 0% | 0 | 0 | 0 | [15 empty] | Commercial_Office_Existing_Food Preparation_Broiler_ | 0 | 0
Commercial_Office_Existing_Food Preparation_Natural Gas_Broiler_E10 | Commercial | Office | Existing | Food Preparation | Natural Gas | Broiler | E10 |  | 0% | 0% | 0% | 0 | 0 | 0 | 0 | 0 | 0 | 0 | 0 | 0% | 0 | 0 | 0% | Normal | 0% | 0 | 0 | 0 | [15 empty] | Commercial_Office_Existing_Food Preparation_Broiler_ | 0 | 0
Commercial_Office_Existing_Food Preparation_Natural Gas_Griddle_E1 | Commercial | Office | Existing | Food Preparation | Natural Gas | Griddle | E1 | Standard | 100% | 0% | 0% | 0.18463 | 0 | 0 | 0 | 8 | 16 | 2021 | 2047 | 100% | 0 | 0 | 0% | Normal | 0% | 0.039269 | 0 | 0 | 1 units | 1 | 0 | 3.1877e-05 | 1231.891 | 5150 | 0 | 0 |  | 2013 | 1.1247 | IL TRM - 4.2.8 - CI-FSE-ESGR-V04-200101 | IL TRM - 4.2.8 - CI-FSE-ESGR-V04-200101 | IL TRM - 4.2.8 - CI-FSE-ESGR-V04-200101 |  | Commercial_Office_Existing_Food Preparation_Griddle_Standard | 0.18463 | 5150
Commercial_Office_Existing_Food Preparation_Natural Gas_Griddle_E2 | Commercial | Office | Existing | Food Preparation | Natural Gas | Griddle | E2 | ENERGY STAR | 86.37% | 0% | 0% | 0.22945 | 0 | 0 | 0 | 8 | 16 | 2021 | 2047 | 100% | 0 | 0 | 0% | Normal | 0% | 0.033916 | 0 | 0 | 1 units | 1 | 0 | 3.1877e-05 | 1063.9446 | 6400 | 0 | 0 |  | 2013 | 1.1247 | IL TRM - 4.2.8 - CI-FSE-ESGR-V04-200101 | IL TRM - 4.2.8 - CI-FSE-ESGR-V04-200101 | IL TRM - 4.2.8 - CI-FSE-ESGR-V04-200101 |  | Commercial_Office_Existing_Food Preparation_Griddle_ENERGY STAR | 0.22945 | 6400
Commercial_Office_Existing_Food Preparation_Natural Gas_Griddle_E3 | Commercial | Office | Existing | Food Preparation | Natural Gas | Griddle | E3 |  | 0% | 0% | 0% | 0 | 0 | 0 | 0 | 0 | 0 | 0 | 0 | 0% | 0 | 0 | 0% | Normal | 0% | 0 | 0 | 0 | [15 empty] | Commercial_Office_Existing_Food Preparation_Griddle_ | 0 | 0
Commercial_Office_Existing_Food Preparation_Natural Gas_Griddle_E4 | Commercial | Office | Existing | Food Preparation | Natural Gas | Griddle | E4 |  | 0% | 0% | 0% | 0 | 0 | 0 | 0 | 0 | 0 | 0 | 0 | 0% | 0 | 0 | 0% | Normal | 0% | 0 | 0 | 0 | [15 empty] | Commercial_Office_Existing_Food Preparation_Griddle_ | 0 | 0
Commercial_Office_Existing_Food Preparation_Natural Gas_Griddle_E5 | Commercial | Office | Existing | Food Preparation | Natural Gas | Griddle | E5 |  | 0% | 0% | 0% | 0 | 0 | 0 | 0 | 0 | 0 | 0 | 0 | 0% | 0 | 0 | 0% | Normal | 0% | 0 | 0 | 0 | [15 empty] | Commercial_Office_Existing_Food Preparation_Griddle_ | 0 | 0
Commercial_Office_Existing_Food Preparation_Natural Gas_Griddle_E6 | Commercial | Office | Existing | Food Preparation | Natural Gas | Griddle | E6 |  | 0% | 0% | 0% | 0 | 0 | 0 | 0 | 0 | 0 | 0 | 0 | 0% | 0 | 0 | 0% | Normal | 0% | 0 | 0 | 0 | [15 empty] | Commercial_Office_Existing_Food Preparation_Griddle_ | 0 | 0
Commercial_Office_Existing_Food Preparation_Natural Gas_Griddle_E7 | Commercial | Office | Existing | Food Preparation | Natural Gas | Griddle | E7 |  | 0% | 0% | 0% | 0 | 0 | 0 | 0 | 0 | 0 | 0 | 0 | 0% | 0 | 0 | 0% | Normal | 0% | 0 | 0 | 0 | [15 empty] | Commercial_Office_Existing_Food Preparation_Griddle_ | 0 | 0
Commercial_Office_Existing_Food Preparation_Natural Gas_Griddle_E8 | Commercial | Office | Existing | Food Preparation | Natural Gas | Griddle | E8 |  | 0% | 0% | 0% | 0 | 0 | 0 | 0 | 0 | 0 | 0 | 0 | 0% | 0 | 0 | 0% | Normal | 0% | 0 | 0 | 0 | [15 empty] | Commercial_Office_Existing_Food Preparation_Griddle_ | 0 | 0
Commercial_Office_Existing_Food Preparation_Natural Gas_Griddle_E9 | Commercial | Office | Existing | Food Preparation | Natural Gas | Griddle | E9 |  | 0% | 0% | 0% | 0 | 0 | 0 | 0 | 0 | 0 | 0 | 0 | 0% | 0 | 0 | 0% | Normal | 0% | 0 | 0 | 0 | [15 empty] | Commercial_Office_Existing_Food Preparation_Griddle_ | 0 | 0
Commercial_Office_Existing_Food Preparation_Natural Gas_Griddle_E10 | Commercial | Office | Existing | Food Preparation | Natural Gas | Griddle | E10 |  | 0% | 0% | 0% | 0 | 0 | 0 | 0 | 0 | 0 | 0 | 0 | 0% | 0 | 0 | 0% | Normal | 0% | 0 | 0 | 0 | [15 empty] | Commercial_Office_Existing_Food Preparation_Griddle_ | 0 | 0
Commercial_Office_Existing_Food Preparation_Natural Gas_Range_E1 | Commercial | Office | Existing | Food Preparation | Natural Gas | Range | E1 | Standard | 100% | 0% | 0% | 0.24977 | 0 | 0 | 0 | 8 | 12 | 2021 | 2047 | 100% | 0 | 0 | 0% | Normal | 0% | 0.037843 | 0 | 0 | 1 units | 1 | 0 | 3.1536e-05 | 1200 | 7450 | 0 | 0 |  | 2017 | 1.0631 | COOK_OVN-Food Preparation-AEO17-1 | EIA 2018 Tech Forecast | Navigant 2009 |  | Commercial_Office_Existing_Food Preparation_Range_Standard | 0.24977 | 7450
Commercial_Office_Existing_Food Preparation_Natural Gas_Range_E2 | Commercial | Office | Existing | Food Preparation | Natural Gas | Range | E2 | High Efficiency | 85.71% | 0% | 0% | 0.24977 | 0 | 0 | 0 | 8 | 12 | 2021 | 2047 | 100% | 0 | 0 | 0% | Normal | 0% | 0.032437 | 0 | 0 | 1 units | 1 | 0 | 3.1536e-05 | 1028.5714 | 7450.01 | 0 | 0 |  | 2017 | 1.0631 | COOK_OVN-Food Preparation-AEO17-1 | EIA 2018 Tech Forecast | EIA 2018 Tech Forecast |  | Commercial_Office_Existing_Food Preparation_Range_High Efficiency | 0.24977 | 7450.01
Commercial_Office_Existing_Food Preparation_Natural Gas_Range_E3 | Commercial | Office | Existing | Food Preparation | Natural Gas | Range | E3 |  | 0% | 0% | 0% | 0 | 0 | 0 | 0 | 0 | 0 | 0 | 0 | 0% | 0 | 0 | 0% | Normal | 0% | 0 | 0 | 0 | [15 empty] | Commercial_Office_Existing_Food Preparation_Range_ | 0 | 0
Commercial_Office_Existing_Food Preparation_Natural Gas_Range_E4 | Commercial | Office | Existing | Food Preparation | Natural Gas | Range | E4 |  | 0% | 0% | 0% | 0 | 0 | 0 | 0 | 0 | 0 | 0 | 0 | 0% | 0 | 0 | 0% | Normal | 0% | 0 | 0 | 0 | [15 empty] | Commercial_Office_Existing_Food Preparation_Range_ | 0 | 0
Commercial_Office_Existing_Food Preparation_Natural Gas_Range_E5 | Commercial | Office | Existing | Food Preparation | Natural Gas | Range | E5 |  | 0% | 0% | 0% | 0 | 0 | 0 | 0 | 0 | 0 | 0 | 0 | 0% | 0 | 0 | 0% | Normal | 0% | 0 | 0 | 0 | [15 empty] | Commercial_Office_Existing_Food Preparation_Range_ | 0 | 0
Commercial_Office_Existing_Food Preparation_Natural Gas_Range_E6 | Commercial | Office | Existing | Food Preparation | Natural Gas | Range | E6 |  | 0% | 0% | 0% | 0 | 0 | 0 | 0 | 0 | 0 | 0 | 0 | 0% | 0 | 0 | 0% | Normal | 0% | 0 | 0 | 0 | [15 empty] | Commercial_Office_Existing_Food Preparation_Range_ | 0 | 0
Commercial_Office_Existing_Food Preparation_Natural Gas_Range_E7 | Commercial | Office | Existing | Food Preparation | Natural Gas | Range | E7 |  | 0% | 0% | 0% | 0 | 0 | 0 | 0 | 0 | 0 | 0 | 0 | 0% | 0 | 0 | 0% | Normal | 0% | 0 | 0 | 0 | [15 empty] | Commercial_Office_Existing_Food Preparation_Range_ | 0 | 0
Commercial_Office_Existing_Food Preparation_Natural Gas_Range_E8 | Commercial | Office | Existing | Food Preparation | Natural Gas | Range | E8 |  | 0% | 0% | 0% | 0 | 0 | 0 | 0 | 0 | 0 | 0 | 0 | 0% | 0 | 0 | 0% | Normal | 0% | 0 | 0 | 0 | [15 empty] | Commercial_Office_Existing_Food Preparation_Range_ | 0 | 0
Commercial_Office_Existing_Food Preparation_Natural Gas_Range_E9 | Commercial | Office | Existing | Food Preparation | Natural Gas | Range | E9 |  | 0% | 0% | 0% | 0 | 0 | 0 | 0 | 0 | 0 | 0 | 0 | 0% | 0 | 0 | 0% | Normal | 0% | 0 | 0 | 0 | [15 empty] | Commercial_Office_Existing_Food Preparation_Range_ | 0 | 0
Commercial_Office_Existing_Food Preparation_Natural Gas_Range_E10 | Commercial | Office | Existing | Food Preparation | Natural Gas | Range | E10 |  | 0% | 0% | 0% | 0 | 0 | 0 | 0 | 0 | 0 | 0 | 0 | 0% | 0 | 0 | 0% | Normal | 0% | 0 | 0 | 0 | [15 empty] | Commercial_Office_Existing_Food Preparation_Range_ | 0 | 0
Commercial_Office_Existing_Food Preparation_Natural Gas_Steamer_E1 | Commercial | Office | Existing | Food Preparation | Natural Gas | Steamer | E1 | Standard | 100% | 0% | 0% | 0.53587 | 0 | 0 | 0 | 6 | 10 | 2021 | 2021 | 100% | 0 | 0 | 0% | Normal | 0% | 0.070459 | 0 | 0 | 1 units | 1 | 0 | 4.7816e-05 | 1473.5418 | 10431.946 | 0 | 0 |  | 2016 | 1.0743 | RTF Wkbk - ComCookingSteamer_v5_0 | RTF Wkbk - ComCookingSteamer_v5_0 | RTF Wkbk - ComCookingSteamer_v5_0 |  | Commercial_Office_Existing_Food Preparation_Steamer_Standard | 0.53587 | 10431.946
Commercial_Office_Existing_Food Preparation_Natural Gas_Steamer_E2 | Commercial | Office | Existing | Food Preparation | Natural Gas | Steamer | E2 | ENERGY STAR | 17.54% | 0% | 0% | 0.53587 | 0 | -0.035282 | 0 | 6 | 10 | 2021 | 2047 | 100% | 0 | 0 | 0% | Normal | 0% | 0.012356 | 0 | 0 | 1 units | 1 | 0 | 4.7816e-05 | 258.3998 | 10431.956 | 0 | -686.8492 |  | 2016 | 1.0743 | RTF Wkbk - ComCookingSteamer_v5_0 | RTF Wkbk - ComCookingSteamer_v5_0 | RTF Wkbk - ComCookingSteamer_v5_0 |  | Commercial_Office_Existing_Food Preparation_Steamer_ENERGY STAR | 0.50058 | 9745.1068
Commercial_Office_Existing_Food Preparation_Natural Gas_Steamer_E3 | Commercial | Office | Existing | Food Preparation | Natural Gas | Steamer | E3 |  | 0% | 0% | 0% | 0 | 0 | 0 | 0 | 0 | 0 | 0 | 0 | 0% | 0 | 0 | 0% | Normal | 0% | 0 | 0 | 0 | [15 empty] | Commercial_Office_Existing_Food Preparation_Steamer_ | 0 | 0
Commercial_Office_Existing_Food Preparation_Natural Gas_Steamer_E4 | Commercial | Office | Existing | Food Preparation | Natural Gas | Steamer | E4 |  | 0% | 0% | 0% | 0 | 0 | 0 | 0 | 0 | 0 | 0 | 0 | 0% | 0 | 0 | 0% | Normal | 0% | 0 | 0 | 0 | [15 empty] | Commercial_Office_Existing_Food Preparation_Steamer_ | 0 | 0
Commercial_Office_Existing_Food Preparation_Natural Gas_Steamer_E5 | Commercial | Office | Existing | Food Preparation | Natural Gas | Steamer | E5 |  | 0% | 0% | 0% | 0 | 0 | 0 | 0 | 0 | 0 | 0 | 0 | 0% | 0 | 0 | 0% | Normal | 0% | 0 | 0 | 0 | [15 empty] | Commercial_Office_Existing_Food Preparation_Steamer_ | 0 | 0
Commercial_Office_Existing_Food Preparation_Natural Gas_Steamer_E6 | Commercial | Office | Existing | Food Preparation | Natural Gas | Steamer | E6 |  | 0% | 0% | 0% | 0 | 0 | 0 | 0 | 0 | 0 | 0 | 0 | 0% | 0 | 0 | 0% | Normal | 0% | 0 | 0 | 0 | [15 empty] | Commercial_Office_Existing_Food Preparation_Steamer_ | 0 | 0
Commercial_Office_Existing_Food Preparation_Natural Gas_Steamer_E7 | Commercial | Office | Existing | Food Preparation | Natural Gas | Steamer | E7 |  | 0% | 0% | 0% | 0 | 0 | 0 | 0 | 0 | 0 | 0 | 0 | 0% | 0 | 0 | 0% | Normal | 0% | 0 | 0 | 0 | [15 empty] | Commercial_Office_Existing_Food Preparation_Steamer_ | 0 | 0
Commercial_Office_Existing_Food Preparation_Natural Gas_Steamer_E8 | Commercial | Office | Existing | Food Preparation | Natural Gas | Steamer | E8 |  | 0% | 0% | 0% | 0 | 0 | 0 | 0 | 0 | 0 | 0 | 0 | 0% | 0 | 0 | 0% | Normal | 0% | 0 | 0 | 0 | [15 empty] | Commercial_Office_Existing_Food Preparation_Steamer_ | 0 | 0
Commercial_Office_Existing_Food Preparation_Natural Gas_Steamer_E9 | Commercial | Office | Existing | Food Preparation | Natural Gas | Steamer | E9 |  | 0% | 0% | 0% | 0 | 0 | 0 | 0 | 0 | 0 | 0 | 0 | 0% | 0 | 0 | 0% | Normal | 0% | 0 | 0 | 0 | [15 empty] | Commercial_Office_Existing_Food Preparation_Steamer_ | 0 | 0
Commercial_Office_Existing_Food Preparation_Natural Gas_Steamer_E10 | Commercial | Office | Existing | Food Preparation | Natural Gas | Steamer | E10 |  | 0% | 0% | 0% | 0 | 0 | 0 | 0 | 0 | 0 | 0 | 0 | 0% | 0 | 0 | 0% | Normal | 0% | 0 | 0 | 0 | [15 empty] | Commercial_Office_Existing_Food Preparation_Steamer_ | 0 | 0
Commercial_Office_Existing_Food Preparation_Natural Gas_Commercial Food Prep Other_E1 | Commercial | Office | Existing | Food Preparation | Natural Gas | Commercial Food Prep Other | E1 | Standard | 100% | 0% | 0% | 0.014062 | 0 | 0 | 0 | 8 | 12 | 2021 | 2047 | 100% | 0 | 0 | 0% | Normal | 0% | 0.016879 | 0 | 0 | 1 units | 1 | 0 | 1.186e-05 | 1423.18 | 1000 | 0 | 0 |  | 2010 | 1.1857 | Default | Default | Default |  | Commercial_Office_Existing_Food Preparation_Commercial Food Prep Other_Standard | 0.014062 | 1000
Commercial_Office_Existing_Food Preparation_Natural Gas_Commercial Food Prep Other_E2 | Commercial | Office | Existing | Food Preparation | Natural Gas | Commercial Food Prep Other | E2 | ENERGY STAR | 74.27% | 0% | 0% | 0.017082 | 0 | 0 | 0 | 8 | 12 | 2021 | 2047 | 100% | 0 | 0 | 0% | Normal | 0% | 0.012536 | 0 | 0 | 1 units | 1 | 0 | 1.186e-05 | 1057.0182 | 1214.7567 | 0 | 0 |  | 2010 | 1.1857 | N/A | N/A | N/A |  | Commercial_Office_Existing_Food Preparation_Commercial Food Prep Other_ENERGY STAR | 0.017082 | 1214.7567
Commercial_Office_Existing_Food Preparation_Natural Gas_Commercial Food Prep Other_E3 | Commercial | Office | Existing | Food Preparation | Natural Gas | Commercial Food Prep Other | E3 |  | 0% | 0% | 0% | 0 | 0 | 0 | 0 | 0 | 0 | 0 | 0 | 0% | 0 | 0 | 0% | Normal | 0% | 0 | 0 | 0 | [15 empty] | Commercial_Office_Existing_Food Preparation_Commercial Food Prep Other_ | 0 | 0
Commercial_Office_Existing_Food Preparation_Natural Gas_Commercial Food Prep Other_E4 | Commercial | Office | Existing | Food Preparation | Natural Gas | Commercial Food Prep Other | E4 |  | 0% | 0% | 0% | 0 | 0 | 0 | 0 | 0 | 0 | 0 | 0 | 0% | 0 | 0 | 0% | Normal | 0% | 0 | 0 | 0 | [15 empty] | Commercial_Office_Existing_Food Preparation_Commercial Food Prep Other_ | 0 | 0
Commercial_Office_Existing_Food Preparation_Natural Gas_Commercial Food Prep Other_E5 | Commercial | Office | Existing | Food Preparation | Natural Gas | Commercial Food Prep Other | E5 |  | 0% | 0% | 0% | 0 | 0 | 0 | 0 | 0 | 0 | 0 | 0 | 0% | 0 | 0 | 0% | Normal | 0% | 0 | 0 | 0 | [15 empty] | Commercial_Office_Existing_Food Preparation_Commercial Food Prep Other_ | 0 | 0
Commercial_Office_Existing_Food Preparation_Natural Gas_Commercial Food Prep Other_E6 | Commercial | Office | Existing | Food Preparation | Natural Gas | Commercial Food Prep Other | E6 |  | 0% | 0% | 0% | 0 | 0 | 0 | 0 | 0 | 0 | 0 | 0 | 0% | 0 | 0 | 0% | Normal | 0% | 0 | 0 | 0 | [15 empty] | Commercial_Office_Existing_Food Preparation_Commercial Food Prep Other_ | 0 | 0
Commercial_Office_Existing_Food Preparation_Natural Gas_Commercial Food Prep Other_E7 | Commercial | Office | Existing | Food Preparation | Natural Gas | Commercial Food Prep Other | E7 |  | 0% | 0% | 0% | 0 | 0 | 0 | 0 | 0 | 0 | 0 | 0 | 0% | 0 | 0 | 0% | Normal | 0% | 0 | 0 | 0 | [15 empty] | Commercial_Office_Existing_Food Preparation_Commercial Food Prep Other_ | 0 | 0
Commercial_Office_Existing_Food Preparation_Natural Gas_Commercial Food Prep Other_E8 | Commercial | Office | Existing | Food Preparation | Natural Gas | Commercial Food Prep Other | E8 |  | 0% | 0% | 0% | 0 | 0 | 0 | 0 | 0 | 0 | 0 | 0 | 0% | 0 | 0 | 0% | Normal | 0% | 0 | 0 | 0 | [15 empty] | Commercial_Office_Existing_Food Preparation_Commercial Food Prep Other_ | 0 | 0
Commercial_Office_Existing_Food Preparation_Natural Gas_Commercial Food Prep Other_E9 | Commercial | Office | Existing | Food Preparation | Natural Gas | Commercial Food Prep Other | E9 |  | 0% | 0% | 0% | 0 | 0 | 0 | 0 | 0 | 0 | 0 | 0 | 0% | 0 | 0 | 0% | Normal | 0% | 0 | 0 | 0 | [15 empty] | Commercial_Office_Existing_Food Preparation_Commercial Food Prep Other_ | 0 | 0
Commercial_Office_Existing_Food Preparation_Natural Gas_Commercial Food Prep Other_E10 | Commercial | Office | Existing | Food Preparation | Natural Gas | Commercial Food Prep Other | E10 |  | 0% | 0% | 0% | 0 | 0 | 0 | 0 | 0 | 0 | 0 | 0 | 0% | 0 | 0 | 0% | Normal | 0% | 0 | 0 | 0 | [15 empty] | Commercial_Office_Existing_Food Preparation_Commercial Food Prep Other_ | 0 | 0
Commercial_Office_Existing_Miscellaneous_Natural Gas_Pool Heater_E1 | Commercial | Office | Existing | Miscellaneous | Natural Gas | Pool Heater | E1 | Standard (EF .78) | 100% | 0% | 0% | 0.013398 | 0 | 0 | 0 | 4 | 8 | 2021 | 2047 | 100% | 0 | 0 | 0% | Normal | 0% | 0.01 | 0 | 0 | 1 units | 1 | 0 | 6.7159e-07 | 14890 | 18052 | 0 | 0 |  | 2014 | 1.1051 | DOE Commercial R&D 2016 - Table 7-6 | DOE Commercial R&D 2016 - Table 7-7 | DOE Commercial R&D 2016 - Table 7-8 |  | Commercial_Office_Existing_Miscellaneous_Pool Heater_Standard (EF .78) | 0.013398 | 18052
Commercial_Office_Existing_Miscellaneous_Natural Gas_Pool Heater_E2 | Commercial | Office | Existing | Miscellaneous | Natural Gas | Pool Heater | E2 | Condensing (EF .90) | 85% | 0% | 0% | 0.021937 | 0 | 0 | 0 | 4 | 8 | 2021 | 2047 | 100% | 0 | 0 | 0% | Normal | 0% | 0.0085 | 0 | 0 | 1 units | 1 | 0 | 6.7159e-07 | 12656.5 | 29558 | 0 | 0 |  | 2014 | 1.1051 | DOE Commercial R&D 2016 - Table 7-6 | DOE Commercial R&D 2016 - Table 7-7 | DOE Commercial R&D 2016 - Table 7-9 |  | Commercial_Office_Existing_Miscellaneous_Pool Heater_Condensing (EF .90) | 0.021937 | 29558
Commercial_Office_Existing_Miscellaneous_Natural Gas_Pool Heater_E3 | Commercial | Office | Existing | Miscellaneous | Natural Gas | Pool Heater | E3 |  | 0% | 0% | 0% | 0 | 0 | 0 | 0 | 0 | 0 | 0 | 0 | 0% | 0 | 0 | 0% | Normal | 0% | 0 | 0 | 0 | [15 empty] | Commercial_Office_Existing_Miscellaneous_Pool Heater_ | 0 | 0
Commercial_Office_Existing_Miscellaneous_Natural Gas_Pool Heater_E4 | Commercial | Office | Existing | Miscellaneous | Natural Gas | Pool Heater | E4 |  | 0% | 0% | 0% | 0 | 0 | 0 | 0 | 0 | 0 | 0 | 0 | 0% | 0 | 0 | 0% | Normal | 0% | 0 | 0 | 0 | [15 empty] | Commercial_Office_Existing_Miscellaneous_Pool Heater_ | 0 | 0
Commercial_Office_Existing_Miscellaneous_Natural Gas_Pool Heater_E5 | Commercial | Office | Existing | Miscellaneous | Natural Gas | Pool Heater | E5 |  | 0% | 0% | 0% | 0 | 0 | 0 | 0 | 0 | 0 | 0 | 0 | 0% | 0 | 0 | 0% | Normal | 0% | 0 | 0 | 0 | [15 empty] | Commercial_Office_Existing_Miscellaneous_Pool Heater_ | 0 | 0
Commercial_Office_Existing_Miscellaneous_Natural Gas_Pool Heater_E6 | Commercial | Office | Existing | Miscellaneous | Natural Gas | Pool Heater | E6 |  | 0% | 0% | 0% | 0 | 0 | 0 | 0 | 0 | 0 | 0 | 0 | 0% | 0 | 0 | 0% | Normal | 0% | 0 | 0 | 0 | [15 empty] | Commercial_Office_Existing_Miscellaneous_Pool Heater_ | 0 | 0
Commercial_Office_Existing_Miscellaneous_Natural Gas_Pool Heater_E7 | Commercial | Office | Existing | Miscellaneous | Natural Gas | Pool Heater | E7 |  | 0% | 0% | 0% | 0 | 0 | 0 | 0 | 0 | 0 | 0 | 0 | 0% | 0 | 0 | 0% | Normal | 0% | 0 | 0 | 0 | [15 empty] | Commercial_Office_Existing_Miscellaneous_Pool Heater_ | 0 | 0
Commercial_Office_Existing_Miscellaneous_Natural Gas_Pool Heater_E8 | Commercial | Office | Existing | Miscellaneous | Natural Gas | Pool Heater | E8 |  | 0% | 0% | 0% | 0 | 0 | 0 | 0 | 0 | 0 | 0 | 0 | 0% | 0 | 0 | 0% | Normal | 0% | 0 | 0 | 0 | [15 empty] | Commercial_Office_Existing_Miscellaneous_Pool Heater_ | 0 | 0
Commercial_Office_Existing_Miscellaneous_Natural Gas_Pool Heater_E9 | Commercial | Office | Existing | Miscellaneous | Natural Gas | Pool Heater | E9 |  | 0% | 0% | 0% | 0 | 0 | 0 | 0 | 0 | 0 | 0 | 0 | 0% | 0 | 0 | 0% | Normal | 0% | 0 | 0 | 0 | [15 empty] | Commercial_Office_Existing_Miscellaneous_Pool Heater_ | 0 | 0
Commercial_Office_Existing_Miscellaneous_Natural Gas_Pool Heater_E10 | Commercial | Office | Existing | Miscellaneous | Natural Gas | Pool Heater | E10 |  | 0% | 0% | 0% | 0 | 0 | 0 | 0 | 0 | 0 | 0 | 0 | 0% | 0 | 0 | 0% | Normal | 0% | 0 | 0 | 0 | [15 empty] | Commercial_Office_Existing_Miscellaneous_Pool Heater_ | 0 | 0
Commercial_Office_Existing_Miscellaneous_Natural Gas_Miscellaneous_E1 | Commercial | Office | Existing | Miscellaneous | Natural Gas | Miscellaneous | E1 | Miscellaneous | 100% | 0% | 0% | 0.010768 | 0 | 0 | 0 | 2 | 8 | 2021 | 2047 | 100% | 0 | 0 | 0% | Normal | 0% | 0.010023 | 0 | 0 | 1 units | 1 | 0 | 0.010023 | 1 | 1 | 0 | 0 |  | 2016 | 1.0743 | N/A | N/A | N/A |  | Commercial_Office_Existing_Miscellaneous_Miscellaneous_Miscellaneous | 0.010768 | 1
Commercial_Office_Existing_Miscellaneous_Natural Gas_Miscellaneous_E2 | Commercial | Office | Existing | Miscellaneous | Natural Gas | Miscellaneous | E2 |  | 0% | 0% | 0% | 0 | 0 | 0 | 0 | 0 | 0 | 0 | 0 | 0% | 0 | 0 | 0% | Normal | 0% | 0 | 0 | 0 | [15 empty] | Commercial_Office_Existing_Miscellaneous_Miscellaneous_ | 0 | 0
Commercial_Office_Existing_Miscellaneous_Natural Gas_Miscellaneous_E3 | Commercial | Office | Existing | Miscellaneous | Natural Gas | Miscellaneous | E3 |  | 0% | 0% | 0% | 0 | 0 | 0 | 0 | 0 | 0 | 0 | 0 | 0% | 0 | 0 | 0% | Normal | 0% | 0 | 0 | 0 | [15 empty] | Commercial_Office_Existing_Miscellaneous_Miscellaneous_ | 0 | 0
Commercial_Office_Existing_Miscellaneous_Natural Gas_Miscellaneous_E4 | Commercial | Office | Existing | Miscellaneous | Natural Gas | Miscellaneous | E4 |  | 0% | 0% | 0% | 0 | 0 | 0 | 0 | 0 | 0 | 0 | 0 | 0% | 0 | 0 | 0% | Normal | 0% | 0 | 0 | 0 | [15 empty] | Commercial_Office_Existing_Miscellaneous_Miscellaneous_ | 0 | 0
Commercial_Office_Existing_Miscellaneous_Natural Gas_Miscellaneous_E5 | Commercial | Office | Existing | Miscellaneous | Natural Gas | Miscellaneous | E5 |  | 0% | 0% | 0% | 0 | 0 | 0 | 0 | 0 | 0 | 0 | 0 | 0% | 0 | 0 | 0% | Normal | 0% | 0 | 0 | 0 | [15 empty] | Commercial_Office_Existing_Miscellaneous_Miscellaneous_ | 0 | 0
Commercial_Office_Existing_Miscellaneous_Natural Gas_Miscellaneous_E6 | Commercial | Office | Existing | Miscellaneous | Natural Gas | Miscellaneous | E6 |  | 0% | 0% | 0% | 0 | 0 | 0 | 0 | 0 | 0 | 0 | 0 | 0% | 0 | 0 | 0% | Normal | 0% | 0 | 0 | 0 | [15 empty] | Commercial_Office_Existing_Miscellaneous_Miscellaneous_ | 0 | 0
Commercial_Office_Existing_Miscellaneous_Natural Gas_Miscellaneous_E7 | Commercial | Office | Existing | Miscellaneous | Natural Gas | Miscellaneous | E7 |  | 0% | 0% | 0% | 0 | 0 | 0 | 0 | 0 | 0 | 0 | 0 | 0% | 0 | 0 | 0% | Normal | 0% | 0 | 0 | 0 | [15 empty] | Commercial_Office_Existing_Miscellaneous_Miscellaneous_ | 0 | 0
Commercial_Office_Existing_Miscellaneous_Natural Gas_Miscellaneous_E8 | Commercial | Office | Existing | Miscellaneous | Natural Gas | Miscellaneous | E8 |  | 0% | 0% | 0% | 0 | 0 | 0 | 0 | 0 | 0 | 0 | 0 | 0% | 0 | 0 | 0% | Normal | 0% | 0 | 0 | 0 | [15 empty] | Commercial_Office_Existing_Miscellaneous_Miscellaneous_ | 0 | 0
Commercial_Office_Existing_Miscellaneous_Natural Gas_Miscellaneous_E9 | Commercial | Office | Existing | Miscellaneous | Natural Gas | Miscellaneous | E9 |  | 0% | 0% | 0% | 0 | 0 | 0 | 0 | 0 | 0 | 0 | 0 | 0% | 0 | 0 | 0% | Normal | 0% | 0 | 0 | 0 | [15 empty] | Commercial_Office_Existing_Miscellaneous_Miscellaneous_ | 0 | 0
Commercial_Office_Existing_Miscellaneous_Natural Gas_Miscellaneous_E10 | Commercial | Office | Existing | Miscellaneous | Natural Gas | Miscellaneous | E10 |  | 0% | 0% | 0% | 0 | 0 | 0 | 0 | 0 | 0 | 0 | 0 | 0% | 0 | 0 | 0% | Normal | 0% | 0 | 0 | 0 | [15 empty] | Commercial_Office_Existing_Miscellaneous_Miscellaneous_ | 0 | 0
Commercial_Office_New_Space Heating_Natural Gas_Furnace_E1 | Commercial | Office | New | Space Heating | Natural Gas | Furnace | E1 | AFUE 80% (Standard) | 100% | 0% | 0% | 0.12917 | 0.13532 | 0.020913 | 0 | 17 | 29 | 2021 | 2023 | 100% | 0 | 0 | 0% | Normal | 0% | 0.33961 | 0 | 0 | 400 kBtu/hr | 400 | 0 | 0.046286 | 0.33961 | 1050 | 1100 | 170 |  | 2017 | 1.0631 | EIA18_Tech Forecast Updates_p.90_Current Standard | EIA18_Tech Forecast Updates_p.90_Current Standard | AEG BEST |  | Commercial_Office_New_Space Heating_Furnace_AFUE 80% (Standard) | 0.2854 | 2320
Commercial_Office_New_Space Heating_Natural Gas_Furnace_E2 | Commercial | Office | New | Space Heating | Natural Gas | Furnace | E2 | AFUE 90% | 88.89% | 0% | 0% | 0.21528 | 0.15992 | 0.021528 | 0 | 17 | 29 | 2021 | 2047 | 100% | 0 | 0 | 0% | Normal | 0% | 0.30187 | 0 | 0 | 400 kBtu/hr | 400 | 0 | 0.046286 | 0.30187 | 1750 | 1300 | 175 |  | 2017 | 1.0631 | EIA18_Tech Forecast Updates_p.90_2020 Typical | EIA18_Tech Forecast Updates_p.90_2020 Typical | AEG BEST |  | Commercial_Office_New_Space Heating_Furnace_AFUE 90% | 0.39673 | 3225
Commercial_Office_New_Space Heating_Natural Gas_Furnace_E3 | Commercial | Office | New | Space Heating | Natural Gas | Furnace | E3 | AFUE 96% | 83.33% | 0% | 0% | 0.30139 | 0.18452 | 0.022143 | 0 | 17 | 29 | 2021 | 2047 | 100% | 0 | 0 | 0% | Normal | 0% | 0.28301 | 0 | 0 | 400 kBtu/hr | 400 | 0 | 0.046286 | 0.28301 | 2450 | 1500 | 180 |  | 2017 | 1.0631 | EIA18_Tech Forecast Updates_p.90_2020 High | EIA18_Tech Forecast Updates_p.90_2020 High | AEG BEST |  | Commercial_Office_New_Space Heating_Furnace_AFUE 96% | 0.50806 | 4130
Commercial_Office_New_Space Heating_Natural Gas_Furnace_E4 | Commercial | Office | New | Space Heating | Natural Gas | Furnace | E4 |  | 0% | 0% | 0% | 0 | 0 | 0 | 0 | 0 | 0 | 0 | 0 | 0% | 0 | 0 | 0% | Normal | 0% | 0 | 0 | 0 | [15 empty] | Commercial_Office_New_Space Heating_Furnace_ | 0 | 0
Commercial_Office_New_Space Heating_Natural Gas_Furnace_E5 | Commercial | Office | New | Space Heating | Natural Gas | Furnace | E5 |  | 0% | 0% | 0% | 0 | 0 | 0 | 0 | 0 | 0 | 0 | 0 | 0% | 0 | 0 | 0% | Normal | 0% | 0 | 0 | 0 | [15 empty] | Commercial_Office_New_Space Heating_Furnace_ | 0 | 0
Commercial_Office_New_Space Heating_Natural Gas_Furnace_E6 | Commercial | Office | New | Space Heating | Natural Gas | Furnace | E6 |  | 0% | 0% | 0% | 0 | 0 | 0 | 0 | 0 | 0 | 0 | 0 | 0% | 0 | 0 | 0% | Normal | 0% | 0 | 0 | 0 | [15 empty] | Commercial_Office_New_Space Heating_Furnace_ | 0 | 0
Commercial_Office_New_Space Heating_Natural Gas_Furnace_E7 | Commercial | Office | New | Space Heating | Natural Gas | Furnace | E7 |  | 0% | 0% | 0% | 0 | 0 | 0 | 0 | 0 | 0 | 0 | 0 | 0% | 0 | 0 | 0% | Normal | 0% | 0 | 0 | 0 | [15 empty] | Commercial_Office_New_Space Heating_Furnace_ | 0 | 0
Commercial_Office_New_Space Heating_Natural Gas_Furnace_E8 | Commercial | Office | New | Space Heating | Natural Gas | Furnace | E8 |  | 0% | 0% | 0% | 0 | 0 | 0 | 0 | 0 | 0 | 0 | 0 | 0% | 0 | 0 | 0% | Normal | 0% | 0 | 0 | 0 | [15 empty] | Commercial_Office_New_Space Heating_Furnace_ | 0 | 0
Commercial_Office_New_Space Heating_Natural Gas_Furnace_E9 | Commercial | Office | New | Space Heating | Natural Gas | Furnace | E9 |  | 0% | 0% | 0% | 0 | 0 | 0 | 0 | 0 | 0 | 0 | 0 | 0% | 0 | 0 | 0% | Normal | 0% | 0 | 0 | 0 | [15 empty] | Commercial_Office_New_Space Heating_Furnace_ | 0 | 0
Commercial_Office_New_Space Heating_Natural Gas_Furnace_E10 | Commercial | Office | New | Space Heating | Natural Gas | Furnace | E10 |  | 0% | 0% | 0% | 0 | 0 | 0 | 0 | 0 | 0 | 0 | 0 | 0% | 0 | 0 | 0% | Normal | 0% | 0 | 0 | 0 | [15 empty] | Commercial_Office_New_Space Heating_Furnace_ | 0 | 0
Commercial_Office_New_Space Heating_Natural Gas_Boiler_E1 | Commercial | Office | New | Space Heating | Natural Gas | Boiler | E1 | AFUE 80% (Standard) | 100% | 0% | 0% | 1.0085 | 0.55892 | 0.10935 | 0 | 20 | 30 | 2021 | 2047 | 100% | 0 | 0 | 0% | Normal | 0% | 0.70385 | 0 | 0 | 800 kBtu/hr | 800 | 0 | 0.046286 | 0.70385 | 16600 | 9200 | 1800 |  | 2018 | 1.05 | EIA 2018 Tech Forecast | EIA 2018 Tech Forecast | AEG BEST |  | Commercial_Office_New_Space Heating_Boiler_AFUE 80% (Standard) | 1.6768 | 27600
Commercial_Office_New_Space Heating_Natural Gas_Boiler_E2 | Commercial | Office | New | Space Heating | Natural Gas | Boiler | E2 | AFUE 85% | 94.12% | 0% | 0% | 1.3791 | 0.59233 | 0.10935 | 0 | 20 | 30 | 2021 | 2047 | 100% | 0 | 0 | 0% | Normal | 0% | 0.66245 | 0 | 0 | 800 kBtu/hr | 800 | 0 | 0.046286 | 0.66245 | 22700 | 9750 | 1800 |  | 2018 | 1.05 | EIA 2018 Tech Forecast | EIA 2018 Tech Forecast | AEG BEST |  | Commercial_Office_New_Space Heating_Boiler_AFUE 85% | 2.0808 | 34250
Commercial_Office_New_Space Heating_Natural Gas_Boiler_E3 | Commercial | Office | New | Space Heating | Natural Gas | Boiler | E3 | AFUE 97% | 82.47% | 0% | 0% | 2.2322 | 0.5506 | 0.10935 | 0 | 20 | 30 | 2021 | 2047 | 100% | 0 | 0 | 0% | Normal | 0% | 0.5805 | 0 | 0 | 800 kBtu/hr | 800 | 0 | 0.046286 | 0.5805 | 36742.4242 | 9063.1313 | 1800 |  | 2018 | 1.05 | EIA 2018 Tech Forecast | EIA 2018 Tech Forecast | AEG BEST |  | Commercial_Office_New_Space Heating_Boiler_AFUE 97% | 2.8921 | 47605.5556
Commercial_Office_New_Space Heating_Natural Gas_Boiler_E4 | Commercial | Office | New | Space Heating | Natural Gas | Boiler | E4 | Convert to NG Air Source Heat Pump | 57.14% | 0% | 0% | 9.7377 | 0.55892 | 0.18295 | 0 | 10 | 20 | 2021 | 2047 | 100% | 0 | 0 | 0% | Normal | 0% | 0.4022 | 0 | 0 | 800 kBtu/hr | 800 | 0 | 0.046286 | 0.4022 | 158316.7533 | 9086.959 | 2974.436 |  | 2017 | 1.0631 | AEO 2021 - gas_eng-driven_RTHP-heat 2017 typical | AEO 2021 - gas_eng-driven_RTHP-heat 2017 typical | AEG BEST |  | Commercial_Office_New_Space Heating_Boiler_Convert to NG Air Source Heat Pump | 10.4796 | 170378.1483
Commercial_Office_New_Space Heating_Natural Gas_Boiler_E5 | Commercial | Office | New | Space Heating | Natural Gas | Boiler | E5 |  | 0% | 0% | 0% | 0 | 0 | 0 | 0 | 0 | 0 | 0 | 0 | 0% | 0 | 0 | 0% | Normal | 0% | 0 | 0 | 0 | [15 empty] | Commercial_Office_New_Space Heating_Boiler_ | 0 | 0
Commercial_Office_New_Space Heating_Natural Gas_Boiler_E6 | Commercial | Office | New | Space Heating | Natural Gas | Boiler | E6 |  | 0% | 0% | 0% | 0 | 0 | 0 | 0 | 0 | 0 | 0 | 0 | 0% | 0 | 0 | 0% | Normal | 0% | 0 | 0 | 0 | [15 empty] | Commercial_Office_New_Space Heating_Boiler_ | 0 | 0
Commercial_Office_New_Space Heating_Natural Gas_Boiler_E7 | Commercial | Office | New | Space Heating | Natural Gas | Boiler | E7 |  | 0% | 0% | 0% | 0 | 0 | 0 | 0 | 0 | 0 | 0 | 0 | 0% | 0 | 0 | 0% | Normal | 0% | 0 | 0 | 0 | [15 empty] | Commercial_Office_New_Space Heating_Boiler_ | 0 | 0
Commercial_Office_New_Space Heating_Natural Gas_Boiler_E8 | Commercial | Office | New | Space Heating | Natural Gas | Boiler | E8 |  | 0% | 0% | 0% | 0 | 0 | 0 | 0 | 0 | 0 | 0 | 0 | 0% | 0 | 0 | 0% | Normal | 0% | 0 | 0 | 0 | [15 empty] | Commercial_Office_New_Space Heating_Boiler_ | 0 | 0
Commercial_Office_New_Space Heating_Natural Gas_Boiler_E9 | Commercial | Office | New | Space Heating | Natural Gas | Boiler | E9 |  | 0% | 0% | 0% | 0 | 0 | 0 | 0 | 0 | 0 | 0 | 0 | 0% | 0 | 0 | 0% | Normal | 0% | 0 | 0 | 0 | [15 empty] | Commercial_Office_New_Space Heating_Boiler_ | 0 | 0
Commercial_Office_New_Space Heating_Natural Gas_Boiler_E10 | Commercial | Office | New | Space Heating | Natural Gas | Boiler | E10 |  | 0% | 0% | 0% | 0 | 0 | 0 | 0 | 0 | 0 | 0 | 0 | 0% | 0 | 0 | 0% | Normal | 0% | 0 | 0 | 0 | [15 empty] | Commercial_Office_New_Space Heating_Boiler_ | 0 | 0
Commercial_Office_New_Space Heating_Natural Gas_Unit Heater_E1 | Commercial | Office | New | Space Heating | Natural Gas | Unit Heater | E1 | Standard | 100% | 0% | 0% | 0.091989 | 0 | 0 | 0 | 15 | 25 | 2021 | 2047 | 100% | 0 | 0 | 0% | Normal | 0% | 0.17416 | 0 | 0 | 120 kBtu/Hr | 120 | 0 | 8.373e-05 | 2080 | 1010.4 | 0 | 0 |  | 2015 | 1.0873 | Xcel CO 2021/22 DSM Plan/TRM p.424 | Xcel CO 2021/22 DSM Plan/TRM p.416 | Xcel CO 2021/22 DSM Plan/TRM p.416 |  | Commercial_Office_New_Space Heating_Unit Heater_Standard | 0.091989 | 1010.4
Commercial_Office_New_Space Heating_Natural Gas_Unit Heater_E2 | Commercial | Office | New | Space Heating | Natural Gas | Unit Heater | E2 | Condensing | 88.94% | 0% | 0% | 0.10969 | 0 | 0 | 0 | 15 | 25 | 2021 | 2047 | 100% | 0 | 0 | 0% | Normal | 0% | 0.1549 | 0 | 0 | 120 kBtu/Hr | 120 | 0 | 8.373e-05 | 1850 | 1204.8 | 0 | 0 |  | 2015 | 1.0873 | Xcel CO 2021/22 DSM Plan/TRM p.424 | Xcel CO 2021/22 DSM Plan/TRM p.416 | Xcel CO 2021/22 DSM Plan/TRM p.416 |  | Commercial_Office_New_Space Heating_Unit Heater_Condensing | 0.10969 | 1204.8
Commercial_Office_New_Space Heating_Natural Gas_Unit Heater_E3 | Commercial | Office | New | Space Heating | Natural Gas | Unit Heater | E3 | Infrared Radiant | 88.46% | 0% | 0% | 0.10324 | 0 | 0 | 0 | 10 | 20 | 2021 | 2047 | 100% | 0 | 0 | 0% | Normal | 0% | 0.15406 | 0 | 0 | 120 kBtu/Hr | 120 | 0 | 8.373e-05 | 1840 | 1134 | 0 | 0 |  | 2015 | 1.0873 | Xcel CO 2021/22 DSM Plan/TRM p.424 | Xcel CO 2021/22 DSM Plan/TRM p.416 | Xcel CO 2021/22 DSM Plan/TRM p.416 |  | Commercial_Office_New_Space Heating_Unit Heater_Infrared Radiant | 0.10324 | 1134
Commercial_Office_New_Space Heating_Natural Gas_Unit Heater_E4 | Commercial | Office | New | Space Heating | Natural Gas | Unit Heater | E4 |  | 0% | 0% | 0% | 0 | 0 | 0 | 0 | 0 | 0 | 0 | 0 | 0% | 0 | 0 | 0% | Normal | 0% | 0 | 0 | 0 | [15 empty] | Commercial_Office_New_Space Heating_Unit Heater_ | 0 | 0
Commercial_Office_New_Space Heating_Natural Gas_Unit Heater_E5 | Commercial | Office | New | Space Heating | Natural Gas | Unit Heater | E5 |  | 0% | 0% | 0% | 0 | 0 | 0 | 0 | 0 | 0 | 0 | 0 | 0% | 0 | 0 | 0% | Normal | 0% | 0 | 0 | 0 | [15 empty] | Commercial_Office_New_Space Heating_Unit Heater_ | 0 | 0
Commercial_Office_New_Space Heating_Natural Gas_Unit Heater_E6 | Commercial | Office | New | Space Heating | Natural Gas | Unit Heater | E6 |  | 0% | 0% | 0% | 0 | 0 | 0 | 0 | 0 | 0 | 0 | 0 | 0% | 0 | 0 | 0% | Normal | 0% | 0 | 0 | 0 | [15 empty] | Commercial_Office_New_Space Heating_Unit Heater_ | 0 | 0
Commercial_Office_New_Space Heating_Natural Gas_Unit Heater_E7 | Commercial | Office | New | Space Heating | Natural Gas | Unit Heater | E7 |  | 0% | 0% | 0% | 0 | 0 | 0 | 0 | 0 | 0 | 0 | 0 | 0% | 0 | 0 | 0% | Normal | 0% | 0 | 0 | 0 | [15 empty] | Commercial_Office_New_Space Heating_Unit Heater_ | 0 | 0
Commercial_Office_New_Space Heating_Natural Gas_Unit Heater_E8 | Commercial | Office | New | Space Heating | Natural Gas | Unit Heater | E8 |  | 0% | 0% | 0% | 0 | 0 | 0 | 0 | 0 | 0 | 0 | 0 | 0% | 0 | 0 | 0% | Normal | 0% | 0 | 0 | 0 | [15 empty] | Commercial_Office_New_Space Heating_Unit Heater_ | 0 | 0
Commercial_Office_New_Space Heating_Natural Gas_Unit Heater_E9 | Commercial | Office | New | Space Heating | Natural Gas | Unit Heater | E9 |  | 0% | 0% | 0% | 0 | 0 | 0 | 0 | 0 | 0 | 0 | 0 | 0% | 0 | 0 | 0% | Normal | 0% | 0 | 0 | 0 | [15 empty] | Commercial_Office_New_Space Heating_Unit Heater_ | 0 | 0
Commercial_Office_New_Space Heating_Natural Gas_Unit Heater_E10 | Commercial | Office | New | Space Heating | Natural Gas | Unit Heater | E10 |  | 0% | 0% | 0% | 0 | 0 | 0 | 0 | 0 | 0 | 0 | 0 | 0% | 0 | 0 | 0% | Normal | 0% | 0 | 0 | 0 | [15 empty] | Commercial_Office_New_Space Heating_Unit Heater_ | 0 | 0
Commercial_Office_New_Water Heating_Natural Gas_Water Heater_E1 | Commercial | Office | New | Water Heating | Natural Gas | Water Heater | E1 | TE 88% | 100% | 0% | 0% | 0.10244 | 0 | 0.0057764 | 0 | 8 | 12 | 2021 | 2047 | 100% | 0 | 0 | 0% | Normal | 0% | 0.16622 | 0 | 0 | 1 kBtu/hr | 1 | 0 | 0.0034719 | 0.16622 | 27.755 | 0 | 1.565 |  | 2017 | 1.0631 | AEO 2021 - gas_water_heater 2017 ENERGY STAR | AEO 2021 - gas_water_heater 2017 ENERGY STAR | DHW_WH-Water Heating-PG&E-R7-14 |  | Commercial_Office_New_Water Heating_Water Heater_TE 88% | 0.10822 | 29.32
Commercial_Office_New_Water Heating_Natural Gas_Water Heater_E2 | Commercial | Office | New | Water Heating | Natural Gas | Water Heater | E2 | TE 96% | 91.67% | 0% | 0% | 0.1191 | 0 | 0.0058939 | 0 | 8 | 12 | 2021 | 2047 | 100% | 0 | 0 | 0% | Normal | 0% | 0.15236 | 0 | 0 | 1 kBtu/hr | 1 | 0 | 0.0034719 | 0.15236 | 29.9234 | 0 | 1.4809 |  | 2012 | 1.1464 | AEO 2021 - gas_water_heater 2017 ENERGY STAR | AEO 2021 - gas_water_heater 2017 ENERGY STAR | DHW_WH-Water Heating-NMTRM-2016-7 |  | Commercial_Office_New_Water Heating_Water Heater_TE 96% | 0.12499 | 31.4043
Commercial_Office_New_Water Heating_Natural Gas_Water Heater_E3 | Commercial | Office | New | Water Heating | Natural Gas | Water Heater | E3 | Tankless | 89.8% | 0% | 0% | 0.11945 | 0 | 0.0012512 | 0 | 8 | 12 | 2021 | 2047 | 100% | 0 | 0 | 0% | Normal | 0% | 0.14926 | 0 | 0 | 1 kBtu/hr | 1 | 0 | 0.0034719 | 0.14926 | 32.3633 | 0 | 0.33898 |  | 2017 | 1.0631 | EIA Ref. Case 2018 - Gas Tankless High Eff. | EIA Ref. Case 2018 - Gas Tankless High Eff. | DHW_WH-Water Heating-NMTRM-2016-9 |  | Commercial_Office_New_Water Heating_Water Heater_Tankless | 0.1207 | 32.7023
Commercial_Office_New_Water Heating_Natural Gas_Water Heater_E4 | Commercial | Office | New | Water Heating | Natural Gas | Water Heater | E4 | NEEA Gas-Fired Absorption HPWH (COP 1.06) | 83.02% | 0% | 0% | 0.19936 | 0 | 0.047171 | 0 | 10 | 16 | 2023 | 2047 | 100% | 0 | 0 | 0% | Normal | 0% | 0.13799 | 0 | 0 | 1 kBtu/hr | 1 | 0 | 0.0034719 | 0.13799 | 56.3879 | 0 | 13.3416 |  | 2020 | 1.0183 | DHW_WH-Water Heating-DOE-2014-2 | NEEA Report #E20-309, Robur Heat Pump Field Trial. March 11, 2020. | DHW_WH-Water Heating-DOE-2014-1 |  | Commercial_Office_New_Water Heating_Water Heater_NEEA Gas-Fired Absorption HPWH (COP 1.06) | 0.24654 | 69.7295
Commercial_Office_New_Water Heating_Natural Gas_Water Heater_E5 | Commercial | Office | New | Water Heating | Natural Gas | Water Heater | E5 |  | 0% | 0% | 0% | 0 | 0 | 0 | 0 | 0 | 0 | 0 | 0 | 0% | 0 | 0 | 0% | Normal | 0% | 0 | 0 | 0 | [15 empty] | Commercial_Office_New_Water Heating_Water Heater_ | 0 | 0
Commercial_Office_New_Water Heating_Natural Gas_Water Heater_E6 | Commercial | Office | New | Water Heating | Natural Gas | Water Heater | E6 |  | 0% | 0% | 0% | 0 | 0 | 0 | 0 | 0 | 0 | 0 | 0 | 0% | 0 | 0 | 0% | Normal | 0% | 0 | 0 | 0 | [15 empty] | Commercial_Office_New_Water Heating_Water Heater_ | 0 | 0
Commercial_Office_New_Water Heating_Natural Gas_Water Heater_E7 | Commercial | Office | New | Water Heating | Natural Gas | Water Heater | E7 |  | 0% | 0% | 0% | 0 | 0 | 0 | 0 | 0 | 0 | 0 | 0 | 0% | 0 | 0 | 0% | Normal | 0% | 0 | 0 | 0 | [15 empty] | Commercial_Office_New_Water Heating_Water Heater_ | 0 | 0
Commercial_Office_New_Water Heating_Natural Gas_Water Heater_E8 | Commercial | Office | New | Water Heating | Natural Gas | Water Heater | E8 |  | 0% | 0% | 0% | 0 | 0 | 0 | 0 | 0 | 0 | 0 | 0 | 0% | 0 | 0 | 0% | Normal | 0% | 0 | 0 | 0 | [15 empty] | Commercial_Office_New_Water Heating_Water Heater_ | 0 | 0
Commercial_Office_New_Water Heating_Natural Gas_Water Heater_E9 | Commercial | Office | New | Water Heating | Natural Gas | Water Heater | E9 |  | 0% | 0% | 0% | 0 | 0 | 0 | 0 | 0 | 0 | 0 | 0 | 0% | 0 | 0 | 0% | Normal | 0% | 0 | 0 | 0 | [15 empty] | Commercial_Office_New_Water Heating_Water Heater_ | 0 | 0
Commercial_Office_New_Water Heating_Natural Gas_Water Heater_E10 | Commercial | Office | New | Water Heating | Natural Gas | Water Heater | E10 |  | 0% | 0% | 0% | 0 | 0 | 0 | 0 | 0 | 0 | 0 | 0 | 0% | 0 | 0 | 0% | Normal | 0% | 0 | 0 | 0 | [15 empty] | Commercial_Office_New_Water Heating_Water Heater_ | 0 | 0
Commercial_Office_New_Food Preparation_Natural Gas_Oven_E1 | Commercial | Office | New | Food Preparation | Natural Gas | Oven | E1 | Standard | 100% | 0% | 0% | 0.3513 | 0.0074094 | 0 | 0 | 10 | 14 | 2021 | 2047 | 100% | 0 | 0 | 0% | Normal | 0% | 0.035726 | 0 | 0 | 1 units | 1 | 0 | 4.3921e-05 | 813.4143 | 7112 | 150 | 0 |  | 2013 | 1.1247 | IL TRM - 4.2.1 - CI-FSE-CBOV-V02-160601 | ETO Measure Input Sheet - Com - Gas Convection Oven | IL TRM - 4.2.1 - CI-FSE-CBOV-V02-160601 |  | Commercial_Office_New_Food Preparation_Oven_Standard | 0.35871 | 7262
Commercial_Office_New_Food Preparation_Natural Gas_Oven_E2 | Commercial | Office | New | Food Preparation | Natural Gas | Oven | E2 | ENERGY STAR (>42% Baking Efficiency) | 86.89% | 0% | 0% | 0.37047 | 0.0074094 | 0 | 0 | 10 | 14 | 2021 | 2047 | 100% | 0 | 0 | 0% | Normal | 0% | 0.03104 | 0 | 0 | 1 units | 1 | 0 | 4.3921e-05 | 706.739 | 7500 | 150 | 0 |  | 2013 | 1.1247 | IL TRM - 4.2.1 - CI-FSE-CBOV-V02-160601 | EIA 2018 Tech Forecast | ETO Measure Input Sheet |  | Commercial_Office_New_Food Preparation_Oven_ENERGY STAR (>42% Baking Efficiency) | 0.37788 | 7650
Commercial_Office_New_Food Preparation_Natural Gas_Oven_E3 | Commercial | Office | New | Food Preparation | Natural Gas | Oven | E3 |  | 0% | 0% | 0% | 0 | 0 | 0 | 0 | 0 | 0 | 0 | 0 | 0% | 0 | 0 | 0% | Normal | 0% | 0 | 0 | 0 | [15 empty] | Commercial_Office_New_Food Preparation_Oven_ | 0 | 0
Commercial_Office_New_Food Preparation_Natural Gas_Oven_E4 | Commercial | Office | New | Food Preparation | Natural Gas | Oven | E4 |  | 0% | 0% | 0% | 0 | 0 | 0 | 0 | 0 | 0 | 0 | 0 | 0% | 0 | 0 | 0% | Normal | 0% | 0 | 0 | 0 | [15 empty] | Commercial_Office_New_Food Preparation_Oven_ | 0 | 0
Commercial_Office_New_Food Preparation_Natural Gas_Oven_E5 | Commercial | Office | New | Food Preparation | Natural Gas | Oven | E5 |  | 0% | 0% | 0% | 0 | 0 | 0 | 0 | 0 | 0 | 0 | 0 | 0% | 0 | 0 | 0% | Normal | 0% | 0 | 0 | 0 | [15 empty] | Commercial_Office_New_Food Preparation_Oven_ | 0 | 0
Commercial_Office_New_Food Preparation_Natural Gas_Oven_E6 | Commercial | Office | New | Food Preparation | Natural Gas | Oven | E6 |  | 0% | 0% | 0% | 0 | 0 | 0 | 0 | 0 | 0 | 0 | 0 | 0% | 0 | 0 | 0% | Normal | 0% | 0 | 0 | 0 | [15 empty] | Commercial_Office_New_Food Preparation_Oven_ | 0 | 0
Commercial_Office_New_Food Preparation_Natural Gas_Oven_E7 | Commercial | Office | New | Food Preparation | Natural Gas | Oven | E7 |  | 0% | 0% | 0% | 0 | 0 | 0 | 0 | 0 | 0 | 0 | 0 | 0% | 0 | 0 | 0% | Normal | 0% | 0 | 0 | 0 | [15 empty] | Commercial_Office_New_Food Preparation_Oven_ | 0 | 0
Commercial_Office_New_Food Preparation_Natural Gas_Oven_E8 | Commercial | Office | New | Food Preparation | Natural Gas | Oven | E8 |  | 0% | 0% | 0% | 0 | 0 | 0 | 0 | 0 | 0 | 0 | 0 | 0% | 0 | 0 | 0% | Normal | 0% | 0 | 0 | 0 | [15 empty] | Commercial_Office_New_Food Preparation_Oven_ | 0 | 0
Commercial_Office_New_Food Preparation_Natural Gas_Oven_E9 | Commercial | Office | New | Food Preparation | Natural Gas | Oven | E9 |  | 0% | 0% | 0% | 0 | 0 | 0 | 0 | 0 | 0 | 0 | 0 | 0% | 0 | 0 | 0% | Normal | 0% | 0 | 0 | 0 | [15 empty] | Commercial_Office_New_Food Preparation_Oven_ | 0 | 0
Commercial_Office_New_Food Preparation_Natural Gas_Oven_E10 | Commercial | Office | New | Food Preparation | Natural Gas | Oven | E10 |  | 0% | 0% | 0% | 0 | 0 | 0 | 0 | 0 | 0 | 0 | 0 | 0% | 0 | 0 | 0% | Normal | 0% | 0 | 0 | 0 | [15 empty] | Commercial_Office_New_Food Preparation_Oven_ | 0 | 0
Commercial_Office_New_Food Preparation_Natural Gas_Conveyor Oven_E1 | Commercial | Office | New | Food Preparation | Natural Gas | Conveyor Oven | E1 | Standard | 100% | 0% | 0% | 0.25024 | 0 | 0 | 0 | 15 | 19 | 2021 | 2047 | 100% | 0 | 0 | 0% | Normal | 0% | 0.065251 | 0 | 0 | 1 units | 1 | 0 | 2.2614e-05 | 2885.475 | 10177 | 0 | 0 |  | 2015 | 1.0873 | IL TRM - 4.2.4 - CI-FSE-CVOV-V02-180101 | PGE Workpaper, PGECOFST117 R5, 2015 | MN TRM 3.1 - Gas Conveyor Oven v1.1 |  | Commercial_Office_New_Food Preparation_Conveyor Oven_Standard | 0.25024 | 10177
Commercial_Office_New_Food Preparation_Natural Gas_Conveyor Oven_E2 | Commercial | Office | New | Food Preparation | Natural Gas | Conveyor Oven | E2 | Efficient (>42% Baking Efficiency) | 76.02% | 0% | 0% | 0.30507 | 0 | 0 | 0 | 15 | 19 | 2021 | 2047 | 100% | 0 | 0 | 0% | Normal | 0% | 0.049601 | 0 | 0 | 1 units | 1 | 0 | 2.2614e-05 | 2193.4093 | 12407 | 0 | 0 |  | 2015 | 1.0873 | IL TRM - 4.2.4 - CI-FSE-CVOV-V02-180101 | PGE Workpaper, PGECOFST117 R5, 2015 | MN TRM 3.1 - Gas Conveyor Oven v1.1 |  | Commercial_Office_New_Food Preparation_Conveyor Oven_Efficient (>42% Baking Efficiency) | 0.30507 | 12407
Commercial_Office_New_Food Preparation_Natural Gas_Conveyor Oven_E3 | Commercial | Office | New | Food Preparation | Natural Gas | Conveyor Oven | E3 |  | 0% | 0% | 0% | 0 | 0 | 0 | 0 | 0 | 0 | 0 | 0 | 0% | 0 | 0 | 0% | Normal | 0% | 0 | 0 | 0 | [15 empty] | Commercial_Office_New_Food Preparation_Conveyor Oven_ | 0 | 0
Commercial_Office_New_Food Preparation_Natural Gas_Conveyor Oven_E4 | Commercial | Office | New | Food Preparation | Natural Gas | Conveyor Oven | E4 |  | 0% | 0% | 0% | 0 | 0 | 0 | 0 | 0 | 0 | 0 | 0 | 0% | 0 | 0 | 0% | Normal | 0% | 0 | 0 | 0 | [15 empty] | Commercial_Office_New_Food Preparation_Conveyor Oven_ | 0 | 0
Commercial_Office_New_Food Preparation_Natural Gas_Conveyor Oven_E5 | Commercial | Office | New | Food Preparation | Natural Gas | Conveyor Oven | E5 |  | 0% | 0% | 0% | 0 | 0 | 0 | 0 | 0 | 0 | 0 | 0 | 0% | 0 | 0 | 0% | Normal | 0% | 0 | 0 | 0 | [15 empty] | Commercial_Office_New_Food Preparation_Conveyor Oven_ | 0 | 0
Commercial_Office_New_Food Preparation_Natural Gas_Conveyor Oven_E6 | Commercial | Office | New | Food Preparation | Natural Gas | Conveyor Oven | E6 |  | 0% | 0% | 0% | 0 | 0 | 0 | 0 | 0 | 0 | 0 | 0 | 0% | 0 | 0 | 0% | Normal | 0% | 0 | 0 | 0 | [15 empty] | Commercial_Office_New_Food Preparation_Conveyor Oven_ | 0 | 0
Commercial_Office_New_Food Preparation_Natural Gas_Conveyor Oven_E7 | Commercial | Office | New | Food Preparation | Natural Gas | Conveyor Oven | E7 |  | 0% | 0% | 0% | 0 | 0 | 0 | 0 | 0 | 0 | 0 | 0 | 0% | 0 | 0 | 0% | Normal | 0% | 0 | 0 | 0 | [15 empty] | Commercial_Office_New_Food Preparation_Conveyor Oven_ | 0 | 0
Commercial_Office_New_Food Preparation_Natural Gas_Conveyor Oven_E8 | Commercial | Office | New | Food Preparation | Natural Gas | Conveyor Oven | E8 |  | 0% | 0% | 0% | 0 | 0 | 0 | 0 | 0 | 0 | 0 | 0 | 0% | 0 | 0 | 0% | Normal | 0% | 0 | 0 | 0 | [15 empty] | Commercial_Office_New_Food Preparation_Conveyor Oven_ | 0 | 0
Commercial_Office_New_Food Preparation_Natural Gas_Conveyor Oven_E9 | Commercial | Office | New | Food Preparation | Natural Gas | Conveyor Oven | E9 |  | 0% | 0% | 0% | 0 | 0 | 0 | 0 | 0 | 0 | 0 | 0 | 0% | 0 | 0 | 0% | Normal | 0% | 0 | 0 | 0 | [15 empty] | Commercial_Office_New_Food Preparation_Conveyor Oven_ | 0 | 0
Commercial_Office_New_Food Preparation_Natural Gas_Conveyor Oven_E10 | Commercial | Office | New | Food Preparation | Natural Gas | Conveyor Oven | E10 |  | 0% | 0% | 0% | 0 | 0 | 0 | 0 | 0 | 0 | 0 | 0 | 0% | 0 | 0 | 0% | Normal | 0% | 0 | 0 | 0 | [15 empty] | Commercial_Office_New_Food Preparation_Conveyor Oven_ | 0 | 0
Commercial_Office_New_Food Preparation_Natural Gas_Double Rack Oven_E1 | Commercial | Office | New | Food Preparation | Natural Gas | Double Rack Oven | E1 | Standard | 100% | 0% | 0% | 0.39651 | 0 | 0 | 0 | 8 | 16 | 2021 | 2047 | 100% | 0 | 0 | 0% | Normal | 0% | 0.11096 | 0 | 0 | 1 units | 1 | 0 | 2.8176e-05 | 3938.22 | 12513 | 0 | 0 |  | 2013 | 1.1247 | IL TRM - 4.2.18 - CI-FSE-RKOV-VO2-180101 | PGE Workpaper, PGECOFST109 R6, 2016 | IL TRM - 4.2.18 - CI-FSE-RKOV-VO2-180101 |  | Commercial_Office_New_Food Preparation_Double Rack Oven_Standard | 0.39651 | 12513
Commercial_Office_New_Food Preparation_Natural Gas_Double Rack Oven_E2 | Commercial | Office | New | Food Preparation | Natural Gas | Double Rack Oven | E2 | FTSC Qualified (>50% Cooking Efficiency) | 58.82% | 0% | 0% | 0.54704 | 0 | 0 | 0 | 8 | 16 | 2021 | 2047 | 100% | 0 | 0 | 0% | Normal | 0% | 0.065272 | 0 | 0 | 1 units | 1 | 0 | 2.8176e-05 | 2316.6 | 16641 | 0 | 0 |  | 2011 | 1.1667 | IL TRM - 4.2.18 - CI-FSE-RKOV-VO2-180101 | PGE Workpaper, PGECOFST109 R6, 2016 | IL TRM - 4.2.18 - CI-FSE-RKOV-VO2-180101 |  | Commercial_Office_New_Food Preparation_Double Rack Oven_FTSC Qualified (>50% Cooking Efficiency) | 0.54704 | 16641
Commercial_Office_New_Food Preparation_Natural Gas_Double Rack Oven_E3 | Commercial | Office | New | Food Preparation | Natural Gas | Double Rack Oven | E3 |  | 0% | 0% | 0% | 0 | 0 | 0 | 0 | 0 | 0 | 0 | 0 | 0% | 0 | 0 | 0% | Normal | 0% | 0 | 0 | 0 | [15 empty] | Commercial_Office_New_Food Preparation_Double Rack Oven_ | 0 | 0
Commercial_Office_New_Food Preparation_Natural Gas_Double Rack Oven_E4 | Commercial | Office | New | Food Preparation | Natural Gas | Double Rack Oven | E4 |  | 0% | 0% | 0% | 0 | 0 | 0 | 0 | 0 | 0 | 0 | 0 | 0% | 0 | 0 | 0% | Normal | 0% | 0 | 0 | 0 | [15 empty] | Commercial_Office_New_Food Preparation_Double Rack Oven_ | 0 | 0
Commercial_Office_New_Food Preparation_Natural Gas_Double Rack Oven_E5 | Commercial | Office | New | Food Preparation | Natural Gas | Double Rack Oven | E5 |  | 0% | 0% | 0% | 0 | 0 | 0 | 0 | 0 | 0 | 0 | 0 | 0% | 0 | 0 | 0% | Normal | 0% | 0 | 0 | 0 | [15 empty] | Commercial_Office_New_Food Preparation_Double Rack Oven_ | 0 | 0
Commercial_Office_New_Food Preparation_Natural Gas_Double Rack Oven_E6 | Commercial | Office | New | Food Preparation | Natural Gas | Double Rack Oven | E6 |  | 0% | 0% | 0% | 0 | 0 | 0 | 0 | 0 | 0 | 0 | 0 | 0% | 0 | 0 | 0% | Normal | 0% | 0 | 0 | 0 | [15 empty] | Commercial_Office_New_Food Preparation_Double Rack Oven_ | 0 | 0
Commercial_Office_New_Food Preparation_Natural Gas_Double Rack Oven_E7 | Commercial | Office | New | Food Preparation | Natural Gas | Double Rack Oven | E7 |  | 0% | 0% | 0% | 0 | 0 | 0 | 0 | 0 | 0 | 0 | 0 | 0% | 0 | 0 | 0% | Normal | 0% | 0 | 0 | 0 | [15 empty] | Commercial_Office_New_Food Preparation_Double Rack Oven_ | 0 | 0
Commercial_Office_New_Food Preparation_Natural Gas_Double Rack Oven_E8 | Commercial | Office | New | Food Preparation | Natural Gas | Double Rack Oven | E8 |  | 0% | 0% | 0% | 0 | 0 | 0 | 0 | 0 | 0 | 0 | 0 | 0% | 0 | 0 | 0% | Normal | 0% | 0 | 0 | 0 | [15 empty] | Commercial_Office_New_Food Preparation_Double Rack Oven_ | 0 | 0
Commercial_Office_New_Food Preparation_Natural Gas_Double Rack Oven_E9 | Commercial | Office | New | Food Preparation | Natural Gas | Double Rack Oven | E9 |  | 0% | 0% | 0% | 0 | 0 | 0 | 0 | 0 | 0 | 0 | 0 | 0% | 0 | 0 | 0% | Normal | 0% | 0 | 0 | 0 | [15 empty] | Commercial_Office_New_Food Preparation_Double Rack Oven_ | 0 | 0
Commercial_Office_New_Food Preparation_Natural Gas_Double Rack Oven_E10 | Commercial | Office | New | Food Preparation | Natural Gas | Double Rack Oven | E10 |  | 0% | 0% | 0% | 0 | 0 | 0 | 0 | 0 | 0 | 0 | 0 | 0% | 0 | 0 | 0% | Normal | 0% | 0 | 0 | 0 | [15 empty] | Commercial_Office_New_Food Preparation_Double Rack Oven_ | 0 | 0
Commercial_Office_New_Food Preparation_Natural Gas_Fryer_E1 | Commercial | Office | New | Food Preparation | Natural Gas | Fryer | E1 | Standard | 100% | 0% | 0% | 0.19946 | 0 | 0 | 0 | 7 | 11 | 2021 | 2021 | 100% | 0 | 0 | 0% | Normal | 0% | 0.056859 | 0 | 0 | 1 units | 1 | 0 | 5.4936e-05 | 1034.9987 | 3379.7321 | 0 | 0 |  | 2016 | 1.0743 | RTF Wkbk - ComCookingFryer_v5_0 | RTF Wkbk - ComCookingFryer_v5_0 | RTF Wkbk - ComCookingFryer_v5_0 |  | Commercial_Office_New_Food Preparation_Fryer_Standard | 0.19946 | 3379.7321
Commercial_Office_New_Food Preparation_Natural Gas_Fryer_E2 | Commercial | Office | New | Food Preparation | Natural Gas | Fryer | E2 | ENERGY STAR | 61.81% | 0% | 0% | 0.25072 | 0 | 0 | 0 | 7 | 11 | 2021 | 2047 | 100% | 0 | 0 | 0% | Normal | 0% | 0.035144 | 0 | 0 | 1 units | 1 | 0 | 5.4936e-05 | 639.7296 | 4248.3333 | 0 | 0 |  | 2016 | 1.0743 | RTF Wkbk - ComCookingFryer_v5_0 | RTF Wkbk - ComCookingFryer_v5_0 | RTF Wkbk - ComCookingFryer_v5_0 |  | Commercial_Office_New_Food Preparation_Fryer_ENERGY STAR | 0.25072 | 4248.3333
Commercial_Office_New_Food Preparation_Natural Gas_Fryer_E3 | Commercial | Office | New | Food Preparation | Natural Gas | Fryer | E3 |  | 0% | 0% | 0% | 0 | 0 | 0 | 0 | 0 | 0 | 0 | 0 | 0% | 0 | 0 | 0% | Normal | 0% | 0 | 0 | 0 | [15 empty] | Commercial_Office_New_Food Preparation_Fryer_ | 0 | 0
Commercial_Office_New_Food Preparation_Natural Gas_Fryer_E4 | Commercial | Office | New | Food Preparation | Natural Gas | Fryer | E4 |  | 0% | 0% | 0% | 0 | 0 | 0 | 0 | 0 | 0 | 0 | 0 | 0% | 0 | 0 | 0% | Normal | 0% | 0 | 0 | 0 | [15 empty] | Commercial_Office_New_Food Preparation_Fryer_ | 0 | 0
Commercial_Office_New_Food Preparation_Natural Gas_Fryer_E5 | Commercial | Office | New | Food Preparation | Natural Gas | Fryer | E5 |  | 0% | 0% | 0% | 0 | 0 | 0 | 0 | 0 | 0 | 0 | 0 | 0% | 0 | 0 | 0% | Normal | 0% | 0 | 0 | 0 | [15 empty] | Commercial_Office_New_Food Preparation_Fryer_ | 0 | 0
Commercial_Office_New_Food Preparation_Natural Gas_Fryer_E6 | Commercial | Office | New | Food Preparation | Natural Gas | Fryer | E6 |  | 0% | 0% | 0% | 0 | 0 | 0 | 0 | 0 | 0 | 0 | 0 | 0% | 0 | 0 | 0% | Normal | 0% | 0 | 0 | 0 | [15 empty] | Commercial_Office_New_Food Preparation_Fryer_ | 0 | 0
Commercial_Office_New_Food Preparation_Natural Gas_Fryer_E7 | Commercial | Office | New | Food Preparation | Natural Gas | Fryer | E7 |  | 0% | 0% | 0% | 0 | 0 | 0 | 0 | 0 | 0 | 0 | 0 | 0% | 0 | 0 | 0% | Normal | 0% | 0 | 0 | 0 | [15 empty] | Commercial_Office_New_Food Preparation_Fryer_ | 0 | 0
Commercial_Office_New_Food Preparation_Natural Gas_Fryer_E8 | Commercial | Office | New | Food Preparation | Natural Gas | Fryer | E8 |  | 0% | 0% | 0% | 0 | 0 | 0 | 0 | 0 | 0 | 0 | 0 | 0% | 0 | 0 | 0% | Normal | 0% | 0 | 0 | 0 | [15 empty] | Commercial_Office_New_Food Preparation_Fryer_ | 0 | 0
Commercial_Office_New_Food Preparation_Natural Gas_Fryer_E9 | Commercial | Office | New | Food Preparation | Natural Gas | Fryer | E9 |  | 0% | 0% | 0% | 0 | 0 | 0 | 0 | 0 | 0 | 0 | 0 | 0% | 0 | 0 | 0% | Normal | 0% | 0 | 0 | 0 | [15 empty] | Commercial_Office_New_Food Preparation_Fryer_ | 0 | 0
Commercial_Office_New_Food Preparation_Natural Gas_Fryer_E10 | Commercial | Office | New | Food Preparation | Natural Gas | Fryer | E10 |  | 0% | 0% | 0% | 0 | 0 | 0 | 0 | 0 | 0 | 0 | 0 | 0% | 0 | 0 | 0% | Normal | 0% | 0 | 0 | 0 | [15 empty] | Commercial_Office_New_Food Preparation_Fryer_ | 0 | 0
Commercial_Office_New_Food Preparation_Natural Gas_Broiler_E1 | Commercial | Office | New | Food Preparation | Natural Gas | Broiler | E1 | Standard | 100% | 0% | 0% | 0.23832 | 0 | 0 | 0 | 8 | 16 | 2021 | 2047 | 100% | 0 | 0 | 0% | Normal | 0% | 0.05496 | 0 | 0 | 1 units | 1 | 0 | 8.1705e-05 | 672.672 | 2500 | 0 | 0 |  | 2011 | 1.1667 | IL TRM - 4.2.14 - CI-FSE-IRBL-V02-180101 | Estimate | IL TRM - 4.2.14 - CI-FSE-IRBL-V02-180101 |  | Commercial_Office_New_Food Preparation_Broiler_Standard | 0.23832 | 2500
Commercial_Office_New_Food Preparation_Natural Gas_Broiler_E2 | Commercial | Office | New | Food Preparation | Natural Gas | Broiler | E2 | Infrared Burners | 64.29% | 0% | 0% | 0.33364 | 0 | 0 | 0 | 8 | 16 | 2021 | 2047 | 100% | 0 | 0 | 0% | Normal | 0% | 0.035332 | 0 | 0 | 1 units | 1 | 0 | 8.1705e-05 | 432.432 | 3500 | 0 | 0 |  | 2011 | 1.1667 | IL TRM - 4.2.14 - CI-FSE-IRBL-V02-180101 | IL TRM - 4.2.14 - CI-FSE-IRBL-V02-180101 | IL TRM - 4.2.14 - CI-FSE-IRBL-V02-180101 |  | Commercial_Office_New_Food Preparation_Broiler_Infrared Burners | 0.33364 | 3500
Commercial_Office_New_Food Preparation_Natural Gas_Broiler_E3 | Commercial | Office | New | Food Preparation | Natural Gas | Broiler | E3 |  | 0% | 0% | 0% | 0 | 0 | 0 | 0 | 0 | 0 | 0 | 0 | 0% | 0 | 0 | 0% | Normal | 0% | 0 | 0 | 0 | [15 empty] | Commercial_Office_New_Food Preparation_Broiler_ | 0 | 0
Commercial_Office_New_Food Preparation_Natural Gas_Broiler_E4 | Commercial | Office | New | Food Preparation | Natural Gas | Broiler | E4 |  | 0% | 0% | 0% | 0 | 0 | 0 | 0 | 0 | 0 | 0 | 0 | 0% | 0 | 0 | 0% | Normal | 0% | 0 | 0 | 0 | [15 empty] | Commercial_Office_New_Food Preparation_Broiler_ | 0 | 0
Commercial_Office_New_Food Preparation_Natural Gas_Broiler_E5 | Commercial | Office | New | Food Preparation | Natural Gas | Broiler | E5 |  | 0% | 0% | 0% | 0 | 0 | 0 | 0 | 0 | 0 | 0 | 0 | 0% | 0 | 0 | 0% | Normal | 0% | 0 | 0 | 0 | [15 empty] | Commercial_Office_New_Food Preparation_Broiler_ | 0 | 0
Commercial_Office_New_Food Preparation_Natural Gas_Broiler_E6 | Commercial | Office | New | Food Preparation | Natural Gas | Broiler | E6 |  | 0% | 0% | 0% | 0 | 0 | 0 | 0 | 0 | 0 | 0 | 0 | 0% | 0 | 0 | 0% | Normal | 0% | 0 | 0 | 0 | [15 empty] | Commercial_Office_New_Food Preparation_Broiler_ | 0 | 0
Commercial_Office_New_Food Preparation_Natural Gas_Broiler_E7 | Commercial | Office | New | Food Preparation | Natural Gas | Broiler | E7 |  | 0% | 0% | 0% | 0 | 0 | 0 | 0 | 0 | 0 | 0 | 0 | 0% | 0 | 0 | 0% | Normal | 0% | 0 | 0 | 0 | [15 empty] | Commercial_Office_New_Food Preparation_Broiler_ | 0 | 0
Commercial_Office_New_Food Preparation_Natural Gas_Broiler_E8 | Commercial | Office | New | Food Preparation | Natural Gas | Broiler | E8 |  | 0% | 0% | 0% | 0 | 0 | 0 | 0 | 0 | 0 | 0 | 0 | 0% | 0 | 0 | 0% | Normal | 0% | 0 | 0 | 0 | [15 empty] | Commercial_Office_New_Food Preparation_Broiler_ | 0 | 0
Commercial_Office_New_Food Preparation_Natural Gas_Broiler_E9 | Commercial | Office | New | Food Preparation | Natural Gas | Broiler | E9 |  | 0% | 0% | 0% | 0 | 0 | 0 | 0 | 0 | 0 | 0 | 0 | 0% | 0 | 0 | 0% | Normal | 0% | 0 | 0 | 0 | [15 empty] | Commercial_Office_New_Food Preparation_Broiler_ | 0 | 0
Commercial_Office_New_Food Preparation_Natural Gas_Broiler_E10 | Commercial | Office | New | Food Preparation | Natural Gas | Broiler | E10 |  | 0% | 0% | 0% | 0 | 0 | 0 | 0 | 0 | 0 | 0 | 0 | 0% | 0 | 0 | 0% | Normal | 0% | 0 | 0 | 0 | [15 empty] | Commercial_Office_New_Food Preparation_Broiler_ | 0 | 0
Commercial_Office_New_Food Preparation_Natural Gas_Griddle_E1 | Commercial | Office | New | Food Preparation | Natural Gas | Griddle | E1 | Standard | 100% | 0% | 0% | 0.18463 | 0 | 0 | 0 | 8 | 16 | 2021 | 2047 | 100% | 0 | 0 | 0% | Normal | 0% | 0.039269 | 0 | 0 | 1 units | 1 | 0 | 3.1877e-05 | 1231.891 | 5150 | 0 | 0 |  | 2013 | 1.1247 | IL TRM - 4.2.8 - CI-FSE-ESGR-V04-200101 | IL TRM - 4.2.8 - CI-FSE-ESGR-V04-200101 | IL TRM - 4.2.8 - CI-FSE-ESGR-V04-200101 |  | Commercial_Office_New_Food Preparation_Griddle_Standard | 0.18463 | 5150
Commercial_Office_New_Food Preparation_Natural Gas_Griddle_E2 | Commercial | Office | New | Food Preparation | Natural Gas | Griddle | E2 | ENERGY STAR | 86.37% | 0% | 0% | 0.22945 | 0 | 0 | 0 | 8 | 16 | 2021 | 2047 | 100% | 0 | 0 | 0% | Normal | 0% | 0.033916 | 0 | 0 | 1 units | 1 | 0 | 3.1877e-05 | 1063.9446 | 6400 | 0 | 0 |  | 2013 | 1.1247 | IL TRM - 4.2.8 - CI-FSE-ESGR-V04-200101 | IL TRM - 4.2.8 - CI-FSE-ESGR-V04-200101 | IL TRM - 4.2.8 - CI-FSE-ESGR-V04-200101 |  | Commercial_Office_New_Food Preparation_Griddle_ENERGY STAR | 0.22945 | 6400
Commercial_Office_New_Food Preparation_Natural Gas_Griddle_E3 | Commercial | Office | New | Food Preparation | Natural Gas | Griddle | E3 |  | 0% | 0% | 0% | 0 | 0 | 0 | 0 | 0 | 0 | 0 | 0 | 0% | 0 | 0 | 0% | Normal | 0% | 0 | 0 | 0 | [15 empty] | Commercial_Office_New_Food Preparation_Griddle_ | 0 | 0
Commercial_Office_New_Food Preparation_Natural Gas_Griddle_E4 | Commercial | Office | New | Food Preparation | Natural Gas | Griddle | E4 |  | 0% | 0% | 0% | 0 | 0 | 0 | 0 | 0 | 0 | 0 | 0 | 0% | 0 | 0 | 0% | Normal | 0% | 0 | 0 | 0 | [15 empty] | Commercial_Office_New_Food Preparation_Griddle_ | 0 | 0
Commercial_Office_New_Food Preparation_Natural Gas_Griddle_E5 | Commercial | Office | New | Food Preparation | Natural Gas | Griddle | E5 |  | 0% | 0% | 0% | 0 | 0 | 0 | 0 | 0 | 0 | 0 | 0 | 0% | 0 | 0 | 0% | Normal | 0% | 0 | 0 | 0 | [15 empty] | Commercial_Office_New_Food Preparation_Griddle_ | 0 | 0
Commercial_Office_New_Food Preparation_Natural Gas_Griddle_E6 | Commercial | Office | New | Food Preparation | Natural Gas | Griddle | E6 |  | 0% | 0% | 0% | 0 | 0 | 0 | 0 | 0 | 0 | 0 | 0 | 0% | 0 | 0 | 0% | Normal | 0% | 0 | 0 | 0 | [15 empty] | Commercial_Office_New_Food Preparation_Griddle_ | 0 | 0
Commercial_Office_New_Food Preparation_Natural Gas_Griddle_E7 | Commercial | Office | New | Food Preparation | Natural Gas | Griddle | E7 |  | 0% | 0% | 0% | 0 | 0 | 0 | 0 | 0 | 0 | 0 | 0 | 0% | 0 | 0 | 0% | Normal | 0% | 0 | 0 | 0 | [15 empty] | Commercial_Office_New_Food Preparation_Griddle_ | 0 | 0
Commercial_Office_New_Food Preparation_Natural Gas_Griddle_E8 | Commercial | Office | New | Food Preparation | Natural Gas | Griddle | E8 |  | 0% | 0% | 0% | 0 | 0 | 0 | 0 | 0 | 0 | 0 | 0 | 0% | 0 | 0 | 0% | Normal | 0% | 0 | 0 | 0 | [15 empty] | Commercial_Office_New_Food Preparation_Griddle_ | 0 | 0
Commercial_Office_New_Food Preparation_Natural Gas_Griddle_E9 | Commercial | Office | New | Food Preparation | Natural Gas | Griddle | E9 |  | 0% | 0% | 0% | 0 | 0 | 0 | 0 | 0 | 0 | 0 | 0 | 0% | 0 | 0 | 0% | Normal | 0% | 0 | 0 | 0 | [15 empty] | Commercial_Office_New_Food Preparation_Griddle_ | 0 | 0
Commercial_Office_New_Food Preparation_Natural Gas_Griddle_E10 | Commercial | Office | New | Food Preparation | Natural Gas | Griddle | E10 |  | 0% | 0% | 0% | 0 | 0 | 0 | 0 | 0 | 0 | 0 | 0 | 0% | 0 | 0 | 0% | Normal | 0% | 0 | 0 | 0 | [15 empty] | Commercial_Office_New_Food Preparation_Griddle_ | 0 | 0
Commercial_Office_New_Food Preparation_Natural Gas_Range_E1 | Commercial | Office | New | Food Preparation | Natural Gas | Range | E1 | Standard | 100% | 0% | 0% | 0.24977 | 0 | 0 | 0 | 8 | 12 | 2021 | 2047 | 100% | 0 | 0 | 0% | Normal | 0% | 0.037843 | 0 | 0 | 1 units | 1 | 0 | 3.1536e-05 | 1200 | 7450 | 0 | 0 |  | 2017 | 1.0631 | COOK_OVN-Food Preparation-AEO17-1 | EIA 2018 Tech Forecast | Navigant 2009 |  | Commercial_Office_New_Food Preparation_Range_Standard | 0.24977 | 7450
Commercial_Office_New_Food Preparation_Natural Gas_Range_E2 | Commercial | Office | New | Food Preparation | Natural Gas | Range | E2 | High Efficiency | 85.71% | 0% | 0% | 0.24977 | 0 | 0 | 0 | 8 | 12 | 2021 | 2047 | 100% | 0 | 0 | 0% | Normal | 0% | 0.032437 | 0 | 0 | 1 units | 1 | 0 | 3.1536e-05 | 1028.5714 | 7450.01 | 0 | 0 |  | 2017 | 1.0631 | COOK_OVN-Food Preparation-AEO17-1 | EIA 2018 Tech Forecast | EIA 2018 Tech Forecast |  | Commercial_Office_New_Food Preparation_Range_High Efficiency | 0.24977 | 7450.01
Commercial_Office_New_Food Preparation_Natural Gas_Range_E3 | Commercial | Office | New | Food Preparation | Natural Gas | Range | E3 |  | 0% | 0% | 0% | 0 | 0 | 0 | 0 | 0 | 0 | 0 | 0 | 0% | 0 | 0 | 0% | Normal | 0% | 0 | 0 | 0 | [15 empty] | Commercial_Office_New_Food Preparation_Range_ | 0 | 0
Commercial_Office_New_Food Preparation_Natural Gas_Range_E4 | Commercial | Office | New | Food Preparation | Natural Gas | Range | E4 |  | 0% | 0% | 0% | 0 | 0 | 0 | 0 | 0 | 0 | 0 | 0 | 0% | 0 | 0 | 0% | Normal | 0% | 0 | 0 | 0 | [15 empty] | Commercial_Office_New_Food Preparation_Range_ | 0 | 0
Commercial_Office_New_Food Preparation_Natural Gas_Range_E5 | Commercial | Office | New | Food Preparation | Natural Gas | Range | E5 |  | 0% | 0% | 0% | 0 | 0 | 0 | 0 | 0 | 0 | 0 | 0 | 0% | 0 | 0 | 0% | Normal | 0% | 0 | 0 | 0 | [15 empty] | Commercial_Office_New_Food Preparation_Range_ | 0 | 0
Commercial_Office_New_Food Preparation_Natural Gas_Range_E6 | Commercial | Office | New | Food Preparation | Natural Gas | Range | E6 |  | 0% | 0% | 0% | 0 | 0 | 0 | 0 | 0 | 0 | 0 | 0 | 0% | 0 | 0 | 0% | Normal | 0% | 0 | 0 | 0 | [15 empty] | Commercial_Office_New_Food Preparation_Range_ | 0 | 0
Commercial_Office_New_Food Preparation_Natural Gas_Range_E7 | Commercial | Office | New | Food Preparation | Natural Gas | Range | E7 |  | 0% | 0% | 0% | 0 | 0 | 0 | 0 | 0 | 0 | 0 | 0 | 0% | 0 | 0 | 0% | Normal | 0% | 0 | 0 | 0 | [15 empty] | Commercial_Office_New_Food Preparation_Range_ | 0 | 0
Commercial_Office_New_Food Preparation_Natural Gas_Range_E8 | Commercial | Office | New | Food Preparation | Natural Gas | Range | E8 |  | 0% | 0% | 0% | 0 | 0 | 0 | 0 | 0 | 0 | 0 | 0 | 0% | 0 | 0 | 0% | Normal | 0% | 0 | 0 | 0 | [15 empty] | Commercial_Office_New_Food Preparation_Range_ | 0 | 0
Commercial_Office_New_Food Preparation_Natural Gas_Range_E9 | Commercial | Office | New | Food Preparation | Natural Gas | Range | E9 |  | 0% | 0% | 0% | 0 | 0 | 0 | 0 | 0 | 0 | 0 | 0 | 0% | 0 | 0 | 0% | Normal | 0% | 0 | 0 | 0 | [15 empty] | Commercial_Office_New_Food Preparation_Range_ | 0 | 0
Commercial_Office_New_Food Preparation_Natural Gas_Range_E10 | Commercial | Office | New | Food Preparation | Natural Gas | Range | E10 |  | 0% | 0% | 0% | 0 | 0 | 0 | 0 | 0 | 0 | 0 | 0 | 0% | 0 | 0 | 0% | Normal | 0% | 0 | 0 | 0 | [15 empty] | Commercial_Office_New_Food Preparation_Range_ | 0 | 0
Commercial_Office_New_Food Preparation_Natural Gas_Steamer_E1 | Commercial | Office | New | Food Preparation | Natural Gas | Steamer | E1 | Standard | 100% | 0% | 0% | 0.53587 | 0 | 0 | 0 | 6 | 10 | 2021 | 2021 | 100% | 0 | 0 | 0% | Normal | 0% | 0.070459 | 0 | 0 | 1 units | 1 | 0 | 4.7816e-05 | 1473.5418 | 10431.946 | 0 | 0 |  | 2016 | 1.0743 | RTF Wkbk - ComCookingSteamer_v5_0 | RTF Wkbk - ComCookingSteamer_v5_0 | RTF Wkbk - ComCookingSteamer_v5_0 |  | Commercial_Office_New_Food Preparation_Steamer_Standard | 0.53587 | 10431.946
Commercial_Office_New_Food Preparation_Natural Gas_Steamer_E2 | Commercial | Office | New | Food Preparation | Natural Gas | Steamer | E2 | ENERGY STAR | 17.54% | 0% | 0% | 0.53587 | 0 | -0.035282 | 0 | 6 | 10 | 2021 | 2047 | 100% | 0 | 0 | 0% | Normal | 0% | 0.012356 | 0 | 0 | 1 units | 1 | 0 | 4.7816e-05 | 258.3998 | 10431.956 | 0 | -686.8492 |  | 2016 | 1.0743 | RTF Wkbk - ComCookingSteamer_v5_0 | RTF Wkbk - ComCookingSteamer_v5_0 | RTF Wkbk - ComCookingSteamer_v5_0 |  | Commercial_Office_New_Food Preparation_Steamer_ENERGY STAR | 0.50058 | 9745.1068
Commercial_Office_New_Food Preparation_Natural Gas_Steamer_E3 | Commercial | Office | New | Food Preparation | Natural Gas | Steamer | E3 |  | 0% | 0% | 0% | 0 | 0 | 0 | 0 | 0 | 0 | 0 | 0 | 0% | 0 | 0 | 0% | Normal | 0% | 0 | 0 | 0 | [15 empty] | Commercial_Office_New_Food Preparation_Steamer_ | 0 | 0
Commercial_Office_New_Food Preparation_Natural Gas_Steamer_E4 | Commercial | Office | New | Food Preparation | Natural Gas | Steamer | E4 |  | 0% | 0% | 0% | 0 | 0 | 0 | 0 | 0 | 0 | 0 | 0 | 0% | 0 | 0 | 0% | Normal | 0% | 0 | 0 | 0 | [15 empty] | Commercial_Office_New_Food Preparation_Steamer_ | 0 | 0
Commercial_Office_New_Food Preparation_Natural Gas_Steamer_E5 | Commercial | Office | New | Food Preparation | Natural Gas | Steamer | E5 |  | 0% | 0% | 0% | 0 | 0 | 0 | 0 | 0 | 0 | 0 | 0 | 0% | 0 | 0 | 0% | Normal | 0% | 0 | 0 | 0 | [15 empty] | Commercial_Office_New_Food Preparation_Steamer_ | 0 | 0
Commercial_Office_New_Food Preparation_Natural Gas_Steamer_E6 | Commercial | Office | New | Food Preparation | Natural Gas | Steamer | E6 |  | 0% | 0% | 0% | 0 | 0 | 0 | 0 | 0 | 0 | 0 | 0 | 0% | 0 | 0 | 0% | Normal | 0% | 0 | 0 | 0 | [15 empty] | Commercial_Office_New_Food Preparation_Steamer_ | 0 | 0
Commercial_Office_New_Food Preparation_Natural Gas_Steamer_E7 | Commercial | Office | New | Food Preparation | Natural Gas | Steamer | E7 |  | 0% | 0% | 0% | 0 | 0 | 0 | 0 | 0 | 0 | 0 | 0 | 0% | 0 | 0 | 0% | Normal | 0% | 0 | 0 | 0 | [15 empty] | Commercial_Office_New_Food Preparation_Steamer_ | 0 | 0
Commercial_Office_New_Food Preparation_Natural Gas_Steamer_E8 | Commercial | Office | New | Food Preparation | Natural Gas | Steamer | E8 |  | 0% | 0% | 0% | 0 | 0 | 0 | 0 | 0 | 0 | 0 | 0 | 0% | 0 | 0 | 0% | Normal | 0% | 0 | 0 | 0 | [15 empty] | Commercial_Office_New_Food Preparation_Steamer_ | 0 | 0
Commercial_Office_New_Food Preparation_Natural Gas_Steamer_E9 | Commercial | Office | New | Food Preparation | Natural Gas | Steamer | E9 |  | 0% | 0% | 0% | 0 | 0 | 0 | 0 | 0 | 0 | 0 | 0 | 0% | 0 | 0 | 0% | Normal | 0% | 0 | 0 | 0 | [15 empty] | Commercial_Office_New_Food Preparation_Steamer_ | 0 | 0
Commercial_Office_New_Food Preparation_Natural Gas_Steamer_E10 | Commercial | Office | New | Food Preparation | Natural Gas | Steamer | E10 |  | 0% | 0% | 0% | 0 | 0 | 0 | 0 | 0 | 0 | 0 | 0 | 0% | 0 | 0 | 0% | Normal | 0% | 0 | 0 | 0 | [15 empty] | Commercial_Office_New_Food Preparation_Steamer_ | 0 | 0
Commercial_Office_New_Food Preparation_Natural Gas_Commercial Food Prep Other_E1 | Commercial | Office | New | Food Preparation | Natural Gas | Commercial Food Prep Other | E1 | Standard | 100% | 0% | 0% | 0.014062 | 0 | 0 | 0 | 8 | 12 | 2021 | 2047 | 100% | 0 | 0 | 0% | Normal | 0% | 0.016879 | 0 | 0 | 1 units | 1 | 0 | 1.186e-05 | 1423.18 | 1000 | 0 | 0 |  | 2010 | 1.1857 | Default | Default | Default |  | Commercial_Office_New_Food Preparation_Commercial Food Prep Other_Standard | 0.014062 | 1000
Commercial_Office_New_Food Preparation_Natural Gas_Commercial Food Prep Other_E2 | Commercial | Office | New | Food Preparation | Natural Gas | Commercial Food Prep Other | E2 | ENERGY STAR | 74.27% | 0% | 0% | 0.017082 | 0 | 0 | 0 | 8 | 12 | 2021 | 2047 | 100% | 0 | 0 | 0% | Normal | 0% | 0.012536 | 0 | 0 | 1 units | 1 | 0 | 1.186e-05 | 1057.0182 | 1214.7567 | 0 | 0 |  | 2010 | 1.1857 | N/A | N/A | N/A |  | Commercial_Office_New_Food Preparation_Commercial Food Prep Other_ENERGY STAR | 0.017082 | 1214.7567
Commercial_Office_New_Food Preparation_Natural Gas_Commercial Food Prep Other_E3 | Commercial | Office | New | Food Preparation | Natural Gas | Commercial Food Prep Other | E3 |  | 0% | 0% | 0% | 0 | 0 | 0 | 0 | 0 | 0 | 0 | 0 | 0% | 0 | 0 | 0% | Normal | 0% | 0 | 0 | 0 | [15 empty] | Commercial_Office_New_Food Preparation_Commercial Food Prep Other_ | 0 | 0
Commercial_Office_New_Food Preparation_Natural Gas_Commercial Food Prep Other_E4 | Commercial | Office | New | Food Preparation | Natural Gas | Commercial Food Prep Other | E4 |  | 0% | 0% | 0% | 0 | 0 | 0 | 0 | 0 | 0 | 0 | 0 | 0% | 0 | 0 | 0% | Normal | 0% | 0 | 0 | 0 | [15 empty] | Commercial_Office_New_Food Preparation_Commercial Food Prep Other_ | 0 | 0
Commercial_Office_New_Food Preparation_Natural Gas_Commercial Food Prep Other_E5 | Commercial | Office | New | Food Preparation | Natural Gas | Commercial Food Prep Other | E5 |  | 0% | 0% | 0% | 0 | 0 | 0 | 0 | 0 | 0 | 0 | 0 | 0% | 0 | 0 | 0% | Normal | 0% | 0 | 0 | 0 | [15 empty] | Commercial_Office_New_Food Preparation_Commercial Food Prep Other_ | 0 | 0
Commercial_Office_New_Food Preparation_Natural Gas_Commercial Food Prep Other_E6 | Commercial | Office | New | Food Preparation | Natural Gas | Commercial Food Prep Other | E6 |  | 0% | 0% | 0% | 0 | 0 | 0 | 0 | 0 | 0 | 0 | 0 | 0% | 0 | 0 | 0% | Normal | 0% | 0 | 0 | 0 | [15 empty] | Commercial_Office_New_Food Preparation_Commercial Food Prep Other_ | 0 | 0
Commercial_Office_New_Food Preparation_Natural Gas_Commercial Food Prep Other_E7 | Commercial | Office | New | Food Preparation | Natural Gas | Commercial Food Prep Other | E7 |  | 0% | 0% | 0% | 0 | 0 | 0 | 0 | 0 | 0 | 0 | 0 | 0% | 0 | 0 | 0% | Normal | 0% | 0 | 0 | 0 | [15 empty] | Commercial_Office_New_Food Preparation_Commercial Food Prep Other_ | 0 | 0
Commercial_Office_New_Food Preparation_Natural Gas_Commercial Food Prep Other_E8 | Commercial | Office | New | Food Preparation | Natural Gas | Commercial Food Prep Other | E8 |  | 0% | 0% | 0% | 0 | 0 | 0 | 0 | 0 | 0 | 0 | 0 | 0% | 0 | 0 | 0% | Normal | 0% | 0 | 0 | 0 | [15 empty] | Commercial_Office_New_Food Preparation_Commercial Food Prep Other_ | 0 | 0
Commercial_Office_New_Food Preparation_Natural Gas_Commercial Food Prep Other_E9 | Commercial | Office | New | Food Preparation | Natural Gas | Commercial Food Prep Other | E9 |  | 0% | 0% | 0% | 0 | 0 | 0 | 0 | 0 | 0 | 0 | 0 | 0% | 0 | 0 | 0% | Normal | 0% | 0 | 0 | 0 | [15 empty] | Commercial_Office_New_Food Preparation_Commercial Food Prep Other_ | 0 | 0
Commercial_Office_New_Food Preparation_Natural Gas_Commercial Food Prep Other_E10 | Commercial | Office | New | Food Preparation | Natural Gas | Commercial Food Prep Other | E10 |  | 0% | 0% | 0% | 0 | 0 | 0 | 0 | 0 | 0 | 0 | 0 | 0% | 0 | 0 | 0% | Normal | 0% | 0 | 0 | 0 | [15 empty] | Commercial_Office_New_Food Preparation_Commercial Food Prep Other_ | 0 | 0
Commercial_Office_New_Miscellaneous_Natural Gas_Pool Heater_E1 | Commercial | Office | New | Miscellaneous | Natural Gas | Pool Heater | E1 | Standard (EF .78) | 100% | 0% | 0% | 0.013398 | 0 | 0 | 0 | 4 | 8 | 2021 | 2047 | 100% | 0 | 0 | 0% | Normal | 0% | 0.01 | 0 | 0 | 1 units | 1 | 0 | 6.7159e-07 | 14890 | 18052 | 0 | 0 |  | 2014 | 1.1051 | DOE Commercial R&D 2016 - Table 7-6 | DOE Commercial R&D 2016 - Table 7-7 | DOE Commercial R&D 2016 - Table 7-8 |  | Commercial_Office_New_Miscellaneous_Pool Heater_Standard (EF .78) | 0.013398 | 18052
Commercial_Office_New_Miscellaneous_Natural Gas_Pool Heater_E2 | Commercial | Office | New | Miscellaneous | Natural Gas | Pool Heater | E2 | Condensing (EF .90) | 85% | 0% | 0% | 0.021937 | 0 | 0 | 0 | 4 | 8 | 2021 | 2047 | 100% | 0 | 0 | 0% | Normal | 0% | 0.0085 | 0 | 0 | 1 units | 1 | 0 | 6.7159e-07 | 12656.5 | 29558 | 0 | 0 |  | 2014 | 1.1051 | DOE Commercial R&D 2016 - Table 7-6 | DOE Commercial R&D 2016 - Table 7-7 | DOE Commercial R&D 2016 - Table 7-9 |  | Commercial_Office_New_Miscellaneous_Pool Heater_Condensing (EF .90) | 0.021937 | 29558
Commercial_Office_New_Miscellaneous_Natural Gas_Pool Heater_E3 | Commercial | Office | New | Miscellaneous | Natural Gas | Pool Heater | E3 |  | 0% | 0% | 0% | 0 | 0 | 0 | 0 | 0 | 0 | 0 | 0 | 0% | 0 | 0 | 0% | Normal | 0% | 0 | 0 | 0 | [15 empty] | Commercial_Office_New_Miscellaneous_Pool Heater_ | 0 | 0
Commercial_Office_New_Miscellaneous_Natural Gas_Pool Heater_E4 | Commercial | Office | New | Miscellaneous | Natural Gas | Pool Heater | E4 |  | 0% | 0% | 0% | 0 | 0 | 0 | 0 | 0 | 0 | 0 | 0 | 0% | 0 | 0 | 0% | Normal | 0% | 0 | 0 | 0 | [15 empty] | Commercial_Office_New_Miscellaneous_Pool Heater_ | 0 | 0
Commercial_Office_New_Miscellaneous_Natural Gas_Pool Heater_E5 | Commercial | Office | New | Miscellaneous | Natural Gas | Pool Heater | E5 |  | 0% | 0% | 0% | 0 | 0 | 0 | 0 | 0 | 0 | 0 | 0 | 0% | 0 | 0 | 0% | Normal | 0% | 0 | 0 | 0 | [15 empty] | Commercial_Office_New_Miscellaneous_Pool Heater_ | 0 | 0
Commercial_Office_New_Miscellaneous_Natural Gas_Pool Heater_E6 | Commercial | Office | New | Miscellaneous | Natural Gas | Pool Heater | E6 |  | 0% | 0% | 0% | 0 | 0 | 0 | 0 | 0 | 0 | 0 | 0 | 0% | 0 | 0 | 0% | Normal | 0% | 0 | 0 | 0 | [15 empty] | Commercial_Office_New_Miscellaneous_Pool Heater_ | 0 | 0
Commercial_Office_New_Miscellaneous_Natural Gas_Pool Heater_E7 | Commercial | Office | New | Miscellaneous | Natural Gas | Pool Heater | E7 |  | 0% | 0% | 0% | 0 | 0 | 0 | 0 | 0 | 0 | 0 | 0 | 0% | 0 | 0 | 0% | Normal | 0% | 0 | 0 | 0 | [15 empty] | Commercial_Office_New_Miscellaneous_Pool Heater_ | 0 | 0
Commercial_Office_New_Miscellaneous_Natural Gas_Pool Heater_E8 | Commercial | Office | New | Miscellaneous | Natural Gas | Pool Heater | E8 |  | 0% | 0% | 0% | 0 | 0 | 0 | 0 | 0 | 0 | 0 | 0 | 0% | 0 | 0 | 0% | Normal | 0% | 0 | 0 | 0 | [15 empty] | Commercial_Office_New_Miscellaneous_Pool Heater_ | 0 | 0
Commercial_Office_New_Miscellaneous_Natural Gas_Pool Heater_E9 | Commercial | Office | New | Miscellaneous | Natural Gas | Pool Heater | E9 |  | 0% | 0% | 0% | 0 | 0 | 0 | 0 | 0 | 0 | 0 | 0 | 0% | 0 | 0 | 0% | Normal | 0% | 0 | 0 | 0 | [15 empty] | Commercial_Office_New_Miscellaneous_Pool Heater_ | 0 | 0
Commercial_Office_New_Miscellaneous_Natural Gas_Pool Heater_E10 | Commercial | Office | New | Miscellaneous | Natural Gas | Pool Heater | E10 |  | 0% | 0% | 0% | 0 | 0 | 0 | 0 | 0 | 0 | 0 | 0 | 0% | 0 | 0 | 0% | Normal | 0% | 0 | 0 | 0 | [15 empty] | Commercial_Office_New_Miscellaneous_Pool Heater_ | 0 | 0
Commercial_Office_New_Miscellaneous_Natural Gas_Miscellaneous_E1 | Commercial | Office | New | Miscellaneous | Natural Gas | Miscellaneous | E1 | Miscellaneous | 100% | 0% | 0% | 0.010768 | 0 | 0 | 0 | 2 | 8 | 2021 | 2047 | 100% | 0 | 0 | 0% | Normal | 0% | 0.010023 | 0 | 0 | 1 units | 1 | 0 | 0.010023 | 1 | 1 | 0 | 0 |  | 2016 | 1.0743 | N/A | N/A | N/A |  | Commercial_Office_New_Miscellaneous_Miscellaneous_Miscellaneous | 0.010768 | 1
Commercial_Office_New_Miscellaneous_Natural Gas_Miscellaneous_E2 | Commercial | Office | New | Miscellaneous | Natural Gas | Miscellaneous | E2 |  | 0% | 0% | 0% | 0 | 0 | 0 | 0 | 0 | 0 | 0 | 0 | 0% | 0 | 0 | 0% | Normal | 0% | 0 | 0 | 0 | [15 empty] | Commercial_Office_New_Miscellaneous_Miscellaneous_ | 0 | 0
Commercial_Office_New_Miscellaneous_Natural Gas_Miscellaneous_E3 | Commercial | Office | New | Miscellaneous | Natural Gas | Miscellaneous | E3 |  | 0% | 0% | 0% | 0 | 0 | 0 | 0 | 0 | 0 | 0 | 0 | 0% | 0 | 0 | 0% | Normal | 0% | 0 | 0 | 0 | [15 empty] | Commercial_Office_New_Miscellaneous_Miscellaneous_ | 0 | 0
Commercial_Office_New_Miscellaneous_Natural Gas_Miscellaneous_E4 | Commercial | Office | New | Miscellaneous | Natural Gas | Miscellaneous | E4 |  | 0% | 0% | 0% | 0 | 0 | 0 | 0 | 0 | 0 | 0 | 0 | 0% | 0 | 0 | 0% | Normal | 0% | 0 | 0 | 0 | [15 empty] | Commercial_Office_New_Miscellaneous_Miscellaneous_ | 0 | 0
Commercial_Office_New_Miscellaneous_Natural Gas_Miscellaneous_E5 | Commercial | Office | New | Miscellaneous | Natural Gas | Miscellaneous | E5 |  | 0% | 0% | 0% | 0 | 0 | 0 | 0 | 0 | 0 | 0 | 0 | 0% | 0 | 0 | 0% | Normal | 0% | 0 | 0 | 0 | [15 empty] | Commercial_Office_New_Miscellaneous_Miscellaneous_ | 0 | 0
Commercial_Office_New_Miscellaneous_Natural Gas_Miscellaneous_E6 | Commercial | Office | New | Miscellaneous | Natural Gas | Miscellaneous | E6 |  | 0% | 0% | 0% | 0 | 0 | 0 | 0 | 0 | 0 | 0 | 0 | 0% | 0 | 0 | 0% | Normal | 0% | 0 | 0 | 0 | [15 empty] | Commercial_Office_New_Miscellaneous_Miscellaneous_ | 0 | 0
Commercial_Office_New_Miscellaneous_Natural Gas_Miscellaneous_E7 | Commercial | Office | New | Miscellaneous | Natural Gas | Miscellaneous | E7 |  | 0% | 0% | 0% | 0 | 0 | 0 | 0 | 0 | 0 | 0 | 0 | 0% | 0 | 0 | 0% | Normal | 0% | 0 | 0 | 0 | [15 empty] | Commercial_Office_New_Miscellaneous_Miscellaneous_ | 0 | 0
Commercial_Office_New_Miscellaneous_Natural Gas_Miscellaneous_E8 | Commercial | Office | New | Miscellaneous | Natural Gas | Miscellaneous | E8 |  | 0% | 0% | 0% | 0 | 0 | 0 | 0 | 0 | 0 | 0 | 0 | 0% | 0 | 0 | 0% | Normal | 0% | 0 | 0 | 0 | [15 empty] | Commercial_Office_New_Miscellaneous_Miscellaneous_ | 0 | 0
Commercial_Office_New_Miscellaneous_Natural Gas_Miscellaneous_E9 | Commercial | Office | New | Miscellaneous | Natural Gas | Miscellaneous | E9 |  | 0% | 0% | 0% | 0 | 0 | 0 | 0 | 0 | 0 | 0 | 0 | 0% | 0 | 0 | 0% | Normal | 0% | 0 | 0 | 0 | [15 empty] | Commercial_Office_New_Miscellaneous_Miscellaneous_ | 0 | 0
Commercial_Office_New_Miscellaneous_Natural Gas_Miscellaneous_E10 | Commercial | Office | New | Miscellaneous | Natural Gas | Miscellaneous | E10 |  | 0% | 0% | 0% | 0 | 0 | 0 | 0 | 0 | 0 | 0 | 0 | 0% | 0 | 0 | 0% | Normal | 0% | 0 | 0 | 0 | [15 empty] | Commercial_Office_New_Miscellaneous_Miscellaneous_ | 0 | 0
Commercial_Restaurant_Existing_Space Heating_Natural Gas_Furnace_E1 | Commercial | Restaurant | Existing | Space Heating | Natural Gas | Furnace | E1 | AFUE 80% (Standard) | 100% | 0% | 0% | 0.18083 | 0.18944 | 0.029278 | 0 | 17 | 29 | 2021 | 2023 | 100% | 0 | 0 | 0% | Normal | 0% | 0.70142 | 0 | 0 | 400 kBtu/hr | 400 | 0 | 0.0648 | 0.70142 | 1050 | 1100 | 170 |  | 2017 | 1.0631 | EIA18_Tech Forecast Updates_p.90_Current Standard | EIA18_Tech Forecast Updates_p.90_Current Standard | AEG BEST |  | Commercial_Restaurant_Existing_Space Heating_Furnace_AFUE 80% (Standard) | 0.39956 | 2320
Commercial_Restaurant_Existing_Space Heating_Natural Gas_Furnace_E2 | Commercial | Restaurant | Existing | Space Heating | Natural Gas | Furnace | E2 | AFUE 90% | 88.89% | 0% | 0% | 0.30139 | 0.22389 | 0.030139 | 0 | 17 | 29 | 2021 | 2047 | 100% | 0 | 0 | 0% | Normal | 0% | 0.62349 | 0 | 0 | 400 kBtu/hr | 400 | 0 | 0.0648 | 0.62349 | 1750 | 1300 | 175 |  | 2017 | 1.0631 | EIA18_Tech Forecast Updates_p.90_2020 Typical | EIA18_Tech Forecast Updates_p.90_2020 Typical | AEG BEST |  | Commercial_Restaurant_Existing_Space Heating_Furnace_AFUE 90% | 0.55542 | 3225
Commercial_Restaurant_Existing_Space Heating_Natural Gas_Furnace_E3 | Commercial | Restaurant | Existing | Space Heating | Natural Gas | Furnace | E3 | AFUE 96% | 83.33% | 0% | 0% | 0.42194 | 0.25833 | 0.031 | 0 | 17 | 29 | 2021 | 2047 | 100% | 0 | 0 | 0% | Normal | 0% | 0.58452 | 0 | 0 | 400 kBtu/hr | 400 | 0 | 0.0648 | 0.58452 | 2450 | 1500 | 180 |  | 2017 | 1.0631 | EIA18_Tech Forecast Updates_p.90_2020 High | EIA18_Tech Forecast Updates_p.90_2020 High | AEG BEST |  | Commercial_Restaurant_Existing_Space Heating_Furnace_AFUE 96% | 0.71128 | 4130
Commercial_Restaurant_Existing_Space Heating_Natural Gas_Furnace_E4 | Commercial | Restaurant | Existing | Space Heating | Natural Gas | Furnace | E4 |  | 0% | 0% | 0% | 0 | 0 | 0 | 0 | 0 | 0 | 0 | 0 | 0% | 0 | 0 | 0% | Normal | 0% | 0 | 0 | 0 | [15 empty] | Commercial_Restaurant_Existing_Space Heating_Furnace_ | 0 | 0
Commercial_Restaurant_Existing_Space Heating_Natural Gas_Furnace_E5 | Commercial | Restaurant | Existing | Space Heating | Natural Gas | Furnace | E5 |  | 0% | 0% | 0% | 0 | 0 | 0 | 0 | 0 | 0 | 0 | 0 | 0% | 0 | 0 | 0% | Normal | 0% | 0 | 0 | 0 | [15 empty] | Commercial_Restaurant_Existing_Space Heating_Furnace_ | 0 | 0
Commercial_Restaurant_Existing_Space Heating_Natural Gas_Furnace_E6 | Commercial | Restaurant | Existing | Space Heating | Natural Gas | Furnace | E6 |  | 0% | 0% | 0% | 0 | 0 | 0 | 0 | 0 | 0 | 0 | 0 | 0% | 0 | 0 | 0% | Normal | 0% | 0 | 0 | 0 | [15 empty] | Commercial_Restaurant_Existing_Space Heating_Furnace_ | 0 | 0
Commercial_Restaurant_Existing_Space Heating_Natural Gas_Furnace_E7 | Commercial | Restaurant | Existing | Space Heating | Natural Gas | Furnace | E7 |  | 0% | 0% | 0% | 0 | 0 | 0 | 0 | 0 | 0 | 0 | 0 | 0% | 0 | 0 | 0% | Normal | 0% | 0 | 0 | 0 | [15 empty] | Commercial_Restaurant_Existing_Space Heating_Furnace_ | 0 | 0
Commercial_Restaurant_Existing_Space Heating_Natural Gas_Furnace_E8 | Commercial | Restaurant | Existing | Space Heating | Natural Gas | Furnace | E8 |  | 0% | 0% | 0% | 0 | 0 | 0 | 0 | 0 | 0 | 0 | 0 | 0% | 0 | 0 | 0% | Normal | 0% | 0 | 0 | 0 | [15 empty] | Commercial_Restaurant_Existing_Space Heating_Furnace_ | 0 | 0
Commercial_Restaurant_Existing_Space Heating_Natural Gas_Furnace_E9 | Commercial | Restaurant | Existing | Space Heating | Natural Gas | Furnace | E9 |  | 0% | 0% | 0% | 0 | 0 | 0 | 0 | 0 | 0 | 0 | 0 | 0% | 0 | 0 | 0% | Normal | 0% | 0 | 0 | 0 | [15 empty] | Commercial_Restaurant_Existing_Space Heating_Furnace_ | 0 | 0
Commercial_Restaurant_Existing_Space Heating_Natural Gas_Furnace_E10 | Commercial | Restaurant | Existing | Space Heating | Natural Gas | Furnace | E10 |  | 0% | 0% | 0% | 0 | 0 | 0 | 0 | 0 | 0 | 0 | 0 | 0% | 0 | 0 | 0% | Normal | 0% | 0 | 0 | 0 | [15 empty] | Commercial_Restaurant_Existing_Space Heating_Furnace_ | 0 | 0
Commercial_Restaurant_Existing_Space Heating_Natural Gas_Boiler_E1 | Commercial | Restaurant | Existing | Space Heating | Natural Gas | Boiler | E1 | AFUE 80% (Standard) | 100% | 0% | 0% | 1.4119 | 0.78249 | 0.1531 | 0 | 20 | 30 | 2021 | 2047 | 100% | 0 | 0 | 0% | Normal | 0% | 2.1019 | 0 | 0 | 800 kBtu/hr | 800 | 0 | 0.0648 | 2.1019 | 16600 | 9200 | 1800 |  | 2018 | 1.05 | EIA 2018 Tech Forecast | EIA 2018 Tech Forecast | AEG BEST |  | Commercial_Restaurant_Existing_Space Heating_Boiler_AFUE 80% (Standard) | 2.3475 | 27600
Commercial_Restaurant_Existing_Space Heating_Natural Gas_Boiler_E2 | Commercial | Restaurant | Existing | Space Heating | Natural Gas | Boiler | E2 | AFUE 85% | 94.12% | 0% | 0% | 1.9307 | 0.82927 | 0.1531 | 0 | 20 | 30 | 2021 | 2047 | 100% | 0 | 0 | 0% | Normal | 0% | 1.9783 | 0 | 0 | 800 kBtu/hr | 800 | 0 | 0.0648 | 1.9783 | 22700 | 9750 | 1800 |  | 2018 | 1.05 | EIA 2018 Tech Forecast | EIA 2018 Tech Forecast | AEG BEST |  | Commercial_Restaurant_Existing_Space Heating_Boiler_AFUE 85% | 2.9131 | 34250
Commercial_Restaurant_Existing_Space Heating_Natural Gas_Boiler_E3 | Commercial | Restaurant | Existing | Space Heating | Natural Gas | Boiler | E3 | AFUE 97% | 82.47% | 0% | 0% | 3.1251 | 0.77085 | 0.1531 | 0 | 20 | 30 | 2021 | 2047 | 100% | 0 | 0 | 0% | Normal | 0% | 1.7335 | 0 | 0 | 800 kBtu/hr | 800 | 0 | 0.0648 | 1.7335 | 36742.4242 | 9063.1313 | 1800 |  | 2018 | 1.05 | EIA 2018 Tech Forecast | EIA 2018 Tech Forecast | AEG BEST |  | Commercial_Restaurant_Existing_Space Heating_Boiler_AFUE 97% | 4.049 | 47605.5556
Commercial_Restaurant_Existing_Space Heating_Natural Gas_Boiler_E4 | Commercial | Restaurant | Existing | Space Heating | Natural Gas | Boiler | E4 | Convert to NG Air Source Heat Pump | 57.14% | 0% | 0% | 13.6328 | 0.78249 | 0.25613 | 0 | 10 | 20 | 2021 | 2047 | 100% | 0 | 0 | 0% | Normal | 0% | 1.2011 | 0 | 0 | 800 kBtu/hr | 800 | 0 | 0.0648 | 1.2011 | 158316.7533 | 9086.959 | 2974.436 |  | 2017 | 1.0631 | AEO 2021 - gas_eng-driven_RTHP-heat 2017 typical | AEO 2021 - gas_eng-driven_RTHP-heat 2017 typical | AEG BEST |  | Commercial_Restaurant_Existing_Space Heating_Boiler_Convert to NG Air Source Heat Pump | 14.6714 | 170378.1483
Commercial_Restaurant_Existing_Space Heating_Natural Gas_Boiler_E5 | Commercial | Restaurant | Existing | Space Heating | Natural Gas | Boiler | E5 |  | 0% | 0% | 0% | 0 | 0 | 0 | 0 | 0 | 0 | 0 | 0 | 0% | 0 | 0 | 0% | Normal | 0% | 0 | 0 | 0 | [15 empty] | Commercial_Restaurant_Existing_Space Heating_Boiler_ | 0 | 0
Commercial_Restaurant_Existing_Space Heating_Natural Gas_Boiler_E6 | Commercial | Restaurant | Existing | Space Heating | Natural Gas | Boiler | E6 |  | 0% | 0% | 0% | 0 | 0 | 0 | 0 | 0 | 0 | 0 | 0 | 0% | 0 | 0 | 0% | Normal | 0% | 0 | 0 | 0 | [15 empty] | Commercial_Restaurant_Existing_Space Heating_Boiler_ | 0 | 0
Commercial_Restaurant_Existing_Space Heating_Natural Gas_Boiler_E7 | Commercial | Restaurant | Existing | Space Heating | Natural Gas | Boiler | E7 |  | 0% | 0% | 0% | 0 | 0 | 0 | 0 | 0 | 0 | 0 | 0 | 0% | 0 | 0 | 0% | Normal | 0% | 0 | 0 | 0 | [15 empty] | Commercial_Restaurant_Existing_Space Heating_Boiler_ | 0 | 0
Commercial_Restaurant_Existing_Space Heating_Natural Gas_Boiler_E8 | Commercial | Restaurant | Existing | Space Heating | Natural Gas | Boiler | E8 |  | 0% | 0% | 0% | 0 | 0 | 0 | 0 | 0 | 0 | 0 | 0 | 0% | 0 | 0 | 0% | Normal | 0% | 0 | 0 | 0 | [15 empty] | Commercial_Restaurant_Existing_Space Heating_Boiler_ | 0 | 0
Commercial_Restaurant_Existing_Space Heating_Natural Gas_Boiler_E9 | Commercial | Restaurant | Existing | Space Heating | Natural Gas | Boiler | E9 |  | 0% | 0% | 0% | 0 | 0 | 0 | 0 | 0 | 0 | 0 | 0 | 0% | 0 | 0 | 0% | Normal | 0% | 0 | 0 | 0 | [15 empty] | Commercial_Restaurant_Existing_Space Heating_Boiler_ | 0 | 0
Commercial_Restaurant_Existing_Space Heating_Natural Gas_Boiler_E10 | Commercial | Restaurant | Existing | Space Heating | Natural Gas | Boiler | E10 |  | 0% | 0% | 0% | 0 | 0 | 0 | 0 | 0 | 0 | 0 | 0 | 0% | 0 | 0 | 0% | Normal | 0% | 0 | 0 | 0 | [15 empty] | Commercial_Restaurant_Existing_Space Heating_Boiler_ | 0 | 0
Commercial_Restaurant_Existing_Space Heating_Natural Gas_Unit Heater_E1 | Commercial | Restaurant | Existing | Space Heating | Natural Gas | Unit Heater | E1 | Standard | 100% | 0% | 0% | 0.18999 | 0 | 0 | 0 | 15 | 25 | 2021 | 2047 | 100% | 0 | 0 | 0% | Normal | 0% | 0.3597 | 0 | 0 | 120 kBtu/Hr | 120 | 0 | 0.00017293 | 2080 | 1010.4 | 0 | 0 |  | 2015 | 1.0873 | Xcel CO 2021/22 DSM Plan/TRM p.424 | Xcel CO 2021/22 DSM Plan/TRM p.416 | Xcel CO 2021/22 DSM Plan/TRM p.416 |  | Commercial_Restaurant_Existing_Space Heating_Unit Heater_Standard | 0.18999 | 1010.4
Commercial_Restaurant_Existing_Space Heating_Natural Gas_Unit Heater_E2 | Commercial | Restaurant | Existing | Space Heating | Natural Gas | Unit Heater | E2 | Condensing | 88.94% | 0% | 0% | 0.22655 | 0 | 0 | 0 | 15 | 25 | 2021 | 2047 | 100% | 0 | 0 | 0% | Normal | 0% | 0.31993 | 0 | 0 | 120 kBtu/Hr | 120 | 0 | 0.00017293 | 1850 | 1204.8 | 0 | 0 |  | 2015 | 1.0873 | Xcel CO 2021/22 DSM Plan/TRM p.424 | Xcel CO 2021/22 DSM Plan/TRM p.416 | Xcel CO 2021/22 DSM Plan/TRM p.416 |  | Commercial_Restaurant_Existing_Space Heating_Unit Heater_Condensing | 0.22655 | 1204.8
Commercial_Restaurant_Existing_Space Heating_Natural Gas_Unit Heater_E3 | Commercial | Restaurant | Existing | Space Heating | Natural Gas | Unit Heater | E3 | Infrared Radiant | 88.46% | 0% | 0% | 0.21324 | 0 | 0 | 0 | 10 | 20 | 2021 | 2047 | 100% | 0 | 0 | 0% | Normal | 0% | 0.3182 | 0 | 0 | 120 kBtu/Hr | 120 | 0 | 0.00017293 | 1840 | 1134 | 0 | 0 |  | 2015 | 1.0873 | Xcel CO 2021/22 DSM Plan/TRM p.424 | Xcel CO 2021/22 DSM Plan/TRM p.416 | Xcel CO 2021/22 DSM Plan/TRM p.416 |  | Commercial_Restaurant_Existing_Space Heating_Unit Heater_Infrared Radiant | 0.21324 | 1134
Commercial_Restaurant_Existing_Space Heating_Natural Gas_Unit Heater_E4 | Commercial | Restaurant | Existing | Space Heating | Natural Gas | Unit Heater | E4 |  | 0% | 0% | 0% | 0 | 0 | 0 | 0 | 0 | 0 | 0 | 0 | 0% | 0 | 0 | 0% | Normal | 0% | 0 | 0 | 0 | [15 empty] | Commercial_Restaurant_Existing_Space Heating_Unit Heater_ | 0 | 0
Commercial_Restaurant_Existing_Space Heating_Natural Gas_Unit Heater_E5 | Commercial | Restaurant | Existing | Space Heating | Natural Gas | Unit Heater | E5 |  | 0% | 0% | 0% | 0 | 0 | 0 | 0 | 0 | 0 | 0 | 0 | 0% | 0 | 0 | 0% | Normal | 0% | 0 | 0 | 0 | [15 empty] | Commercial_Restaurant_Existing_Space Heating_Unit Heater_ | 0 | 0
Commercial_Restaurant_Existing_Space Heating_Natural Gas_Unit Heater_E6 | Commercial | Restaurant | Existing | Space Heating | Natural Gas | Unit Heater | E6 |  | 0% | 0% | 0% | 0 | 0 | 0 | 0 | 0 | 0 | 0 | 0 | 0% | 0 | 0 | 0% | Normal | 0% | 0 | 0 | 0 | [15 empty] | Commercial_Restaurant_Existing_Space Heating_Unit Heater_ | 0 | 0
Commercial_Restaurant_Existing_Space Heating_Natural Gas_Unit Heater_E7 | Commercial | Restaurant | Existing | Space Heating | Natural Gas | Unit Heater | E7 |  | 0% | 0% | 0% | 0 | 0 | 0 | 0 | 0 | 0 | 0 | 0 | 0% | 0 | 0 | 0% | Normal | 0% | 0 | 0 | 0 | [15 empty] | Commercial_Restaurant_Existing_Space Heating_Unit Heater_ | 0 | 0
Commercial_Restaurant_Existing_Space Heating_Natural Gas_Unit Heater_E8 | Commercial | Restaurant | Existing | Space Heating | Natural Gas | Unit Heater | E8 |  | 0% | 0% | 0% | 0 | 0 | 0 | 0 | 0 | 0 | 0 | 0 | 0% | 0 | 0 | 0% | Normal | 0% | 0 | 0 | 0 | [15 empty] | Commercial_Restaurant_Existing_Space Heating_Unit Heater_ | 0 | 0
Commercial_Restaurant_Existing_Space Heating_Natural Gas_Unit Heater_E9 | Commercial | Restaurant | Existing | Space Heating | Natural Gas | Unit Heater | E9 |  | 0% | 0% | 0% | 0 | 0 | 0 | 0 | 0 | 0 | 0 | 0 | 0% | 0 | 0 | 0% | Normal | 0% | 0 | 0 | 0 | [15 empty] | Commercial_Restaurant_Existing_Space Heating_Unit Heater_ | 0 | 0
Commercial_Restaurant_Existing_Space Heating_Natural Gas_Unit Heater_E10 | Commercial | Restaurant | Existing | Space Heating | Natural Gas | Unit Heater | E10 |  | 0% | 0% | 0% | 0 | 0 | 0 | 0 | 0 | 0 | 0 | 0 | 0% | 0 | 0 | 0% | Normal | 0% | 0 | 0 | 0 | [15 empty] | Commercial_Restaurant_Existing_Space Heating_Unit Heater_ | 0 | 0
Commercial_Restaurant_Existing_Water Heating_Natural Gas_Water Heater_E1 | Commercial | Restaurant | Existing | Water Heating | Natural Gas | Water Heater | E1 | TE 88% | 100% | 0% | 0% | 0.44237 | 0 | 0.024943 | 0 | 8 | 12 | 2021 | 2047 | 100% | 0 | 0 | 0% | Normal | 0% | 0.71774 | 0 | 0 | 1 kBtu/hr | 1 | 0 | 0.014992 | 0.71774 | 27.755 | 0 | 1.565 |  | 2017 | 1.0631 | AEO 2021 - gas_water_heater 2017 ENERGY STAR | AEO 2021 - gas_water_heater 2017 ENERGY STAR | DHW_WH-Water Heating-PG&E-R7-14 |  | Commercial_Restaurant_Existing_Water Heating_Water Heater_TE 88% | 0.46731 | 29.32
Commercial_Restaurant_Existing_Water Heating_Natural Gas_Water Heater_E2 | Commercial | Restaurant | Existing | Water Heating | Natural Gas | Water Heater | E2 | TE 96% | 91.67% | 0% | 0% | 0.51428 | 0 | 0.025451 | 0 | 8 | 12 | 2021 | 2047 | 100% | 0 | 0 | 0% | Normal | 0% | 0.65793 | 0 | 0 | 1 kBtu/hr | 1 | 0 | 0.014992 | 0.65793 | 29.9234 | 0 | 1.4809 |  | 2012 | 1.1464 | AEO 2021 - gas_water_heater 2017 ENERGY STAR | AEO 2021 - gas_water_heater 2017 ENERGY STAR | DHW_WH-Water Heating-NMTRM-2016-7 |  | Commercial_Restaurant_Existing_Water Heating_Water Heater_TE 96% | 0.53973 | 31.4043
Commercial_Restaurant_Existing_Water Heating_Natural Gas_Water Heater_E3 | Commercial | Restaurant | Existing | Water Heating | Natural Gas | Water Heater | E3 | Tankless | 89.8% | 0% | 0% | 0.51582 | 0 | 0.0054028 | 0 | 8 | 12 | 2021 | 2047 | 100% | 0 | 0 | 0% | Normal | 0% | 0.6445 | 0 | 0 | 1 kBtu/hr | 1 | 0 | 0.014992 | 0.6445 | 32.3633 | 0 | 0.33898 |  | 2017 | 1.0631 | EIA Ref. Case 2018 - Gas Tankless High Eff. | EIA Ref. Case 2018 - Gas Tankless High Eff. | DHW_WH-Water Heating-NMTRM-2016-9 |  | Commercial_Restaurant_Existing_Water Heating_Water Heater_Tankless | 0.52122 | 32.7023
Commercial_Restaurant_Existing_Water Heating_Natural Gas_Water Heater_E4 | Commercial | Restaurant | Existing | Water Heating | Natural Gas | Water Heater | E4 | NEEA Gas-Fired Absorption HPWH (COP 1.06) | 83.02% | 0% | 0% | 0.86088 | 0 | 0.20369 | 0 | 10 | 16 | 2023 | 2047 | 100% | 0 | 0 | 0% | Normal | 0% | 0.59586 | 0 | 0 | 1 kBtu/hr | 1 | 0 | 0.014992 | 0.59586 | 56.3879 | 0 | 13.3416 |  | 2020 | 1.0183 | DHW_WH-Water Heating-DOE-2014-2 | NEEA Report #E20-309, Robur Heat Pump Field Trial. March 11, 2020. | DHW_WH-Water Heating-DOE-2014-1 |  | Commercial_Restaurant_Existing_Water Heating_Water Heater_NEEA Gas-Fired Absorption HPWH (COP 1.06) | 1.0646 | 69.7295
Commercial_Restaurant_Existing_Water Heating_Natural Gas_Water Heater_E5 | Commercial | Restaurant | Existing | Water Heating | Natural Gas | Water Heater | E5 |  | 0% | 0% | 0% | 0 | 0 | 0 | 0 | 0 | 0 | 0 | 0 | 0% | 0 | 0 | 0% | Normal | 0% | 0 | 0 | 0 | [15 empty] | Commercial_Restaurant_Existing_Water Heating_Water Heater_ | 0 | 0
Commercial_Restaurant_Existing_Water Heating_Natural Gas_Water Heater_E6 | Commercial | Restaurant | Existing | Water Heating | Natural Gas | Water Heater | E6 |  | 0% | 0% | 0% | 0 | 0 | 0 | 0 | 0 | 0 | 0 | 0 | 0% | 0 | 0 | 0% | Normal | 0% | 0 | 0 | 0 | [15 empty] | Commercial_Restaurant_Existing_Water Heating_Water Heater_ | 0 | 0
Commercial_Restaurant_Existing_Water Heating_Natural Gas_Water Heater_E7 | Commercial | Restaurant | Existing | Water Heating | Natural Gas | Water Heater | E7 |  | 0% | 0% | 0% | 0 | 0 | 0 | 0 | 0 | 0 | 0 | 0 | 0% | 0 | 0 | 0% | Normal | 0% | 0 | 0 | 0 | [15 empty] | Commercial_Restaurant_Existing_Water Heating_Water Heater_ | 0 | 0
Commercial_Restaurant_Existing_Water Heating_Natural Gas_Water Heater_E8 | Commercial | Restaurant | Existing | Water Heating | Natural Gas | Water Heater | E8 |  | 0% | 0% | 0% | 0 | 0 | 0 | 0 | 0 | 0 | 0 | 0 | 0% | 0 | 0 | 0% | Normal | 0% | 0 | 0 | 0 | [15 empty] | Commercial_Restaurant_Existing_Water Heating_Water Heater_ | 0 | 0
Commercial_Restaurant_Existing_Water Heating_Natural Gas_Water Heater_E9 | Commercial | Restaurant | Existing | Water Heating | Natural Gas | Water Heater | E9 |  | 0% | 0% | 0% | 0 | 0 | 0 | 0 | 0 | 0 | 0 | 0 | 0% | 0 | 0 | 0% | Normal | 0% | 0 | 0 | 0 | [15 empty] | Commercial_Restaurant_Existing_Water Heating_Water Heater_ | 0 | 0
Commercial_Restaurant_Existing_Water Heating_Natural Gas_Water Heater_E10 | Commercial | Restaurant | Existing | Water Heating | Natural Gas | Water Heater | E10 |  | 0% | 0% | 0% | 0 | 0 | 0 | 0 | 0 | 0 | 0 | 0 | 0% | 0 | 0 | 0% | Normal | 0% | 0 | 0 | 0 | [15 empty] | Commercial_Restaurant_Existing_Water Heating_Water Heater_ | 0 | 0
Commercial_Restaurant_Existing_Food Preparation_Natural Gas_Oven_E1 | Commercial | Restaurant | Existing | Food Preparation | Natural Gas | Oven | E1 | Standard | 100% | 0% | 0% | 3.0863 | 0.065094 | 0 | 0 | 10 | 14 | 2021 | 2047 | 100% | 0 | 0 | 0% | Normal | 0% | 0.31386 | 0 | 0 | 1 units | 1 | 0 | 0.00038586 | 813.4143 | 7112 | 150 | 0 |  | 2013 | 1.1247 | IL TRM - 4.2.1 - CI-FSE-CBOV-V02-160601 | ETO Measure Input Sheet - Com - Gas Convection Oven | IL TRM - 4.2.1 - CI-FSE-CBOV-V02-160601 |  | Commercial_Restaurant_Existing_Food Preparation_Oven_Standard | 3.1514 | 7262
Commercial_Restaurant_Existing_Food Preparation_Natural Gas_Oven_E2 | Commercial | Restaurant | Existing | Food Preparation | Natural Gas | Oven | E2 | ENERGY STAR (>42% Baking Efficiency) | 86.89% | 0% | 0% | 3.2547 | 0.065094 | 0 | 0 | 10 | 14 | 2021 | 2047 | 100% | 0 | 0 | 0% | Normal | 0% | 0.2727 | 0 | 0 | 1 units | 1 | 0 | 0.00038586 | 706.739 | 7500 | 150 | 0 |  | 2013 | 1.1247 | IL TRM - 4.2.1 - CI-FSE-CBOV-V02-160601 | EIA 2018 Tech Forecast | ETO Measure Input Sheet |  | Commercial_Restaurant_Existing_Food Preparation_Oven_ENERGY STAR (>42% Baking Efficiency) | 3.3198 | 7650
Commercial_Restaurant_Existing_Food Preparation_Natural Gas_Oven_E3 | Commercial | Restaurant | Existing | Food Preparation | Natural Gas | Oven | E3 |  | 0% | 0% | 0% | 0 | 0 | 0 | 0 | 0 | 0 | 0 | 0 | 0% | 0 | 0 | 0% | Normal | 0% | 0 | 0 | 0 | [15 empty] | Commercial_Restaurant_Existing_Food Preparation_Oven_ | 0 | 0
Commercial_Restaurant_Existing_Food Preparation_Natural Gas_Oven_E4 | Commercial | Restaurant | Existing | Food Preparation | Natural Gas | Oven | E4 |  | 0% | 0% | 0% | 0 | 0 | 0 | 0 | 0 | 0 | 0 | 0 | 0% | 0 | 0 | 0% | Normal | 0% | 0 | 0 | 0 | [15 empty] | Commercial_Restaurant_Existing_Food Preparation_Oven_ | 0 | 0
Commercial_Restaurant_Existing_Food Preparation_Natural Gas_Oven_E5 | Commercial | Restaurant | Existing | Food Preparation | Natural Gas | Oven | E5 |  | 0% | 0% | 0% | 0 | 0 | 0 | 0 | 0 | 0 | 0 | 0 | 0% | 0 | 0 | 0% | Normal | 0% | 0 | 0 | 0 | [15 empty] | Commercial_Restaurant_Existing_Food Preparation_Oven_ | 0 | 0
Commercial_Restaurant_Existing_Food Preparation_Natural Gas_Oven_E6 | Commercial | Restaurant | Existing | Food Preparation | Natural Gas | Oven | E6 |  | 0% | 0% | 0% | 0 | 0 | 0 | 0 | 0 | 0 | 0 | 0 | 0% | 0 | 0 | 0% | Normal | 0% | 0 | 0 | 0 | [15 empty] | Commercial_Restaurant_Existing_Food Preparation_Oven_ | 0 | 0
Commercial_Restaurant_Existing_Food Preparation_Natural Gas_Oven_E7 | Commercial | Restaurant | Existing | Food Preparation | Natural Gas | Oven | E7 |  | 0% | 0% | 0% | 0 | 0 | 0 | 0 | 0 | 0 | 0 | 0 | 0% | 0 | 0 | 0% | Normal | 0% | 0 | 0 | 0 | [15 empty] | Commercial_Restaurant_Existing_Food Preparation_Oven_ | 0 | 0
Commercial_Restaurant_Existing_Food Preparation_Natural Gas_Oven_E8 | Commercial | Restaurant | Existing | Food Preparation | Natural Gas | Oven | E8 |  | 0% | 0% | 0% | 0 | 0 | 0 | 0 | 0 | 0 | 0 | 0 | 0% | 0 | 0 | 0% | Normal | 0% | 0 | 0 | 0 | [15 empty] | Commercial_Restaurant_Existing_Food Preparation_Oven_ | 0 | 0
Commercial_Restaurant_Existing_Food Preparation_Natural Gas_Oven_E9 | Commercial | Restaurant | Existing | Food Preparation | Natural Gas | Oven | E9 |  | 0% | 0% | 0% | 0 | 0 | 0 | 0 | 0 | 0 | 0 | 0 | 0% | 0 | 0 | 0% | Normal | 0% | 0 | 0 | 0 | [15 empty] | Commercial_Restaurant_Existing_Food Preparation_Oven_ | 0 | 0
Commercial_Restaurant_Existing_Food Preparation_Natural Gas_Oven_E10 | Commercial | Restaurant | Existing | Food Preparation | Natural Gas | Oven | E10 |  | 0% | 0% | 0% | 0 | 0 | 0 | 0 | 0 | 0 | 0 | 0 | 0% | 0 | 0 | 0% | Normal | 0% | 0 | 0 | 0 | [15 empty] | Commercial_Restaurant_Existing_Food Preparation_Oven_ | 0 | 0
Commercial_Restaurant_Existing_Food Preparation_Natural Gas_Conveyor Oven_E1 | Commercial | Restaurant | Existing | Food Preparation | Natural Gas | Conveyor Oven | E1 | Standard | 100% | 0% | 0% | 2.1984 | 0 | 0 | 0 | 15 | 19 | 2021 | 2047 | 100% | 0 | 0 | 0% | Normal | 0% | 0.57325 | 0 | 0 | 1 units | 1 | 0 | 0.00019867 | 2885.475 | 10177 | 0 | 0 |  | 2015 | 1.0873 | IL TRM - 4.2.4 - CI-FSE-CVOV-V02-180101 | PGE Workpaper, PGECOFST117 R5, 2015 | MN TRM 3.1 - Gas Conveyor Oven v1.1 |  | Commercial_Restaurant_Existing_Food Preparation_Conveyor Oven_Standard | 2.1984 | 10177
Commercial_Restaurant_Existing_Food Preparation_Natural Gas_Conveyor Oven_E2 | Commercial | Restaurant | Existing | Food Preparation | Natural Gas | Conveyor Oven | E2 | Efficient (>42% Baking Efficiency) | 76.02% | 0% | 0% | 2.6802 | 0 | 0 | 0 | 15 | 19 | 2021 | 2047 | 100% | 0 | 0 | 0% | Normal | 0% | 0.43576 | 0 | 0 | 1 units | 1 | 0 | 0.00019867 | 2193.4093 | 12407 | 0 | 0 |  | 2015 | 1.0873 | IL TRM - 4.2.4 - CI-FSE-CVOV-V02-180101 | PGE Workpaper, PGECOFST117 R5, 2015 | MN TRM 3.1 - Gas Conveyor Oven v1.1 |  | Commercial_Restaurant_Existing_Food Preparation_Conveyor Oven_Efficient (>42% Baking Efficiency) | 2.6802 | 12407
Commercial_Restaurant_Existing_Food Preparation_Natural Gas_Conveyor Oven_E3 | Commercial | Restaurant | Existing | Food Preparation | Natural Gas | Conveyor Oven | E3 |  | 0% | 0% | 0% | 0 | 0 | 0 | 0 | 0 | 0 | 0 | 0 | 0% | 0 | 0 | 0% | Normal | 0% | 0 | 0 | 0 | [15 empty] | Commercial_Restaurant_Existing_Food Preparation_Conveyor Oven_ | 0 | 0
Commercial_Restaurant_Existing_Food Preparation_Natural Gas_Conveyor Oven_E4 | Commercial | Restaurant | Existing | Food Preparation | Natural Gas | Conveyor Oven | E4 |  | 0% | 0% | 0% | 0 | 0 | 0 | 0 | 0 | 0 | 0 | 0 | 0% | 0 | 0 | 0% | Normal | 0% | 0 | 0 | 0 | [15 empty] | Commercial_Restaurant_Existing_Food Preparation_Conveyor Oven_ | 0 | 0
Commercial_Restaurant_Existing_Food Preparation_Natural Gas_Conveyor Oven_E5 | Commercial | Restaurant | Existing | Food Preparation | Natural Gas | Conveyor Oven | E5 |  | 0% | 0% | 0% | 0 | 0 | 0 | 0 | 0 | 0 | 0 | 0 | 0% | 0 | 0 | 0% | Normal | 0% | 0 | 0 | 0 | [15 empty] | Commercial_Restaurant_Existing_Food Preparation_Conveyor Oven_ | 0 | 0
Commercial_Restaurant_Existing_Food Preparation_Natural Gas_Conveyor Oven_E6 | Commercial | Restaurant | Existing | Food Preparation | Natural Gas | Conveyor Oven | E6 |  | 0% | 0% | 0% | 0 | 0 | 0 | 0 | 0 | 0 | 0 | 0 | 0% | 0 | 0 | 0% | Normal | 0% | 0 | 0 | 0 | [15 empty] | Commercial_Restaurant_Existing_Food Preparation_Conveyor Oven_ | 0 | 0
Commercial_Restaurant_Existing_Food Preparation_Natural Gas_Conveyor Oven_E7 | Commercial | Restaurant | Existing | Food Preparation | Natural Gas | Conveyor Oven | E7 |  | 0% | 0% | 0% | 0 | 0 | 0 | 0 | 0 | 0 | 0 | 0 | 0% | 0 | 0 | 0% | Normal | 0% | 0 | 0 | 0 | [15 empty] | Commercial_Restaurant_Existing_Food Preparation_Conveyor Oven_ | 0 | 0
Commercial_Restaurant_Existing_Food Preparation_Natural Gas_Conveyor Oven_E8 | Commercial | Restaurant | Existing | Food Preparation | Natural Gas | Conveyor Oven | E8 |  | 0% | 0% | 0% | 0 | 0 | 0 | 0 | 0 | 0 | 0 | 0 | 0% | 0 | 0 | 0% | Normal | 0% | 0 | 0 | 0 | [15 empty] | Commercial_Restaurant_Existing_Food Preparation_Conveyor Oven_ | 0 | 0
Commercial_Restaurant_Existing_Food Preparation_Natural Gas_Conveyor Oven_E9 | Commercial | Restaurant | Existing | Food Preparation | Natural Gas | Conveyor Oven | E9 |  | 0% | 0% | 0% | 0 | 0 | 0 | 0 | 0 | 0 | 0 | 0 | 0% | 0 | 0 | 0% | Normal | 0% | 0 | 0 | 0 | [15 empty] | Commercial_Restaurant_Existing_Food Preparation_Conveyor Oven_ | 0 | 0
Commercial_Restaurant_Existing_Food Preparation_Natural Gas_Conveyor Oven_E10 | Commercial | Restaurant | Existing | Food Preparation | Natural Gas | Conveyor Oven | E10 |  | 0% | 0% | 0% | 0 | 0 | 0 | 0 | 0 | 0 | 0 | 0 | 0% | 0 | 0 | 0% | Normal | 0% | 0 | 0 | 0 | [15 empty] | Commercial_Restaurant_Existing_Food Preparation_Conveyor Oven_ | 0 | 0
Commercial_Restaurant_Existing_Food Preparation_Natural Gas_Double Rack Oven_E1 | Commercial | Restaurant | Existing | Food Preparation | Natural Gas | Double Rack Oven | E1 | Standard | 100% | 0% | 0% | 3.4835 | 0 | 0 | 0 | 8 | 16 | 2021 | 2047 | 100% | 0 | 0 | 0% | Normal | 0% | 0.97484 | 0 | 0 | 1 units | 1 | 0 | 0.00024753 | 3938.22 | 12513 | 0 | 0 |  | 2013 | 1.1247 | IL TRM - 4.2.18 - CI-FSE-RKOV-VO2-180101 | PGE Workpaper, PGECOFST109 R6, 2016 | IL TRM - 4.2.18 - CI-FSE-RKOV-VO2-180101 |  | Commercial_Restaurant_Existing_Food Preparation_Double Rack Oven_Standard | 3.4835 | 12513
Commercial_Restaurant_Existing_Food Preparation_Natural Gas_Double Rack Oven_E2 | Commercial | Restaurant | Existing | Food Preparation | Natural Gas | Double Rack Oven | E2 | FTSC Qualified (>50% Cooking Efficiency) | 58.82% | 0% | 0% | 4.806 | 0 | 0 | 0 | 8 | 16 | 2021 | 2047 | 100% | 0 | 0 | 0% | Normal | 0% | 0.57344 | 0 | 0 | 1 units | 1 | 0 | 0.00024753 | 2316.6 | 16641 | 0 | 0 |  | 2011 | 1.1667 | IL TRM - 4.2.18 - CI-FSE-RKOV-VO2-180101 | PGE Workpaper, PGECOFST109 R6, 2016 | IL TRM - 4.2.18 - CI-FSE-RKOV-VO2-180101 |  | Commercial_Restaurant_Existing_Food Preparation_Double Rack Oven_FTSC Qualified (>50% Cooking Efficiency) | 4.806 | 16641
Commercial_Restaurant_Existing_Food Preparation_Natural Gas_Double Rack Oven_E3 | Commercial | Restaurant | Existing | Food Preparation | Natural Gas | Double Rack Oven | E3 |  | 0% | 0% | 0% | 0 | 0 | 0 | 0 | 0 | 0 | 0 | 0 | 0% | 0 | 0 | 0% | Normal | 0% | 0 | 0 | 0 | [15 empty] | Commercial_Restaurant_Existing_Food Preparation_Double Rack Oven_ | 0 | 0
Commercial_Restaurant_Existing_Food Preparation_Natural Gas_Double Rack Oven_E4 | Commercial | Restaurant | Existing | Food Preparation | Natural Gas | Double Rack Oven | E4 |  | 0% | 0% | 0% | 0 | 0 | 0 | 0 | 0 | 0 | 0 | 0 | 0% | 0 | 0 | 0% | Normal | 0% | 0 | 0 | 0 | [15 empty] | Commercial_Restaurant_Existing_Food Preparation_Double Rack Oven_ | 0 | 0
Commercial_Restaurant_Existing_Food Preparation_Natural Gas_Double Rack Oven_E5 | Commercial | Restaurant | Existing | Food Preparation | Natural Gas | Double Rack Oven | E5 |  | 0% | 0% | 0% | 0 | 0 | 0 | 0 | 0 | 0 | 0 | 0 | 0% | 0 | 0 | 0% | Normal | 0% | 0 | 0 | 0 | [15 empty] | Commercial_Restaurant_Existing_Food Preparation_Double Rack Oven_ | 0 | 0
Commercial_Restaurant_Existing_Food Preparation_Natural Gas_Double Rack Oven_E6 | Commercial | Restaurant | Existing | Food Preparation | Natural Gas | Double Rack Oven | E6 |  | 0% | 0% | 0% | 0 | 0 | 0 | 0 | 0 | 0 | 0 | 0 | 0% | 0 | 0 | 0% | Normal | 0% | 0 | 0 | 0 | [15 empty] | Commercial_Restaurant_Existing_Food Preparation_Double Rack Oven_ | 0 | 0
Commercial_Restaurant_Existing_Food Preparation_Natural Gas_Double Rack Oven_E7 | Commercial | Restaurant | Existing | Food Preparation | Natural Gas | Double Rack Oven | E7 |  | 0% | 0% | 0% | 0 | 0 | 0 | 0 | 0 | 0 | 0 | 0 | 0% | 0 | 0 | 0% | Normal | 0% | 0 | 0 | 0 | [15 empty] | Commercial_Restaurant_Existing_Food Preparation_Double Rack Oven_ | 0 | 0
Commercial_Restaurant_Existing_Food Preparation_Natural Gas_Double Rack Oven_E8 | Commercial | Restaurant | Existing | Food Preparation | Natural Gas | Double Rack Oven | E8 |  | 0% | 0% | 0% | 0 | 0 | 0 | 0 | 0 | 0 | 0 | 0 | 0% | 0 | 0 | 0% | Normal | 0% | 0 | 0 | 0 | [15 empty] | Commercial_Restaurant_Existing_Food Preparation_Double Rack Oven_ | 0 | 0
Commercial_Restaurant_Existing_Food Preparation_Natural Gas_Double Rack Oven_E9 | Commercial | Restaurant | Existing | Food Preparation | Natural Gas | Double Rack Oven | E9 |  | 0% | 0% | 0% | 0 | 0 | 0 | 0 | 0 | 0 | 0 | 0 | 0% | 0 | 0 | 0% | Normal | 0% | 0 | 0 | 0 | [15 empty] | Commercial_Restaurant_Existing_Food Preparation_Double Rack Oven_ | 0 | 0
Commercial_Restaurant_Existing_Food Preparation_Natural Gas_Double Rack Oven_E10 | Commercial | Restaurant | Existing | Food Preparation | Natural Gas | Double Rack Oven | E10 |  | 0% | 0% | 0% | 0 | 0 | 0 | 0 | 0 | 0 | 0 | 0 | 0% | 0 | 0 | 0% | Normal | 0% | 0 | 0 | 0 | [15 empty] | Commercial_Restaurant_Existing_Food Preparation_Double Rack Oven_ | 0 | 0
Commercial_Restaurant_Existing_Food Preparation_Natural Gas_Fryer_E1 | Commercial | Restaurant | Existing | Food Preparation | Natural Gas | Fryer | E1 | Standard | 100% | 0% | 0% | 1.7523 | 0 | 0 | 0 | 7 | 11 | 2021 | 2021 | 100% | 0 | 0 | 0% | Normal | 0% | 0.49952 | 0 | 0 | 1 units | 1 | 0 | 0.00048263 | 1034.9987 | 3379.7321 | 0 | 0 |  | 2016 | 1.0743 | RTF Wkbk - ComCookingFryer_v5_0 | RTF Wkbk - ComCookingFryer_v5_0 | RTF Wkbk - ComCookingFryer_v5_0 |  | Commercial_Restaurant_Existing_Food Preparation_Fryer_Standard | 1.7523 | 3379.7321
Commercial_Restaurant_Existing_Food Preparation_Natural Gas_Fryer_E2 | Commercial | Restaurant | Existing | Food Preparation | Natural Gas | Fryer | E2 | ENERGY STAR | 61.81% | 0% | 0% | 2.2027 | 0 | 0 | 0 | 7 | 11 | 2021 | 2047 | 100% | 0 | 0 | 0% | Normal | 0% | 0.30875 | 0 | 0 | 1 units | 1 | 0 | 0.00048263 | 639.7296 | 4248.3333 | 0 | 0 |  | 2016 | 1.0743 | RTF Wkbk - ComCookingFryer_v5_0 | RTF Wkbk - ComCookingFryer_v5_0 | RTF Wkbk - ComCookingFryer_v5_0 |  | Commercial_Restaurant_Existing_Food Preparation_Fryer_ENERGY STAR | 2.2027 | 4248.3333
Commercial_Restaurant_Existing_Food Preparation_Natural Gas_Fryer_E3 | Commercial | Restaurant | Existing | Food Preparation | Natural Gas | Fryer | E3 |  | 0% | 0% | 0% | 0 | 0 | 0 | 0 | 0 | 0 | 0 | 0 | 0% | 0 | 0 | 0% | Normal | 0% | 0 | 0 | 0 | [15 empty] | Commercial_Restaurant_Existing_Food Preparation_Fryer_ | 0 | 0
Commercial_Restaurant_Existing_Food Preparation_Natural Gas_Fryer_E4 | Commercial | Restaurant | Existing | Food Preparation | Natural Gas | Fryer | E4 |  | 0% | 0% | 0% | 0 | 0 | 0 | 0 | 0 | 0 | 0 | 0 | 0% | 0 | 0 | 0% | Normal | 0% | 0 | 0 | 0 | [15 empty] | Commercial_Restaurant_Existing_Food Preparation_Fryer_ | 0 | 0
Commercial_Restaurant_Existing_Food Preparation_Natural Gas_Fryer_E5 | Commercial | Restaurant | Existing | Food Preparation | Natural Gas | Fryer | E5 |  | 0% | 0% | 0% | 0 | 0 | 0 | 0 | 0 | 0 | 0 | 0 | 0% | 0 | 0 | 0% | Normal | 0% | 0 | 0 | 0 | [15 empty] | Commercial_Restaurant_Existing_Food Preparation_Fryer_ | 0 | 0
Commercial_Restaurant_Existing_Food Preparation_Natural Gas_Fryer_E6 | Commercial | Restaurant | Existing | Food Preparation | Natural Gas | Fryer | E6 |  | 0% | 0% | 0% | 0 | 0 | 0 | 0 | 0 | 0 | 0 | 0 | 0% | 0 | 0 | 0% | Normal | 0% | 0 | 0 | 0 | [15 empty] | Commercial_Restaurant_Existing_Food Preparation_Fryer_ | 0 | 0
Commercial_Restaurant_Existing_Food Preparation_Natural Gas_Fryer_E7 | Commercial | Restaurant | Existing | Food Preparation | Natural Gas | Fryer | E7 |  | 0% | 0% | 0% | 0 | 0 | 0 | 0 | 0 | 0 | 0 | 0 | 0% | 0 | 0 | 0% | Normal | 0% | 0 | 0 | 0 | [15 empty] | Commercial_Restaurant_Existing_Food Preparation_Fryer_ | 0 | 0
Commercial_Restaurant_Existing_Food Preparation_Natural Gas_Fryer_E8 | Commercial | Restaurant | Existing | Food Preparation | Natural Gas | Fryer | E8 |  | 0% | 0% | 0% | 0 | 0 | 0 | 0 | 0 | 0 | 0 | 0 | 0% | 0 | 0 | 0% | Normal | 0% | 0 | 0 | 0 | [15 empty] | Commercial_Restaurant_Existing_Food Preparation_Fryer_ | 0 | 0
Commercial_Restaurant_Existing_Food Preparation_Natural Gas_Fryer_E9 | Commercial | Restaurant | Existing | Food Preparation | Natural Gas | Fryer | E9 |  | 0% | 0% | 0% | 0 | 0 | 0 | 0 | 0 | 0 | 0 | 0 | 0% | 0 | 0 | 0% | Normal | 0% | 0 | 0 | 0 | [15 empty] | Commercial_Restaurant_Existing_Food Preparation_Fryer_ | 0 | 0
Commercial_Restaurant_Existing_Food Preparation_Natural Gas_Fryer_E10 | Commercial | Restaurant | Existing | Food Preparation | Natural Gas | Fryer | E10 |  | 0% | 0% | 0% | 0 | 0 | 0 | 0 | 0 | 0 | 0 | 0 | 0% | 0 | 0 | 0% | Normal | 0% | 0 | 0 | 0 | [15 empty] | Commercial_Restaurant_Existing_Food Preparation_Fryer_ | 0 | 0
Commercial_Restaurant_Existing_Food Preparation_Natural Gas_Broiler_E1 | Commercial | Restaurant | Existing | Food Preparation | Natural Gas | Broiler | E1 | Standard | 100% | 0% | 0% | 2.0937 | 0 | 0 | 0 | 8 | 16 | 2021 | 2047 | 100% | 0 | 0 | 0% | Normal | 0% | 0.48285 | 0 | 0 | 1 units | 1 | 0 | 0.0007178 | 672.672 | 2500 | 0 | 0 |  | 2011 | 1.1667 | IL TRM - 4.2.14 - CI-FSE-IRBL-V02-180101 | Estimate | IL TRM - 4.2.14 - CI-FSE-IRBL-V02-180101 |  | Commercial_Restaurant_Existing_Food Preparation_Broiler_Standard | 2.0937 | 2500
Commercial_Restaurant_Existing_Food Preparation_Natural Gas_Broiler_E2 | Commercial | Restaurant | Existing | Food Preparation | Natural Gas | Broiler | E2 | Infrared Burners | 64.29% | 0% | 0% | 2.9312 | 0 | 0 | 0 | 8 | 16 | 2021 | 2047 | 100% | 0 | 0 | 0% | Normal | 0% | 0.3104 | 0 | 0 | 1 units | 1 | 0 | 0.0007178 | 432.432 | 3500 | 0 | 0 |  | 2011 | 1.1667 | IL TRM - 4.2.14 - CI-FSE-IRBL-V02-180101 | IL TRM - 4.2.14 - CI-FSE-IRBL-V02-180101 | IL TRM - 4.2.14 - CI-FSE-IRBL-V02-180101 |  | Commercial_Restaurant_Existing_Food Preparation_Broiler_Infrared Burners | 2.9312 | 3500
Commercial_Restaurant_Existing_Food Preparation_Natural Gas_Broiler_E3 | Commercial | Restaurant | Existing | Food Preparation | Natural Gas | Broiler | E3 |  | 0% | 0% | 0% | 0 | 0 | 0 | 0 | 0 | 0 | 0 | 0 | 0% | 0 | 0 | 0% | Normal | 0% | 0 | 0 | 0 | [15 empty] | Commercial_Restaurant_Existing_Food Preparation_Broiler_ | 0 | 0
Commercial_Restaurant_Existing_Food Preparation_Natural Gas_Broiler_E4 | Commercial | Restaurant | Existing | Food Preparation | Natural Gas | Broiler | E4 |  | 0% | 0% | 0% | 0 | 0 | 0 | 0 | 0 | 0 | 0 | 0 | 0% | 0 | 0 | 0% | Normal | 0% | 0 | 0 | 0 | [15 empty] | Commercial_Restaurant_Existing_Food Preparation_Broiler_ | 0 | 0
Commercial_Restaurant_Existing_Food Preparation_Natural Gas_Broiler_E5 | Commercial | Restaurant | Existing | Food Preparation | Natural Gas | Broiler | E5 |  | 0% | 0% | 0% | 0 | 0 | 0 | 0 | 0 | 0 | 0 | 0 | 0% | 0 | 0 | 0% | Normal | 0% | 0 | 0 | 0 | [15 empty] | Commercial_Restaurant_Existing_Food Preparation_Broiler_ | 0 | 0
Commercial_Restaurant_Existing_Food Preparation_Natural Gas_Broiler_E6 | Commercial | Restaurant | Existing | Food Preparation | Natural Gas | Broiler | E6 |  | 0% | 0% | 0% | 0 | 0 | 0 | 0 | 0 | 0 | 0 | 0 | 0% | 0 | 0 | 0% | Normal | 0% | 0 | 0 | 0 | [15 empty] | Commercial_Restaurant_Existing_Food Preparation_Broiler_ | 0 | 0
Commercial_Restaurant_Existing_Food Preparation_Natural Gas_Broiler_E7 | Commercial | Restaurant | Existing | Food Preparation | Natural Gas | Broiler | E7 |  | 0% | 0% | 0% | 0 | 0 | 0 | 0 | 0 | 0 | 0 | 0 | 0% | 0 | 0 | 0% | Normal | 0% | 0 | 0 | 0 | [15 empty] | Commercial_Restaurant_Existing_Food Preparation_Broiler_ | 0 | 0
Commercial_Restaurant_Existing_Food Preparation_Natural Gas_Broiler_E8 | Commercial | Restaurant | Existing | Food Preparation | Natural Gas | Broiler | E8 |  | 0% | 0% | 0% | 0 | 0 | 0 | 0 | 0 | 0 | 0 | 0 | 0% | 0 | 0 | 0% | Normal | 0% | 0 | 0 | 0 | [15 empty] | Commercial_Restaurant_Existing_Food Preparation_Broiler_ | 0 | 0
Commercial_Restaurant_Existing_Food Preparation_Natural Gas_Broiler_E9 | Commercial | Restaurant | Existing | Food Preparation | Natural Gas | Broiler | E9 |  | 0% | 0% | 0% | 0 | 0 | 0 | 0 | 0 | 0 | 0 | 0 | 0% | 0 | 0 | 0% | Normal | 0% | 0 | 0 | 0 | [15 empty] | Commercial_Restaurant_Existing_Food Preparation_Broiler_ | 0 | 0
Commercial_Restaurant_Existing_Food Preparation_Natural Gas_Broiler_E10 | Commercial | Restaurant | Existing | Food Preparation | Natural Gas | Broiler | E10 |  | 0% | 0% | 0% | 0 | 0 | 0 | 0 | 0 | 0 | 0 | 0 | 0% | 0 | 0 | 0% | Normal | 0% | 0 | 0 | 0 | [15 empty] | Commercial_Restaurant_Existing_Food Preparation_Broiler_ | 0 | 0
Commercial_Restaurant_Existing_Food Preparation_Natural Gas_Griddle_E1 | Commercial | Restaurant | Existing | Food Preparation | Natural Gas | Griddle | E1 | Standard | 100% | 0% | 0% | 1.6221 | 0 | 0 | 0 | 8 | 16 | 2021 | 2047 | 100% | 0 | 0 | 0% | Normal | 0% | 0.345 | 0 | 0 | 1 units | 1 | 0 | 0.00028005 | 1231.891 | 5150 | 0 | 0 |  | 2013 | 1.1247 | IL TRM - 4.2.8 - CI-FSE-ESGR-V04-200101 | IL TRM - 4.2.8 - CI-FSE-ESGR-V04-200101 | IL TRM - 4.2.8 - CI-FSE-ESGR-V04-200101 |  | Commercial_Restaurant_Existing_Food Preparation_Griddle_Standard | 1.6221 | 5150
Commercial_Restaurant_Existing_Food Preparation_Natural Gas_Griddle_E2 | Commercial | Restaurant | Existing | Food Preparation | Natural Gas | Griddle | E2 | ENERGY STAR | 86.37% | 0% | 0% | 2.0158 | 0 | 0 | 0 | 8 | 16 | 2021 | 2047 | 100% | 0 | 0 | 0% | Normal | 0% | 0.29796 | 0 | 0 | 1 units | 1 | 0 | 0.00028005 | 1063.9446 | 6400 | 0 | 0 |  | 2013 | 1.1247 | IL TRM - 4.2.8 - CI-FSE-ESGR-V04-200101 | IL TRM - 4.2.8 - CI-FSE-ESGR-V04-200101 | IL TRM - 4.2.8 - CI-FSE-ESGR-V04-200101 |  | Commercial_Restaurant_Existing_Food Preparation_Griddle_ENERGY STAR | 2.0158 | 6400
Commercial_Restaurant_Existing_Food Preparation_Natural Gas_Griddle_E3 | Commercial | Restaurant | Existing | Food Preparation | Natural Gas | Griddle | E3 |  | 0% | 0% | 0% | 0 | 0 | 0 | 0 | 0 | 0 | 0 | 0 | 0% | 0 | 0 | 0% | Normal | 0% | 0 | 0 | 0 | [15 empty] | Commercial_Restaurant_Existing_Food Preparation_Griddle_ | 0 | 0
Commercial_Restaurant_Existing_Food Preparation_Natural Gas_Griddle_E4 | Commercial | Restaurant | Existing | Food Preparation | Natural Gas | Griddle | E4 |  | 0% | 0% | 0% | 0 | 0 | 0 | 0 | 0 | 0 | 0 | 0 | 0% | 0 | 0 | 0% | Normal | 0% | 0 | 0 | 0 | [15 empty] | Commercial_Restaurant_Existing_Food Preparation_Griddle_ | 0 | 0
Commercial_Restaurant_Existing_Food Preparation_Natural Gas_Griddle_E5 | Commercial | Restaurant | Existing | Food Preparation | Natural Gas | Griddle | E5 |  | 0% | 0% | 0% | 0 | 0 | 0 | 0 | 0 | 0 | 0 | 0 | 0% | 0 | 0 | 0% | Normal | 0% | 0 | 0 | 0 | [15 empty] | Commercial_Restaurant_Existing_Food Preparation_Griddle_ | 0 | 0
Commercial_Restaurant_Existing_Food Preparation_Natural Gas_Griddle_E6 | Commercial | Restaurant | Existing | Food Preparation | Natural Gas | Griddle | E6 |  | 0% | 0% | 0% | 0 | 0 | 0 | 0 | 0 | 0 | 0 | 0 | 0% | 0 | 0 | 0% | Normal | 0% | 0 | 0 | 0 | [15 empty] | Commercial_Restaurant_Existing_Food Preparation_Griddle_ | 0 | 0
Commercial_Restaurant_Existing_Food Preparation_Natural Gas_Griddle_E7 | Commercial | Restaurant | Existing | Food Preparation | Natural Gas | Griddle | E7 |  | 0% | 0% | 0% | 0 | 0 | 0 | 0 | 0 | 0 | 0 | 0 | 0% | 0 | 0 | 0% | Normal | 0% | 0 | 0 | 0 | [15 empty] | Commercial_Restaurant_Existing_Food Preparation_Griddle_ | 0 | 0
Commercial_Restaurant_Existing_Food Preparation_Natural Gas_Griddle_E8 | Commercial | Restaurant | Existing | Food Preparation | Natural Gas | Griddle | E8 |  | 0% | 0% | 0% | 0 | 0 | 0 | 0 | 0 | 0 | 0 | 0 | 0% | 0 | 0 | 0% | Normal | 0% | 0 | 0 | 0 | [15 empty] | Commercial_Restaurant_Existing_Food Preparation_Griddle_ | 0 | 0
Commercial_Restaurant_Existing_Food Preparation_Natural Gas_Griddle_E9 | Commercial | Restaurant | Existing | Food Preparation | Natural Gas | Griddle | E9 |  | 0% | 0% | 0% | 0 | 0 | 0 | 0 | 0 | 0 | 0 | 0 | 0% | 0 | 0 | 0% | Normal | 0% | 0 | 0 | 0 | [15 empty] | Commercial_Restaurant_Existing_Food Preparation_Griddle_ | 0 | 0
Commercial_Restaurant_Existing_Food Preparation_Natural Gas_Griddle_E10 | Commercial | Restaurant | Existing | Food Preparation | Natural Gas | Griddle | E10 |  | 0% | 0% | 0% | 0 | 0 | 0 | 0 | 0 | 0 | 0 | 0 | 0% | 0 | 0 | 0% | Normal | 0% | 0 | 0 | 0 | [15 empty] | Commercial_Restaurant_Existing_Food Preparation_Griddle_ | 0 | 0
Commercial_Restaurant_Existing_Food Preparation_Natural Gas_Range_E1 | Commercial | Restaurant | Existing | Food Preparation | Natural Gas | Range | E1 | Standard | 100% | 0% | 0% | 2.1943 | 0 | 0 | 0 | 8 | 12 | 2021 | 2047 | 100% | 0 | 0 | 0% | Normal | 0% | 0.33247 | 0 | 0 | 1 units | 1 | 0 | 0.00027705 | 1200 | 7450 | 0 | 0 |  | 2017 | 1.0631 | COOK_OVN-Food Preparation-AEO17-1 | EIA 2018 Tech Forecast | Navigant 2009 |  | Commercial_Restaurant_Existing_Food Preparation_Range_Standard | 2.1943 | 7450
Commercial_Restaurant_Existing_Food Preparation_Natural Gas_Range_E2 | Commercial | Restaurant | Existing | Food Preparation | Natural Gas | Range | E2 | High Efficiency | 85.71% | 0% | 0% | 2.1943 | 0 | 0 | 0 | 8 | 12 | 2021 | 2047 | 100% | 0 | 0 | 0% | Normal | 0% | 0.28497 | 0 | 0 | 1 units | 1 | 0 | 0.00027705 | 1028.5714 | 7450.01 | 0 | 0 |  | 2017 | 1.0631 | COOK_OVN-Food Preparation-AEO17-1 | EIA 2018 Tech Forecast | EIA 2018 Tech Forecast |  | Commercial_Restaurant_Existing_Food Preparation_Range_High Efficiency | 2.1943 | 7450.01
Commercial_Restaurant_Existing_Food Preparation_Natural Gas_Range_E3 | Commercial | Restaurant | Existing | Food Preparation | Natural Gas | Range | E3 |  | 0% | 0% | 0% | 0 | 0 | 0 | 0 | 0 | 0 | 0 | 0 | 0% | 0 | 0 | 0% | Normal | 0% | 0 | 0 | 0 | [15 empty] | Commercial_Restaurant_Existing_Food Preparation_Range_ | 0 | 0
Commercial_Restaurant_Existing_Food Preparation_Natural Gas_Range_E4 | Commercial | Restaurant | Existing | Food Preparation | Natural Gas | Range | E4 |  | 0% | 0% | 0% | 0 | 0 | 0 | 0 | 0 | 0 | 0 | 0 | 0% | 0 | 0 | 0% | Normal | 0% | 0 | 0 | 0 | [15 empty] | Commercial_Restaurant_Existing_Food Preparation_Range_ | 0 | 0
Commercial_Restaurant_Existing_Food Preparation_Natural Gas_Range_E5 | Commercial | Restaurant | Existing | Food Preparation | Natural Gas | Range | E5 |  | 0% | 0% | 0% | 0 | 0 | 0 | 0 | 0 | 0 | 0 | 0 | 0% | 0 | 0 | 0% | Normal | 0% | 0 | 0 | 0 | [15 empty] | Commercial_Restaurant_Existing_Food Preparation_Range_ | 0 | 0
Commercial_Restaurant_Existing_Food Preparation_Natural Gas_Range_E6 | Commercial | Restaurant | Existing | Food Preparation | Natural Gas | Range | E6 |  | 0% | 0% | 0% | 0 | 0 | 0 | 0 | 0 | 0 | 0 | 0 | 0% | 0 | 0 | 0% | Normal | 0% | 0 | 0 | 0 | [15 empty] | Commercial_Restaurant_Existing_Food Preparation_Range_ | 0 | 0
Commercial_Restaurant_Existing_Food Preparation_Natural Gas_Range_E7 | Commercial | Restaurant | Existing | Food Preparation | Natural Gas | Range | E7 |  | 0% | 0% | 0% | 0 | 0 | 0 | 0 | 0 | 0 | 0 | 0 | 0% | 0 | 0 | 0% | Normal | 0% | 0 | 0 | 0 | [15 empty] | Commercial_Restaurant_Existing_Food Preparation_Range_ | 0 | 0
Commercial_Restaurant_Existing_Food Preparation_Natural Gas_Range_E8 | Commercial | Restaurant | Existing | Food Preparation | Natural Gas | Range | E8 |  | 0% | 0% | 0% | 0 | 0 | 0 | 0 | 0 | 0 | 0 | 0 | 0% | 0 | 0 | 0% | Normal | 0% | 0 | 0 | 0 | [15 empty] | Commercial_Restaurant_Existing_Food Preparation_Range_ | 0 | 0
Commercial_Restaurant_Existing_Food Preparation_Natural Gas_Range_E9 | Commercial | Restaurant | Existing | Food Preparation | Natural Gas | Range | E9 |  | 0% | 0% | 0% | 0 | 0 | 0 | 0 | 0 | 0 | 0 | 0 | 0% | 0 | 0 | 0% | Normal | 0% | 0 | 0 | 0 | [15 empty] | Commercial_Restaurant_Existing_Food Preparation_Range_ | 0 | 0
Commercial_Restaurant_Existing_Food Preparation_Natural Gas_Range_E10 | Commercial | Restaurant | Existing | Food Preparation | Natural Gas | Range | E10 |  | 0% | 0% | 0% | 0 | 0 | 0 | 0 | 0 | 0 | 0 | 0 | 0% | 0 | 0 | 0% | Normal | 0% | 0 | 0 | 0 | [15 empty] | Commercial_Restaurant_Existing_Food Preparation_Range_ | 0 | 0
Commercial_Restaurant_Existing_Food Preparation_Natural Gas_Steamer_E1 | Commercial | Restaurant | Existing | Food Preparation | Natural Gas | Steamer | E1 | Standard | 100% | 0% | 0% | 4.7078 | 0 | 0 | 0 | 6 | 10 | 2021 | 2021 | 100% | 0 | 0 | 0% | Normal | 0% | 0.61901 | 0 | 0 | 1 units | 1 | 0 | 0.00042008 | 1473.5418 | 10431.946 | 0 | 0 |  | 2016 | 1.0743 | RTF Wkbk - ComCookingSteamer_v5_0 | RTF Wkbk - ComCookingSteamer_v5_0 | RTF Wkbk - ComCookingSteamer_v5_0 |  | Commercial_Restaurant_Existing_Food Preparation_Steamer_Standard | 4.7078 | 10431.946
Commercial_Restaurant_Existing_Food Preparation_Natural Gas_Steamer_E2 | Commercial | Restaurant | Existing | Food Preparation | Natural Gas | Steamer | E2 | ENERGY STAR | 17.54% | 0% | 0% | 4.7078 | 0 | -0.30996 | 0 | 6 | 10 | 2021 | 2047 | 100% | 0 | 0 | 0% | Normal | 0% | 0.10855 | 0 | 0 | 1 units | 1 | 0 | 0.00042008 | 258.3998 | 10431.956 | 0 | -686.8492 |  | 2016 | 1.0743 | RTF Wkbk - ComCookingSteamer_v5_0 | RTF Wkbk - ComCookingSteamer_v5_0 | RTF Wkbk - ComCookingSteamer_v5_0 |  | Commercial_Restaurant_Existing_Food Preparation_Steamer_ENERGY STAR | 4.3978 | 9745.1068
Commercial_Restaurant_Existing_Food Preparation_Natural Gas_Steamer_E3 | Commercial | Restaurant | Existing | Food Preparation | Natural Gas | Steamer | E3 |  | 0% | 0% | 0% | 0 | 0 | 0 | 0 | 0 | 0 | 0 | 0 | 0% | 0 | 0 | 0% | Normal | 0% | 0 | 0 | 0 | [15 empty] | Commercial_Restaurant_Existing_Food Preparation_Steamer_ | 0 | 0
Commercial_Restaurant_Existing_Food Preparation_Natural Gas_Steamer_E4 | Commercial | Restaurant | Existing | Food Preparation | Natural Gas | Steamer | E4 |  | 0% | 0% | 0% | 0 | 0 | 0 | 0 | 0 | 0 | 0 | 0 | 0% | 0 | 0 | 0% | Normal | 0% | 0 | 0 | 0 | [15 empty] | Commercial_Restaurant_Existing_Food Preparation_Steamer_ | 0 | 0
Commercial_Restaurant_Existing_Food Preparation_Natural Gas_Steamer_E5 | Commercial | Restaurant | Existing | Food Preparation | Natural Gas | Steamer | E5 |  | 0% | 0% | 0% | 0 | 0 | 0 | 0 | 0 | 0 | 0 | 0 | 0% | 0 | 0 | 0% | Normal | 0% | 0 | 0 | 0 | [15 empty] | Commercial_Restaurant_Existing_Food Preparation_Steamer_ | 0 | 0
Commercial_Restaurant_Existing_Food Preparation_Natural Gas_Steamer_E6 | Commercial | Restaurant | Existing | Food Preparation | Natural Gas | Steamer | E6 |  | 0% | 0% | 0% | 0 | 0 | 0 | 0 | 0 | 0 | 0 | 0 | 0% | 0 | 0 | 0% | Normal | 0% | 0 | 0 | 0 | [15 empty] | Commercial_Restaurant_Existing_Food Preparation_Steamer_ | 0 | 0
Commercial_Restaurant_Existing_Food Preparation_Natural Gas_Steamer_E7 | Commercial | Restaurant | Existing | Food Preparation | Natural Gas | Steamer | E7 |  | 0% | 0% | 0% | 0 | 0 | 0 | 0 | 0 | 0 | 0 | 0 | 0% | 0 | 0 | 0% | Normal | 0% | 0 | 0 | 0 | [15 empty] | Commercial_Restaurant_Existing_Food Preparation_Steamer_ | 0 | 0
Commercial_Restaurant_Existing_Food Preparation_Natural Gas_Steamer_E8 | Commercial | Restaurant | Existing | Food Preparation | Natural Gas | Steamer | E8 |  | 0% | 0% | 0% | 0 | 0 | 0 | 0 | 0 | 0 | 0 | 0 | 0% | 0 | 0 | 0% | Normal | 0% | 0 | 0 | 0 | [15 empty] | Commercial_Restaurant_Existing_Food Preparation_Steamer_ | 0 | 0
Commercial_Restaurant_Existing_Food Preparation_Natural Gas_Steamer_E9 | Commercial | Restaurant | Existing | Food Preparation | Natural Gas | Steamer | E9 |  | 0% | 0% | 0% | 0 | 0 | 0 | 0 | 0 | 0 | 0 | 0 | 0% | 0 | 0 | 0% | Normal | 0% | 0 | 0 | 0 | [15 empty] | Commercial_Restaurant_Existing_Food Preparation_Steamer_ | 0 | 0
Commercial_Restaurant_Existing_Food Preparation_Natural Gas_Steamer_E10 | Commercial | Restaurant | Existing | Food Preparation | Natural Gas | Steamer | E10 |  | 0% | 0% | 0% | 0 | 0 | 0 | 0 | 0 | 0 | 0 | 0 | 0% | 0 | 0 | 0% | Normal | 0% | 0 | 0 | 0 | [15 empty] | Commercial_Restaurant_Existing_Food Preparation_Steamer_ | 0 | 0
Commercial_Restaurant_Existing_Food Preparation_Natural Gas_Commercial Food Prep Other_E1 | Commercial | Restaurant | Existing | Food Preparation | Natural Gas | Commercial Food Prep Other | E1 | Standard | 100% | 0% | 0% | 0.12354 | 0 | 0 | 0 | 8 | 12 | 2021 | 2047 | 100% | 0 | 0 | 0% | Normal | 0% | 0.14829 | 0 | 0 | 1 units | 1 | 0 | 0.00010419 | 1423.18 | 1000 | 0 | 0 |  | 2010 | 1.1857 | Default | Default | Default |  | Commercial_Restaurant_Existing_Food Preparation_Commercial Food Prep Other_Standard | 0.12354 | 1000
Commercial_Restaurant_Existing_Food Preparation_Natural Gas_Commercial Food Prep Other_E2 | Commercial | Restaurant | Existing | Food Preparation | Natural Gas | Commercial Food Prep Other | E2 | ENERGY STAR | 74.27% | 0% | 0% | 0.15007 | 0 | 0 | 0 | 8 | 12 | 2021 | 2047 | 100% | 0 | 0 | 0% | Normal | 0% | 0.11014 | 0 | 0 | 1 units | 1 | 0 | 0.00010419 | 1057.0182 | 1214.7567 | 0 | 0 |  | 2010 | 1.1857 | N/A | N/A | N/A |  | Commercial_Restaurant_Existing_Food Preparation_Commercial Food Prep Other_ENERGY STAR | 0.15007 | 1214.7567
Commercial_Restaurant_Existing_Food Preparation_Natural Gas_Commercial Food Prep Other_E3 | Commercial | Restaurant | Existing | Food Preparation | Natural Gas | Commercial Food Prep Other | E3 |  | 0% | 0% | 0% | 0 | 0 | 0 | 0 | 0 | 0 | 0 | 0 | 0% | 0 | 0 | 0% | Normal | 0% | 0 | 0 | 0 | [15 empty] | Commercial_Restaurant_Existing_Food Preparation_Commercial Food Prep Other_ | 0 | 0
Commercial_Restaurant_Existing_Food Preparation_Natural Gas_Commercial Food Prep Other_E4 | Commercial | Restaurant | Existing | Food Preparation | Natural Gas | Commercial Food Prep Other | E4 |  | 0% | 0% | 0% | 0 | 0 | 0 | 0 | 0 | 0 | 0 | 0 | 0% | 0 | 0 | 0% | Normal | 0% | 0 | 0 | 0 | [15 empty] | Commercial_Restaurant_Existing_Food Preparation_Commercial Food Prep Other_ | 0 | 0
Commercial_Restaurant_Existing_Food Preparation_Natural Gas_Commercial Food Prep Other_E5 | Commercial | Restaurant | Existing | Food Preparation | Natural Gas | Commercial Food Prep Other | E5 |  | 0% | 0% | 0% | 0 | 0 | 0 | 0 | 0 | 0 | 0 | 0 | 0% | 0 | 0 | 0% | Normal | 0% | 0 | 0 | 0 | [15 empty] | Commercial_Restaurant_Existing_Food Preparation_Commercial Food Prep Other_ | 0 | 0
Commercial_Restaurant_Existing_Food Preparation_Natural Gas_Commercial Food Prep Other_E6 | Commercial | Restaurant | Existing | Food Preparation | Natural Gas | Commercial Food Prep Other | E6 |  | 0% | 0% | 0% | 0 | 0 | 0 | 0 | 0 | 0 | 0 | 0 | 0% | 0 | 0 | 0% | Normal | 0% | 0 | 0 | 0 | [15 empty] | Commercial_Restaurant_Existing_Food Preparation_Commercial Food Prep Other_ | 0 | 0
Commercial_Restaurant_Existing_Food Preparation_Natural Gas_Commercial Food Prep Other_E7 | Commercial | Restaurant | Existing | Food Preparation | Natural Gas | Commercial Food Prep Other | E7 |  | 0% | 0% | 0% | 0 | 0 | 0 | 0 | 0 | 0 | 0 | 0 | 0% | 0 | 0 | 0% | Normal | 0% | 0 | 0 | 0 | [15 empty] | Commercial_Restaurant_Existing_Food Preparation_Commercial Food Prep Other_ | 0 | 0
Commercial_Restaurant_Existing_Food Preparation_Natural Gas_Commercial Food Prep Other_E8 | Commercial | Restaurant | Existing | Food Preparation | Natural Gas | Commercial Food Prep Other | E8 |  | 0% | 0% | 0% | 0 | 0 | 0 | 0 | 0 | 0 | 0 | 0 | 0% | 0 | 0 | 0% | Normal | 0% | 0 | 0 | 0 | [15 empty] | Commercial_Restaurant_Existing_Food Preparation_Commercial Food Prep Other_ | 0 | 0
Commercial_Restaurant_Existing_Food Preparation_Natural Gas_Commercial Food Prep Other_E9 | Commercial | Restaurant | Existing | Food Preparation | Natural Gas | Commercial Food Prep Other | E9 |  | 0% | 0% | 0% | 0 | 0 | 0 | 0 | 0 | 0 | 0 | 0 | 0% | 0 | 0 | 0% | Normal | 0% | 0 | 0 | 0 | [15 empty] | Commercial_Restaurant_Existing_Food Preparation_Commercial Food Prep Other_ | 0 | 0
Commercial_Restaurant_Existing_Food Preparation_Natural Gas_Commercial Food Prep Other_E10 | Commercial | Restaurant | Existing | Food Preparation | Natural Gas | Commercial Food Prep Other | E10 |  | 0% | 0% | 0% | 0 | 0 | 0 | 0 | 0 | 0 | 0 | 0 | 0% | 0 | 0 | 0% | Normal | 0% | 0 | 0 | 0 | [15 empty] | Commercial_Restaurant_Existing_Food Preparation_Commercial Food Prep Other_ | 0 | 0
Commercial_Restaurant_Existing_Miscellaneous_Natural Gas_Pool Heater_E1 | Commercial | Restaurant | Existing | Miscellaneous | Natural Gas | Pool Heater | E1 | Standard (EF .78) | 100% | 0% | 0% | 0.013398 | 0 | 0 | 0 | 4 | 8 | 2021 | 2047 | 100% | 0 | 0 | 0% | Normal | 0% | 0.01 | 0 | 0 | 1 units | 1 | 0 | 6.7159e-07 | 14890 | 18052 | 0 | 0 |  | 2014 | 1.1051 | DOE Commercial R&D 2016 - Table 7-6 | DOE Commercial R&D 2016 - Table 7-7 | DOE Commercial R&D 2016 - Table 7-8 |  | Commercial_Restaurant_Existing_Miscellaneous_Pool Heater_Standard (EF .78) | 0.013398 | 18052
Commercial_Restaurant_Existing_Miscellaneous_Natural Gas_Pool Heater_E2 | Commercial | Restaurant | Existing | Miscellaneous | Natural Gas | Pool Heater | E2 | Condensing (EF .90) | 85% | 0% | 0% | 0.021937 | 0 | 0 | 0 | 4 | 8 | 2021 | 2047 | 100% | 0 | 0 | 0% | Normal | 0% | 0.0085 | 0 | 0 | 1 units | 1 | 0 | 6.7159e-07 | 12656.5 | 29558 | 0 | 0 |  | 2014 | 1.1051 | DOE Commercial R&D 2016 - Table 7-6 | DOE Commercial R&D 2016 - Table 7-7 | DOE Commercial R&D 2016 - Table 7-9 |  | Commercial_Restaurant_Existing_Miscellaneous_Pool Heater_Condensing (EF .90) | 0.021937 | 29558
Commercial_Restaurant_Existing_Miscellaneous_Natural Gas_Pool Heater_E3 | Commercial | Restaurant | Existing | Miscellaneous | Natural Gas | Pool Heater | E3 |  | 0% | 0% | 0% | 0 | 0 | 0 | 0 | 0 | 0 | 0 | 0 | 0% | 0 | 0 | 0% | Normal | 0% | 0 | 0 | 0 | [15 empty] | Commercial_Restaurant_Existing_Miscellaneous_Pool Heater_ | 0 | 0
Commercial_Restaurant_Existing_Miscellaneous_Natural Gas_Pool Heater_E4 | Commercial | Restaurant | Existing | Miscellaneous | Natural Gas | Pool Heater | E4 |  | 0% | 0% | 0% | 0 | 0 | 0 | 0 | 0 | 0 | 0 | 0 | 0% | 0 | 0 | 0% | Normal | 0% | 0 | 0 | 0 | [15 empty] | Commercial_Restaurant_Existing_Miscellaneous_Pool Heater_ | 0 | 0
Commercial_Restaurant_Existing_Miscellaneous_Natural Gas_Pool Heater_E5 | Commercial | Restaurant | Existing | Miscellaneous | Natural Gas | Pool Heater | E5 |  | 0% | 0% | 0% | 0 | 0 | 0 | 0 | 0 | 0 | 0 | 0 | 0% | 0 | 0 | 0% | Normal | 0% | 0 | 0 | 0 | [15 empty] | Commercial_Restaurant_Existing_Miscellaneous_Pool Heater_ | 0 | 0
Commercial_Restaurant_Existing_Miscellaneous_Natural Gas_Pool Heater_E6 | Commercial | Restaurant | Existing | Miscellaneous | Natural Gas | Pool Heater | E6 |  | 0% | 0% | 0% | 0 | 0 | 0 | 0 | 0 | 0 | 0 | 0 | 0% | 0 | 0 | 0% | Normal | 0% | 0 | 0 | 0 | [15 empty] | Commercial_Restaurant_Existing_Miscellaneous_Pool Heater_ | 0 | 0
Commercial_Restaurant_Existing_Miscellaneous_Natural Gas_Pool Heater_E7 | Commercial | Restaurant | Existing | Miscellaneous | Natural Gas | Pool Heater | E7 |  | 0% | 0% | 0% | 0 | 0 | 0 | 0 | 0 | 0 | 0 | 0 | 0% | 0 | 0 | 0% | Normal | 0% | 0 | 0 | 0 | [15 empty] | Commercial_Restaurant_Existing_Miscellaneous_Pool Heater_ | 0 | 0
Commercial_Restaurant_Existing_Miscellaneous_Natural Gas_Pool Heater_E8 | Commercial | Restaurant | Existing | Miscellaneous | Natural Gas | Pool Heater | E8 |  | 0% | 0% | 0% | 0 | 0 | 0 | 0 | 0 | 0 | 0 | 0 | 0% | 0 | 0 | 0% | Normal | 0% | 0 | 0 | 0 | [15 empty] | Commercial_Restaurant_Existing_Miscellaneous_Pool Heater_ | 0 | 0
Commercial_Restaurant_Existing_Miscellaneous_Natural Gas_Pool Heater_E9 | Commercial | Restaurant | Existing | Miscellaneous | Natural Gas | Pool Heater | E9 |  | 0% | 0% | 0% | 0 | 0 | 0 | 0 | 0 | 0 | 0 | 0 | 0% | 0 | 0 | 0% | Normal | 0% | 0 | 0 | 0 | [15 empty] | Commercial_Restaurant_Existing_Miscellaneous_Pool Heater_ | 0 | 0
Commercial_Restaurant_Existing_Miscellaneous_Natural Gas_Pool Heater_E10 | Commercial | Restaurant | Existing | Miscellaneous | Natural Gas | Pool Heater | E10 |  | 0% | 0% | 0% | 0 | 0 | 0 | 0 | 0 | 0 | 0 | 0 | 0% | 0 | 0 | 0% | Normal | 0% | 0 | 0 | 0 | [15 empty] | Commercial_Restaurant_Existing_Miscellaneous_Pool Heater_ | 0 | 0
Commercial_Restaurant_Existing_Miscellaneous_Natural Gas_Miscellaneous_E1 | Commercial | Restaurant | Existing | Miscellaneous | Natural Gas | Miscellaneous | E1 | Miscellaneous | 100% | 0% | 0% | 0.022674 | 0 | 0 | 0 | 2 | 8 | 2021 | 2047 | 100% | 0 | 0 | 0% | Normal | 0% | 0.021106 | 0 | 0 | 1 units | 1 | 0 | 0.021106 | 1 | 1 | 0 | 0 |  | 2016 | 1.0743 | N/A | N/A | N/A |  | Commercial_Restaurant_Existing_Miscellaneous_Miscellaneous_Miscellaneous | 0.022674 | 1
Commercial_Restaurant_Existing_Miscellaneous_Natural Gas_Miscellaneous_E2 | Commercial | Restaurant | Existing | Miscellaneous | Natural Gas | Miscellaneous | E2 |  | 0% | 0% | 0% | 0 | 0 | 0 | 0 | 0 | 0 | 0 | 0 | 0% | 0 | 0 | 0% | Normal | 0% | 0 | 0 | 0 | [15 empty] | Commercial_Restaurant_Existing_Miscellaneous_Miscellaneous_ | 0 | 0
Commercial_Restaurant_Existing_Miscellaneous_Natural Gas_Miscellaneous_E3 | Commercial | Restaurant | Existing | Miscellaneous | Natural Gas | Miscellaneous | E3 |  | 0% | 0% | 0% | 0 | 0 | 0 | 0 | 0 | 0 | 0 | 0 | 0% | 0 | 0 | 0% | Normal | 0% | 0 | 0 | 0 | [15 empty] | Commercial_Restaurant_Existing_Miscellaneous_Miscellaneous_ | 0 | 0
Commercial_Restaurant_Existing_Miscellaneous_Natural Gas_Miscellaneous_E4 | Commercial | Restaurant | Existing | Miscellaneous | Natural Gas | Miscellaneous | E4 |  | 0% | 0% | 0% | 0 | 0 | 0 | 0 | 0 | 0 | 0 | 0 | 0% | 0 | 0 | 0% | Normal | 0% | 0 | 0 | 0 | [15 empty] | Commercial_Restaurant_Existing_Miscellaneous_Miscellaneous_ | 0 | 0
Commercial_Restaurant_Existing_Miscellaneous_Natural Gas_Miscellaneous_E5 | Commercial | Restaurant | Existing | Miscellaneous | Natural Gas | Miscellaneous | E5 |  | 0% | 0% | 0% | 0 | 0 | 0 | 0 | 0 | 0 | 0 | 0 | 0% | 0 | 0 | 0% | Normal | 0% | 0 | 0 | 0 | [15 empty] | Commercial_Restaurant_Existing_Miscellaneous_Miscellaneous_ | 0 | 0
Commercial_Restaurant_Existing_Miscellaneous_Natural Gas_Miscellaneous_E6 | Commercial | Restaurant | Existing | Miscellaneous | Natural Gas | Miscellaneous | E6 |  | 0% | 0% | 0% | 0 | 0 | 0 | 0 | 0 | 0 | 0 | 0 | 0% | 0 | 0 | 0% | Normal | 0% | 0 | 0 | 0 | [15 empty] | Commercial_Restaurant_Existing_Miscellaneous_Miscellaneous_ | 0 | 0
Commercial_Restaurant_Existing_Miscellaneous_Natural Gas_Miscellaneous_E7 | Commercial | Restaurant | Existing | Miscellaneous | Natural Gas | Miscellaneous | E7 |  | 0% | 0% | 0% | 0 | 0 | 0 | 0 | 0 | 0 | 0 | 0 | 0% | 0 | 0 | 0% | Normal | 0% | 0 | 0 | 0 | [15 empty] | Commercial_Restaurant_Existing_Miscellaneous_Miscellaneous_ | 0 | 0
Commercial_Restaurant_Existing_Miscellaneous_Natural Gas_Miscellaneous_E8 | Commercial | Restaurant | Existing | Miscellaneous | Natural Gas | Miscellaneous | E8 |  | 0% | 0% | 0% | 0 | 0 | 0 | 0 | 0 | 0 | 0 | 0 | 0% | 0 | 0 | 0% | Normal | 0% | 0 | 0 | 0 | [15 empty] | Commercial_Restaurant_Existing_Miscellaneous_Miscellaneous_ | 0 | 0
Commercial_Restaurant_Existing_Miscellaneous_Natural Gas_Miscellaneous_E9 | Commercial | Restaurant | Existing | Miscellaneous | Natural Gas | Miscellaneous | E9 |  | 0% | 0% | 0% | 0 | 0 | 0 | 0 | 0 | 0 | 0 | 0 | 0% | 0 | 0 | 0% | Normal | 0% | 0 | 0 | 0 | [15 empty] | Commercial_Restaurant_Existing_Miscellaneous_Miscellaneous_ | 0 | 0
Commercial_Restaurant_Existing_Miscellaneous_Natural Gas_Miscellaneous_E10 | Commercial | Restaurant | Existing | Miscellaneous | Natural Gas | Miscellaneous | E10 |  | 0% | 0% | 0% | 0 | 0 | 0 | 0 | 0 | 0 | 0 | 0 | 0% | 0 | 0 | 0% | Normal | 0% | 0 | 0 | 0 | [15 empty] | Commercial_Restaurant_Existing_Miscellaneous_Miscellaneous_ | 0 | 0
Commercial_Restaurant_New_Space Heating_Natural Gas_Furnace_E1 | Commercial | Restaurant | New | Space Heating | Natural Gas | Furnace | E1 | AFUE 80% (Standard) | 100% | 0% | 0% | 0.18083 | 0.18944 | 0.029278 | 0 | 17 | 29 | 2021 | 2023 | 100% | 0 | 0 | 0% | Normal | 0% | 0.70142 | 0 | 0 | 400 kBtu/hr | 400 | 0 | 0.0648 | 0.70142 | 1050 | 1100 | 170 |  | 2017 | 1.0631 | EIA18_Tech Forecast Updates_p.90_Current Standard | EIA18_Tech Forecast Updates_p.90_Current Standard | AEG BEST |  | Commercial_Restaurant_New_Space Heating_Furnace_AFUE 80% (Standard) | 0.39956 | 2320
Commercial_Restaurant_New_Space Heating_Natural Gas_Furnace_E2 | Commercial | Restaurant | New | Space Heating | Natural Gas | Furnace | E2 | AFUE 90% | 88.89% | 0% | 0% | 0.30139 | 0.22389 | 0.030139 | 0 | 17 | 29 | 2021 | 2047 | 100% | 0 | 0 | 0% | Normal | 0% | 0.62349 | 0 | 0 | 400 kBtu/hr | 400 | 0 | 0.0648 | 0.62349 | 1750 | 1300 | 175 |  | 2017 | 1.0631 | EIA18_Tech Forecast Updates_p.90_2020 Typical | EIA18_Tech Forecast Updates_p.90_2020 Typical | AEG BEST |  | Commercial_Restaurant_New_Space Heating_Furnace_AFUE 90% | 0.55542 | 3225
Commercial_Restaurant_New_Space Heating_Natural Gas_Furnace_E3 | Commercial | Restaurant | New | Space Heating | Natural Gas | Furnace | E3 | AFUE 96% | 83.33% | 0% | 0% | 0.42194 | 0.25833 | 0.031 | 0 | 17 | 29 | 2021 | 2047 | 100% | 0 | 0 | 0% | Normal | 0% | 0.58452 | 0 | 0 | 400 kBtu/hr | 400 | 0 | 0.0648 | 0.58452 | 2450 | 1500 | 180 |  | 2017 | 1.0631 | EIA18_Tech Forecast Updates_p.90_2020 High | EIA18_Tech Forecast Updates_p.90_2020 High | AEG BEST |  | Commercial_Restaurant_New_Space Heating_Furnace_AFUE 96% | 0.71128 | 4130
Commercial_Restaurant_New_Space Heating_Natural Gas_Furnace_E4 | Commercial | Restaurant | New | Space Heating | Natural Gas | Furnace | E4 |  | 0% | 0% | 0% | 0 | 0 | 0 | 0 | 0 | 0 | 0 | 0 | 0% | 0 | 0 | 0% | Normal | 0% | 0 | 0 | 0 | [15 empty] | Commercial_Restaurant_New_Space Heating_Furnace_ | 0 | 0
Commercial_Restaurant_New_Space Heating_Natural Gas_Furnace_E5 | Commercial | Restaurant | New | Space Heating | Natural Gas | Furnace | E5 |  | 0% | 0% | 0% | 0 | 0 | 0 | 0 | 0 | 0 | 0 | 0 | 0% | 0 | 0 | 0% | Normal | 0% | 0 | 0 | 0 | [15 empty] | Commercial_Restaurant_New_Space Heating_Furnace_ | 0 | 0
Commercial_Restaurant_New_Space Heating_Natural Gas_Furnace_E6 | Commercial | Restaurant | New | Space Heating | Natural Gas | Furnace | E6 |  | 0% | 0% | 0% | 0 | 0 | 0 | 0 | 0 | 0 | 0 | 0 | 0% | 0 | 0 | 0% | Normal | 0% | 0 | 0 | 0 | [15 empty] | Commercial_Restaurant_New_Space Heating_Furnace_ | 0 | 0
Commercial_Restaurant_New_Space Heating_Natural Gas_Furnace_E7 | Commercial | Restaurant | New | Space Heating | Natural Gas | Furnace | E7 |  | 0% | 0% | 0% | 0 | 0 | 0 | 0 | 0 | 0 | 0 | 0 | 0% | 0 | 0 | 0% | Normal | 0% | 0 | 0 | 0 | [15 empty] | Commercial_Restaurant_New_Space Heating_Furnace_ | 0 | 0
Commercial_Restaurant_New_Space Heating_Natural Gas_Furnace_E8 | Commercial | Restaurant | New | Space Heating | Natural Gas | Furnace | E8 |  | 0% | 0% | 0% | 0 | 0 | 0 | 0 | 0 | 0 | 0 | 0 | 0% | 0 | 0 | 0% | Normal | 0% | 0 | 0 | 0 | [15 empty] | Commercial_Restaurant_New_Space Heating_Furnace_ | 0 | 0
Commercial_Restaurant_New_Space Heating_Natural Gas_Furnace_E9 | Commercial | Restaurant | New | Space Heating | Natural Gas | Furnace | E9 |  | 0% | 0% | 0% | 0 | 0 | 0 | 0 | 0 | 0 | 0 | 0 | 0% | 0 | 0 | 0% | Normal | 0% | 0 | 0 | 0 | [15 empty] | Commercial_Restaurant_New_Space Heating_Furnace_ | 0 | 0
Commercial_Restaurant_New_Space Heating_Natural Gas_Furnace_E10 | Commercial | Restaurant | New | Space Heating | Natural Gas | Furnace | E10 |  | 0% | 0% | 0% | 0 | 0 | 0 | 0 | 0 | 0 | 0 | 0 | 0% | 0 | 0 | 0% | Normal | 0% | 0 | 0 | 0 | [15 empty] | Commercial_Restaurant_New_Space Heating_Furnace_ | 0 | 0
Commercial_Restaurant_New_Space Heating_Natural Gas_Boiler_E1 | Commercial | Restaurant | New | Space Heating | Natural Gas | Boiler | E1 | AFUE 80% (Standard) | 100% | 0% | 0% | 1.4119 | 0.78249 | 0.1531 | 0 | 20 | 30 | 2021 | 2047 | 100% | 0 | 0 | 0% | Normal | 0% | 2.1019 | 0 | 0 | 800 kBtu/hr | 800 | 0 | 0.0648 | 2.1019 | 16600 | 9200 | 1800 |  | 2018 | 1.05 | EIA 2018 Tech Forecast | EIA 2018 Tech Forecast | AEG BEST |  | Commercial_Restaurant_New_Space Heating_Boiler_AFUE 80% (Standard) | 2.3475 | 27600
Commercial_Restaurant_New_Space Heating_Natural Gas_Boiler_E2 | Commercial | Restaurant | New | Space Heating | Natural Gas | Boiler | E2 | AFUE 85% | 94.12% | 0% | 0% | 1.9307 | 0.82927 | 0.1531 | 0 | 20 | 30 | 2021 | 2047 | 100% | 0 | 0 | 0% | Normal | 0% | 1.9783 | 0 | 0 | 800 kBtu/hr | 800 | 0 | 0.0648 | 1.9783 | 22700 | 9750 | 1800 |  | 2018 | 1.05 | EIA 2018 Tech Forecast | EIA 2018 Tech Forecast | AEG BEST |  | Commercial_Restaurant_New_Space Heating_Boiler_AFUE 85% | 2.9131 | 34250
Commercial_Restaurant_New_Space Heating_Natural Gas_Boiler_E3 | Commercial | Restaurant | New | Space Heating | Natural Gas | Boiler | E3 | AFUE 97% | 82.47% | 0% | 0% | 3.1251 | 0.77085 | 0.1531 | 0 | 20 | 30 | 2021 | 2047 | 100% | 0 | 0 | 0% | Normal | 0% | 1.7335 | 0 | 0 | 800 kBtu/hr | 800 | 0 | 0.0648 | 1.7335 | 36742.4242 | 9063.1313 | 1800 |  | 2018 | 1.05 | EIA 2018 Tech Forecast | EIA 2018 Tech Forecast | AEG BEST |  | Commercial_Restaurant_New_Space Heating_Boiler_AFUE 97% | 4.049 | 47605.5556
Commercial_Restaurant_New_Space Heating_Natural Gas_Boiler_E4 | Commercial | Restaurant | New | Space Heating | Natural Gas | Boiler | E4 | Convert to NG Air Source Heat Pump | 57.14% | 0% | 0% | 13.6328 | 0.78249 | 0.25613 | 0 | 10 | 20 | 2021 | 2047 | 100% | 0 | 0 | 0% | Normal | 0% | 1.2011 | 0 | 0 | 800 kBtu/hr | 800 | 0 | 0.0648 | 1.2011 | 158316.7533 | 9086.959 | 2974.436 |  | 2017 | 1.0631 | AEO 2021 - gas_eng-driven_RTHP-heat 2017 typical | AEO 2021 - gas_eng-driven_RTHP-heat 2017 typical | AEG BEST |  | Commercial_Restaurant_New_Space Heating_Boiler_Convert to NG Air Source Heat Pump | 14.6714 | 170378.1483
Commercial_Restaurant_New_Space Heating_Natural Gas_Boiler_E5 | Commercial | Restaurant | New | Space Heating | Natural Gas | Boiler | E5 |  | 0% | 0% | 0% | 0 | 0 | 0 | 0 | 0 | 0 | 0 | 0 | 0% | 0 | 0 | 0% | Normal | 0% | 0 | 0 | 0 | [15 empty] | Commercial_Restaurant_New_Space Heating_Boiler_ | 0 | 0
Commercial_Restaurant_New_Space Heating_Natural Gas_Boiler_E6 | Commercial | Restaurant | New | Space Heating | Natural Gas | Boiler | E6 |  | 0% | 0% | 0% | 0 | 0 | 0 | 0 | 0 | 0 | 0 | 0 | 0% | 0 | 0 | 0% | Normal | 0% | 0 | 0 | 0 | [15 empty] | Commercial_Restaurant_New_Space Heating_Boiler_ | 0 | 0
Commercial_Restaurant_New_Space Heating_Natural Gas_Boiler_E7 | Commercial | Restaurant | New | Space Heating | Natural Gas | Boiler | E7 |  | 0% | 0% | 0% | 0 | 0 | 0 | 0 | 0 | 0 | 0 | 0 | 0% | 0 | 0 | 0% | Normal | 0% | 0 | 0 | 0 | [15 empty] | Commercial_Restaurant_New_Space Heating_Boiler_ | 0 | 0
Commercial_Restaurant_New_Space Heating_Natural Gas_Boiler_E8 | Commercial | Restaurant | New | Space Heating | Natural Gas | Boiler | E8 |  | 0% | 0% | 0% | 0 | 0 | 0 | 0 | 0 | 0 | 0 | 0 | 0% | 0 | 0 | 0% | Normal | 0% | 0 | 0 | 0 | [15 empty] | Commercial_Restaurant_New_Space Heating_Boiler_ | 0 | 0
Commercial_Restaurant_New_Space Heating_Natural Gas_Boiler_E9 | Commercial | Restaurant | New | Space Heating | Natural Gas | Boiler | E9 |  | 0% | 0% | 0% | 0 | 0 | 0 | 0 | 0 | 0 | 0 | 0 | 0% | 0 | 0 | 0% | Normal | 0% | 0 | 0 | 0 | [15 empty] | Commercial_Restaurant_New_Space Heating_Boiler_ | 0 | 0
Commercial_Restaurant_New_Space Heating_Natural Gas_Boiler_E10 | Commercial | Restaurant | New | Space Heating | Natural Gas | Boiler | E10 |  | 0% | 0% | 0% | 0 | 0 | 0 | 0 | 0 | 0 | 0 | 0 | 0% | 0 | 0 | 0% | Normal | 0% | 0 | 0 | 0 | [15 empty] | Commercial_Restaurant_New_Space Heating_Boiler_ | 0 | 0
Commercial_Restaurant_New_Space Heating_Natural Gas_Unit Heater_E1 | Commercial | Restaurant | New | Space Heating | Natural Gas | Unit Heater | E1 | Standard | 100% | 0% | 0% | 0.18999 | 0 | 0 | 0 | 15 | 25 | 2021 | 2047 | 100% | 0 | 0 | 0% | Normal | 0% | 0.3597 | 0 | 0 | 120 kBtu/Hr | 120 | 0 | 0.00017293 | 2080 | 1010.4 | 0 | 0 |  | 2015 | 1.0873 | Xcel CO 2021/22 DSM Plan/TRM p.424 | Xcel CO 2021/22 DSM Plan/TRM p.416 | Xcel CO 2021/22 DSM Plan/TRM p.416 |  | Commercial_Restaurant_New_Space Heating_Unit Heater_Standard | 0.18999 | 1010.4
Commercial_Restaurant_New_Space Heating_Natural Gas_Unit Heater_E2 | Commercial | Restaurant | New | Space Heating | Natural Gas | Unit Heater | E2 | Condensing | 88.94% | 0% | 0% | 0.22655 | 0 | 0 | 0 | 15 | 25 | 2021 | 2047 | 100% | 0 | 0 | 0% | Normal | 0% | 0.31993 | 0 | 0 | 120 kBtu/Hr | 120 | 0 | 0.00017293 | 1850 | 1204.8 | 0 | 0 |  | 2015 | 1.0873 | Xcel CO 2021/22 DSM Plan/TRM p.424 | Xcel CO 2021/22 DSM Plan/TRM p.416 | Xcel CO 2021/22 DSM Plan/TRM p.416 |  | Commercial_Restaurant_New_Space Heating_Unit Heater_Condensing | 0.22655 | 1204.8
Commercial_Restaurant_New_Space Heating_Natural Gas_Unit Heater_E3 | Commercial | Restaurant | New | Space Heating | Natural Gas | Unit Heater | E3 | Infrared Radiant | 88.46% | 0% | 0% | 0.21324 | 0 | 0 | 0 | 10 | 20 | 2021 | 2047 | 100% | 0 | 0 | 0% | Normal | 0% | 0.3182 | 0 | 0 | 120 kBtu/Hr | 120 | 0 | 0.00017293 | 1840 | 1134 | 0 | 0 |  | 2015 | 1.0873 | Xcel CO 2021/22 DSM Plan/TRM p.424 | Xcel CO 2021/22 DSM Plan/TRM p.416 | Xcel CO 2021/22 DSM Plan/TRM p.416 |  | Commercial_Restaurant_New_Space Heating_Unit Heater_Infrared Radiant | 0.21324 | 1134
Commercial_Restaurant_New_Space Heating_Natural Gas_Unit Heater_E4 | Commercial | Restaurant | New | Space Heating | Natural Gas | Unit Heater | E4 |  | 0% | 0% | 0% | 0 | 0 | 0 | 0 | 0 | 0 | 0 | 0 | 0% | 0 | 0 | 0% | Normal | 0% | 0 | 0 | 0 | [15 empty] | Commercial_Restaurant_New_Space Heating_Unit Heater_ | 0 | 0
Commercial_Restaurant_New_Space Heating_Natural Gas_Unit Heater_E5 | Commercial | Restaurant | New | Space Heating | Natural Gas | Unit Heater | E5 |  | 0% | 0% | 0% | 0 | 0 | 0 | 0 | 0 | 0 | 0 | 0 | 0% | 0 | 0 | 0% | Normal | 0% | 0 | 0 | 0 | [15 empty] | Commercial_Restaurant_New_Space Heating_Unit Heater_ | 0 | 0
Commercial_Restaurant_New_Space Heating_Natural Gas_Unit Heater_E6 | Commercial | Restaurant | New | Space Heating | Natural Gas | Unit Heater | E6 |  | 0% | 0% | 0% | 0 | 0 | 0 | 0 | 0 | 0 | 0 | 0 | 0% | 0 | 0 | 0% | Normal | 0% | 0 | 0 | 0 | [15 empty] | Commercial_Restaurant_New_Space Heating_Unit Heater_ | 0 | 0
Commercial_Restaurant_New_Space Heating_Natural Gas_Unit Heater_E7 | Commercial | Restaurant | New | Space Heating | Natural Gas | Unit Heater | E7 |  | 0% | 0% | 0% | 0 | 0 | 0 | 0 | 0 | 0 | 0 | 0 | 0% | 0 | 0 | 0% | Normal | 0% | 0 | 0 | 0 | [15 empty] | Commercial_Restaurant_New_Space Heating_Unit Heater_ | 0 | 0
Commercial_Restaurant_New_Space Heating_Natural Gas_Unit Heater_E8 | Commercial | Restaurant | New | Space Heating | Natural Gas | Unit Heater | E8 |  | 0% | 0% | 0% | 0 | 0 | 0 | 0 | 0 | 0 | 0 | 0 | 0% | 0 | 0 | 0% | Normal | 0% | 0 | 0 | 0 | [15 empty] | Commercial_Restaurant_New_Space Heating_Unit Heater_ | 0 | 0
Commercial_Restaurant_New_Space Heating_Natural Gas_Unit Heater_E9 | Commercial | Restaurant | New | Space Heating | Natural Gas | Unit Heater | E9 |  | 0% | 0% | 0% | 0 | 0 | 0 | 0 | 0 | 0 | 0 | 0 | 0% | 0 | 0 | 0% | Normal | 0% | 0 | 0 | 0 | [15 empty] | Commercial_Restaurant_New_Space Heating_Unit Heater_ | 0 | 0
Commercial_Restaurant_New_Space Heating_Natural Gas_Unit Heater_E10 | Commercial | Restaurant | New | Space Heating | Natural Gas | Unit Heater | E10 |  | 0% | 0% | 0% | 0 | 0 | 0 | 0 | 0 | 0 | 0 | 0 | 0% | 0 | 0 | 0% | Normal | 0% | 0 | 0 | 0 | [15 empty] | Commercial_Restaurant_New_Space Heating_Unit Heater_ | 0 | 0
Commercial_Restaurant_New_Water Heating_Natural Gas_Water Heater_E1 | Commercial | Restaurant | New | Water Heating | Natural Gas | Water Heater | E1 | TE 88% | 100% | 0% | 0% | 0.44237 | 0 | 0.024943 | 0 | 8 | 12 | 2021 | 2047 | 100% | 0 | 0 | 0% | Normal | 0% | 0.71774 | 0 | 0 | 1 kBtu/hr | 1 | 0 | 0.014992 | 0.71774 | 27.755 | 0 | 1.565 |  | 2017 | 1.0631 | AEO 2021 - gas_water_heater 2017 ENERGY STAR | AEO 2021 - gas_water_heater 2017 ENERGY STAR | DHW_WH-Water Heating-PG&E-R7-14 |  | Commercial_Restaurant_New_Water Heating_Water Heater_TE 88% | 0.46731 | 29.32
Commercial_Restaurant_New_Water Heating_Natural Gas_Water Heater_E2 | Commercial | Restaurant | New | Water Heating | Natural Gas | Water Heater | E2 | TE 96% | 91.67% | 0% | 0% | 0.51428 | 0 | 0.025451 | 0 | 8 | 12 | 2021 | 2047 | 100% | 0 | 0 | 0% | Normal | 0% | 0.65793 | 0 | 0 | 1 kBtu/hr | 1 | 0 | 0.014992 | 0.65793 | 29.9234 | 0 | 1.4809 |  | 2012 | 1.1464 | AEO 2021 - gas_water_heater 2017 ENERGY STAR | AEO 2021 - gas_water_heater 2017 ENERGY STAR | DHW_WH-Water Heating-NMTRM-2016-7 |  | Commercial_Restaurant_New_Water Heating_Water Heater_TE 96% | 0.53973 | 31.4043
Commercial_Restaurant_New_Water Heating_Natural Gas_Water Heater_E3 | Commercial | Restaurant | New | Water Heating | Natural Gas | Water Heater | E3 | Tankless | 89.8% | 0% | 0% | 0.51582 | 0 | 0.0054028 | 0 | 8 | 12 | 2021 | 2047 | 100% | 0 | 0 | 0% | Normal | 0% | 0.6445 | 0 | 0 | 1 kBtu/hr | 1 | 0 | 0.014992 | 0.6445 | 32.3633 | 0 | 0.33898 |  | 2017 | 1.0631 | EIA Ref. Case 2018 - Gas Tankless High Eff. | EIA Ref. Case 2018 - Gas Tankless High Eff. | DHW_WH-Water Heating-NMTRM-2016-9 |  | Commercial_Restaurant_New_Water Heating_Water Heater_Tankless | 0.52122 | 32.7023
Commercial_Restaurant_New_Water Heating_Natural Gas_Water Heater_E4 | Commercial | Restaurant | New | Water Heating | Natural Gas | Water Heater | E4 | NEEA Gas-Fired Absorption HPWH (COP 1.06) | 83.02% | 0% | 0% | 0.86088 | 0 | 0.20369 | 0 | 10 | 16 | 2023 | 2047 | 100% | 0 | 0 | 0% | Normal | 0% | 0.59586 | 0 | 0 | 1 kBtu/hr | 1 | 0 | 0.014992 | 0.59586 | 56.3879 | 0 | 13.3416 |  | 2020 | 1.0183 | DHW_WH-Water Heating-DOE-2014-2 | NEEA Report #E20-309, Robur Heat Pump Field Trial. March 11, 2020. | DHW_WH-Water Heating-DOE-2014-1 |  | Commercial_Restaurant_New_Water Heating_Water Heater_NEEA Gas-Fired Absorption HPWH (COP 1.06) | 1.0646 | 69.7295
Commercial_Restaurant_New_Water Heating_Natural Gas_Water Heater_E5 | Commercial | Restaurant | New | Water Heating | Natural Gas | Water Heater | E5 |  | 0% | 0% | 0% | 0 | 0 | 0 | 0 | 0 | 0 | 0 | 0 | 0% | 0 | 0 | 0% | Normal | 0% | 0 | 0 | 0 | [15 empty] | Commercial_Restaurant_New_Water Heating_Water Heater_ | 0 | 0
Commercial_Restaurant_New_Water Heating_Natural Gas_Water Heater_E6 | Commercial | Restaurant | New | Water Heating | Natural Gas | Water Heater | E6 |  | 0% | 0% | 0% | 0 | 0 | 0 | 0 | 0 | 0 | 0 | 0 | 0% | 0 | 0 | 0% | Normal | 0% | 0 | 0 | 0 | [15 empty] | Commercial_Restaurant_New_Water Heating_Water Heater_ | 0 | 0
Commercial_Restaurant_New_Water Heating_Natural Gas_Water Heater_E7 | Commercial | Restaurant | New | Water Heating | Natural Gas | Water Heater | E7 |  | 0% | 0% | 0% | 0 | 0 | 0 | 0 | 0 | 0 | 0 | 0 | 0% | 0 | 0 | 0% | Normal | 0% | 0 | 0 | 0 | [15 empty] | Commercial_Restaurant_New_Water Heating_Water Heater_ | 0 | 0
Commercial_Restaurant_New_Water Heating_Natural Gas_Water Heater_E8 | Commercial | Restaurant | New | Water Heating | Natural Gas | Water Heater | E8 |  | 0% | 0% | 0% | 0 | 0 | 0 | 0 | 0 | 0 | 0 | 0 | 0% | 0 | 0 | 0% | Normal | 0% | 0 | 0 | 0 | [15 empty] | Commercial_Restaurant_New_Water Heating_Water Heater_ | 0 | 0
Commercial_Restaurant_New_Water Heating_Natural Gas_Water Heater_E9 | Commercial | Restaurant | New | Water Heating | Natural Gas | Water Heater | E9 |  | 0% | 0% | 0% | 0 | 0 | 0 | 0 | 0 | 0 | 0 | 0 | 0% | 0 | 0 | 0% | Normal | 0% | 0 | 0 | 0 | [15 empty] | Commercial_Restaurant_New_Water Heating_Water Heater_ | 0 | 0
Commercial_Restaurant_New_Water Heating_Natural Gas_Water Heater_E10 | Commercial | Restaurant | New | Water Heating | Natural Gas | Water Heater | E10 |  | 0% | 0% | 0% | 0 | 0 | 0 | 0 | 0 | 0 | 0 | 0 | 0% | 0 | 0 | 0% | Normal | 0% | 0 | 0 | 0 | [15 empty] | Commercial_Restaurant_New_Water Heating_Water Heater_ | 0 | 0
Commercial_Restaurant_New_Food Preparation_Natural Gas_Oven_E1 | Commercial | Restaurant | New | Food Preparation | Natural Gas | Oven | E1 | Standard | 100% | 0% | 0% | 3.0863 | 0.065094 | 0 | 0 | 10 | 14 | 2021 | 2047 | 100% | 0 | 0 | 0% | Normal | 0% | 0.31386 | 0 | 0 | 1 units | 1 | 0 | 0.00038586 | 813.4143 | 7112 | 150 | 0 |  | 2013 | 1.1247 | IL TRM - 4.2.1 - CI-FSE-CBOV-V02-160601 | ETO Measure Input Sheet - Com - Gas Convection Oven | IL TRM - 4.2.1 - CI-FSE-CBOV-V02-160601 |  | Commercial_Restaurant_New_Food Preparation_Oven_Standard | 3.1514 | 7262
Commercial_Restaurant_New_Food Preparation_Natural Gas_Oven_E2 | Commercial | Restaurant | New | Food Preparation | Natural Gas | Oven | E2 | ENERGY STAR (>42% Baking Efficiency) | 86.89% | 0% | 0% | 3.2547 | 0.065094 | 0 | 0 | 10 | 14 | 2021 | 2047 | 100% | 0 | 0 | 0% | Normal | 0% | 0.2727 | 0 | 0 | 1 units | 1 | 0 | 0.00038586 | 706.739 | 7500 | 150 | 0 |  | 2013 | 1.1247 | IL TRM - 4.2.1 - CI-FSE-CBOV-V02-160601 | EIA 2018 Tech Forecast | ETO Measure Input Sheet |  | Commercial_Restaurant_New_Food Preparation_Oven_ENERGY STAR (>42% Baking Efficiency) | 3.3198 | 7650
Commercial_Restaurant_New_Food Preparation_Natural Gas_Oven_E3 | Commercial | Restaurant | New | Food Preparation | Natural Gas | Oven | E3 |  | 0% | 0% | 0% | 0 | 0 | 0 | 0 | 0 | 0 | 0 | 0 | 0% | 0 | 0 | 0% | Normal | 0% | 0 | 0 | 0 | [15 empty] | Commercial_Restaurant_New_Food Preparation_Oven_ | 0 | 0
Commercial_Restaurant_New_Food Preparation_Natural Gas_Oven_E4 | Commercial | Restaurant | New | Food Preparation | Natural Gas | Oven | E4 |  | 0% | 0% | 0% | 0 | 0 | 0 | 0 | 0 | 0 | 0 | 0 | 0% | 0 | 0 | 0% | Normal | 0% | 0 | 0 | 0 | [15 empty] | Commercial_Restaurant_New_Food Preparation_Oven_ | 0 | 0
Commercial_Restaurant_New_Food Preparation_Natural Gas_Oven_E5 | Commercial | Restaurant | New | Food Preparation | Natural Gas | Oven | E5 |  | 0% | 0% | 0% | 0 | 0 | 0 | 0 | 0 | 0 | 0 | 0 | 0% | 0 | 0 | 0% | Normal | 0% | 0 | 0 | 0 | [15 empty] | Commercial_Restaurant_New_Food Preparation_Oven_ | 0 | 0
Commercial_Restaurant_New_Food Preparation_Natural Gas_Oven_E6 | Commercial | Restaurant | New | Food Preparation | Natural Gas | Oven | E6 |  | 0% | 0% | 0% | 0 | 0 | 0 | 0 | 0 | 0 | 0 | 0 | 0% | 0 | 0 | 0% | Normal | 0% | 0 | 0 | 0 | [15 empty] | Commercial_Restaurant_New_Food Preparation_Oven_ | 0 | 0
Commercial_Restaurant_New_Food Preparation_Natural Gas_Oven_E7 | Commercial | Restaurant | New | Food Preparation | Natural Gas | Oven | E7 |  | 0% | 0% | 0% | 0 | 0 | 0 | 0 | 0 | 0 | 0 | 0 | 0% | 0 | 0 | 0% | Normal | 0% | 0 | 0 | 0 | [15 empty] | Commercial_Restaurant_New_Food Preparation_Oven_ | 0 | 0
Commercial_Restaurant_New_Food Preparation_Natural Gas_Oven_E8 | Commercial | Restaurant | New | Food Preparation | Natural Gas | Oven | E8 |  | 0% | 0% | 0% | 0 | 0 | 0 | 0 | 0 | 0 | 0 | 0 | 0% | 0 | 0 | 0% | Normal | 0% | 0 | 0 | 0 | [15 empty] | Commercial_Restaurant_New_Food Preparation_Oven_ | 0 | 0
Commercial_Restaurant_New_Food Preparation_Natural Gas_Oven_E9 | Commercial | Restaurant | New | Food Preparation | Natural Gas | Oven | E9 |  | 0% | 0% | 0% | 0 | 0 | 0 | 0 | 0 | 0 | 0 | 0 | 0% | 0 | 0 | 0% | Normal | 0% | 0 | 0 | 0 | [15 empty] | Commercial_Restaurant_New_Food Preparation_Oven_ | 0 | 0
Commercial_Restaurant_New_Food Preparation_Natural Gas_Oven_E10 | Commercial | Restaurant | New | Food Preparation | Natural Gas | Oven | E10 |  | 0% | 0% | 0% | 0 | 0 | 0 | 0 | 0 | 0 | 0 | 0 | 0% | 0 | 0 | 0% | Normal | 0% | 0 | 0 | 0 | [15 empty] | Commercial_Restaurant_New_Food Preparation_Oven_ | 0 | 0
Commercial_Restaurant_New_Food Preparation_Natural Gas_Conveyor Oven_E1 | Commercial | Restaurant | New | Food Preparation | Natural Gas | Conveyor Oven | E1 | Standard | 100% | 0% | 0% | 2.1984 | 0 | 0 | 0 | 15 | 19 | 2021 | 2047 | 100% | 0 | 0 | 0% | Normal | 0% | 0.57325 | 0 | 0 | 1 units | 1 | 0 | 0.00019867 | 2885.475 | 10177 | 0 | 0 |  | 2015 | 1.0873 | IL TRM - 4.2.4 - CI-FSE-CVOV-V02-180101 | PGE Workpaper, PGECOFST117 R5, 2015 | MN TRM 3.1 - Gas Conveyor Oven v1.1 |  | Commercial_Restaurant_New_Food Preparation_Conveyor Oven_Standard | 2.1984 | 10177
Commercial_Restaurant_New_Food Preparation_Natural Gas_Conveyor Oven_E2 | Commercial | Restaurant | New | Food Preparation | Natural Gas | Conveyor Oven | E2 | Efficient (>42% Baking Efficiency) | 76.02% | 0% | 0% | 2.6802 | 0 | 0 | 0 | 15 | 19 | 2021 | 2047 | 100% | 0 | 0 | 0% | Normal | 0% | 0.43576 | 0 | 0 | 1 units | 1 | 0 | 0.00019867 | 2193.4093 | 12407 | 0 | 0 |  | 2015 | 1.0873 | IL TRM - 4.2.4 - CI-FSE-CVOV-V02-180101 | PGE Workpaper, PGECOFST117 R5, 2015 | MN TRM 3.1 - Gas Conveyor Oven v1.1 |  | Commercial_Restaurant_New_Food Preparation_Conveyor Oven_Efficient (>42% Baking Efficiency) | 2.6802 | 12407
Commercial_Restaurant_New_Food Preparation_Natural Gas_Conveyor Oven_E3 | Commercial | Restaurant | New | Food Preparation | Natural Gas | Conveyor Oven | E3 |  | 0% | 0% | 0% | 0 | 0 | 0 | 0 | 0 | 0 | 0 | 0 | 0% | 0 | 0 | 0% | Normal | 0% | 0 | 0 | 0 | [15 empty] | Commercial_Restaurant_New_Food Preparation_Conveyor Oven_ | 0 | 0
Commercial_Restaurant_New_Food Preparation_Natural Gas_Conveyor Oven_E4 | Commercial | Restaurant | New | Food Preparation | Natural Gas | Conveyor Oven | E4 |  | 0% | 0% | 0% | 0 | 0 | 0 | 0 | 0 | 0 | 0 | 0 | 0% | 0 | 0 | 0% | Normal | 0% | 0 | 0 | 0 | [15 empty] | Commercial_Restaurant_New_Food Preparation_Conveyor Oven_ | 0 | 0
Commercial_Restaurant_New_Food Preparation_Natural Gas_Conveyor Oven_E5 | Commercial | Restaurant | New | Food Preparation | Natural Gas | Conveyor Oven | E5 |  | 0% | 0% | 0% | 0 | 0 | 0 | 0 | 0 | 0 | 0 | 0 | 0% | 0 | 0 | 0% | Normal | 0% | 0 | 0 | 0 | [15 empty] | Commercial_Restaurant_New_Food Preparation_Conveyor Oven_ | 0 | 0
Commercial_Restaurant_New_Food Preparation_Natural Gas_Conveyor Oven_E6 | Commercial | Restaurant | New | Food Preparation | Natural Gas | Conveyor Oven | E6 |  | 0% | 0% | 0% | 0 | 0 | 0 | 0 | 0 | 0 | 0 | 0 | 0% | 0 | 0 | 0% | Normal | 0% | 0 | 0 | 0 | [15 empty] | Commercial_Restaurant_New_Food Preparation_Conveyor Oven_ | 0 | 0
Commercial_Restaurant_New_Food Preparation_Natural Gas_Conveyor Oven_E7 | Commercial | Restaurant | New | Food Preparation | Natural Gas | Conveyor Oven | E7 |  | 0% | 0% | 0% | 0 | 0 | 0 | 0 | 0 | 0 | 0 | 0 | 0% | 0 | 0 | 0% | Normal | 0% | 0 | 0 | 0 | [15 empty] | Commercial_Restaurant_New_Food Preparation_Conveyor Oven_ | 0 | 0
Commercial_Restaurant_New_Food Preparation_Natural Gas_Conveyor Oven_E8 | Commercial | Restaurant | New | Food Preparation | Natural Gas | Conveyor Oven | E8 |  | 0% | 0% | 0% | 0 | 0 | 0 | 0 | 0 | 0 | 0 | 0 | 0% | 0 | 0 | 0% | Normal | 0% | 0 | 0 | 0 | [15 empty] | Commercial_Restaurant_New_Food Preparation_Conveyor Oven_ | 0 | 0
Commercial_Restaurant_New_Food Preparation_Natural Gas_Conveyor Oven_E9 | Commercial | Restaurant | New | Food Preparation | Natural Gas | Conveyor Oven | E9 |  | 0% | 0% | 0% | 0 | 0 | 0 | 0 | 0 | 0 | 0 | 0 | 0% | 0 | 0 | 0% | Normal | 0% | 0 | 0 | 0 | [15 empty] | Commercial_Restaurant_New_Food Preparation_Conveyor Oven_ | 0 | 0
Commercial_Restaurant_New_Food Preparation_Natural Gas_Conveyor Oven_E10 | Commercial | Restaurant | New | Food Preparation | Natural Gas | Conveyor Oven | E10 |  | 0% | 0% | 0% | 0 | 0 | 0 | 0 | 0 | 0 | 0 | 0 | 0% | 0 | 0 | 0% | Normal | 0% | 0 | 0 | 0 | [15 empty] | Commercial_Restaurant_New_Food Preparation_Conveyor Oven_ | 0 | 0
Commercial_Restaurant_New_Food Preparation_Natural Gas_Double Rack Oven_E1 | Commercial | Restaurant | New | Food Preparation | Natural Gas | Double Rack Oven | E1 | Standard | 100% | 0% | 0% | 3.4835 | 0 | 0 | 0 | 8 | 16 | 2021 | 2047 | 100% | 0 | 0 | 0% | Normal | 0% | 0.97484 | 0 | 0 | 1 units | 1 | 0 | 0.00024753 | 3938.22 | 12513 | 0 | 0 |  | 2013 | 1.1247 | IL TRM - 4.2.18 - CI-FSE-RKOV-VO2-180101 | PGE Workpaper, PGECOFST109 R6, 2016 | IL TRM - 4.2.18 - CI-FSE-RKOV-VO2-180101 |  | Commercial_Restaurant_New_Food Preparation_Double Rack Oven_Standard | 3.4835 | 12513
Commercial_Restaurant_New_Food Preparation_Natural Gas_Double Rack Oven_E2 | Commercial | Restaurant | New | Food Preparation | Natural Gas | Double Rack Oven | E2 | FTSC Qualified (>50% Cooking Efficiency) | 58.82% | 0% | 0% | 4.806 | 0 | 0 | 0 | 8 | 16 | 2021 | 2047 | 100% | 0 | 0 | 0% | Normal | 0% | 0.57344 | 0 | 0 | 1 units | 1 | 0 | 0.00024753 | 2316.6 | 16641 | 0 | 0 |  | 2011 | 1.1667 | IL TRM - 4.2.18 - CI-FSE-RKOV-VO2-180101 | PGE Workpaper, PGECOFST109 R6, 2016 | IL TRM - 4.2.18 - CI-FSE-RKOV-VO2-180101 |  | Commercial_Restaurant_New_Food Preparation_Double Rack Oven_FTSC Qualified (>50% Cooking Efficiency) | 4.806 | 16641
Commercial_Restaurant_New_Food Preparation_Natural Gas_Double Rack Oven_E3 | Commercial | Restaurant | New | Food Preparation | Natural Gas | Double Rack Oven | E3 |  | 0% | 0% | 0% | 0 | 0 | 0 | 0 | 0 | 0 | 0 | 0 | 0% | 0 | 0 | 0% | Normal | 0% | 0 | 0 | 0 | [15 empty] | Commercial_Restaurant_New_Food Preparation_Double Rack Oven_ | 0 | 0
Commercial_Restaurant_New_Food Preparation_Natural Gas_Double Rack Oven_E4 | Commercial | Restaurant | New | Food Preparation | Natural Gas | Double Rack Oven | E4 |  | 0% | 0% | 0% | 0 | 0 | 0 | 0 | 0 | 0 | 0 | 0 | 0% | 0 | 0 | 0% | Normal | 0% | 0 | 0 | 0 | [15 empty] | Commercial_Restaurant_New_Food Preparation_Double Rack Oven_ | 0 | 0
Commercial_Restaurant_New_Food Preparation_Natural Gas_Double Rack Oven_E5 | Commercial | Restaurant | New | Food Preparation | Natural Gas | Double Rack Oven | E5 |  | 0% | 0% | 0% | 0 | 0 | 0 | 0 | 0 | 0 | 0 | 0 | 0% | 0 | 0 | 0% | Normal | 0% | 0 | 0 | 0 | [15 empty] | Commercial_Restaurant_New_Food Preparation_Double Rack Oven_ | 0 | 0
Commercial_Restaurant_New_Food Preparation_Natural Gas_Double Rack Oven_E6 | Commercial | Restaurant | New | Food Preparation | Natural Gas | Double Rack Oven | E6 |  | 0% | 0% | 0% | 0 | 0 | 0 | 0 | 0 | 0 | 0 | 0 | 0% | 0 | 0 | 0% | Normal | 0% | 0 | 0 | 0 | [15 empty] | Commercial_Restaurant_New_Food Preparation_Double Rack Oven_ | 0 | 0
Commercial_Restaurant_New_Food Preparation_Natural Gas_Double Rack Oven_E7 | Commercial | Restaurant | New | Food Preparation | Natural Gas | Double Rack Oven | E7 |  | 0% | 0% | 0% | 0 | 0 | 0 | 0 | 0 | 0 | 0 | 0 | 0% | 0 | 0 | 0% | Normal | 0% | 0 | 0 | 0 | [15 empty] | Commercial_Restaurant_New_Food Preparation_Double Rack Oven_ | 0 | 0
Commercial_Restaurant_New_Food Preparation_Natural Gas_Double Rack Oven_E8 | Commercial | Restaurant | New | Food Preparation | Natural Gas | Double Rack Oven | E8 |  | 0% | 0% | 0% | 0 | 0 | 0 | 0 | 0 | 0 | 0 | 0 | 0% | 0 | 0 | 0% | Normal | 0% | 0 | 0 | 0 | [15 empty] | Commercial_Restaurant_New_Food Preparation_Double Rack Oven_ | 0 | 0
Commercial_Restaurant_New_Food Preparation_Natural Gas_Double Rack Oven_E9 | Commercial | Restaurant | New | Food Preparation | Natural Gas | Double Rack Oven | E9 |  | 0% | 0% | 0% | 0 | 0 | 0 | 0 | 0 | 0 | 0 | 0 | 0% | 0 | 0 | 0% | Normal | 0% | 0 | 0 | 0 | [15 empty] | Commercial_Restaurant_New_Food Preparation_Double Rack Oven_ | 0 | 0
Commercial_Restaurant_New_Food Preparation_Natural Gas_Double Rack Oven_E10 | Commercial | Restaurant | New | Food Preparation | Natural Gas | Double Rack Oven | E10 |  | 0% | 0% | 0% | 0 | 0 | 0 | 0 | 0 | 0 | 0 | 0 | 0% | 0 | 0 | 0% | Normal | 0% | 0 | 0 | 0 | [15 empty] | Commercial_Restaurant_New_Food Preparation_Double Rack Oven_ | 0 | 0
Commercial_Restaurant_New_Food Preparation_Natural Gas_Fryer_E1 | Commercial | Restaurant | New | Food Preparation | Natural Gas | Fryer | E1 | Standard | 100% | 0% | 0% | 1.7523 | 0 | 0 | 0 | 7 | 11 | 2021 | 2021 | 100% | 0 | 0 | 0% | Normal | 0% | 0.49952 | 0 | 0 | 1 units | 1 | 0 | 0.00048263 | 1034.9987 | 3379.7321 | 0 | 0 |  | 2016 | 1.0743 | RTF Wkbk - ComCookingFryer_v5_0 | RTF Wkbk - ComCookingFryer_v5_0 | RTF Wkbk - ComCookingFryer_v5_0 |  | Commercial_Restaurant_New_Food Preparation_Fryer_Standard | 1.7523 | 3379.7321
Commercial_Restaurant_New_Food Preparation_Natural Gas_Fryer_E2 | Commercial | Restaurant | New | Food Preparation | Natural Gas | Fryer | E2 | ENERGY STAR | 61.81% | 0% | 0% | 2.2027 | 0 | 0 | 0 | 7 | 11 | 2021 | 2047 | 100% | 0 | 0 | 0% | Normal | 0% | 0.30875 | 0 | 0 | 1 units | 1 | 0 | 0.00048263 | 639.7296 | 4248.3333 | 0 | 0 |  | 2016 | 1.0743 | RTF Wkbk - ComCookingFryer_v5_0 | RTF Wkbk - ComCookingFryer_v5_0 | RTF Wkbk - ComCookingFryer_v5_0 |  | Commercial_Restaurant_New_Food Preparation_Fryer_ENERGY STAR | 2.2027 | 4248.3333
Commercial_Restaurant_New_Food Preparation_Natural Gas_Fryer_E3 | Commercial | Restaurant | New | Food Preparation | Natural Gas | Fryer | E3 |  | 0% | 0% | 0% | 0 | 0 | 0 | 0 | 0 | 0 | 0 | 0 | 0% | 0 | 0 | 0% | Normal | 0% | 0 | 0 | 0 | [15 empty] | Commercial_Restaurant_New_Food Preparation_Fryer_ | 0 | 0
Commercial_Restaurant_New_Food Preparation_Natural Gas_Fryer_E4 | Commercial | Restaurant | New | Food Preparation | Natural Gas | Fryer | E4 |  | 0% | 0% | 0% | 0 | 0 | 0 | 0 | 0 | 0 | 0 | 0 | 0% | 0 | 0 | 0% | Normal | 0% | 0 | 0 | 0 | [15 empty] | Commercial_Restaurant_New_Food Preparation_Fryer_ | 0 | 0
Commercial_Restaurant_New_Food Preparation_Natural Gas_Fryer_E5 | Commercial | Restaurant | New | Food Preparation | Natural Gas | Fryer | E5 |  | 0% | 0% | 0% | 0 | 0 | 0 | 0 | 0 | 0 | 0 | 0 | 0% | 0 | 0 | 0% | Normal | 0% | 0 | 0 | 0 | [15 empty] | Commercial_Restaurant_New_Food Preparation_Fryer_ | 0 | 0
Commercial_Restaurant_New_Food Preparation_Natural Gas_Fryer_E6 | Commercial | Restaurant | New | Food Preparation | Natural Gas | Fryer | E6 |  | 0% | 0% | 0% | 0 | 0 | 0 | 0 | 0 | 0 | 0 | 0 | 0% | 0 | 0 | 0% | Normal | 0% | 0 | 0 | 0 | [15 empty] | Commercial_Restaurant_New_Food Preparation_Fryer_ | 0 | 0
Commercial_Restaurant_New_Food Preparation_Natural Gas_Fryer_E7 | Commercial | Restaurant | New | Food Preparation | Natural Gas | Fryer | E7 |  | 0% | 0% | 0% | 0 | 0 | 0 | 0 | 0 | 0 | 0 | 0 | 0% | 0 | 0 | 0% | Normal | 0% | 0 | 0 | 0 | [15 empty] | Commercial_Restaurant_New_Food Preparation_Fryer_ | 0 | 0
Commercial_Restaurant_New_Food Preparation_Natural Gas_Fryer_E8 | Commercial | Restaurant | New | Food Preparation | Natural Gas | Fryer | E8 |  | 0% | 0% | 0% | 0 | 0 | 0 | 0 | 0 | 0 | 0 | 0 | 0% | 0 | 0 | 0% | Normal | 0% | 0 | 0 | 0 | [15 empty] | Commercial_Restaurant_New_Food Preparation_Fryer_ | 0 | 0
Commercial_Restaurant_New_Food Preparation_Natural Gas_Fryer_E9 | Commercial | Restaurant | New | Food Preparation | Natural Gas | Fryer | E9 |  | 0% | 0% | 0% | 0 | 0 | 0 | 0 | 0 | 0 | 0 | 0 | 0% | 0 | 0 | 0% | Normal | 0% | 0 | 0 | 0 | [15 empty] | Commercial_Restaurant_New_Food Preparation_Fryer_ | 0 | 0
Commercial_Restaurant_New_Food Preparation_Natural Gas_Fryer_E10 | Commercial | Restaurant | New | Food Preparation | Natural Gas | Fryer | E10 |  | 0% | 0% | 0% | 0 | 0 | 0 | 0 | 0 | 0 | 0 | 0 | 0% | 0 | 0 | 0% | Normal | 0% | 0 | 0 | 0 | [15 empty] | Commercial_Restaurant_New_Food Preparation_Fryer_ | 0 | 0
Commercial_Restaurant_New_Food Preparation_Natural Gas_Broiler_E1 | Commercial | Restaurant | New | Food Preparation | Natural Gas | Broiler | E1 | Standard | 100% | 0% | 0% | 2.0937 | 0 | 0 | 0 | 8 | 16 | 2021 | 2047 | 100% | 0 | 0 | 0% | Normal | 0% | 0.48285 | 0 | 0 | 1 units | 1 | 0 | 0.0007178 | 672.672 | 2500 | 0 | 0 |  | 2011 | 1.1667 | IL TRM - 4.2.14 - CI-FSE-IRBL-V02-180101 | Estimate | IL TRM - 4.2.14 - CI-FSE-IRBL-V02-180101 |  | Commercial_Restaurant_New_Food Preparation_Broiler_Standard | 2.0937 | 2500
Commercial_Restaurant_New_Food Preparation_Natural Gas_Broiler_E2 | Commercial | Restaurant | New | Food Preparation | Natural Gas | Broiler | E2 | Infrared Burners | 64.29% | 0% | 0% | 2.9312 | 0 | 0 | 0 | 8 | 16 | 2021 | 2047 | 100% | 0 | 0 | 0% | Normal | 0% | 0.3104 | 0 | 0 | 1 units | 1 | 0 | 0.0007178 | 432.432 | 3500 | 0 | 0 |  | 2011 | 1.1667 | IL TRM - 4.2.14 - CI-FSE-IRBL-V02-180101 | IL TRM - 4.2.14 - CI-FSE-IRBL-V02-180101 | IL TRM - 4.2.14 - CI-FSE-IRBL-V02-180101 |  | Commercial_Restaurant_New_Food Preparation_Broiler_Infrared Burners | 2.9312 | 3500
Commercial_Restaurant_New_Food Preparation_Natural Gas_Broiler_E3 | Commercial | Restaurant | New | Food Preparation | Natural Gas | Broiler | E3 |  | 0% | 0% | 0% | 0 | 0 | 0 | 0 | 0 | 0 | 0 | 0 | 0% | 0 | 0 | 0% | Normal | 0% | 0 | 0 | 0 | [15 empty] | Commercial_Restaurant_New_Food Preparation_Broiler_ | 0 | 0
Commercial_Restaurant_New_Food Preparation_Natural Gas_Broiler_E4 | Commercial | Restaurant | New | Food Preparation | Natural Gas | Broiler | E4 |  | 0% | 0% | 0% | 0 | 0 | 0 | 0 | 0 | 0 | 0 | 0 | 0% | 0 | 0 | 0% | Normal | 0% | 0 | 0 | 0 | [15 empty] | Commercial_Restaurant_New_Food Preparation_Broiler_ | 0 | 0
Commercial_Restaurant_New_Food Preparation_Natural Gas_Broiler_E5 | Commercial | Restaurant | New | Food Preparation | Natural Gas | Broiler | E5 |  | 0% | 0% | 0% | 0 | 0 | 0 | 0 | 0 | 0 | 0 | 0 | 0% | 0 | 0 | 0% | Normal | 0% | 0 | 0 | 0 | [15 empty] | Commercial_Restaurant_New_Food Preparation_Broiler_ | 0 | 0
Commercial_Restaurant_New_Food Preparation_Natural Gas_Broiler_E6 | Commercial | Restaurant | New | Food Preparation | Natural Gas | Broiler | E6 |  | 0% | 0% | 0% | 0 | 0 | 0 | 0 | 0 | 0 | 0 | 0 | 0% | 0 | 0 | 0% | Normal | 0% | 0 | 0 | 0 | [15 empty] | Commercial_Restaurant_New_Food Preparation_Broiler_ | 0 | 0
Commercial_Restaurant_New_Food Preparation_Natural Gas_Broiler_E7 | Commercial | Restaurant | New | Food Preparation | Natural Gas | Broiler | E7 |  | 0% | 0% | 0% | 0 | 0 | 0 | 0 | 0 | 0 | 0 | 0 | 0% | 0 | 0 | 0% | Normal | 0% | 0 | 0 | 0 | [15 empty] | Commercial_Restaurant_New_Food Preparation_Broiler_ | 0 | 0
Commercial_Restaurant_New_Food Preparation_Natural Gas_Broiler_E8 | Commercial | Restaurant | New | Food Preparation | Natural Gas | Broiler | E8 |  | 0% | 0% | 0% | 0 | 0 | 0 | 0 | 0 | 0 | 0 | 0 | 0% | 0 | 0 | 0% | Normal | 0% | 0 | 0 | 0 | [15 empty] | Commercial_Restaurant_New_Food Preparation_Broiler_ | 0 | 0
Commercial_Restaurant_New_Food Preparation_Natural Gas_Broiler_E9 | Commercial | Restaurant | New | Food Preparation | Natural Gas | Broiler | E9 |  | 0% | 0% | 0% | 0 | 0 | 0 | 0 | 0 | 0 | 0 | 0 | 0% | 0 | 0 | 0% | Normal | 0% | 0 | 0 | 0 | [15 empty] | Commercial_Restaurant_New_Food Preparation_Broiler_ | 0 | 0
Commercial_Restaurant_New_Food Preparation_Natural Gas_Broiler_E10 | Commercial | Restaurant | New | Food Preparation | Natural Gas | Broiler | E10 |  | 0% | 0% | 0% | 0 | 0 | 0 | 0 | 0 | 0 | 0 | 0 | 0% | 0 | 0 | 0% | Normal | 0% | 0 | 0 | 0 | [15 empty] | Commercial_Restaurant_New_Food Preparation_Broiler_ | 0 | 0
Commercial_Restaurant_New_Food Preparation_Natural Gas_Griddle_E1 | Commercial | Restaurant | New | Food Preparation | Natural Gas | Griddle | E1 | Standard | 100% | 0% | 0% | 1.6221 | 0 | 0 | 0 | 8 | 16 | 2021 | 2047 | 100% | 0 | 0 | 0% | Normal | 0% | 0.345 | 0 | 0 | 1 units | 1 | 0 | 0.00028005 | 1231.891 | 5150 | 0 | 0 |  | 2013 | 1.1247 | IL TRM - 4.2.8 - CI-FSE-ESGR-V04-200101 | IL TRM - 4.2.8 - CI-FSE-ESGR-V04-200101 | IL TRM - 4.2.8 - CI-FSE-ESGR-V04-200101 |  | Commercial_Restaurant_New_Food Preparation_Griddle_Standard | 1.6221 | 5150
Commercial_Restaurant_New_Food Preparation_Natural Gas_Griddle_E2 | Commercial | Restaurant | New | Food Preparation | Natural Gas | Griddle | E2 | ENERGY STAR | 86.37% | 0% | 0% | 2.0158 | 0 | 0 | 0 | 8 | 16 | 2021 | 2047 | 100% | 0 | 0 | 0% | Normal | 0% | 0.29796 | 0 | 0 | 1 units | 1 | 0 | 0.00028005 | 1063.9446 | 6400 | 0 | 0 |  | 2013 | 1.1247 | IL TRM - 4.2.8 - CI-FSE-ESGR-V04-200101 | IL TRM - 4.2.8 - CI-FSE-ESGR-V04-200101 | IL TRM - 4.2.8 - CI-FSE-ESGR-V04-200101 |  | Commercial_Restaurant_New_Food Preparation_Griddle_ENERGY STAR | 2.0158 | 6400
Commercial_Restaurant_New_Food Preparation_Natural Gas_Griddle_E3 | Commercial | Restaurant | New | Food Preparation | Natural Gas | Griddle | E3 |  | 0% | 0% | 0% | 0 | 0 | 0 | 0 | 0 | 0 | 0 | 0 | 0% | 0 | 0 | 0% | Normal | 0% | 0 | 0 | 0 | [15 empty] | Commercial_Restaurant_New_Food Preparation_Griddle_ | 0 | 0
Commercial_Restaurant_New_Food Preparation_Natural Gas_Griddle_E4 | Commercial | Restaurant | New | Food Preparation | Natural Gas | Griddle | E4 |  | 0% | 0% | 0% | 0 | 0 | 0 | 0 | 0 | 0 | 0 | 0 | 0% | 0 | 0 | 0% | Normal | 0% | 0 | 0 | 0 | [15 empty] | Commercial_Restaurant_New_Food Preparation_Griddle_ | 0 | 0
Commercial_Restaurant_New_Food Preparation_Natural Gas_Griddle_E5 | Commercial | Restaurant | New | Food Preparation | Natural Gas | Griddle | E5 |  | 0% | 0% | 0% | 0 | 0 | 0 | 0 | 0 | 0 | 0 | 0 | 0% | 0 | 0 | 0% | Normal | 0% | 0 | 0 | 0 | [15 empty] | Commercial_Restaurant_New_Food Preparation_Griddle_ | 0 | 0
Commercial_Restaurant_New_Food Preparation_Natural Gas_Griddle_E6 | Commercial | Restaurant | New | Food Preparation | Natural Gas | Griddle | E6 |  | 0% | 0% | 0% | 0 | 0 | 0 | 0 | 0 | 0 | 0 | 0 | 0% | 0 | 0 | 0% | Normal | 0% | 0 | 0 | 0 | [15 empty] | Commercial_Restaurant_New_Food Preparation_Griddle_ | 0 | 0
Commercial_Restaurant_New_Food Preparation_Natural Gas_Griddle_E7 | Commercial | Restaurant | New | Food Preparation | Natural Gas | Griddle | E7 |  | 0% | 0% | 0% | 0 | 0 | 0 | 0 | 0 | 0 | 0 | 0 | 0% | 0 | 0 | 0% | Normal | 0% | 0 | 0 | 0 | [15 empty] | Commercial_Restaurant_New_Food Preparation_Griddle_ | 0 | 0
Commercial_Restaurant_New_Food Preparation_Natural Gas_Griddle_E8 | Commercial | Restaurant | New | Food Preparation | Natural Gas | Griddle | E8 |  | 0% | 0% | 0% | 0 | 0 | 0 | 0 | 0 | 0 | 0 | 0 | 0% | 0 | 0 | 0% | Normal | 0% | 0 | 0 | 0 | [15 empty] | Commercial_Restaurant_New_Food Preparation_Griddle_ | 0 | 0
Commercial_Restaurant_New_Food Preparation_Natural Gas_Griddle_E9 | Commercial | Restaurant | New | Food Preparation | Natural Gas | Griddle | E9 |  | 0% | 0% | 0% | 0 | 0 | 0 | 0 | 0 | 0 | 0 | 0 | 0% | 0 | 0 | 0% | Normal | 0% | 0 | 0 | 0 | [15 empty] | Commercial_Restaurant_New_Food Preparation_Griddle_ | 0 | 0
Commercial_Restaurant_New_Food Preparation_Natural Gas_Griddle_E10 | Commercial | Restaurant | New | Food Preparation | Natural Gas | Griddle | E10 |  | 0% | 0% | 0% | 0 | 0 | 0 | 0 | 0 | 0 | 0 | 0 | 0% | 0 | 0 | 0% | Normal | 0% | 0 | 0 | 0 | [15 empty] | Commercial_Restaurant_New_Food Preparation_Griddle_ | 0 | 0
Commercial_Restaurant_New_Food Preparation_Natural Gas_Range_E1 | Commercial | Restaurant | New | Food Preparation | Natural Gas | Range | E1 | Standard | 100% | 0% | 0% | 2.1943 | 0 | 0 | 0 | 8 | 12 | 2021 | 2047 | 100% | 0 | 0 | 0% | Normal | 0% | 0.33247 | 0 | 0 | 1 units | 1 | 0 | 0.00027705 | 1200 | 7450 | 0 | 0 |  | 2017 | 1.0631 | COOK_OVN-Food Preparation-AEO17-1 | EIA 2018 Tech Forecast | Navigant 2009 |  | Commercial_Restaurant_New_Food Preparation_Range_Standard | 2.1943 | 7450
Commercial_Restaurant_New_Food Preparation_Natural Gas_Range_E2 | Commercial | Restaurant | New | Food Preparation | Natural Gas | Range | E2 | High Efficiency | 85.71% | 0% | 0% | 2.1943 | 0 | 0 | 0 | 8 | 12 | 2021 | 2047 | 100% | 0 | 0 | 0% | Normal | 0% | 0.28497 | 0 | 0 | 1 units | 1 | 0 | 0.00027705 | 1028.5714 | 7450.01 | 0 | 0 |  | 2017 | 1.0631 | COOK_OVN-Food Preparation-AEO17-1 | EIA 2018 Tech Forecast | EIA 2018 Tech Forecast |  | Commercial_Restaurant_New_Food Preparation_Range_High Efficiency | 2.1943 | 7450.01
Commercial_Restaurant_New_Food Preparation_Natural Gas_Range_E3 | Commercial | Restaurant | New | Food Preparation | Natural Gas | Range | E3 |  | 0% | 0% | 0% | 0 | 0 | 0 | 0 | 0 | 0 | 0 | 0 | 0% | 0 | 0 | 0% | Normal | 0% | 0 | 0 | 0 | [15 empty] | Commercial_Restaurant_New_Food Preparation_Range_ | 0 | 0
Commercial_Restaurant_New_Food Preparation_Natural Gas_Range_E4 | Commercial | Restaurant | New | Food Preparation | Natural Gas | Range | E4 |  | 0% | 0% | 0% | 0 | 0 | 0 | 0 | 0 | 0 | 0 | 0 | 0% | 0 | 0 | 0% | Normal | 0% | 0 | 0 | 0 | [15 empty] | Commercial_Restaurant_New_Food Preparation_Range_ | 0 | 0
Commercial_Restaurant_New_Food Preparation_Natural Gas_Range_E5 | Commercial | Restaurant | New | Food Preparation | Natural Gas | Range | E5 |  | 0% | 0% | 0% | 0 | 0 | 0 | 0 | 0 | 0 | 0 | 0 | 0% | 0 | 0 | 0% | Normal | 0% | 0 | 0 | 0 | [15 empty] | Commercial_Restaurant_New_Food Preparation_Range_ | 0 | 0
Commercial_Restaurant_New_Food Preparation_Natural Gas_Range_E6 | Commercial | Restaurant | New | Food Preparation | Natural Gas | Range | E6 |  | 0% | 0% | 0% | 0 | 0 | 0 | 0 | 0 | 0 | 0 | 0 | 0% | 0 | 0 | 0% | Normal | 0% | 0 | 0 | 0 | [15 empty] | Commercial_Restaurant_New_Food Preparation_Range_ | 0 | 0
Commercial_Restaurant_New_Food Preparation_Natural Gas_Range_E7 | Commercial | Restaurant | New | Food Preparation | Natural Gas | Range | E7 |  | 0% | 0% | 0% | 0 | 0 | 0 | 0 | 0 | 0 | 0 | 0 | 0% | 0 | 0 | 0% | Normal | 0% | 0 | 0 | 0 | [15 empty] | Commercial_Restaurant_New_Food Preparation_Range_ | 0 | 0
Commercial_Restaurant_New_Food Preparation_Natural Gas_Range_E8 | Commercial | Restaurant | New | Food Preparation | Natural Gas | Range | E8 |  | 0% | 0% | 0% | 0 | 0 | 0 | 0 | 0 | 0 | 0 | 0 | 0% | 0 | 0 | 0% | Normal | 0% | 0 | 0 | 0 | [15 empty] | Commercial_Restaurant_New_Food Preparation_Range_ | 0 | 0
Commercial_Restaurant_New_Food Preparation_Natural Gas_Range_E9 | Commercial | Restaurant | New | Food Preparation | Natural Gas | Range | E9 |  | 0% | 0% | 0% | 0 | 0 | 0 | 0 | 0 | 0 | 0 | 0 | 0% | 0 | 0 | 0% | Normal | 0% | 0 | 0 | 0 | [15 empty] | Commercial_Restaurant_New_Food Preparation_Range_ | 0 | 0
Commercial_Restaurant_New_Food Preparation_Natural Gas_Range_E10 | Commercial | Restaurant | New | Food Preparation | Natural Gas | Range | E10 |  | 0% | 0% | 0% | 0 | 0 | 0 | 0 | 0 | 0 | 0 | 0 | 0% | 0 | 0 | 0% | Normal | 0% | 0 | 0 | 0 | [15 empty] | Commercial_Restaurant_New_Food Preparation_Range_ | 0 | 0
Commercial_Restaurant_New_Food Preparation_Natural Gas_Steamer_E1 | Commercial | Restaurant | New | Food Preparation | Natural Gas | Steamer | E1 | Standard | 100% | 0% | 0% | 4.7078 | 0 | 0 | 0 | 6 | 10 | 2021 | 2021 | 100% | 0 | 0 | 0% | Normal | 0% | 0.61901 | 0 | 0 | 1 units | 1 | 0 | 0.00042008 | 1473.5418 | 10431.946 | 0 | 0 |  | 2016 | 1.0743 | RTF Wkbk - ComCookingSteamer_v5_0 | RTF Wkbk - ComCookingSteamer_v5_0 | RTF Wkbk - ComCookingSteamer_v5_0 |  | Commercial_Restaurant_New_Food Preparation_Steamer_Standard | 4.7078 | 10431.946
Commercial_Restaurant_New_Food Preparation_Natural Gas_Steamer_E2 | Commercial | Restaurant | New | Food Preparation | Natural Gas | Steamer | E2 | ENERGY STAR | 17.54% | 0% | 0% | 4.7078 | 0 | -0.30996 | 0 | 6 | 10 | 2021 | 2047 | 100% | 0 | 0 | 0% | Normal | 0% | 0.10855 | 0 | 0 | 1 units | 1 | 0 | 0.00042008 | 258.3998 | 10431.956 | 0 | -686.8492 |  | 2016 | 1.0743 | RTF Wkbk - ComCookingSteamer_v5_0 | RTF Wkbk - ComCookingSteamer_v5_0 | RTF Wkbk - ComCookingSteamer_v5_0 |  | Commercial_Restaurant_New_Food Preparation_Steamer_ENERGY STAR | 4.3978 | 9745.1068
Commercial_Restaurant_New_Food Preparation_Natural Gas_Steamer_E3 | Commercial | Restaurant | New | Food Preparation | Natural Gas | Steamer | E3 |  | 0% | 0% | 0% | 0 | 0 | 0 | 0 | 0 | 0 | 0 | 0 | 0% | 0 | 0 | 0% | Normal | 0% | 0 | 0 | 0 | [15 empty] | Commercial_Restaurant_New_Food Preparation_Steamer_ | 0 | 0
Commercial_Restaurant_New_Food Preparation_Natural Gas_Steamer_E4 | Commercial | Restaurant | New | Food Preparation | Natural Gas | Steamer | E4 |  | 0% | 0% | 0% | 0 | 0 | 0 | 0 | 0 | 0 | 0 | 0 | 0% | 0 | 0 | 0% | Normal | 0% | 0 | 0 | 0 | [15 empty] | Commercial_Restaurant_New_Food Preparation_Steamer_ | 0 | 0
Commercial_Restaurant_New_Food Preparation_Natural Gas_Steamer_E5 | Commercial | Restaurant | New | Food Preparation | Natural Gas | Steamer | E5 |  | 0% | 0% | 0% | 0 | 0 | 0 | 0 | 0 | 0 | 0 | 0 | 0% | 0 | 0 | 0% | Normal | 0% | 0 | 0 | 0 | [15 empty] | Commercial_Restaurant_New_Food Preparation_Steamer_ | 0 | 0
Commercial_Restaurant_New_Food Preparation_Natural Gas_Steamer_E6 | Commercial | Restaurant | New | Food Preparation | Natural Gas | Steamer | E6 |  | 0% | 0% | 0% | 0 | 0 | 0 | 0 | 0 | 0 | 0 | 0 | 0% | 0 | 0 | 0% | Normal | 0% | 0 | 0 | 0 | [15 empty] | Commercial_Restaurant_New_Food Preparation_Steamer_ | 0 | 0
Commercial_Restaurant_New_Food Preparation_Natural Gas_Steamer_E7 | Commercial | Restaurant | New | Food Preparation | Natural Gas | Steamer | E7 |  | 0% | 0% | 0% | 0 | 0 | 0 | 0 | 0 | 0 | 0 | 0 | 0% | 0 | 0 | 0% | Normal | 0% | 0 | 0 | 0 | [15 empty] | Commercial_Restaurant_New_Food Preparation_Steamer_ | 0 | 0
Commercial_Restaurant_New_Food Preparation_Natural Gas_Steamer_E8 | Commercial | Restaurant | New | Food Preparation | Natural Gas | Steamer | E8 |  | 0% | 0% | 0% | 0 | 0 | 0 | 0 | 0 | 0 | 0 | 0 | 0% | 0 | 0 | 0% | Normal | 0% | 0 | 0 | 0 | [15 empty] | Commercial_Restaurant_New_Food Preparation_Steamer_ | 0 | 0
Commercial_Restaurant_New_Food Preparation_Natural Gas_Steamer_E9 | Commercial | Restaurant | New | Food Preparation | Natural Gas | Steamer | E9 |  | 0% | 0% | 0% | 0 | 0 | 0 | 0 | 0 | 0 | 0 | 0 | 0% | 0 | 0 | 0% | Normal | 0% | 0 | 0 | 0 | [15 empty] | Commercial_Restaurant_New_Food Preparation_Steamer_ | 0 | 0
Commercial_Restaurant_New_Food Preparation_Natural Gas_Steamer_E10 | Commercial | Restaurant | New | Food Preparation | Natural Gas | Steamer | E10 |  | 0% | 0% | 0% | 0 | 0 | 0 | 0 | 0 | 0 | 0 | 0 | 0% | 0 | 0 | 0% | Normal | 0% | 0 | 0 | 0 | [15 empty] | Commercial_Restaurant_New_Food Preparation_Steamer_ | 0 | 0
Commercial_Restaurant_New_Food Preparation_Natural Gas_Commercial Food Prep Other_E1 | Commercial | Restaurant | New | Food Preparation | Natural Gas | Commercial Food Prep Other | E1 | Standard | 100% | 0% | 0% | 0.12354 | 0 | 0 | 0 | 8 | 12 | 2021 | 2047 | 100% | 0 | 0 | 0% | Normal | 0% | 0.14829 | 0 | 0 | 1 units | 1 | 0 | 0.00010419 | 1423.18 | 1000 | 0 | 0 |  | 2010 | 1.1857 | Default | Default | Default |  | Commercial_Restaurant_New_Food Preparation_Commercial Food Prep Other_Standard | 0.12354 | 1000
Commercial_Restaurant_New_Food Preparation_Natural Gas_Commercial Food Prep Other_E2 | Commercial | Restaurant | New | Food Preparation | Natural Gas | Commercial Food Prep Other | E2 | ENERGY STAR | 74.27% | 0% | 0% | 0.15007 | 0 | 0 | 0 | 8 | 12 | 2021 | 2047 | 100% | 0 | 0 | 0% | Normal | 0% | 0.11014 | 0 | 0 | 1 units | 1 | 0 | 0.00010419 | 1057.0182 | 1214.7567 | 0 | 0 |  | 2010 | 1.1857 | N/A | N/A | N/A |  | Commercial_Restaurant_New_Food Preparation_Commercial Food Prep Other_ENERGY STAR | 0.15007 | 1214.7567
Commercial_Restaurant_New_Food Preparation_Natural Gas_Commercial Food Prep Other_E3 | Commercial | Restaurant | New | Food Preparation | Natural Gas | Commercial Food Prep Other | E3 |  | 0% | 0% | 0% | 0 | 0 | 0 | 0 | 0 | 0 | 0 | 0 | 0% | 0 | 0 | 0% | Normal | 0% | 0 | 0 | 0 | [15 empty] | Commercial_Restaurant_New_Food Preparation_Commercial Food Prep Other_ | 0 | 0
Commercial_Restaurant_New_Food Preparation_Natural Gas_Commercial Food Prep Other_E4 | Commercial | Restaurant | New | Food Preparation | Natural Gas | Commercial Food Prep Other | E4 |  | 0% | 0% | 0% | 0 | 0 | 0 | 0 | 0 | 0 | 0 | 0 | 0% | 0 | 0 | 0% | Normal | 0% | 0 | 0 | 0 | [15 empty] | Commercial_Restaurant_New_Food Preparation_Commercial Food Prep Other_ | 0 | 0
Commercial_Restaurant_New_Food Preparation_Natural Gas_Commercial Food Prep Other_E5 | Commercial | Restaurant | New | Food Preparation | Natural Gas | Commercial Food Prep Other | E5 |  | 0% | 0% | 0% | 0 | 0 | 0 | 0 | 0 | 0 | 0 | 0 | 0% | 0 | 0 | 0% | Normal | 0% | 0 | 0 | 0 | [15 empty] | Commercial_Restaurant_New_Food Preparation_Commercial Food Prep Other_ | 0 | 0
Commercial_Restaurant_New_Food Preparation_Natural Gas_Commercial Food Prep Other_E6 | Commercial | Restaurant | New | Food Preparation | Natural Gas | Commercial Food Prep Other | E6 |  | 0% | 0% | 0% | 0 | 0 | 0 | 0 | 0 | 0 | 0 | 0 | 0% | 0 | 0 | 0% | Normal | 0% | 0 | 0 | 0 | [15 empty] | Commercial_Restaurant_New_Food Preparation_Commercial Food Prep Other_ | 0 | 0
Commercial_Restaurant_New_Food Preparation_Natural Gas_Commercial Food Prep Other_E7 | Commercial | Restaurant | New | Food Preparation | Natural Gas | Commercial Food Prep Other | E7 |  | 0% | 0% | 0% | 0 | 0 | 0 | 0 | 0 | 0 | 0 | 0 | 0% | 0 | 0 | 0% | Normal | 0% | 0 | 0 | 0 | [15 empty] | Commercial_Restaurant_New_Food Preparation_Commercial Food Prep Other_ | 0 | 0
Commercial_Restaurant_New_Food Preparation_Natural Gas_Commercial Food Prep Other_E8 | Commercial | Restaurant | New | Food Preparation | Natural Gas | Commercial Food Prep Other | E8 |  | 0% | 0% | 0% | 0 | 0 | 0 | 0 | 0 | 0 | 0 | 0 | 0% | 0 | 0 | 0% | Normal | 0% | 0 | 0 | 0 | [15 empty] | Commercial_Restaurant_New_Food Preparation_Commercial Food Prep Other_ | 0 | 0
Commercial_Restaurant_New_Food Preparation_Natural Gas_Commercial Food Prep Other_E9 | Commercial | Restaurant | New | Food Preparation | Natural Gas | Commercial Food Prep Other | E9 |  | 0% | 0% | 0% | 0 | 0 | 0 | 0 | 0 | 0 | 0 | 0 | 0% | 0 | 0 | 0% | Normal | 0% | 0 | 0 | 0 | [15 empty] | Commercial_Restaurant_New_Food Preparation_Commercial Food Prep Other_ | 0 | 0
Commercial_Restaurant_New_Food Preparation_Natural Gas_Commercial Food Prep Other_E10 | Commercial | Restaurant | New | Food Preparation | Natural Gas | Commercial Food Prep Other | E10 |  | 0% | 0% | 0% | 0 | 0 | 0 | 0 | 0 | 0 | 0 | 0 | 0% | 0 | 0 | 0% | Normal | 0% | 0 | 0 | 0 | [15 empty] | Commercial_Restaurant_New_Food Preparation_Commercial Food Prep Other_ | 0 | 0
Commercial_Restaurant_New_Miscellaneous_Natural Gas_Pool Heater_E1 | Commercial | Restaurant | New | Miscellaneous | Natural Gas | Pool Heater | E1 | Standard (EF .78) | 100% | 0% | 0% | 0.013398 | 0 | 0 | 0 | 4 | 8 | 2021 | 2047 | 100% | 0 | 0 | 0% | Normal | 0% | 0.01 | 0 | 0 | 1 units | 1 | 0 | 6.7159e-07 | 14890 | 18052 | 0 | 0 |  | 2014 | 1.1051 | DOE Commercial R&D 2016 - Table 7-6 | DOE Commercial R&D 2016 - Table 7-7 | DOE Commercial R&D 2016 - Table 7-8 |  | Commercial_Restaurant_New_Miscellaneous_Pool Heater_Standard (EF .78) | 0.013398 | 18052
Commercial_Restaurant_New_Miscellaneous_Natural Gas_Pool Heater_E2 | Commercial | Restaurant | New | Miscellaneous | Natural Gas | Pool Heater | E2 | Condensing (EF .90) | 85% | 0% | 0% | 0.021937 | 0 | 0 | 0 | 4 | 8 | 2021 | 2047 | 100% | 0 | 0 | 0% | Normal | 0% | 0.0085 | 0 | 0 | 1 units | 1 | 0 | 6.7159e-07 | 12656.5 | 29558 | 0 | 0 |  | 2014 | 1.1051 | DOE Commercial R&D 2016 - Table 7-6 | DOE Commercial R&D 2016 - Table 7-7 | DOE Commercial R&D 2016 - Table 7-9 |  | Commercial_Restaurant_New_Miscellaneous_Pool Heater_Condensing (EF .90) | 0.021937 | 29558
Commercial_Restaurant_New_Miscellaneous_Natural Gas_Pool Heater_E3 | Commercial | Restaurant | New | Miscellaneous | Natural Gas | Pool Heater | E3 |  | 0% | 0% | 0% | 0 | 0 | 0 | 0 | 0 | 0 | 0 | 0 | 0% | 0 | 0 | 0% | Normal | 0% | 0 | 0 | 0 | [15 empty] | Commercial_Restaurant_New_Miscellaneous_Pool Heater_ | 0 | 0
Commercial_Restaurant_New_Miscellaneous_Natural Gas_Pool Heater_E4 | Commercial | Restaurant | New | Miscellaneous | Natural Gas | Pool Heater | E4 |  | 0% | 0% | 0% | 0 | 0 | 0 | 0 | 0 | 0 | 0 | 0 | 0% | 0 | 0 | 0% | Normal | 0% | 0 | 0 | 0 | [15 empty] | Commercial_Restaurant_New_Miscellaneous_Pool Heater_ | 0 | 0
Commercial_Restaurant_New_Miscellaneous_Natural Gas_Pool Heater_E5 | Commercial | Restaurant | New | Miscellaneous | Natural Gas | Pool Heater | E5 |  | 0% | 0% | 0% | 0 | 0 | 0 | 0 | 0 | 0 | 0 | 0 | 0% | 0 | 0 | 0% | Normal | 0% | 0 | 0 | 0 | [15 empty] | Commercial_Restaurant_New_Miscellaneous_Pool Heater_ | 0 | 0
Commercial_Restaurant_New_Miscellaneous_Natural Gas_Pool Heater_E6 | Commercial | Restaurant | New | Miscellaneous | Natural Gas | Pool Heater | E6 |  | 0% | 0% | 0% | 0 | 0 | 0 | 0 | 0 | 0 | 0 | 0 | 0% | 0 | 0 | 0% | Normal | 0% | 0 | 0 | 0 | [15 empty] | Commercial_Restaurant_New_Miscellaneous_Pool Heater_ | 0 | 0
Commercial_Restaurant_New_Miscellaneous_Natural Gas_Pool Heater_E7 | Commercial | Restaurant | New | Miscellaneous | Natural Gas | Pool Heater | E7 |  | 0% | 0% | 0% | 0 | 0 | 0 | 0 | 0 | 0 | 0 | 0 | 0% | 0 | 0 | 0% | Normal | 0% | 0 | 0 | 0 | [15 empty] | Commercial_Restaurant_New_Miscellaneous_Pool Heater_ | 0 | 0
Commercial_Restaurant_New_Miscellaneous_Natural Gas_Pool Heater_E8 | Commercial | Restaurant | New | Miscellaneous | Natural Gas | Pool Heater | E8 |  | 0% | 0% | 0% | 0 | 0 | 0 | 0 | 0 | 0 | 0 | 0 | 0% | 0 | 0 | 0% | Normal | 0% | 0 | 0 | 0 | [15 empty] | Commercial_Restaurant_New_Miscellaneous_Pool Heater_ | 0 | 0
Commercial_Restaurant_New_Miscellaneous_Natural Gas_Pool Heater_E9 | Commercial | Restaurant | New | Miscellaneous | Natural Gas | Pool Heater | E9 |  | 0% | 0% | 0% | 0 | 0 | 0 | 0 | 0 | 0 | 0 | 0 | 0% | 0 | 0 | 0% | Normal | 0% | 0 | 0 | 0 | [15 empty] | Commercial_Restaurant_New_Miscellaneous_Pool Heater_ | 0 | 0
Commercial_Restaurant_New_Miscellaneous_Natural Gas_Pool Heater_E10 | Commercial | Restaurant | New | Miscellaneous | Natural Gas | Pool Heater | E10 |  | 0% | 0% | 0% | 0 | 0 | 0 | 0 | 0 | 0 | 0 | 0 | 0% | 0 | 0 | 0% | Normal | 0% | 0 | 0 | 0 | [15 empty] | Commercial_Restaurant_New_Miscellaneous_Pool Heater_ | 0 | 0
Commercial_Restaurant_New_Miscellaneous_Natural Gas_Miscellaneous_E1 | Commercial | Restaurant | New | Miscellaneous | Natural Gas | Miscellaneous | E1 | Miscellaneous | 100% | 0% | 0% | 0.022674 | 0 | 0 | 0 | 2 | 8 | 2021 | 2047 | 100% | 0 | 0 | 0% | Normal | 0% | 0.021106 | 0 | 0 | 1 units | 1 | 0 | 0.021106 | 1 | 1 | 0 | 0 |  | 2016 | 1.0743 | N/A | N/A | N/A |  | Commercial_Restaurant_New_Miscellaneous_Miscellaneous_Miscellaneous | 0.022674 | 1
Commercial_Restaurant_New_Miscellaneous_Natural Gas_Miscellaneous_E2 | Commercial | Restaurant | New | Miscellaneous | Natural Gas | Miscellaneous | E2 |  | 0% | 0% | 0% | 0 | 0 | 0 | 0 | 0 | 0 | 0 | 0 | 0% | 0 | 0 | 0% | Normal | 0% | 0 | 0 | 0 | [15 empty] | Commercial_Restaurant_New_Miscellaneous_Miscellaneous_ | 0 | 0
Commercial_Restaurant_New_Miscellaneous_Natural Gas_Miscellaneous_E3 | Commercial | Restaurant | New | Miscellaneous | Natural Gas | Miscellaneous | E3 |  | 0% | 0% | 0% | 0 | 0 | 0 | 0 | 0 | 0 | 0 | 0 | 0% | 0 | 0 | 0% | Normal | 0% | 0 | 0 | 0 | [15 empty] | Commercial_Restaurant_New_Miscellaneous_Miscellaneous_ | 0 | 0
Commercial_Restaurant_New_Miscellaneous_Natural Gas_Miscellaneous_E4 | Commercial | Restaurant | New | Miscellaneous | Natural Gas | Miscellaneous | E4 |  | 0% | 0% | 0% | 0 | 0 | 0 | 0 | 0 | 0 | 0 | 0 | 0% | 0 | 0 | 0% | Normal | 0% | 0 | 0 | 0 | [15 empty] | Commercial_Restaurant_New_Miscellaneous_Miscellaneous_ | 0 | 0
Commercial_Restaurant_New_Miscellaneous_Natural Gas_Miscellaneous_E5 | Commercial | Restaurant | New | Miscellaneous | Natural Gas | Miscellaneous | E5 |  | 0% | 0% | 0% | 0 | 0 | 0 | 0 | 0 | 0 | 0 | 0 | 0% | 0 | 0 | 0% | Normal | 0% | 0 | 0 | 0 | [15 empty] | Commercial_Restaurant_New_Miscellaneous_Miscellaneous_ | 0 | 0
Commercial_Restaurant_New_Miscellaneous_Natural Gas_Miscellaneous_E6 | Commercial | Restaurant | New | Miscellaneous | Natural Gas | Miscellaneous | E6 |  | 0% | 0% | 0% | 0 | 0 | 0 | 0 | 0 | 0 | 0 | 0 | 0% | 0 | 0 | 0% | Normal | 0% | 0 | 0 | 0 | [15 empty] | Commercial_Restaurant_New_Miscellaneous_Miscellaneous_ | 0 | 0
Commercial_Restaurant_New_Miscellaneous_Natural Gas_Miscellaneous_E7 | Commercial | Restaurant | New | Miscellaneous | Natural Gas | Miscellaneous | E7 |  | 0% | 0% | 0% | 0 | 0 | 0 | 0 | 0 | 0 | 0 | 0 | 0% | 0 | 0 | 0% | Normal | 0% | 0 | 0 | 0 | [15 empty] | Commercial_Restaurant_New_Miscellaneous_Miscellaneous_ | 0 | 0
Commercial_Restaurant_New_Miscellaneous_Natural Gas_Miscellaneous_E8 | Commercial | Restaurant | New | Miscellaneous | Natural Gas | Miscellaneous | E8 |  | 0% | 0% | 0% | 0 | 0 | 0 | 0 | 0 | 0 | 0 | 0 | 0% | 0 | 0 | 0% | Normal | 0% | 0 | 0 | 0 | [15 empty] | Commercial_Restaurant_New_Miscellaneous_Miscellaneous_ | 0 | 0
Commercial_Restaurant_New_Miscellaneous_Natural Gas_Miscellaneous_E9 | Commercial | Restaurant | New | Miscellaneous | Natural Gas | Miscellaneous | E9 |  | 0% | 0% | 0% | 0 | 0 | 0 | 0 | 0 | 0 | 0 | 0 | 0% | 0 | 0 | 0% | Normal | 0% | 0 | 0 | 0 | [15 empty] | Commercial_Restaurant_New_Miscellaneous_Miscellaneous_ | 0 | 0
Commercial_Restaurant_New_Miscellaneous_Natural Gas_Miscellaneous_E10 | Commercial | Restaurant | New | Miscellaneous | Natural Gas | Miscellaneous | E10 |  | 0% | 0% | 0% | 0 | 0 | 0 | 0 | 0 | 0 | 0 | 0 | 0% | 0 | 0 | 0% | Normal | 0% | 0 | 0 | 0 | [15 empty] | Commercial_Restaurant_New_Miscellaneous_Miscellaneous_ | 0 | 0
Commercial_Retail_Existing_Space Heating_Natural Gas_Furnace_E1 | Commercial | Retail | Existing | Space Heating | Natural Gas | Furnace | E1 | AFUE 80% (Standard) | 100% | 0% | 0% | 0.25833 | 0.27063 | 0.041825 | 0 | 17 | 29 | 2021 | 2023 | 100% | 0 | 0 | 0% | Normal | 0% | 0.50273 | 0 | 0 | 400 kBtu/hr | 400 | 0 | 0.092571 | 0.50273 | 1050 | 1100 | 170 |  | 2017 | 1.0631 | EIA18_Tech Forecast Updates_p.90_Current Standard | EIA18_Tech Forecast Updates_p.90_Current Standard | AEG BEST |  | Commercial_Retail_Existing_Space Heating_Furnace_AFUE 80% (Standard) | 0.57079 | 2320
Commercial_Retail_Existing_Space Heating_Natural Gas_Furnace_E2 | Commercial | Retail | Existing | Space Heating | Natural Gas | Furnace | E2 | AFUE 90% | 88.89% | 0% | 0% | 0.43056 | 0.31984 | 0.043056 | 0 | 17 | 29 | 2021 | 2047 | 100% | 0 | 0 | 0% | Normal | 0% | 0.44687 | 0 | 0 | 400 kBtu/hr | 400 | 0 | 0.092571 | 0.44687 | 1750 | 1300 | 175 |  | 2017 | 1.0631 | EIA18_Tech Forecast Updates_p.90_2020 Typical | EIA18_Tech Forecast Updates_p.90_2020 Typical | AEG BEST |  | Commercial_Retail_Existing_Space Heating_Furnace_AFUE 90% | 0.79345 | 3225
Commercial_Retail_Existing_Space Heating_Natural Gas_Furnace_E3 | Commercial | Retail | Existing | Space Heating | Natural Gas | Furnace | E3 | AFUE 96% | 83.33% | 0% | 0% | 0.60278 | 0.36905 | 0.044286 | 0 | 17 | 29 | 2021 | 2047 | 100% | 0 | 0 | 0% | Normal | 0% | 0.41894 | 0 | 0 | 400 kBtu/hr | 400 | 0 | 0.092571 | 0.41894 | 2450 | 1500 | 180 |  | 2017 | 1.0631 | EIA18_Tech Forecast Updates_p.90_2020 High | EIA18_Tech Forecast Updates_p.90_2020 High | AEG BEST |  | Commercial_Retail_Existing_Space Heating_Furnace_AFUE 96% | 1.0161 | 4130
Commercial_Retail_Existing_Space Heating_Natural Gas_Furnace_E4 | Commercial | Retail | Existing | Space Heating | Natural Gas | Furnace | E4 |  | 0% | 0% | 0% | 0 | 0 | 0 | 0 | 0 | 0 | 0 | 0 | 0% | 0 | 0 | 0% | Normal | 0% | 0 | 0 | 0 | [15 empty] | Commercial_Retail_Existing_Space Heating_Furnace_ | 0 | 0
Commercial_Retail_Existing_Space Heating_Natural Gas_Furnace_E5 | Commercial | Retail | Existing | Space Heating | Natural Gas | Furnace | E5 |  | 0% | 0% | 0% | 0 | 0 | 0 | 0 | 0 | 0 | 0 | 0 | 0% | 0 | 0 | 0% | Normal | 0% | 0 | 0 | 0 | [15 empty] | Commercial_Retail_Existing_Space Heating_Furnace_ | 0 | 0
Commercial_Retail_Existing_Space Heating_Natural Gas_Furnace_E6 | Commercial | Retail | Existing | Space Heating | Natural Gas | Furnace | E6 |  | 0% | 0% | 0% | 0 | 0 | 0 | 0 | 0 | 0 | 0 | 0 | 0% | 0 | 0 | 0% | Normal | 0% | 0 | 0 | 0 | [15 empty] | Commercial_Retail_Existing_Space Heating_Furnace_ | 0 | 0
Commercial_Retail_Existing_Space Heating_Natural Gas_Furnace_E7 | Commercial | Retail | Existing | Space Heating | Natural Gas | Furnace | E7 |  | 0% | 0% | 0% | 0 | 0 | 0 | 0 | 0 | 0 | 0 | 0 | 0% | 0 | 0 | 0% | Normal | 0% | 0 | 0 | 0 | [15 empty] | Commercial_Retail_Existing_Space Heating_Furnace_ | 0 | 0
Commercial_Retail_Existing_Space Heating_Natural Gas_Furnace_E8 | Commercial | Retail | Existing | Space Heating | Natural Gas | Furnace | E8 |  | 0% | 0% | 0% | 0 | 0 | 0 | 0 | 0 | 0 | 0 | 0 | 0% | 0 | 0 | 0% | Normal | 0% | 0 | 0 | 0 | [15 empty] | Commercial_Retail_Existing_Space Heating_Furnace_ | 0 | 0
Commercial_Retail_Existing_Space Heating_Natural Gas_Furnace_E9 | Commercial | Retail | Existing | Space Heating | Natural Gas | Furnace | E9 |  | 0% | 0% | 0% | 0 | 0 | 0 | 0 | 0 | 0 | 0 | 0 | 0% | 0 | 0 | 0% | Normal | 0% | 0 | 0 | 0 | [15 empty] | Commercial_Retail_Existing_Space Heating_Furnace_ | 0 | 0
Commercial_Retail_Existing_Space Heating_Natural Gas_Furnace_E10 | Commercial | Retail | Existing | Space Heating | Natural Gas | Furnace | E10 |  | 0% | 0% | 0% | 0 | 0 | 0 | 0 | 0 | 0 | 0 | 0 | 0% | 0 | 0 | 0% | Normal | 0% | 0 | 0 | 0 | [15 empty] | Commercial_Retail_Existing_Space Heating_Furnace_ | 0 | 0
Commercial_Retail_Existing_Space Heating_Natural Gas_Boiler_E1 | Commercial | Retail | Existing | Space Heating | Natural Gas | Boiler | E1 | AFUE 80% (Standard) | 100% | 0% | 0% | 2.017 | 1.1178 | 0.21871 | 0 | 20 | 30 | 2021 | 2047 | 100% | 0 | 0 | 0% | Normal | 0% | 0.78173 | 0 | 0 | 800 kBtu/hr | 800 | 0 | 0.092571 | 0.78173 | 16600 | 9200 | 1800 |  | 2018 | 1.05 | EIA 2018 Tech Forecast | EIA 2018 Tech Forecast | AEG BEST |  | Commercial_Retail_Existing_Space Heating_Boiler_AFUE 80% (Standard) | 3.3535 | 27600
Commercial_Retail_Existing_Space Heating_Natural Gas_Boiler_E2 | Commercial | Retail | Existing | Space Heating | Natural Gas | Boiler | E2 | AFUE 85% | 94.12% | 0% | 0% | 2.7581 | 1.1847 | 0.21871 | 0 | 20 | 30 | 2021 | 2047 | 100% | 0 | 0 | 0% | Normal | 0% | 0.73575 | 0 | 0 | 800 kBtu/hr | 800 | 0 | 0.092571 | 0.73575 | 22700 | 9750 | 1800 |  | 2018 | 1.05 | EIA 2018 Tech Forecast | EIA 2018 Tech Forecast | AEG BEST |  | Commercial_Retail_Existing_Space Heating_Boiler_AFUE 85% | 4.1615 | 34250
Commercial_Retail_Existing_Space Heating_Natural Gas_Boiler_E3 | Commercial | Retail | Existing | Space Heating | Natural Gas | Boiler | E3 | AFUE 97% | 82.47% | 0% | 0% | 4.4644 | 1.1012 | 0.21871 | 0 | 20 | 30 | 2021 | 2047 | 100% | 0 | 0 | 0% | Normal | 0% | 0.64473 | 0 | 0 | 800 kBtu/hr | 800 | 0 | 0.092571 | 0.64473 | 36742.4242 | 9063.1313 | 1800 |  | 2018 | 1.05 | EIA 2018 Tech Forecast | EIA 2018 Tech Forecast | AEG BEST |  | Commercial_Retail_Existing_Space Heating_Boiler_AFUE 97% | 5.7843 | 47605.5556
Commercial_Retail_Existing_Space Heating_Natural Gas_Boiler_E4 | Commercial | Retail | Existing | Space Heating | Natural Gas | Boiler | E4 | Convert to NG Air Source Heat Pump | 57.14% | 0% | 0% | 19.4755 | 1.1178 | 0.3659 | 0 | 10 | 20 | 2021 | 2047 | 100% | 0 | 0 | 0% | Normal | 0% | 0.4467 | 0 | 0 | 800 kBtu/hr | 800 | 0 | 0.092571 | 0.4467 | 158316.7533 | 9086.959 | 2974.436 |  | 2017 | 1.0631 | AEO 2021 - gas_eng-driven_RTHP-heat 2017 typical | AEO 2021 - gas_eng-driven_RTHP-heat 2017 typical | AEG BEST |  | Commercial_Retail_Existing_Space Heating_Boiler_Convert to NG Air Source Heat Pump | 20.9592 | 170378.1483
Commercial_Retail_Existing_Space Heating_Natural Gas_Boiler_E5 | Commercial | Retail | Existing | Space Heating | Natural Gas | Boiler | E5 |  | 0% | 0% | 0% | 0 | 0 | 0 | 0 | 0 | 0 | 0 | 0 | 0% | 0 | 0 | 0% | Normal | 0% | 0 | 0 | 0 | [15 empty] | Commercial_Retail_Existing_Space Heating_Boiler_ | 0 | 0
Commercial_Retail_Existing_Space Heating_Natural Gas_Boiler_E6 | Commercial | Retail | Existing | Space Heating | Natural Gas | Boiler | E6 |  | 0% | 0% | 0% | 0 | 0 | 0 | 0 | 0 | 0 | 0 | 0 | 0% | 0 | 0 | 0% | Normal | 0% | 0 | 0 | 0 | [15 empty] | Commercial_Retail_Existing_Space Heating_Boiler_ | 0 | 0
Commercial_Retail_Existing_Space Heating_Natural Gas_Boiler_E7 | Commercial | Retail | Existing | Space Heating | Natural Gas | Boiler | E7 |  | 0% | 0% | 0% | 0 | 0 | 0 | 0 | 0 | 0 | 0 | 0 | 0% | 0 | 0 | 0% | Normal | 0% | 0 | 0 | 0 | [15 empty] | Commercial_Retail_Existing_Space Heating_Boiler_ | 0 | 0
Commercial_Retail_Existing_Space Heating_Natural Gas_Boiler_E8 | Commercial | Retail | Existing | Space Heating | Natural Gas | Boiler | E8 |  | 0% | 0% | 0% | 0 | 0 | 0 | 0 | 0 | 0 | 0 | 0 | 0% | 0 | 0 | 0% | Normal | 0% | 0 | 0 | 0 | [15 empty] | Commercial_Retail_Existing_Space Heating_Boiler_ | 0 | 0
Commercial_Retail_Existing_Space Heating_Natural Gas_Boiler_E9 | Commercial | Retail | Existing | Space Heating | Natural Gas | Boiler | E9 |  | 0% | 0% | 0% | 0 | 0 | 0 | 0 | 0 | 0 | 0 | 0 | 0% | 0 | 0 | 0% | Normal | 0% | 0 | 0 | 0 | [15 empty] | Commercial_Retail_Existing_Space Heating_Boiler_ | 0 | 0
Commercial_Retail_Existing_Space Heating_Natural Gas_Boiler_E10 | Commercial | Retail | Existing | Space Heating | Natural Gas | Boiler | E10 |  | 0% | 0% | 0% | 0 | 0 | 0 | 0 | 0 | 0 | 0 | 0 | 0% | 0 | 0 | 0% | Normal | 0% | 0 | 0 | 0 | [15 empty] | Commercial_Retail_Existing_Space Heating_Boiler_ | 0 | 0
Commercial_Retail_Existing_Space Heating_Natural Gas_Unit Heater_E1 | Commercial | Retail | Existing | Space Heating | Natural Gas | Unit Heater | E1 | Standard | 100% | 0% | 0% | 0.13617 | 0 | 0 | 0 | 15 | 25 | 2021 | 2047 | 100% | 0 | 0 | 0% | Normal | 0% | 0.25781 | 0 | 0 | 120 kBtu/Hr | 120 | 0 | 0.00012395 | 2080 | 1010.4 | 0 | 0 |  | 2015 | 1.0873 | Xcel CO 2021/22 DSM Plan/TRM p.424 | Xcel CO 2021/22 DSM Plan/TRM p.416 | Xcel CO 2021/22 DSM Plan/TRM p.416 |  | Commercial_Retail_Existing_Space Heating_Unit Heater_Standard | 0.13617 | 1010.4
Commercial_Retail_Existing_Space Heating_Natural Gas_Unit Heater_E2 | Commercial | Retail | Existing | Space Heating | Natural Gas | Unit Heater | E2 | Condensing | 88.94% | 0% | 0% | 0.16237 | 0 | 0 | 0 | 15 | 25 | 2021 | 2047 | 100% | 0 | 0 | 0% | Normal | 0% | 0.2293 | 0 | 0 | 120 kBtu/Hr | 120 | 0 | 0.00012395 | 1850 | 1204.8 | 0 | 0 |  | 2015 | 1.0873 | Xcel CO 2021/22 DSM Plan/TRM p.424 | Xcel CO 2021/22 DSM Plan/TRM p.416 | Xcel CO 2021/22 DSM Plan/TRM p.416 |  | Commercial_Retail_Existing_Space Heating_Unit Heater_Condensing | 0.16237 | 1204.8
Commercial_Retail_Existing_Space Heating_Natural Gas_Unit Heater_E3 | Commercial | Retail | Existing | Space Heating | Natural Gas | Unit Heater | E3 | Infrared Radiant | 88.46% | 0% | 0% | 0.15283 | 0 | 0 | 0 | 10 | 20 | 2021 | 2047 | 100% | 0 | 0 | 0% | Normal | 0% | 0.22806 | 0 | 0 | 120 kBtu/Hr | 120 | 0 | 0.00012395 | 1840 | 1134 | 0 | 0 |  | 2015 | 1.0873 | Xcel CO 2021/22 DSM Plan/TRM p.424 | Xcel CO 2021/22 DSM Plan/TRM p.416 | Xcel CO 2021/22 DSM Plan/TRM p.416 |  | Commercial_Retail_Existing_Space Heating_Unit Heater_Infrared Radiant | 0.15283 | 1134
Commercial_Retail_Existing_Space Heating_Natural Gas_Unit Heater_E4 | Commercial | Retail | Existing | Space Heating | Natural Gas | Unit Heater | E4 |  | 0% | 0% | 0% | 0 | 0 | 0 | 0 | 0 | 0 | 0 | 0 | 0% | 0 | 0 | 0% | Normal | 0% | 0 | 0 | 0 | [15 empty] | Commercial_Retail_Existing_Space Heating_Unit Heater_ | 0 | 0
Commercial_Retail_Existing_Space Heating_Natural Gas_Unit Heater_E5 | Commercial | Retail | Existing | Space Heating | Natural Gas | Unit Heater | E5 |  | 0% | 0% | 0% | 0 | 0 | 0 | 0 | 0 | 0 | 0 | 0 | 0% | 0 | 0 | 0% | Normal | 0% | 0 | 0 | 0 | [15 empty] | Commercial_Retail_Existing_Space Heating_Unit Heater_ | 0 | 0
Commercial_Retail_Existing_Space Heating_Natural Gas_Unit Heater_E6 | Commercial | Retail | Existing | Space Heating | Natural Gas | Unit Heater | E6 |  | 0% | 0% | 0% | 0 | 0 | 0 | 0 | 0 | 0 | 0 | 0 | 0% | 0 | 0 | 0% | Normal | 0% | 0 | 0 | 0 | [15 empty] | Commercial_Retail_Existing_Space Heating_Unit Heater_ | 0 | 0
Commercial_Retail_Existing_Space Heating_Natural Gas_Unit Heater_E7 | Commercial | Retail | Existing | Space Heating | Natural Gas | Unit Heater | E7 |  | 0% | 0% | 0% | 0 | 0 | 0 | 0 | 0 | 0 | 0 | 0 | 0% | 0 | 0 | 0% | Normal | 0% | 0 | 0 | 0 | [15 empty] | Commercial_Retail_Existing_Space Heating_Unit Heater_ | 0 | 0
Commercial_Retail_Existing_Space Heating_Natural Gas_Unit Heater_E8 | Commercial | Retail | Existing | Space Heating | Natural Gas | Unit Heater | E8 |  | 0% | 0% | 0% | 0 | 0 | 0 | 0 | 0 | 0 | 0 | 0 | 0% | 0 | 0 | 0% | Normal | 0% | 0 | 0 | 0 | [15 empty] | Commercial_Retail_Existing_Space Heating_Unit Heater_ | 0 | 0
Commercial_Retail_Existing_Space Heating_Natural Gas_Unit Heater_E9 | Commercial | Retail | Existing | Space Heating | Natural Gas | Unit Heater | E9 |  | 0% | 0% | 0% | 0 | 0 | 0 | 0 | 0 | 0 | 0 | 0 | 0% | 0 | 0 | 0% | Normal | 0% | 0 | 0 | 0 | [15 empty] | Commercial_Retail_Existing_Space Heating_Unit Heater_ | 0 | 0
Commercial_Retail_Existing_Space Heating_Natural Gas_Unit Heater_E10 | Commercial | Retail | Existing | Space Heating | Natural Gas | Unit Heater | E10 |  | 0% | 0% | 0% | 0 | 0 | 0 | 0 | 0 | 0 | 0 | 0 | 0% | 0 | 0 | 0% | Normal | 0% | 0 | 0 | 0 | [15 empty] | Commercial_Retail_Existing_Space Heating_Unit Heater_ | 0 | 0
Commercial_Retail_Existing_Water Heating_Natural Gas_Water Heater_E1 | Commercial | Retail | Existing | Water Heating | Natural Gas | Water Heater | E1 | TE 88% | 100% | 0% | 0% | 0.16056 | 0 | 0.0090532 | 0 | 8 | 12 | 2021 | 2047 | 100% | 0 | 0 | 0% | Normal | 0% | 0.26051 | 0 | 0 | 1 kBtu/hr | 1 | 0 | 0.0054415 | 0.26051 | 27.755 | 0 | 1.565 |  | 2017 | 1.0631 | AEO 2021 - gas_water_heater 2017 ENERGY STAR | AEO 2021 - gas_water_heater 2017 ENERGY STAR | DHW_WH-Water Heating-PG&E-R7-14 |  | Commercial_Retail_Existing_Water Heating_Water Heater_TE 88% | 0.16961 | 29.32
Commercial_Retail_Existing_Water Heating_Natural Gas_Water Heater_E2 | Commercial | Retail | Existing | Water Heating | Natural Gas | Water Heater | E2 | TE 96% | 91.67% | 0% | 0% | 0.18666 | 0 | 0.0092374 | 0 | 8 | 12 | 2021 | 2047 | 100% | 0 | 0 | 0% | Normal | 0% | 0.2388 | 0 | 0 | 1 kBtu/hr | 1 | 0 | 0.0054415 | 0.2388 | 29.9234 | 0 | 1.4809 |  | 2012 | 1.1464 | AEO 2021 - gas_water_heater 2017 ENERGY STAR | AEO 2021 - gas_water_heater 2017 ENERGY STAR | DHW_WH-Water Heating-NMTRM-2016-7 |  | Commercial_Retail_Existing_Water Heating_Water Heater_TE 96% | 0.1959 | 31.4043
Commercial_Retail_Existing_Water Heating_Natural Gas_Water Heater_E3 | Commercial | Retail | Existing | Water Heating | Natural Gas | Water Heater | E3 | Tankless | 89.8% | 0% | 0% | 0.18722 | 0 | 0.001961 | 0 | 8 | 12 | 2021 | 2047 | 100% | 0 | 0 | 0% | Normal | 0% | 0.23392 | 0 | 0 | 1 kBtu/hr | 1 | 0 | 0.0054415 | 0.23392 | 32.3633 | 0 | 0.33898 |  | 2017 | 1.0631 | EIA Ref. Case 2018 - Gas Tankless High Eff. | EIA Ref. Case 2018 - Gas Tankless High Eff. | DHW_WH-Water Heating-NMTRM-2016-9 |  | Commercial_Retail_Existing_Water Heating_Water Heater_Tankless | 0.18918 | 32.7023
Commercial_Retail_Existing_Water Heating_Natural Gas_Water Heater_E4 | Commercial | Retail | Existing | Water Heating | Natural Gas | Water Heater | E4 | NEEA Gas-Fired Absorption HPWH (COP 1.06) | 83.02% | 0% | 0% | 0.31246 | 0 | 0.073929 | 0 | 10 | 16 | 2023 | 2047 | 100% | 0 | 0 | 0% | Normal | 0% | 0.21627 | 0 | 0 | 1 kBtu/hr | 1 | 0 | 0.0054415 | 0.21627 | 56.3879 | 0 | 13.3416 |  | 2020 | 1.0183 | DHW_WH-Water Heating-DOE-2014-2 | NEEA Report #E20-309, Robur Heat Pump Field Trial. March 11, 2020. | DHW_WH-Water Heating-DOE-2014-1 |  | Commercial_Retail_Existing_Water Heating_Water Heater_NEEA Gas-Fired Absorption HPWH (COP 1.06) | 0.38639 | 69.7295
Commercial_Retail_Existing_Water Heating_Natural Gas_Water Heater_E5 | Commercial | Retail | Existing | Water Heating | Natural Gas | Water Heater | E5 |  | 0% | 0% | 0% | 0 | 0 | 0 | 0 | 0 | 0 | 0 | 0 | 0% | 0 | 0 | 0% | Normal | 0% | 0 | 0 | 0 | [15 empty] | Commercial_Retail_Existing_Water Heating_Water Heater_ | 0 | 0
Commercial_Retail_Existing_Water Heating_Natural Gas_Water Heater_E6 | Commercial | Retail | Existing | Water Heating | Natural Gas | Water Heater | E6 |  | 0% | 0% | 0% | 0 | 0 | 0 | 0 | 0 | 0 | 0 | 0 | 0% | 0 | 0 | 0% | Normal | 0% | 0 | 0 | 0 | [15 empty] | Commercial_Retail_Existing_Water Heating_Water Heater_ | 0 | 0
Commercial_Retail_Existing_Water Heating_Natural Gas_Water Heater_E7 | Commercial | Retail | Existing | Water Heating | Natural Gas | Water Heater | E7 |  | 0% | 0% | 0% | 0 | 0 | 0 | 0 | 0 | 0 | 0 | 0 | 0% | 0 | 0 | 0% | Normal | 0% | 0 | 0 | 0 | [15 empty] | Commercial_Retail_Existing_Water Heating_Water Heater_ | 0 | 0
Commercial_Retail_Existing_Water Heating_Natural Gas_Water Heater_E8 | Commercial | Retail | Existing | Water Heating | Natural Gas | Water Heater | E8 |  | 0% | 0% | 0% | 0 | 0 | 0 | 0 | 0 | 0 | 0 | 0 | 0% | 0 | 0 | 0% | Normal | 0% | 0 | 0 | 0 | [15 empty] | Commercial_Retail_Existing_Water Heating_Water Heater_ | 0 | 0
Commercial_Retail_Existing_Water Heating_Natural Gas_Water Heater_E9 | Commercial | Retail | Existing | Water Heating | Natural Gas | Water Heater | E9 |  | 0% | 0% | 0% | 0 | 0 | 0 | 0 | 0 | 0 | 0 | 0 | 0% | 0 | 0 | 0% | Normal | 0% | 0 | 0 | 0 | [15 empty] | Commercial_Retail_Existing_Water Heating_Water Heater_ | 0 | 0
Commercial_Retail_Existing_Water Heating_Natural Gas_Water Heater_E10 | Commercial | Retail | Existing | Water Heating | Natural Gas | Water Heater | E10 |  | 0% | 0% | 0% | 0 | 0 | 0 | 0 | 0 | 0 | 0 | 0 | 0% | 0 | 0 | 0% | Normal | 0% | 0 | 0 | 0 | [15 empty] | Commercial_Retail_Existing_Water Heating_Water Heater_ | 0 | 0
Commercial_Retail_Existing_Food Preparation_Natural Gas_Oven_E1 | Commercial | Retail | Existing | Food Preparation | Natural Gas | Oven | E1 | Standard | 100% | 0% | 0% | 16.5149 | 0.34832 | 0 | 0 | 10 | 14 | 2021 | 2047 | 100% | 0 | 0 | 0% | Normal | 0% | 1.6795 | 0 | 0 | 1 units | 1 | 0 | 0.0020647 | 813.4143 | 7112 | 150 | 0 |  | 2013 | 1.1247 | IL TRM - 4.2.1 - CI-FSE-CBOV-V02-160601 | ETO Measure Input Sheet - Com - Gas Convection Oven | IL TRM - 4.2.1 - CI-FSE-CBOV-V02-160601 |  | Commercial_Retail_Existing_Food Preparation_Oven_Standard | 16.8633 | 7262
Commercial_Retail_Existing_Food Preparation_Natural Gas_Oven_E2 | Commercial | Retail | Existing | Food Preparation | Natural Gas | Oven | E2 | ENERGY STAR (>42% Baking Efficiency) | 86.89% | 0% | 0% | 17.4159 | 0.34832 | 0 | 0 | 10 | 14 | 2021 | 2047 | 100% | 0 | 0 | 0% | Normal | 0% | 1.4592 | 0 | 0 | 1 units | 1 | 0 | 0.0020647 | 706.739 | 7500 | 150 | 0 |  | 2013 | 1.1247 | IL TRM - 4.2.1 - CI-FSE-CBOV-V02-160601 | EIA 2018 Tech Forecast | ETO Measure Input Sheet |  | Commercial_Retail_Existing_Food Preparation_Oven_ENERGY STAR (>42% Baking Efficiency) | 17.7642 | 7650
Commercial_Retail_Existing_Food Preparation_Natural Gas_Oven_E3 | Commercial | Retail | Existing | Food Preparation | Natural Gas | Oven | E3 |  | 0% | 0% | 0% | 0 | 0 | 0 | 0 | 0 | 0 | 0 | 0 | 0% | 0 | 0 | 0% | Normal | 0% | 0 | 0 | 0 | [15 empty] | Commercial_Retail_Existing_Food Preparation_Oven_ | 0 | 0
Commercial_Retail_Existing_Food Preparation_Natural Gas_Oven_E4 | Commercial | Retail | Existing | Food Preparation | Natural Gas | Oven | E4 |  | 0% | 0% | 0% | 0 | 0 | 0 | 0 | 0 | 0 | 0 | 0 | 0% | 0 | 0 | 0% | Normal | 0% | 0 | 0 | 0 | [15 empty] | Commercial_Retail_Existing_Food Preparation_Oven_ | 0 | 0
Commercial_Retail_Existing_Food Preparation_Natural Gas_Oven_E5 | Commercial | Retail | Existing | Food Preparation | Natural Gas | Oven | E5 |  | 0% | 0% | 0% | 0 | 0 | 0 | 0 | 0 | 0 | 0 | 0 | 0% | 0 | 0 | 0% | Normal | 0% | 0 | 0 | 0 | [15 empty] | Commercial_Retail_Existing_Food Preparation_Oven_ | 0 | 0
Commercial_Retail_Existing_Food Preparation_Natural Gas_Oven_E6 | Commercial | Retail | Existing | Food Preparation | Natural Gas | Oven | E6 |  | 0% | 0% | 0% | 0 | 0 | 0 | 0 | 0 | 0 | 0 | 0 | 0% | 0 | 0 | 0% | Normal | 0% | 0 | 0 | 0 | [15 empty] | Commercial_Retail_Existing_Food Preparation_Oven_ | 0 | 0
Commercial_Retail_Existing_Food Preparation_Natural Gas_Oven_E7 | Commercial | Retail | Existing | Food Preparation | Natural Gas | Oven | E7 |  | 0% | 0% | 0% | 0 | 0 | 0 | 0 | 0 | 0 | 0 | 0 | 0% | 0 | 0 | 0% | Normal | 0% | 0 | 0 | 0 | [15 empty] | Commercial_Retail_Existing_Food Preparation_Oven_ | 0 | 0
Commercial_Retail_Existing_Food Preparation_Natural Gas_Oven_E8 | Commercial | Retail | Existing | Food Preparation | Natural Gas | Oven | E8 |  | 0% | 0% | 0% | 0 | 0 | 0 | 0 | 0 | 0 | 0 | 0 | 0% | 0 | 0 | 0% | Normal | 0% | 0 | 0 | 0 | [15 empty] | Commercial_Retail_Existing_Food Preparation_Oven_ | 0 | 0
Commercial_Retail_Existing_Food Preparation_Natural Gas_Oven_E9 | Commercial | Retail | Existing | Food Preparation | Natural Gas | Oven | E9 |  | 0% | 0% | 0% | 0 | 0 | 0 | 0 | 0 | 0 | 0 | 0 | 0% | 0 | 0 | 0% | Normal | 0% | 0 | 0 | 0 | [15 empty] | Commercial_Retail_Existing_Food Preparation_Oven_ | 0 | 0
Commercial_Retail_Existing_Food Preparation_Natural Gas_Oven_E10 | Commercial | Retail | Existing | Food Preparation | Natural Gas | Oven | E10 |  | 0% | 0% | 0% | 0 | 0 | 0 | 0 | 0 | 0 | 0 | 0 | 0% | 0 | 0 | 0% | Normal | 0% | 0 | 0 | 0 | [15 empty] | Commercial_Retail_Existing_Food Preparation_Oven_ | 0 | 0
Commercial_Retail_Existing_Food Preparation_Natural Gas_Conveyor Oven_E1 | Commercial | Retail | Existing | Food Preparation | Natural Gas | Conveyor Oven | E1 | Standard | 100% | 0% | 0% | 11.7638 | 0 | 0 | 0 | 15 | 19 | 2021 | 2047 | 100% | 0 | 0 | 0% | Normal | 0% | 3.0675 | 0 | 0 | 1 units | 1 | 0 | 0.0010631 | 2885.475 | 10177 | 0 | 0 |  | 2015 | 1.0873 | IL TRM - 4.2.4 - CI-FSE-CVOV-V02-180101 | PGE Workpaper, PGECOFST117 R5, 2015 | MN TRM 3.1 - Gas Conveyor Oven v1.1 |  | Commercial_Retail_Existing_Food Preparation_Conveyor Oven_Standard | 11.7638 | 10177
Commercial_Retail_Existing_Food Preparation_Natural Gas_Conveyor Oven_E2 | Commercial | Retail | Existing | Food Preparation | Natural Gas | Conveyor Oven | E2 | Efficient (>42% Baking Efficiency) | 76.02% | 0% | 0% | 14.3415 | 0 | 0 | 0 | 15 | 19 | 2021 | 2047 | 100% | 0 | 0 | 0% | Normal | 0% | 2.3318 | 0 | 0 | 1 units | 1 | 0 | 0.0010631 | 2193.4093 | 12407 | 0 | 0 |  | 2015 | 1.0873 | IL TRM - 4.2.4 - CI-FSE-CVOV-V02-180101 | PGE Workpaper, PGECOFST117 R5, 2015 | MN TRM 3.1 - Gas Conveyor Oven v1.1 |  | Commercial_Retail_Existing_Food Preparation_Conveyor Oven_Efficient (>42% Baking Efficiency) | 14.3415 | 12407
Commercial_Retail_Existing_Food Preparation_Natural Gas_Conveyor Oven_E3 | Commercial | Retail | Existing | Food Preparation | Natural Gas | Conveyor Oven | E3 |  | 0% | 0% | 0% | 0 | 0 | 0 | 0 | 0 | 0 | 0 | 0 | 0% | 0 | 0 | 0% | Normal | 0% | 0 | 0 | 0 | [15 empty] | Commercial_Retail_Existing_Food Preparation_Conveyor Oven_ | 0 | 0
Commercial_Retail_Existing_Food Preparation_Natural Gas_Conveyor Oven_E4 | Commercial | Retail | Existing | Food Preparation | Natural Gas | Conveyor Oven | E4 |  | 0% | 0% | 0% | 0 | 0 | 0 | 0 | 0 | 0 | 0 | 0 | 0% | 0 | 0 | 0% | Normal | 0% | 0 | 0 | 0 | [15 empty] | Commercial_Retail_Existing_Food Preparation_Conveyor Oven_ | 0 | 0
Commercial_Retail_Existing_Food Preparation_Natural Gas_Conveyor Oven_E5 | Commercial | Retail | Existing | Food Preparation | Natural Gas | Conveyor Oven | E5 |  | 0% | 0% | 0% | 0 | 0 | 0 | 0 | 0 | 0 | 0 | 0 | 0% | 0 | 0 | 0% | Normal | 0% | 0 | 0 | 0 | [15 empty] | Commercial_Retail_Existing_Food Preparation_Conveyor Oven_ | 0 | 0
Commercial_Retail_Existing_Food Preparation_Natural Gas_Conveyor Oven_E6 | Commercial | Retail | Existing | Food Preparation | Natural Gas | Conveyor Oven | E6 |  | 0% | 0% | 0% | 0 | 0 | 0 | 0 | 0 | 0 | 0 | 0 | 0% | 0 | 0 | 0% | Normal | 0% | 0 | 0 | 0 | [15 empty] | Commercial_Retail_Existing_Food Preparation_Conveyor Oven_ | 0 | 0
Commercial_Retail_Existing_Food Preparation_Natural Gas_Conveyor Oven_E7 | Commercial | Retail | Existing | Food Preparation | Natural Gas | Conveyor Oven | E7 |  | 0% | 0% | 0% | 0 | 0 | 0 | 0 | 0 | 0 | 0 | 0 | 0% | 0 | 0 | 0% | Normal | 0% | 0 | 0 | 0 | [15 empty] | Commercial_Retail_Existing_Food Preparation_Conveyor Oven_ | 0 | 0
Commercial_Retail_Existing_Food Preparation_Natural Gas_Conveyor Oven_E8 | Commercial | Retail | Existing | Food Preparation | Natural Gas | Conveyor Oven | E8 |  | 0% | 0% | 0% | 0 | 0 | 0 | 0 | 0 | 0 | 0 | 0 | 0% | 0 | 0 | 0% | Normal | 0% | 0 | 0 | 0 | [15 empty] | Commercial_Retail_Existing_Food Preparation_Conveyor Oven_ | 0 | 0
Commercial_Retail_Existing_Food Preparation_Natural Gas_Conveyor Oven_E9 | Commercial | Retail | Existing | Food Preparation | Natural Gas | Conveyor Oven | E9 |  | 0% | 0% | 0% | 0 | 0 | 0 | 0 | 0 | 0 | 0 | 0 | 0% | 0 | 0 | 0% | Normal | 0% | 0 | 0 | 0 | [15 empty] | Commercial_Retail_Existing_Food Preparation_Conveyor Oven_ | 0 | 0
Commercial_Retail_Existing_Food Preparation_Natural Gas_Conveyor Oven_E10 | Commercial | Retail | Existing | Food Preparation | Natural Gas | Conveyor Oven | E10 |  | 0% | 0% | 0% | 0 | 0 | 0 | 0 | 0 | 0 | 0 | 0 | 0% | 0 | 0 | 0% | Normal | 0% | 0 | 0 | 0 | [15 empty] | Commercial_Retail_Existing_Food Preparation_Conveyor Oven_ | 0 | 0
Commercial_Retail_Existing_Food Preparation_Natural Gas_Double Rack Oven_E1 | Commercial | Retail | Existing | Food Preparation | Natural Gas | Double Rack Oven | E1 | Standard | 100% | 0% | 0% | 18.6403 | 0 | 0 | 0 | 8 | 16 | 2021 | 2047 | 100% | 0 | 0 | 0% | Normal | 0% | 5.2164 | 0 | 0 | 1 units | 1 | 0 | 0.0013246 | 3938.22 | 12513 | 0 | 0 |  | 2013 | 1.1247 | IL TRM - 4.2.18 - CI-FSE-RKOV-VO2-180101 | PGE Workpaper, PGECOFST109 R6, 2016 | IL TRM - 4.2.18 - CI-FSE-RKOV-VO2-180101 |  | Commercial_Retail_Existing_Food Preparation_Double Rack Oven_Standard | 18.6403 | 12513
Commercial_Retail_Existing_Food Preparation_Natural Gas_Double Rack Oven_E2 | Commercial | Retail | Existing | Food Preparation | Natural Gas | Double Rack Oven | E2 | FTSC Qualified (>50% Cooking Efficiency) | 58.82% | 0% | 0% | 25.7167 | 0 | 0 | 0 | 8 | 16 | 2021 | 2047 | 100% | 0 | 0 | 0% | Normal | 0% | 3.0685 | 0 | 0 | 1 units | 1 | 0 | 0.0013246 | 2316.6 | 16641 | 0 | 0 |  | 2011 | 1.1667 | IL TRM - 4.2.18 - CI-FSE-RKOV-VO2-180101 | PGE Workpaper, PGECOFST109 R6, 2016 | IL TRM - 4.2.18 - CI-FSE-RKOV-VO2-180101 |  | Commercial_Retail_Existing_Food Preparation_Double Rack Oven_FTSC Qualified (>50% Cooking Efficiency) | 25.7167 | 16641
Commercial_Retail_Existing_Food Preparation_Natural Gas_Double Rack Oven_E3 | Commercial | Retail | Existing | Food Preparation | Natural Gas | Double Rack Oven | E3 |  | 0% | 0% | 0% | 0 | 0 | 0 | 0 | 0 | 0 | 0 | 0 | 0% | 0 | 0 | 0% | Normal | 0% | 0 | 0 | 0 | [15 empty] | Commercial_Retail_Existing_Food Preparation_Double Rack Oven_ | 0 | 0
Commercial_Retail_Existing_Food Preparation_Natural Gas_Double Rack Oven_E4 | Commercial | Retail | Existing | Food Preparation | Natural Gas | Double Rack Oven | E4 |  | 0% | 0% | 0% | 0 | 0 | 0 | 0 | 0 | 0 | 0 | 0 | 0% | 0 | 0 | 0% | Normal | 0% | 0 | 0 | 0 | [15 empty] | Commercial_Retail_Existing_Food Preparation_Double Rack Oven_ | 0 | 0
Commercial_Retail_Existing_Food Preparation_Natural Gas_Double Rack Oven_E5 | Commercial | Retail | Existing | Food Preparation | Natural Gas | Double Rack Oven | E5 |  | 0% | 0% | 0% | 0 | 0 | 0 | 0 | 0 | 0 | 0 | 0 | 0% | 0 | 0 | 0% | Normal | 0% | 0 | 0 | 0 | [15 empty] | Commercial_Retail_Existing_Food Preparation_Double Rack Oven_ | 0 | 0
Commercial_Retail_Existing_Food Preparation_Natural Gas_Double Rack Oven_E6 | Commercial | Retail | Existing | Food Preparation | Natural Gas | Double Rack Oven | E6 |  | 0% | 0% | 0% | 0 | 0 | 0 | 0 | 0 | 0 | 0 | 0 | 0% | 0 | 0 | 0% | Normal | 0% | 0 | 0 | 0 | [15 empty] | Commercial_Retail_Existing_Food Preparation_Double Rack Oven_ | 0 | 0
Commercial_Retail_Existing_Food Preparation_Natural Gas_Double Rack Oven_E7 | Commercial | Retail | Existing | Food Preparation | Natural Gas | Double Rack Oven | E7 |  | 0% | 0% | 0% | 0 | 0 | 0 | 0 | 0 | 0 | 0 | 0 | 0% | 0 | 0 | 0% | Normal | 0% | 0 | 0 | 0 | [15 empty] | Commercial_Retail_Existing_Food Preparation_Double Rack Oven_ | 0 | 0
Commercial_Retail_Existing_Food Preparation_Natural Gas_Double Rack Oven_E8 | Commercial | Retail | Existing | Food Preparation | Natural Gas | Double Rack Oven | E8 |  | 0% | 0% | 0% | 0 | 0 | 0 | 0 | 0 | 0 | 0 | 0 | 0% | 0 | 0 | 0% | Normal | 0% | 0 | 0 | 0 | [15 empty] | Commercial_Retail_Existing_Food Preparation_Double Rack Oven_ | 0 | 0
Commercial_Retail_Existing_Food Preparation_Natural Gas_Double Rack Oven_E9 | Commercial | Retail | Existing | Food Preparation | Natural Gas | Double Rack Oven | E9 |  | 0% | 0% | 0% | 0 | 0 | 0 | 0 | 0 | 0 | 0 | 0 | 0% | 0 | 0 | 0% | Normal | 0% | 0 | 0 | 0 | [15 empty] | Commercial_Retail_Existing_Food Preparation_Double Rack Oven_ | 0 | 0
Commercial_Retail_Existing_Food Preparation_Natural Gas_Double Rack Oven_E10 | Commercial | Retail | Existing | Food Preparation | Natural Gas | Double Rack Oven | E10 |  | 0% | 0% | 0% | 0 | 0 | 0 | 0 | 0 | 0 | 0 | 0 | 0% | 0 | 0 | 0% | Normal | 0% | 0 | 0 | 0 | [15 empty] | Commercial_Retail_Existing_Food Preparation_Double Rack Oven_ | 0 | 0
Commercial_Retail_Existing_Food Preparation_Natural Gas_Fryer_E1 | Commercial | Retail | Existing | Food Preparation | Natural Gas | Fryer | E1 | Standard | 100% | 0% | 0% | 9.3767 | 0 | 0 | 0 | 7 | 11 | 2021 | 2021 | 100% | 0 | 0 | 0% | Normal | 0% | 2.673 | 0 | 0 | 1 units | 1 | 0 | 0.0025826 | 1034.9987 | 3379.7321 | 0 | 0 |  | 2016 | 1.0743 | RTF Wkbk - ComCookingFryer_v5_0 | RTF Wkbk - ComCookingFryer_v5_0 | RTF Wkbk - ComCookingFryer_v5_0 |  | Commercial_Retail_Existing_Food Preparation_Fryer_Standard | 9.3767 | 3379.7321
Commercial_Retail_Existing_Food Preparation_Natural Gas_Fryer_E2 | Commercial | Retail | Existing | Food Preparation | Natural Gas | Fryer | E2 | ENERGY STAR | 61.81% | 0% | 0% | 11.7866 | 0 | 0 | 0 | 7 | 11 | 2021 | 2047 | 100% | 0 | 0 | 0% | Normal | 0% | 1.6521 | 0 | 0 | 1 units | 1 | 0 | 0.0025826 | 639.7296 | 4248.3333 | 0 | 0 |  | 2016 | 1.0743 | RTF Wkbk - ComCookingFryer_v5_0 | RTF Wkbk - ComCookingFryer_v5_0 | RTF Wkbk - ComCookingFryer_v5_0 |  | Commercial_Retail_Existing_Food Preparation_Fryer_ENERGY STAR | 11.7866 | 4248.3333
Commercial_Retail_Existing_Food Preparation_Natural Gas_Fryer_E3 | Commercial | Retail | Existing | Food Preparation | Natural Gas | Fryer | E3 |  | 0% | 0% | 0% | 0 | 0 | 0 | 0 | 0 | 0 | 0 | 0 | 0% | 0 | 0 | 0% | Normal | 0% | 0 | 0 | 0 | [15 empty] | Commercial_Retail_Existing_Food Preparation_Fryer_ | 0 | 0
Commercial_Retail_Existing_Food Preparation_Natural Gas_Fryer_E4 | Commercial | Retail | Existing | Food Preparation | Natural Gas | Fryer | E4 |  | 0% | 0% | 0% | 0 | 0 | 0 | 0 | 0 | 0 | 0 | 0 | 0% | 0 | 0 | 0% | Normal | 0% | 0 | 0 | 0 | [15 empty] | Commercial_Retail_Existing_Food Preparation_Fryer_ | 0 | 0
Commercial_Retail_Existing_Food Preparation_Natural Gas_Fryer_E5 | Commercial | Retail | Existing | Food Preparation | Natural Gas | Fryer | E5 |  | 0% | 0% | 0% | 0 | 0 | 0 | 0 | 0 | 0 | 0 | 0 | 0% | 0 | 0 | 0% | Normal | 0% | 0 | 0 | 0 | [15 empty] | Commercial_Retail_Existing_Food Preparation_Fryer_ | 0 | 0
Commercial_Retail_Existing_Food Preparation_Natural Gas_Fryer_E6 | Commercial | Retail | Existing | Food Preparation | Natural Gas | Fryer | E6 |  | 0% | 0% | 0% | 0 | 0 | 0 | 0 | 0 | 0 | 0 | 0 | 0% | 0 | 0 | 0% | Normal | 0% | 0 | 0 | 0 | [15 empty] | Commercial_Retail_Existing_Food Preparation_Fryer_ | 0 | 0
Commercial_Retail_Existing_Food Preparation_Natural Gas_Fryer_E7 | Commercial | Retail | Existing | Food Preparation | Natural Gas | Fryer | E7 |  | 0% | 0% | 0% | 0 | 0 | 0 | 0 | 0 | 0 | 0 | 0 | 0% | 0 | 0 | 0% | Normal | 0% | 0 | 0 | 0 | [15 empty] | Commercial_Retail_Existing_Food Preparation_Fryer_ | 0 | 0
Commercial_Retail_Existing_Food Preparation_Natural Gas_Fryer_E8 | Commercial | Retail | Existing | Food Preparation | Natural Gas | Fryer | E8 |  | 0% | 0% | 0% | 0 | 0 | 0 | 0 | 0 | 0 | 0 | 0 | 0% | 0 | 0 | 0% | Normal | 0% | 0 | 0 | 0 | [15 empty] | Commercial_Retail_Existing_Food Preparation_Fryer_ | 0 | 0
Commercial_Retail_Existing_Food Preparation_Natural Gas_Fryer_E9 | Commercial | Retail | Existing | Food Preparation | Natural Gas | Fryer | E9 |  | 0% | 0% | 0% | 0 | 0 | 0 | 0 | 0 | 0 | 0 | 0 | 0% | 0 | 0 | 0% | Normal | 0% | 0 | 0 | 0 | [15 empty] | Commercial_Retail_Existing_Food Preparation_Fryer_ | 0 | 0
Commercial_Retail_Existing_Food Preparation_Natural Gas_Fryer_E10 | Commercial | Retail | Existing | Food Preparation | Natural Gas | Fryer | E10 |  | 0% | 0% | 0% | 0 | 0 | 0 | 0 | 0 | 0 | 0 | 0 | 0% | 0 | 0 | 0% | Normal | 0% | 0 | 0 | 0 | [15 empty] | Commercial_Retail_Existing_Food Preparation_Fryer_ | 0 | 0
Commercial_Retail_Existing_Food Preparation_Natural Gas_Broiler_E1 | Commercial | Retail | Existing | Food Preparation | Natural Gas | Broiler | E1 | Standard | 100% | 0% | 0% | 11.2033 | 0 | 0 | 0 | 8 | 16 | 2021 | 2047 | 100% | 0 | 0 | 0% | Normal | 0% | 2.5837 | 0 | 0 | 1 units | 1 | 0 | 0.003841 | 672.672 | 2500 | 0 | 0 |  | 2011 | 1.1667 | IL TRM - 4.2.14 - CI-FSE-IRBL-V02-180101 | Estimate | IL TRM - 4.2.14 - CI-FSE-IRBL-V02-180101 |  | Commercial_Retail_Existing_Food Preparation_Broiler_Standard | 11.2033 | 2500
Commercial_Retail_Existing_Food Preparation_Natural Gas_Broiler_E2 | Commercial | Retail | Existing | Food Preparation | Natural Gas | Broiler | E2 | Infrared Burners | 64.29% | 0% | 0% | 15.6847 | 0 | 0 | 0 | 8 | 16 | 2021 | 2047 | 100% | 0 | 0 | 0% | Normal | 0% | 1.661 | 0 | 0 | 1 units | 1 | 0 | 0.003841 | 432.432 | 3500 | 0 | 0 |  | 2011 | 1.1667 | IL TRM - 4.2.14 - CI-FSE-IRBL-V02-180101 | IL TRM - 4.2.14 - CI-FSE-IRBL-V02-180101 | IL TRM - 4.2.14 - CI-FSE-IRBL-V02-180101 |  | Commercial_Retail_Existing_Food Preparation_Broiler_Infrared Burners | 15.6847 | 3500
Commercial_Retail_Existing_Food Preparation_Natural Gas_Broiler_E3 | Commercial | Retail | Existing | Food Preparation | Natural Gas | Broiler | E3 |  | 0% | 0% | 0% | 0 | 0 | 0 | 0 | 0 | 0 | 0 | 0 | 0% | 0 | 0 | 0% | Normal | 0% | 0 | 0 | 0 | [15 empty] | Commercial_Retail_Existing_Food Preparation_Broiler_ | 0 | 0
Commercial_Retail_Existing_Food Preparation_Natural Gas_Broiler_E4 | Commercial | Retail | Existing | Food Preparation | Natural Gas | Broiler | E4 |  | 0% | 0% | 0% | 0 | 0 | 0 | 0 | 0 | 0 | 0 | 0 | 0% | 0 | 0 | 0% | Normal | 0% | 0 | 0 | 0 | [15 empty] | Commercial_Retail_Existing_Food Preparation_Broiler_ | 0 | 0
Commercial_Retail_Existing_Food Preparation_Natural Gas_Broiler_E5 | Commercial | Retail | Existing | Food Preparation | Natural Gas | Broiler | E5 |  | 0% | 0% | 0% | 0 | 0 | 0 | 0 | 0 | 0 | 0 | 0 | 0% | 0 | 0 | 0% | Normal | 0% | 0 | 0 | 0 | [15 empty] | Commercial_Retail_Existing_Food Preparation_Broiler_ | 0 | 0
Commercial_Retail_Existing_Food Preparation_Natural Gas_Broiler_E6 | Commercial | Retail | Existing | Food Preparation | Natural Gas | Broiler | E6 |  | 0% | 0% | 0% | 0 | 0 | 0 | 0 | 0 | 0 | 0 | 0 | 0% | 0 | 0 | 0% | Normal | 0% | 0 | 0 | 0 | [15 empty] | Commercial_Retail_Existing_Food Preparation_Broiler_ | 0 | 0
Commercial_Retail_Existing_Food Preparation_Natural Gas_Broiler_E7 | Commercial | Retail | Existing | Food Preparation | Natural Gas | Broiler | E7 |  | 0% | 0% | 0% | 0 | 0 | 0 | 0 | 0 | 0 | 0 | 0 | 0% | 0 | 0 | 0% | Normal | 0% | 0 | 0 | 0 | [15 empty] | Commercial_Retail_Existing_Food Preparation_Broiler_ | 0 | 0
Commercial_Retail_Existing_Food Preparation_Natural Gas_Broiler_E8 | Commercial | Retail | Existing | Food Preparation | Natural Gas | Broiler | E8 |  | 0% | 0% | 0% | 0 | 0 | 0 | 0 | 0 | 0 | 0 | 0 | 0% | 0 | 0 | 0% | Normal | 0% | 0 | 0 | 0 | [15 empty] | Commercial_Retail_Existing_Food Preparation_Broiler_ | 0 | 0
Commercial_Retail_Existing_Food Preparation_Natural Gas_Broiler_E9 | Commercial | Retail | Existing | Food Preparation | Natural Gas | Broiler | E9 |  | 0% | 0% | 0% | 0 | 0 | 0 | 0 | 0 | 0 | 0 | 0 | 0% | 0 | 0 | 0% | Normal | 0% | 0 | 0 | 0 | [15 empty] | Commercial_Retail_Existing_Food Preparation_Broiler_ | 0 | 0
Commercial_Retail_Existing_Food Preparation_Natural Gas_Broiler_E10 | Commercial | Retail | Existing | Food Preparation | Natural Gas | Broiler | E10 |  | 0% | 0% | 0% | 0 | 0 | 0 | 0 | 0 | 0 | 0 | 0 | 0% | 0 | 0 | 0% | Normal | 0% | 0 | 0 | 0 | [15 empty] | Commercial_Retail_Existing_Food Preparation_Broiler_ | 0 | 0
Commercial_Retail_Existing_Food Preparation_Natural Gas_Griddle_E1 | Commercial | Retail | Existing | Food Preparation | Natural Gas | Griddle | E1 | Standard | 100% | 0% | 0% | 8.6797 | 0 | 0 | 0 | 8 | 16 | 2021 | 2047 | 100% | 0 | 0 | 0% | Normal | 0% | 1.8461 | 0 | 0 | 1 units | 1 | 0 | 0.0014986 | 1231.891 | 5150 | 0 | 0 |  | 2013 | 1.1247 | IL TRM - 4.2.8 - CI-FSE-ESGR-V04-200101 | IL TRM - 4.2.8 - CI-FSE-ESGR-V04-200101 | IL TRM - 4.2.8 - CI-FSE-ESGR-V04-200101 |  | Commercial_Retail_Existing_Food Preparation_Griddle_Standard | 8.6797 | 5150
Commercial_Retail_Existing_Food Preparation_Natural Gas_Griddle_E2 | Commercial | Retail | Existing | Food Preparation | Natural Gas | Griddle | E2 | ENERGY STAR | 86.37% | 0% | 0% | 10.7865 | 0 | 0 | 0 | 8 | 16 | 2021 | 2047 | 100% | 0 | 0 | 0% | Normal | 0% | 1.5944 | 0 | 0 | 1 units | 1 | 0 | 0.0014986 | 1063.9446 | 6400 | 0 | 0 |  | 2013 | 1.1247 | IL TRM - 4.2.8 - CI-FSE-ESGR-V04-200101 | IL TRM - 4.2.8 - CI-FSE-ESGR-V04-200101 | IL TRM - 4.2.8 - CI-FSE-ESGR-V04-200101 |  | Commercial_Retail_Existing_Food Preparation_Griddle_ENERGY STAR | 10.7865 | 6400
Commercial_Retail_Existing_Food Preparation_Natural Gas_Griddle_E3 | Commercial | Retail | Existing | Food Preparation | Natural Gas | Griddle | E3 |  | 0% | 0% | 0% | 0 | 0 | 0 | 0 | 0 | 0 | 0 | 0 | 0% | 0 | 0 | 0% | Normal | 0% | 0 | 0 | 0 | [15 empty] | Commercial_Retail_Existing_Food Preparation_Griddle_ | 0 | 0
Commercial_Retail_Existing_Food Preparation_Natural Gas_Griddle_E4 | Commercial | Retail | Existing | Food Preparation | Natural Gas | Griddle | E4 |  | 0% | 0% | 0% | 0 | 0 | 0 | 0 | 0 | 0 | 0 | 0 | 0% | 0 | 0 | 0% | Normal | 0% | 0 | 0 | 0 | [15 empty] | Commercial_Retail_Existing_Food Preparation_Griddle_ | 0 | 0
Commercial_Retail_Existing_Food Preparation_Natural Gas_Griddle_E5 | Commercial | Retail | Existing | Food Preparation | Natural Gas | Griddle | E5 |  | 0% | 0% | 0% | 0 | 0 | 0 | 0 | 0 | 0 | 0 | 0 | 0% | 0 | 0 | 0% | Normal | 0% | 0 | 0 | 0 | [15 empty] | Commercial_Retail_Existing_Food Preparation_Griddle_ | 0 | 0
Commercial_Retail_Existing_Food Preparation_Natural Gas_Griddle_E6 | Commercial | Retail | Existing | Food Preparation | Natural Gas | Griddle | E6 |  | 0% | 0% | 0% | 0 | 0 | 0 | 0 | 0 | 0 | 0 | 0 | 0% | 0 | 0 | 0% | Normal | 0% | 0 | 0 | 0 | [15 empty] | Commercial_Retail_Existing_Food Preparation_Griddle_ | 0 | 0
Commercial_Retail_Existing_Food Preparation_Natural Gas_Griddle_E7 | Commercial | Retail | Existing | Food Preparation | Natural Gas | Griddle | E7 |  | 0% | 0% | 0% | 0 | 0 | 0 | 0 | 0 | 0 | 0 | 0 | 0% | 0 | 0 | 0% | Normal | 0% | 0 | 0 | 0 | [15 empty] | Commercial_Retail_Existing_Food Preparation_Griddle_ | 0 | 0
Commercial_Retail_Existing_Food Preparation_Natural Gas_Griddle_E8 | Commercial | Retail | Existing | Food Preparation | Natural Gas | Griddle | E8 |  | 0% | 0% | 0% | 0 | 0 | 0 | 0 | 0 | 0 | 0 | 0 | 0% | 0 | 0 | 0% | Normal | 0% | 0 | 0 | 0 | [15 empty] | Commercial_Retail_Existing_Food Preparation_Griddle_ | 0 | 0
Commercial_Retail_Existing_Food Preparation_Natural Gas_Griddle_E9 | Commercial | Retail | Existing | Food Preparation | Natural Gas | Griddle | E9 |  | 0% | 0% | 0% | 0 | 0 | 0 | 0 | 0 | 0 | 0 | 0 | 0% | 0 | 0 | 0% | Normal | 0% | 0 | 0 | 0 | [15 empty] | Commercial_Retail_Existing_Food Preparation_Griddle_ | 0 | 0
Commercial_Retail_Existing_Food Preparation_Natural Gas_Griddle_E10 | Commercial | Retail | Existing | Food Preparation | Natural Gas | Griddle | E10 |  | 0% | 0% | 0% | 0 | 0 | 0 | 0 | 0 | 0 | 0 | 0 | 0% | 0 | 0 | 0% | Normal | 0% | 0 | 0 | 0 | [15 empty] | Commercial_Retail_Existing_Food Preparation_Griddle_ | 0 | 0
Commercial_Retail_Existing_Food Preparation_Natural Gas_Range_E1 | Commercial | Retail | Existing | Food Preparation | Natural Gas | Range | E1 | Standard | 100% | 0% | 0% | 11.7417 | 0 | 0 | 0 | 8 | 12 | 2021 | 2047 | 100% | 0 | 0 | 0% | Normal | 0% | 1.779 | 0 | 0 | 1 units | 1 | 0 | 0.0014825 | 1200 | 7450 | 0 | 0 |  | 2017 | 1.0631 | COOK_OVN-Food Preparation-AEO17-1 | EIA 2018 Tech Forecast | Navigant 2009 |  | Commercial_Retail_Existing_Food Preparation_Range_Standard | 11.7417 | 7450
Commercial_Retail_Existing_Food Preparation_Natural Gas_Range_E2 | Commercial | Retail | Existing | Food Preparation | Natural Gas | Range | E2 | High Efficiency | 85.71% | 0% | 0% | 11.7417 | 0 | 0 | 0 | 8 | 12 | 2021 | 2047 | 100% | 0 | 0 | 0% | Normal | 0% | 1.5249 | 0 | 0 | 1 units | 1 | 0 | 0.0014825 | 1028.5714 | 7450.01 | 0 | 0 |  | 2017 | 1.0631 | COOK_OVN-Food Preparation-AEO17-1 | EIA 2018 Tech Forecast | EIA 2018 Tech Forecast |  | Commercial_Retail_Existing_Food Preparation_Range_High Efficiency | 11.7417 | 7450.01
Commercial_Retail_Existing_Food Preparation_Natural Gas_Range_E3 | Commercial | Retail | Existing | Food Preparation | Natural Gas | Range | E3 |  | 0% | 0% | 0% | 0 | 0 | 0 | 0 | 0 | 0 | 0 | 0 | 0% | 0 | 0 | 0% | Normal | 0% | 0 | 0 | 0 | [15 empty] | Commercial_Retail_Existing_Food Preparation_Range_ | 0 | 0
Commercial_Retail_Existing_Food Preparation_Natural Gas_Range_E4 | Commercial | Retail | Existing | Food Preparation | Natural Gas | Range | E4 |  | 0% | 0% | 0% | 0 | 0 | 0 | 0 | 0 | 0 | 0 | 0 | 0% | 0 | 0 | 0% | Normal | 0% | 0 | 0 | 0 | [15 empty] | Commercial_Retail_Existing_Food Preparation_Range_ | 0 | 0
Commercial_Retail_Existing_Food Preparation_Natural Gas_Range_E5 | Commercial | Retail | Existing | Food Preparation | Natural Gas | Range | E5 |  | 0% | 0% | 0% | 0 | 0 | 0 | 0 | 0 | 0 | 0 | 0 | 0% | 0 | 0 | 0% | Normal | 0% | 0 | 0 | 0 | [15 empty] | Commercial_Retail_Existing_Food Preparation_Range_ | 0 | 0
Commercial_Retail_Existing_Food Preparation_Natural Gas_Range_E6 | Commercial | Retail | Existing | Food Preparation | Natural Gas | Range | E6 |  | 0% | 0% | 0% | 0 | 0 | 0 | 0 | 0 | 0 | 0 | 0 | 0% | 0 | 0 | 0% | Normal | 0% | 0 | 0 | 0 | [15 empty] | Commercial_Retail_Existing_Food Preparation_Range_ | 0 | 0
Commercial_Retail_Existing_Food Preparation_Natural Gas_Range_E7 | Commercial | Retail | Existing | Food Preparation | Natural Gas | Range | E7 |  | 0% | 0% | 0% | 0 | 0 | 0 | 0 | 0 | 0 | 0 | 0 | 0% | 0 | 0 | 0% | Normal | 0% | 0 | 0 | 0 | [15 empty] | Commercial_Retail_Existing_Food Preparation_Range_ | 0 | 0
Commercial_Retail_Existing_Food Preparation_Natural Gas_Range_E8 | Commercial | Retail | Existing | Food Preparation | Natural Gas | Range | E8 |  | 0% | 0% | 0% | 0 | 0 | 0 | 0 | 0 | 0 | 0 | 0 | 0% | 0 | 0 | 0% | Normal | 0% | 0 | 0 | 0 | [15 empty] | Commercial_Retail_Existing_Food Preparation_Range_ | 0 | 0
Commercial_Retail_Existing_Food Preparation_Natural Gas_Range_E9 | Commercial | Retail | Existing | Food Preparation | Natural Gas | Range | E9 |  | 0% | 0% | 0% | 0 | 0 | 0 | 0 | 0 | 0 | 0 | 0 | 0% | 0 | 0 | 0% | Normal | 0% | 0 | 0 | 0 | [15 empty] | Commercial_Retail_Existing_Food Preparation_Range_ | 0 | 0
Commercial_Retail_Existing_Food Preparation_Natural Gas_Range_E10 | Commercial | Retail | Existing | Food Preparation | Natural Gas | Range | E10 |  | 0% | 0% | 0% | 0 | 0 | 0 | 0 | 0 | 0 | 0 | 0 | 0% | 0 | 0 | 0% | Normal | 0% | 0 | 0 | 0 | [15 empty] | Commercial_Retail_Existing_Food Preparation_Range_ | 0 | 0
Commercial_Retail_Existing_Food Preparation_Natural Gas_Steamer_E1 | Commercial | Retail | Existing | Food Preparation | Natural Gas | Steamer | E1 | Standard | 100% | 0% | 0% | 25.1913 | 0 | 0 | 0 | 6 | 10 | 2021 | 2021 | 100% | 0 | 0 | 0% | Normal | 0% | 3.3123 | 0 | 0 | 1 units | 1 | 0 | 0.0022479 | 1473.5418 | 10431.946 | 0 | 0 |  | 2016 | 1.0743 | RTF Wkbk - ComCookingSteamer_v5_0 | RTF Wkbk - ComCookingSteamer_v5_0 | RTF Wkbk - ComCookingSteamer_v5_0 |  | Commercial_Retail_Existing_Food Preparation_Steamer_Standard | 25.1913 | 10431.946
Commercial_Retail_Existing_Food Preparation_Natural Gas_Steamer_E2 | Commercial | Retail | Existing | Food Preparation | Natural Gas | Steamer | E2 | ENERGY STAR | 17.54% | 0% | 0% | 25.1914 | 0 | -1.6586 | 0 | 6 | 10 | 2021 | 2047 | 100% | 0 | 0 | 0% | Normal | 0% | 0.58085 | 0 | 0 | 1 units | 1 | 0 | 0.0022479 | 258.3998 | 10431.956 | 0 | -686.8492 |  | 2016 | 1.0743 | RTF Wkbk - ComCookingSteamer_v5_0 | RTF Wkbk - ComCookingSteamer_v5_0 | RTF Wkbk - ComCookingSteamer_v5_0 |  | Commercial_Retail_Existing_Food Preparation_Steamer_ENERGY STAR | 23.5328 | 9745.1068
Commercial_Retail_Existing_Food Preparation_Natural Gas_Steamer_E3 | Commercial | Retail | Existing | Food Preparation | Natural Gas | Steamer | E3 |  | 0% | 0% | 0% | 0 | 0 | 0 | 0 | 0 | 0 | 0 | 0 | 0% | 0 | 0 | 0% | Normal | 0% | 0 | 0 | 0 | [15 empty] | Commercial_Retail_Existing_Food Preparation_Steamer_ | 0 | 0
Commercial_Retail_Existing_Food Preparation_Natural Gas_Steamer_E4 | Commercial | Retail | Existing | Food Preparation | Natural Gas | Steamer | E4 |  | 0% | 0% | 0% | 0 | 0 | 0 | 0 | 0 | 0 | 0 | 0 | 0% | 0 | 0 | 0% | Normal | 0% | 0 | 0 | 0 | [15 empty] | Commercial_Retail_Existing_Food Preparation_Steamer_ | 0 | 0
Commercial_Retail_Existing_Food Preparation_Natural Gas_Steamer_E5 | Commercial | Retail | Existing | Food Preparation | Natural Gas | Steamer | E5 |  | 0% | 0% | 0% | 0 | 0 | 0 | 0 | 0 | 0 | 0 | 0 | 0% | 0 | 0 | 0% | Normal | 0% | 0 | 0 | 0 | [15 empty] | Commercial_Retail_Existing_Food Preparation_Steamer_ | 0 | 0
Commercial_Retail_Existing_Food Preparation_Natural Gas_Steamer_E6 | Commercial | Retail | Existing | Food Preparation | Natural Gas | Steamer | E6 |  | 0% | 0% | 0% | 0 | 0 | 0 | 0 | 0 | 0 | 0 | 0 | 0% | 0 | 0 | 0% | Normal | 0% | 0 | 0 | 0 | [15 empty] | Commercial_Retail_Existing_Food Preparation_Steamer_ | 0 | 0
Commercial_Retail_Existing_Food Preparation_Natural Gas_Steamer_E7 | Commercial | Retail | Existing | Food Preparation | Natural Gas | Steamer | E7 |  | 0% | 0% | 0% | 0 | 0 | 0 | 0 | 0 | 0 | 0 | 0 | 0% | 0 | 0 | 0% | Normal | 0% | 0 | 0 | 0 | [15 empty] | Commercial_Retail_Existing_Food Preparation_Steamer_ | 0 | 0
Commercial_Retail_Existing_Food Preparation_Natural Gas_Steamer_E8 | Commercial | Retail | Existing | Food Preparation | Natural Gas | Steamer | E8 |  | 0% | 0% | 0% | 0 | 0 | 0 | 0 | 0 | 0 | 0 | 0 | 0% | 0 | 0 | 0% | Normal | 0% | 0 | 0 | 0 | [15 empty] | Commercial_Retail_Existing_Food Preparation_Steamer_ | 0 | 0
Commercial_Retail_Existing_Food Preparation_Natural Gas_Steamer_E9 | Commercial | Retail | Existing | Food Preparation | Natural Gas | Steamer | E9 |  | 0% | 0% | 0% | 0 | 0 | 0 | 0 | 0 | 0 | 0 | 0 | 0% | 0 | 0 | 0% | Normal | 0% | 0 | 0 | 0 | [15 empty] | Commercial_Retail_Existing_Food Preparation_Steamer_ | 0 | 0
Commercial_Retail_Existing_Food Preparation_Natural Gas_Steamer_E10 | Commercial | Retail | Existing | Food Preparation | Natural Gas | Steamer | E10 |  | 0% | 0% | 0% | 0 | 0 | 0 | 0 | 0 | 0 | 0 | 0 | 0% | 0 | 0 | 0% | Normal | 0% | 0 | 0 | 0 | [15 empty] | Commercial_Retail_Existing_Food Preparation_Steamer_ | 0 | 0
Commercial_Retail_Existing_Food Preparation_Natural Gas_Commercial Food Prep Other_E1 | Commercial | Retail | Existing | Food Preparation | Natural Gas | Commercial Food Prep Other | E1 | Standard | 100% | 0% | 0% | 0.66108 | 0 | 0 | 0 | 8 | 12 | 2021 | 2047 | 100% | 0 | 0 | 0% | Normal | 0% | 0.79349 | 0 | 0 | 1 units | 1 | 0 | 0.00055754 | 1423.18 | 1000 | 0 | 0 |  | 2010 | 1.1857 | Default | Default | Default |  | Commercial_Retail_Existing_Food Preparation_Commercial Food Prep Other_Standard | 0.66108 | 1000
Commercial_Retail_Existing_Food Preparation_Natural Gas_Commercial Food Prep Other_E2 | Commercial | Retail | Existing | Food Preparation | Natural Gas | Commercial Food Prep Other | E2 | ENERGY STAR | 74.27% | 0% | 0% | 0.80305 | 0 | 0 | 0 | 8 | 12 | 2021 | 2047 | 100% | 0 | 0 | 0% | Normal | 0% | 0.58933 | 0 | 0 | 1 units | 1 | 0 | 0.00055754 | 1057.0182 | 1214.7567 | 0 | 0 |  | 2010 | 1.1857 | N/A | N/A | N/A |  | Commercial_Retail_Existing_Food Preparation_Commercial Food Prep Other_ENERGY STAR | 0.80305 | 1214.7567
Commercial_Retail_Existing_Food Preparation_Natural Gas_Commercial Food Prep Other_E3 | Commercial | Retail | Existing | Food Preparation | Natural Gas | Commercial Food Prep Other | E3 |  | 0% | 0% | 0% | 0 | 0 | 0 | 0 | 0 | 0 | 0 | 0 | 0% | 0 | 0 | 0% | Normal | 0% | 0 | 0 | 0 | [15 empty] | Commercial_Retail_Existing_Food Preparation_Commercial Food Prep Other_ | 0 | 0
Commercial_Retail_Existing_Food Preparation_Natural Gas_Commercial Food Prep Other_E4 | Commercial | Retail | Existing | Food Preparation | Natural Gas | Commercial Food Prep Other | E4 |  | 0% | 0% | 0% | 0 | 0 | 0 | 0 | 0 | 0 | 0 | 0 | 0% | 0 | 0 | 0% | Normal | 0% | 0 | 0 | 0 | [15 empty] | Commercial_Retail_Existing_Food Preparation_Commercial Food Prep Other_ | 0 | 0
Commercial_Retail_Existing_Food Preparation_Natural Gas_Commercial Food Prep Other_E5 | Commercial | Retail | Existing | Food Preparation | Natural Gas | Commercial Food Prep Other | E5 |  | 0% | 0% | 0% | 0 | 0 | 0 | 0 | 0 | 0 | 0 | 0 | 0% | 0 | 0 | 0% | Normal | 0% | 0 | 0 | 0 | [15 empty] | Commercial_Retail_Existing_Food Preparation_Commercial Food Prep Other_ | 0 | 0
Commercial_Retail_Existing_Food Preparation_Natural Gas_Commercial Food Prep Other_E6 | Commercial | Retail | Existing | Food Preparation | Natural Gas | Commercial Food Prep Other | E6 |  | 0% | 0% | 0% | 0 | 0 | 0 | 0 | 0 | 0 | 0 | 0 | 0% | 0 | 0 | 0% | Normal | 0% | 0 | 0 | 0 | [15 empty] | Commercial_Retail_Existing_Food Preparation_Commercial Food Prep Other_ | 0 | 0
Commercial_Retail_Existing_Food Preparation_Natural Gas_Commercial Food Prep Other_E7 | Commercial | Retail | Existing | Food Preparation | Natural Gas | Commercial Food Prep Other | E7 |  | 0% | 0% | 0% | 0 | 0 | 0 | 0 | 0 | 0 | 0 | 0 | 0% | 0 | 0 | 0% | Normal | 0% | 0 | 0 | 0 | [15 empty] | Commercial_Retail_Existing_Food Preparation_Commercial Food Prep Other_ | 0 | 0
Commercial_Retail_Existing_Food Preparation_Natural Gas_Commercial Food Prep Other_E8 | Commercial | Retail | Existing | Food Preparation | Natural Gas | Commercial Food Prep Other | E8 |  | 0% | 0% | 0% | 0 | 0 | 0 | 0 | 0 | 0 | 0 | 0 | 0% | 0 | 0 | 0% | Normal | 0% | 0 | 0 | 0 | [15 empty] | Commercial_Retail_Existing_Food Preparation_Commercial Food Prep Other_ | 0 | 0
Commercial_Retail_Existing_Food Preparation_Natural Gas_Commercial Food Prep Other_E9 | Commercial | Retail | Existing | Food Preparation | Natural Gas | Commercial Food Prep Other | E9 |  | 0% | 0% | 0% | 0 | 0 | 0 | 0 | 0 | 0 | 0 | 0 | 0% | 0 | 0 | 0% | Normal | 0% | 0 | 0 | 0 | [15 empty] | Commercial_Retail_Existing_Food Preparation_Commercial Food Prep Other_ | 0 | 0
Commercial_Retail_Existing_Food Preparation_Natural Gas_Commercial Food Prep Other_E10 | Commercial | Retail | Existing | Food Preparation | Natural Gas | Commercial Food Prep Other | E10 |  | 0% | 0% | 0% | 0 | 0 | 0 | 0 | 0 | 0 | 0 | 0 | 0% | 0 | 0 | 0% | Normal | 0% | 0 | 0 | 0 | [15 empty] | Commercial_Retail_Existing_Food Preparation_Commercial Food Prep Other_ | 0 | 0
Commercial_Retail_Existing_Miscellaneous_Natural Gas_Pool Heater_E1 | Commercial | Retail | Existing | Miscellaneous | Natural Gas | Pool Heater | E1 | Standard (EF .78) | 100% | 0% | 0% | 0.013398 | 0 | 0 | 0 | 4 | 8 | 2021 | 2047 | 100% | 0 | 0 | 0% | Normal | 0% | 0.01 | 0 | 0 | 1 units | 1 | 0 | 6.7159e-07 | 14890 | 18052 | 0 | 0 |  | 2014 | 1.1051 | DOE Commercial R&D 2016 - Table 7-6 | DOE Commercial R&D 2016 - Table 7-7 | DOE Commercial R&D 2016 - Table 7-8 |  | Commercial_Retail_Existing_Miscellaneous_Pool Heater_Standard (EF .78) | 0.013398 | 18052
Commercial_Retail_Existing_Miscellaneous_Natural Gas_Pool Heater_E2 | Commercial | Retail | Existing | Miscellaneous | Natural Gas | Pool Heater | E2 | Condensing (EF .90) | 85% | 0% | 0% | 0.021937 | 0 | 0 | 0 | 4 | 8 | 2021 | 2047 | 100% | 0 | 0 | 0% | Normal | 0% | 0.0085 | 0 | 0 | 1 units | 1 | 0 | 6.7159e-07 | 12656.5 | 29558 | 0 | 0 |  | 2014 | 1.1051 | DOE Commercial R&D 2016 - Table 7-6 | DOE Commercial R&D 2016 - Table 7-7 | DOE Commercial R&D 2016 - Table 7-9 |  | Commercial_Retail_Existing_Miscellaneous_Pool Heater_Condensing (EF .90) | 0.021937 | 29558
Commercial_Retail_Existing_Miscellaneous_Natural Gas_Pool Heater_E3 | Commercial | Retail | Existing | Miscellaneous | Natural Gas | Pool Heater | E3 |  | 0% | 0% | 0% | 0 | 0 | 0 | 0 | 0 | 0 | 0 | 0 | 0% | 0 | 0 | 0% | Normal | 0% | 0 | 0 | 0 | [15 empty] | Commercial_Retail_Existing_Miscellaneous_Pool Heater_ | 0 | 0
Commercial_Retail_Existing_Miscellaneous_Natural Gas_Pool Heater_E4 | Commercial | Retail | Existing | Miscellaneous | Natural Gas | Pool Heater | E4 |  | 0% | 0% | 0% | 0 | 0 | 0 | 0 | 0 | 0 | 0 | 0 | 0% | 0 | 0 | 0% | Normal | 0% | 0 | 0 | 0 | [15 empty] | Commercial_Retail_Existing_Miscellaneous_Pool Heater_ | 0 | 0
Commercial_Retail_Existing_Miscellaneous_Natural Gas_Pool Heater_E5 | Commercial | Retail | Existing | Miscellaneous | Natural Gas | Pool Heater | E5 |  | 0% | 0% | 0% | 0 | 0 | 0 | 0 | 0 | 0 | 0 | 0 | 0% | 0 | 0 | 0% | Normal | 0% | 0 | 0 | 0 | [15 empty] | Commercial_Retail_Existing_Miscellaneous_Pool Heater_ | 0 | 0
Commercial_Retail_Existing_Miscellaneous_Natural Gas_Pool Heater_E6 | Commercial | Retail | Existing | Miscellaneous | Natural Gas | Pool Heater | E6 |  | 0% | 0% | 0% | 0 | 0 | 0 | 0 | 0 | 0 | 0 | 0 | 0% | 0 | 0 | 0% | Normal | 0% | 0 | 0 | 0 | [15 empty] | Commercial_Retail_Existing_Miscellaneous_Pool Heater_ | 0 | 0
Commercial_Retail_Existing_Miscellaneous_Natural Gas_Pool Heater_E7 | Commercial | Retail | Existing | Miscellaneous | Natural Gas | Pool Heater | E7 |  | 0% | 0% | 0% | 0 | 0 | 0 | 0 | 0 | 0 | 0 | 0 | 0% | 0 | 0 | 0% | Normal | 0% | 0 | 0 | 0 | [15 empty] | Commercial_Retail_Existing_Miscellaneous_Pool Heater_ | 0 | 0
Commercial_Retail_Existing_Miscellaneous_Natural Gas_Pool Heater_E8 | Commercial | Retail | Existing | Miscellaneous | Natural Gas | Pool Heater | E8 |  | 0% | 0% | 0% | 0 | 0 | 0 | 0 | 0 | 0 | 0 | 0 | 0% | 0 | 0 | 0% | Normal | 0% | 0 | 0 | 0 | [15 empty] | Commercial_Retail_Existing_Miscellaneous_Pool Heater_ | 0 | 0
Commercial_Retail_Existing_Miscellaneous_Natural Gas_Pool Heater_E9 | Commercial | Retail | Existing | Miscellaneous | Natural Gas | Pool Heater | E9 |  | 0% | 0% | 0% | 0 | 0 | 0 | 0 | 0 | 0 | 0 | 0 | 0% | 0 | 0 | 0% | Normal | 0% | 0 | 0 | 0 | [15 empty] | Commercial_Retail_Existing_Miscellaneous_Pool Heater_ | 0 | 0
Commercial_Retail_Existing_Miscellaneous_Natural Gas_Pool Heater_E10 | Commercial | Retail | Existing | Miscellaneous | Natural Gas | Pool Heater | E10 |  | 0% | 0% | 0% | 0 | 0 | 0 | 0 | 0 | 0 | 0 | 0 | 0% | 0 | 0 | 0% | Normal | 0% | 0 | 0 | 0 | [15 empty] | Commercial_Retail_Existing_Miscellaneous_Pool Heater_ | 0 | 0
Commercial_Retail_Existing_Miscellaneous_Natural Gas_Miscellaneous_E1 | Commercial | Retail | Existing | Miscellaneous | Natural Gas | Miscellaneous | E1 | Miscellaneous | 100% | 0% | 0% | 0.028687 | 0 | 0 | 0 | 2 | 8 | 2021 | 2047 | 100% | 0 | 0 | 0% | Normal | 0% | 0.026704 | 0 | 0 | 1 units | 1 | 0 | 0.026704 | 1 | 1 | 0 | 0 |  | 2016 | 1.0743 | N/A | N/A | N/A |  | Commercial_Retail_Existing_Miscellaneous_Miscellaneous_Miscellaneous | 0.028687 | 1
Commercial_Retail_Existing_Miscellaneous_Natural Gas_Miscellaneous_E2 | Commercial | Retail | Existing | Miscellaneous | Natural Gas | Miscellaneous | E2 |  | 0% | 0% | 0% | 0 | 0 | 0 | 0 | 0 | 0 | 0 | 0 | 0% | 0 | 0 | 0% | Normal | 0% | 0 | 0 | 0 | [15 empty] | Commercial_Retail_Existing_Miscellaneous_Miscellaneous_ | 0 | 0
Commercial_Retail_Existing_Miscellaneous_Natural Gas_Miscellaneous_E3 | Commercial | Retail | Existing | Miscellaneous | Natural Gas | Miscellaneous | E3 |  | 0% | 0% | 0% | 0 | 0 | 0 | 0 | 0 | 0 | 0 | 0 | 0% | 0 | 0 | 0% | Normal | 0% | 0 | 0 | 0 | [15 empty] | Commercial_Retail_Existing_Miscellaneous_Miscellaneous_ | 0 | 0
Commercial_Retail_Existing_Miscellaneous_Natural Gas_Miscellaneous_E4 | Commercial | Retail | Existing | Miscellaneous | Natural Gas | Miscellaneous | E4 |  | 0% | 0% | 0% | 0 | 0 | 0 | 0 | 0 | 0 | 0 | 0 | 0% | 0 | 0 | 0% | Normal | 0% | 0 | 0 | 0 | [15 empty] | Commercial_Retail_Existing_Miscellaneous_Miscellaneous_ | 0 | 0
Commercial_Retail_Existing_Miscellaneous_Natural Gas_Miscellaneous_E5 | Commercial | Retail | Existing | Miscellaneous | Natural Gas | Miscellaneous | E5 |  | 0% | 0% | 0% | 0 | 0 | 0 | 0 | 0 | 0 | 0 | 0 | 0% | 0 | 0 | 0% | Normal | 0% | 0 | 0 | 0 | [15 empty] | Commercial_Retail_Existing_Miscellaneous_Miscellaneous_ | 0 | 0
Commercial_Retail_Existing_Miscellaneous_Natural Gas_Miscellaneous_E6 | Commercial | Retail | Existing | Miscellaneous | Natural Gas | Miscellaneous | E6 |  | 0% | 0% | 0% | 0 | 0 | 0 | 0 | 0 | 0 | 0 | 0 | 0% | 0 | 0 | 0% | Normal | 0% | 0 | 0 | 0 | [15 empty] | Commercial_Retail_Existing_Miscellaneous_Miscellaneous_ | 0 | 0
Commercial_Retail_Existing_Miscellaneous_Natural Gas_Miscellaneous_E7 | Commercial | Retail | Existing | Miscellaneous | Natural Gas | Miscellaneous | E7 |  | 0% | 0% | 0% | 0 | 0 | 0 | 0 | 0 | 0 | 0 | 0 | 0% | 0 | 0 | 0% | Normal | 0% | 0 | 0 | 0 | [15 empty] | Commercial_Retail_Existing_Miscellaneous_Miscellaneous_ | 0 | 0
Commercial_Retail_Existing_Miscellaneous_Natural Gas_Miscellaneous_E8 | Commercial | Retail | Existing | Miscellaneous | Natural Gas | Miscellaneous | E8 |  | 0% | 0% | 0% | 0 | 0 | 0 | 0 | 0 | 0 | 0 | 0 | 0% | 0 | 0 | 0% | Normal | 0% | 0 | 0 | 0 | [15 empty] | Commercial_Retail_Existing_Miscellaneous_Miscellaneous_ | 0 | 0
Commercial_Retail_Existing_Miscellaneous_Natural Gas_Miscellaneous_E9 | Commercial | Retail | Existing | Miscellaneous | Natural Gas | Miscellaneous | E9 |  | 0% | 0% | 0% | 0 | 0 | 0 | 0 | 0 | 0 | 0 | 0 | 0% | 0 | 0 | 0% | Normal | 0% | 0 | 0 | 0 | [15 empty] | Commercial_Retail_Existing_Miscellaneous_Miscellaneous_ | 0 | 0
Commercial_Retail_Existing_Miscellaneous_Natural Gas_Miscellaneous_E10 | Commercial | Retail | Existing | Miscellaneous | Natural Gas | Miscellaneous | E10 |  | 0% | 0% | 0% | 0 | 0 | 0 | 0 | 0 | 0 | 0 | 0 | 0% | 0 | 0 | 0% | Normal | 0% | 0 | 0 | 0 | [15 empty] | Commercial_Retail_Existing_Miscellaneous_Miscellaneous_ | 0 | 0
Commercial_Retail_New_Space Heating_Natural Gas_Furnace_E1 | Commercial | Retail | New | Space Heating | Natural Gas | Furnace | E1 | AFUE 80% (Standard) | 100% | 0% | 0% | 0.25833 | 0.27063 | 0.041825 | 0 | 17 | 29 | 2021 | 2023 | 100% | 0 | 0 | 0% | Normal | 0% | 0.50273 | 0 | 0 | 400 kBtu/hr | 400 | 0 | 0.092571 | 0.50273 | 1050 | 1100 | 170 |  | 2017 | 1.0631 | EIA18_Tech Forecast Updates_p.90_Current Standard | EIA18_Tech Forecast Updates_p.90_Current Standard | AEG BEST |  | Commercial_Retail_New_Space Heating_Furnace_AFUE 80% (Standard) | 0.57079 | 2320
Commercial_Retail_New_Space Heating_Natural Gas_Furnace_E2 | Commercial | Retail | New | Space Heating | Natural Gas | Furnace | E2 | AFUE 90% | 88.89% | 0% | 0% | 0.43056 | 0.31984 | 0.043056 | 0 | 17 | 29 | 2021 | 2047 | 100% | 0 | 0 | 0% | Normal | 0% | 0.44687 | 0 | 0 | 400 kBtu/hr | 400 | 0 | 0.092571 | 0.44687 | 1750 | 1300 | 175 |  | 2017 | 1.0631 | EIA18_Tech Forecast Updates_p.90_2020 Typical | EIA18_Tech Forecast Updates_p.90_2020 Typical | AEG BEST |  | Commercial_Retail_New_Space Heating_Furnace_AFUE 90% | 0.79345 | 3225
Commercial_Retail_New_Space Heating_Natural Gas_Furnace_E3 | Commercial | Retail | New | Space Heating | Natural Gas | Furnace | E3 | AFUE 96% | 83.33% | 0% | 0% | 0.60278 | 0.36905 | 0.044286 | 0 | 17 | 29 | 2021 | 2047 | 100% | 0 | 0 | 0% | Normal | 0% | 0.41894 | 0 | 0 | 400 kBtu/hr | 400 | 0 | 0.092571 | 0.41894 | 2450 | 1500 | 180 |  | 2017 | 1.0631 | EIA18_Tech Forecast Updates_p.90_2020 High | EIA18_Tech Forecast Updates_p.90_2020 High | AEG BEST |  | Commercial_Retail_New_Space Heating_Furnace_AFUE 96% | 1.0161 | 4130
Commercial_Retail_New_Space Heating_Natural Gas_Furnace_E4 | Commercial | Retail | New | Space Heating | Natural Gas | Furnace | E4 |  | 0% | 0% | 0% | 0 | 0 | 0 | 0 | 0 | 0 | 0 | 0 | 0% | 0 | 0 | 0% | Normal | 0% | 0 | 0 | 0 | [15 empty] | Commercial_Retail_New_Space Heating_Furnace_ | 0 | 0
Commercial_Retail_New_Space Heating_Natural Gas_Furnace_E5 | Commercial | Retail | New | Space Heating | Natural Gas | Furnace | E5 |  | 0% | 0% | 0% | 0 | 0 | 0 | 0 | 0 | 0 | 0 | 0 | 0% | 0 | 0 | 0% | Normal | 0% | 0 | 0 | 0 | [15 empty] | Commercial_Retail_New_Space Heating_Furnace_ | 0 | 0
Commercial_Retail_New_Space Heating_Natural Gas_Furnace_E6 | Commercial | Retail | New | Space Heating | Natural Gas | Furnace | E6 |  | 0% | 0% | 0% | 0 | 0 | 0 | 0 | 0 | 0 | 0 | 0 | 0% | 0 | 0 | 0% | Normal | 0% | 0 | 0 | 0 | [15 empty] | Commercial_Retail_New_Space Heating_Furnace_ | 0 | 0
Commercial_Retail_New_Space Heating_Natural Gas_Furnace_E7 | Commercial | Retail | New | Space Heating | Natural Gas | Furnace | E7 |  | 0% | 0% | 0% | 0 | 0 | 0 | 0 | 0 | 0 | 0 | 0 | 0% | 0 | 0 | 0% | Normal | 0% | 0 | 0 | 0 | [15 empty] | Commercial_Retail_New_Space Heating_Furnace_ | 0 | 0
Commercial_Retail_New_Space Heating_Natural Gas_Furnace_E8 | Commercial | Retail | New | Space Heating | Natural Gas | Furnace | E8 |  | 0% | 0% | 0% | 0 | 0 | 0 | 0 | 0 | 0 | 0 | 0 | 0% | 0 | 0 | 0% | Normal | 0% | 0 | 0 | 0 | [15 empty] | Commercial_Retail_New_Space Heating_Furnace_ | 0 | 0
Commercial_Retail_New_Space Heating_Natural Gas_Furnace_E9 | Commercial | Retail | New | Space Heating | Natural Gas | Furnace | E9 |  | 0% | 0% | 0% | 0 | 0 | 0 | 0 | 0 | 0 | 0 | 0 | 0% | 0 | 0 | 0% | Normal | 0% | 0 | 0 | 0 | [15 empty] | Commercial_Retail_New_Space Heating_Furnace_ | 0 | 0
Commercial_Retail_New_Space Heating_Natural Gas_Furnace_E10 | Commercial | Retail | New | Space Heating | Natural Gas | Furnace | E10 |  | 0% | 0% | 0% | 0 | 0 | 0 | 0 | 0 | 0 | 0 | 0 | 0% | 0 | 0 | 0% | Normal | 0% | 0 | 0 | 0 | [15 empty] | Commercial_Retail_New_Space Heating_Furnace_ | 0 | 0
Commercial_Retail_New_Space Heating_Natural Gas_Boiler_E1 | Commercial | Retail | New | Space Heating | Natural Gas | Boiler | E1 | AFUE 80% (Standard) | 100% | 0% | 0% | 2.017 | 1.1178 | 0.21871 | 0 | 20 | 30 | 2021 | 2047 | 100% | 0 | 0 | 0% | Normal | 0% | 0.78173 | 0 | 0 | 800 kBtu/hr | 800 | 0 | 0.092571 | 0.78173 | 16600 | 9200 | 1800 |  | 2018 | 1.05 | EIA 2018 Tech Forecast | EIA 2018 Tech Forecast | AEG BEST |  | Commercial_Retail_New_Space Heating_Boiler_AFUE 80% (Standard) | 3.3535 | 27600
Commercial_Retail_New_Space Heating_Natural Gas_Boiler_E2 | Commercial | Retail | New | Space Heating | Natural Gas | Boiler | E2 | AFUE 85% | 94.12% | 0% | 0% | 2.7581 | 1.1847 | 0.21871 | 0 | 20 | 30 | 2021 | 2047 | 100% | 0 | 0 | 0% | Normal | 0% | 0.73575 | 0 | 0 | 800 kBtu/hr | 800 | 0 | 0.092571 | 0.73575 | 22700 | 9750 | 1800 |  | 2018 | 1.05 | EIA 2018 Tech Forecast | EIA 2018 Tech Forecast | AEG BEST |  | Commercial_Retail_New_Space Heating_Boiler_AFUE 85% | 4.1615 | 34250
Commercial_Retail_New_Space Heating_Natural Gas_Boiler_E3 | Commercial | Retail | New | Space Heating | Natural Gas | Boiler | E3 | AFUE 97% | 82.47% | 0% | 0% | 4.4644 | 1.1012 | 0.21871 | 0 | 20 | 30 | 2021 | 2047 | 100% | 0 | 0 | 0% | Normal | 0% | 0.64473 | 0 | 0 | 800 kBtu/hr | 800 | 0 | 0.092571 | 0.64473 | 36742.4242 | 9063.1313 | 1800 |  | 2018 | 1.05 | EIA 2018 Tech Forecast | EIA 2018 Tech Forecast | AEG BEST |  | Commercial_Retail_New_Space Heating_Boiler_AFUE 97% | 5.7843 | 47605.5556
Commercial_Retail_New_Space Heating_Natural Gas_Boiler_E4 | Commercial | Retail | New | Space Heating | Natural Gas | Boiler | E4 | Convert to NG Air Source Heat Pump | 57.14% | 0% | 0% | 19.4755 | 1.1178 | 0.3659 | 0 | 10 | 20 | 2021 | 2047 | 100% | 0 | 0 | 0% | Normal | 0% | 0.4467 | 0 | 0 | 800 kBtu/hr | 800 | 0 | 0.092571 | 0.4467 | 158316.7533 | 9086.959 | 2974.436 |  | 2017 | 1.0631 | AEO 2021 - gas_eng-driven_RTHP-heat 2017 typical | AEO 2021 - gas_eng-driven_RTHP-heat 2017 typical | AEG BEST |  | Commercial_Retail_New_Space Heating_Boiler_Convert to NG Air Source Heat Pump | 20.9592 | 170378.1483
Commercial_Retail_New_Space Heating_Natural Gas_Boiler_E5 | Commercial | Retail | New | Space Heating | Natural Gas | Boiler | E5 |  | 0% | 0% | 0% | 0 | 0 | 0 | 0 | 0 | 0 | 0 | 0 | 0% | 0 | 0 | 0% | Normal | 0% | 0 | 0 | 0 | [15 empty] | Commercial_Retail_New_Space Heating_Boiler_ | 0 | 0
Commercial_Retail_New_Space Heating_Natural Gas_Boiler_E6 | Commercial | Retail | New | Space Heating | Natural Gas | Boiler | E6 |  | 0% | 0% | 0% | 0 | 0 | 0 | 0 | 0 | 0 | 0 | 0 | 0% | 0 | 0 | 0% | Normal | 0% | 0 | 0 | 0 | [15 empty] | Commercial_Retail_New_Space Heating_Boiler_ | 0 | 0
Commercial_Retail_New_Space Heating_Natural Gas_Boiler_E7 | Commercial | Retail | New | Space Heating | Natural Gas | Boiler | E7 |  | 0% | 0% | 0% | 0 | 0 | 0 | 0 | 0 | 0 | 0 | 0 | 0% | 0 | 0 | 0% | Normal | 0% | 0 | 0 | 0 | [15 empty] | Commercial_Retail_New_Space Heating_Boiler_ | 0 | 0
Commercial_Retail_New_Space Heating_Natural Gas_Boiler_E8 | Commercial | Retail | New | Space Heating | Natural Gas | Boiler | E8 |  | 0% | 0% | 0% | 0 | 0 | 0 | 0 | 0 | 0 | 0 | 0 | 0% | 0 | 0 | 0% | Normal | 0% | 0 | 0 | 0 | [15 empty] | Commercial_Retail_New_Space Heating_Boiler_ | 0 | 0
Commercial_Retail_New_Space Heating_Natural Gas_Boiler_E9 | Commercial | Retail | New | Space Heating | Natural Gas | Boiler | E9 |  | 0% | 0% | 0% | 0 | 0 | 0 | 0 | 0 | 0 | 0 | 0 | 0% | 0 | 0 | 0% | Normal | 0% | 0 | 0 | 0 | [15 empty] | Commercial_Retail_New_Space Heating_Boiler_ | 0 | 0
Commercial_Retail_New_Space Heating_Natural Gas_Boiler_E10 | Commercial | Retail | New | Space Heating | Natural Gas | Boiler | E10 |  | 0% | 0% | 0% | 0 | 0 | 0 | 0 | 0 | 0 | 0 | 0 | 0% | 0 | 0 | 0% | Normal | 0% | 0 | 0 | 0 | [15 empty] | Commercial_Retail_New_Space Heating_Boiler_ | 0 | 0
Commercial_Retail_New_Space Heating_Natural Gas_Unit Heater_E1 | Commercial | Retail | New | Space Heating | Natural Gas | Unit Heater | E1 | Standard | 100% | 0% | 0% | 0.13617 | 0 | 0 | 0 | 15 | 25 | 2021 | 2047 | 100% | 0 | 0 | 0% | Normal | 0% | 0.25781 | 0 | 0 | 120 kBtu/Hr | 120 | 0 | 0.00012395 | 2080 | 1010.4 | 0 | 0 |  | 2015 | 1.0873 | Xcel CO 2021/22 DSM Plan/TRM p.424 | Xcel CO 2021/22 DSM Plan/TRM p.416 | Xcel CO 2021/22 DSM Plan/TRM p.416 |  | Commercial_Retail_New_Space Heating_Unit Heater_Standard | 0.13617 | 1010.4
Commercial_Retail_New_Space Heating_Natural Gas_Unit Heater_E2 | Commercial | Retail | New | Space Heating | Natural Gas | Unit Heater | E2 | Condensing | 88.94% | 0% | 0% | 0.16237 | 0 | 0 | 0 | 15 | 25 | 2021 | 2047 | 100% | 0 | 0 | 0% | Normal | 0% | 0.2293 | 0 | 0 | 120 kBtu/Hr | 120 | 0 | 0.00012395 | 1850 | 1204.8 | 0 | 0 |  | 2015 | 1.0873 | Xcel CO 2021/22 DSM Plan/TRM p.424 | Xcel CO 2021/22 DSM Plan/TRM p.416 | Xcel CO 2021/22 DSM Plan/TRM p.416 |  | Commercial_Retail_New_Space Heating_Unit Heater_Condensing | 0.16237 | 1204.8
Commercial_Retail_New_Space Heating_Natural Gas_Unit Heater_E3 | Commercial | Retail | New | Space Heating | Natural Gas | Unit Heater | E3 | Infrared Radiant | 88.46% | 0% | 0% | 0.15283 | 0 | 0 | 0 | 10 | 20 | 2021 | 2047 | 100% | 0 | 0 | 0% | Normal | 0% | 0.22806 | 0 | 0 | 120 kBtu/Hr | 120 | 0 | 0.00012395 | 1840 | 1134 | 0 | 0 |  | 2015 | 1.0873 | Xcel CO 2021/22 DSM Plan/TRM p.424 | Xcel CO 2021/22 DSM Plan/TRM p.416 | Xcel CO 2021/22 DSM Plan/TRM p.416 |  | Commercial_Retail_New_Space Heating_Unit Heater_Infrared Radiant | 0.15283 | 1134
Commercial_Retail_New_Space Heating_Natural Gas_Unit Heater_E4 | Commercial | Retail | New | Space Heating | Natural Gas | Unit Heater | E4 |  | 0% | 0% | 0% | 0 | 0 | 0 | 0 | 0 | 0 | 0 | 0 | 0% | 0 | 0 | 0% | Normal | 0% | 0 | 0 | 0 | [15 empty] | Commercial_Retail_New_Space Heating_Unit Heater_ | 0 | 0
Commercial_Retail_New_Space Heating_Natural Gas_Unit Heater_E5 | Commercial | Retail | New | Space Heating | Natural Gas | Unit Heater | E5 |  | 0% | 0% | 0% | 0 | 0 | 0 | 0 | 0 | 0 | 0 | 0 | 0% | 0 | 0 | 0% | Normal | 0% | 0 | 0 | 0 | [15 empty] | Commercial_Retail_New_Space Heating_Unit Heater_ | 0 | 0
Commercial_Retail_New_Space Heating_Natural Gas_Unit Heater_E6 | Commercial | Retail | New | Space Heating | Natural Gas | Unit Heater | E6 |  | 0% | 0% | 0% | 0 | 0 | 0 | 0 | 0 | 0 | 0 | 0 | 0% | 0 | 0 | 0% | Normal | 0% | 0 | 0 | 0 | [15 empty] | Commercial_Retail_New_Space Heating_Unit Heater_ | 0 | 0
Commercial_Retail_New_Space Heating_Natural Gas_Unit Heater_E7 | Commercial | Retail | New | Space Heating | Natural Gas | Unit Heater | E7 |  | 0% | 0% | 0% | 0 | 0 | 0 | 0 | 0 | 0 | 0 | 0 | 0% | 0 | 0 | 0% | Normal | 0% | 0 | 0 | 0 | [15 empty] | Commercial_Retail_New_Space Heating_Unit Heater_ | 0 | 0
Commercial_Retail_New_Space Heating_Natural Gas_Unit Heater_E8 | Commercial | Retail | New | Space Heating | Natural Gas | Unit Heater | E8 |  | 0% | 0% | 0% | 0 | 0 | 0 | 0 | 0 | 0 | 0 | 0 | 0% | 0 | 0 | 0% | Normal | 0% | 0 | 0 | 0 | [15 empty] | Commercial_Retail_New_Space Heating_Unit Heater_ | 0 | 0
Commercial_Retail_New_Space Heating_Natural Gas_Unit Heater_E9 | Commercial | Retail | New | Space Heating | Natural Gas | Unit Heater | E9 |  | 0% | 0% | 0% | 0 | 0 | 0 | 0 | 0 | 0 | 0 | 0 | 0% | 0 | 0 | 0% | Normal | 0% | 0 | 0 | 0 | [15 empty] | Commercial_Retail_New_Space Heating_Unit Heater_ | 0 | 0
Commercial_Retail_New_Space Heating_Natural Gas_Unit Heater_E10 | Commercial | Retail | New | Space Heating | Natural Gas | Unit Heater | E10 |  | 0% | 0% | 0% | 0 | 0 | 0 | 0 | 0 | 0 | 0 | 0 | 0% | 0 | 0 | 0% | Normal | 0% | 0 | 0 | 0 | [15 empty] | Commercial_Retail_New_Space Heating_Unit Heater_ | 0 | 0
Commercial_Retail_New_Water Heating_Natural Gas_Water Heater_E1 | Commercial | Retail | New | Water Heating | Natural Gas | Water Heater | E1 | TE 88% | 100% | 0% | 0% | 0.16056 | 0 | 0.0090532 | 0 | 8 | 12 | 2021 | 2047 | 100% | 0 | 0 | 0% | Normal | 0% | 0.26051 | 0 | 0 | 1 kBtu/hr | 1 | 0 | 0.0054415 | 0.26051 | 27.755 | 0 | 1.565 |  | 2017 | 1.0631 | AEO 2021 - gas_water_heater 2017 ENERGY STAR | AEO 2021 - gas_water_heater 2017 ENERGY STAR | DHW_WH-Water Heating-PG&E-R7-14 |  | Commercial_Retail_New_Water Heating_Water Heater_TE 88% | 0.16961 | 29.32
Commercial_Retail_New_Water Heating_Natural Gas_Water Heater_E2 | Commercial | Retail | New | Water Heating | Natural Gas | Water Heater | E2 | TE 96% | 91.67% | 0% | 0% | 0.18666 | 0 | 0.0092374 | 0 | 8 | 12 | 2021 | 2047 | 100% | 0 | 0 | 0% | Normal | 0% | 0.2388 | 0 | 0 | 1 kBtu/hr | 1 | 0 | 0.0054415 | 0.2388 | 29.9234 | 0 | 1.4809 |  | 2012 | 1.1464 | AEO 2021 - gas_water_heater 2017 ENERGY STAR | AEO 2021 - gas_water_heater 2017 ENERGY STAR | DHW_WH-Water Heating-NMTRM-2016-7 |  | Commercial_Retail_New_Water Heating_Water Heater_TE 96% | 0.1959 | 31.4043
Commercial_Retail_New_Water Heating_Natural Gas_Water Heater_E3 | Commercial | Retail | New | Water Heating | Natural Gas | Water Heater | E3 | Tankless | 89.8% | 0% | 0% | 0.18722 | 0 | 0.001961 | 0 | 8 | 12 | 2021 | 2047 | 100% | 0 | 0 | 0% | Normal | 0% | 0.23392 | 0 | 0 | 1 kBtu/hr | 1 | 0 | 0.0054415 | 0.23392 | 32.3633 | 0 | 0.33898 |  | 2017 | 1.0631 | EIA Ref. Case 2018 - Gas Tankless High Eff. | EIA Ref. Case 2018 - Gas Tankless High Eff. | DHW_WH-Water Heating-NMTRM-2016-9 |  | Commercial_Retail_New_Water Heating_Water Heater_Tankless | 0.18918 | 32.7023
Commercial_Retail_New_Water Heating_Natural Gas_Water Heater_E4 | Commercial | Retail | New | Water Heating | Natural Gas | Water Heater | E4 | NEEA Gas-Fired Absorption HPWH (COP 1.06) | 83.02% | 0% | 0% | 0.31246 | 0 | 0.073929 | 0 | 10 | 16 | 2023 | 2047 | 100% | 0 | 0 | 0% | Normal | 0% | 0.21627 | 0 | 0 | 1 kBtu/hr | 1 | 0 | 0.0054415 | 0.21627 | 56.3879 | 0 | 13.3416 |  | 2020 | 1.0183 | DHW_WH-Water Heating-DOE-2014-2 | NEEA Report #E20-309, Robur Heat Pump Field Trial. March 11, 2020. | DHW_WH-Water Heating-DOE-2014-1 |  | Commercial_Retail_New_Water Heating_Water Heater_NEEA Gas-Fired Absorption HPWH (COP 1.06) | 0.38639 | 69.7295
Commercial_Retail_New_Water Heating_Natural Gas_Water Heater_E5 | Commercial | Retail | New | Water Heating | Natural Gas | Water Heater | E5 |  | 0% | 0% | 0% | 0 | 0 | 0 | 0 | 0 | 0 | 0 | 0 | 0% | 0 | 0 | 0% | Normal | 0% | 0 | 0 | 0 | [15 empty] | Commercial_Retail_New_Water Heating_Water Heater_ | 0 | 0
Commercial_Retail_New_Water Heating_Natural Gas_Water Heater_E6 | Commercial | Retail | New | Water Heating | Natural Gas | Water Heater | E6 |  | 0% | 0% | 0% | 0 | 0 | 0 | 0 | 0 | 0 | 0 | 0 | 0% | 0 | 0 | 0% | Normal | 0% | 0 | 0 | 0 | [15 empty] | Commercial_Retail_New_Water Heating_Water Heater_ | 0 | 0
Commercial_Retail_New_Water Heating_Natural Gas_Water Heater_E7 | Commercial | Retail | New | Water Heating | Natural Gas | Water Heater | E7 |  | 0% | 0% | 0% | 0 | 0 | 0 | 0 | 0 | 0 | 0 | 0 | 0% | 0 | 0 | 0% | Normal | 0% | 0 | 0 | 0 | [15 empty] | Commercial_Retail_New_Water Heating_Water Heater_ | 0 | 0
Commercial_Retail_New_Water Heating_Natural Gas_Water Heater_E8 | Commercial | Retail | New | Water Heating | Natural Gas | Water Heater | E8 |  | 0% | 0% | 0% | 0 | 0 | 0 | 0 | 0 | 0 | 0 | 0 | 0% | 0 | 0 | 0% | Normal | 0% | 0 | 0 | 0 | [15 empty] | Commercial_Retail_New_Water Heating_Water Heater_ | 0 | 0
Commercial_Retail_New_Water Heating_Natural Gas_Water Heater_E9 | Commercial | Retail | New | Water Heating | Natural Gas | Water Heater | E9 |  | 0% | 0% | 0% | 0 | 0 | 0 | 0 | 0 | 0 | 0 | 0 | 0% | 0 | 0 | 0% | Normal | 0% | 0 | 0 | 0 | [15 empty] | Commercial_Retail_New_Water Heating_Water Heater_ | 0 | 0
Commercial_Retail_New_Water Heating_Natural Gas_Water Heater_E10 | Commercial | Retail | New | Water Heating | Natural Gas | Water Heater | E10 |  | 0% | 0% | 0% | 0 | 0 | 0 | 0 | 0 | 0 | 0 | 0 | 0% | 0 | 0 | 0% | Normal | 0% | 0 | 0 | 0 | [15 empty] | Commercial_Retail_New_Water Heating_Water Heater_ | 0 | 0
Commercial_Retail_New_Food Preparation_Natural Gas_Oven_E1 | Commercial | Retail | New | Food Preparation | Natural Gas | Oven | E1 | Standard | 100% | 0% | 0% | 16.5149 | 0.34832 | 0 | 0 | 10 | 14 | 2021 | 2047 | 100% | 0 | 0 | 0% | Normal | 0% | 1.6795 | 0 | 0 | 1 units | 1 | 0 | 0.0020647 | 813.4143 | 7112 | 150 | 0 |  | 2013 | 1.1247 | IL TRM - 4.2.1 - CI-FSE-CBOV-V02-160601 | ETO Measure Input Sheet - Com - Gas Convection Oven | IL TRM - 4.2.1 - CI-FSE-CBOV-V02-160601 |  | Commercial_Retail_New_Food Preparation_Oven_Standard | 16.8633 | 7262
Commercial_Retail_New_Food Preparation_Natural Gas_Oven_E2 | Commercial | Retail | New | Food Preparation | Natural Gas | Oven | E2 | ENERGY STAR (>42% Baking Efficiency) | 86.89% | 0% | 0% | 17.4159 | 0.34832 | 0 | 0 | 10 | 14 | 2021 | 2047 | 100% | 0 | 0 | 0% | Normal | 0% | 1.4592 | 0 | 0 | 1 units | 1 | 0 | 0.0020647 | 706.739 | 7500 | 150 | 0 |  | 2013 | 1.1247 | IL TRM - 4.2.1 - CI-FSE-CBOV-V02-160601 | EIA 2018 Tech Forecast | ETO Measure Input Sheet |  | Commercial_Retail_New_Food Preparation_Oven_ENERGY STAR (>42% Baking Efficiency) | 17.7642 | 7650
Commercial_Retail_New_Food Preparation_Natural Gas_Oven_E3 | Commercial | Retail | New | Food Preparation | Natural Gas | Oven | E3 |  | 0% | 0% | 0% | 0 | 0 | 0 | 0 | 0 | 0 | 0 | 0 | 0% | 0 | 0 | 0% | Normal | 0% | 0 | 0 | 0 | [15 empty] | Commercial_Retail_New_Food Preparation_Oven_ | 0 | 0
Commercial_Retail_New_Food Preparation_Natural Gas_Oven_E4 | Commercial | Retail | New | Food Preparation | Natural Gas | Oven | E4 |  | 0% | 0% | 0% | 0 | 0 | 0 | 0 | 0 | 0 | 0 | 0 | 0% | 0 | 0 | 0% | Normal | 0% | 0 | 0 | 0 | [15 empty] | Commercial_Retail_New_Food Preparation_Oven_ | 0 | 0
Commercial_Retail_New_Food Preparation_Natural Gas_Oven_E5 | Commercial | Retail | New | Food Preparation | Natural Gas | Oven | E5 |  | 0% | 0% | 0% | 0 | 0 | 0 | 0 | 0 | 0 | 0 | 0 | 0% | 0 | 0 | 0% | Normal | 0% | 0 | 0 | 0 | [15 empty] | Commercial_Retail_New_Food Preparation_Oven_ | 0 | 0
Commercial_Retail_New_Food Preparation_Natural Gas_Oven_E6 | Commercial | Retail | New | Food Preparation | Natural Gas | Oven | E6 |  | 0% | 0% | 0% | 0 | 0 | 0 | 0 | 0 | 0 | 0 | 0 | 0% | 0 | 0 | 0% | Normal | 0% | 0 | 0 | 0 | [15 empty] | Commercial_Retail_New_Food Preparation_Oven_ | 0 | 0
Commercial_Retail_New_Food Preparation_Natural Gas_Oven_E7 | Commercial | Retail | New | Food Preparation | Natural Gas | Oven | E7 |  | 0% | 0% | 0% | 0 | 0 | 0 | 0 | 0 | 0 | 0 | 0 | 0% | 0 | 0 | 0% | Normal | 0% | 0 | 0 | 0 | [15 empty] | Commercial_Retail_New_Food Preparation_Oven_ | 0 | 0
Commercial_Retail_New_Food Preparation_Natural Gas_Oven_E8 | Commercial | Retail | New | Food Preparation | Natural Gas | Oven | E8 |  | 0% | 0% | 0% | 0 | 0 | 0 | 0 | 0 | 0 | 0 | 0 | 0% | 0 | 0 | 0% | Normal | 0% | 0 | 0 | 0 | [15 empty] | Commercial_Retail_New_Food Preparation_Oven_ | 0 | 0
Commercial_Retail_New_Food Preparation_Natural Gas_Oven_E9 | Commercial | Retail | New | Food Preparation | Natural Gas | Oven | E9 |  | 0% | 0% | 0% | 0 | 0 | 0 | 0 | 0 | 0 | 0 | 0 | 0% | 0 | 0 | 0% | Normal | 0% | 0 | 0 | 0 | [15 empty] | Commercial_Retail_New_Food Preparation_Oven_ | 0 | 0
Commercial_Retail_New_Food Preparation_Natural Gas_Oven_E10 | Commercial | Retail | New | Food Preparation | Natural Gas | Oven | E10 |  | 0% | 0% | 0% | 0 | 0 | 0 | 0 | 0 | 0 | 0 | 0 | 0% | 0 | 0 | 0% | Normal | 0% | 0 | 0 | 0 | [15 empty] | Commercial_Retail_New_Food Preparation_Oven_ | 0 | 0
Commercial_Retail_New_Food Preparation_Natural Gas_Conveyor Oven_E1 | Commercial | Retail | New | Food Preparation | Natural Gas | Conveyor Oven | E1 | Standard | 100% | 0% | 0% | 11.7638 | 0 | 0 | 0 | 15 | 19 | 2021 | 2047 | 100% | 0 | 0 | 0% | Normal | 0% | 3.0675 | 0 | 0 | 1 units | 1 | 0 | 0.0010631 | 2885.475 | 10177 | 0 | 0 |  | 2015 | 1.0873 | IL TRM - 4.2.4 - CI-FSE-CVOV-V02-180101 | PGE Workpaper, PGECOFST117 R5, 2015 | MN TRM 3.1 - Gas Conveyor Oven v1.1 |  | Commercial_Retail_New_Food Preparation_Conveyor Oven_Standard | 11.7638 | 10177
Commercial_Retail_New_Food Preparation_Natural Gas_Conveyor Oven_E2 | Commercial | Retail | New | Food Preparation | Natural Gas | Conveyor Oven | E2 | Efficient (>42% Baking Efficiency) | 76.02% | 0% | 0% | 14.3415 | 0 | 0 | 0 | 15 | 19 | 2021 | 2047 | 100% | 0 | 0 | 0% | Normal | 0% | 2.3318 | 0 | 0 | 1 units | 1 | 0 | 0.0010631 | 2193.4093 | 12407 | 0 | 0 |  | 2015 | 1.0873 | IL TRM - 4.2.4 - CI-FSE-CVOV-V02-180101 | PGE Workpaper, PGECOFST117 R5, 2015 | MN TRM 3.1 - Gas Conveyor Oven v1.1 |  | Commercial_Retail_New_Food Preparation_Conveyor Oven_Efficient (>42% Baking Efficiency) | 14.3415 | 12407
Commercial_Retail_New_Food Preparation_Natural Gas_Conveyor Oven_E3 | Commercial | Retail | New | Food Preparation | Natural Gas | Conveyor Oven | E3 |  | 0% | 0% | 0% | 0 | 0 | 0 | 0 | 0 | 0 | 0 | 0 | 0% | 0 | 0 | 0% | Normal | 0% | 0 | 0 | 0 | [15 empty] | Commercial_Retail_New_Food Preparation_Conveyor Oven_ | 0 | 0
Commercial_Retail_New_Food Preparation_Natural Gas_Conveyor Oven_E4 | Commercial | Retail | New | Food Preparation | Natural Gas | Conveyor Oven | E4 |  | 0% | 0% | 0% | 0 | 0 | 0 | 0 | 0 | 0 | 0 | 0 | 0% | 0 | 0 | 0% | Normal | 0% | 0 | 0 | 0 | [15 empty] | Commercial_Retail_New_Food Preparation_Conveyor Oven_ | 0 | 0
Commercial_Retail_New_Food Preparation_Natural Gas_Conveyor Oven_E5 | Commercial | Retail | New | Food Preparation | Natural Gas | Conveyor Oven | E5 |  | 0% | 0% | 0% | 0 | 0 | 0 | 0 | 0 | 0 | 0 | 0 | 0% | 0 | 0 | 0% | Normal | 0% | 0 | 0 | 0 | [15 empty] | Commercial_Retail_New_Food Preparation_Conveyor Oven_ | 0 | 0
Commercial_Retail_New_Food Preparation_Natural Gas_Conveyor Oven_E6 | Commercial | Retail | New | Food Preparation | Natural Gas | Conveyor Oven | E6 |  | 0% | 0% | 0% | 0 | 0 | 0 | 0 | 0 | 0 | 0 | 0 | 0% | 0 | 0 | 0% | Normal | 0% | 0 | 0 | 0 | [15 empty] | Commercial_Retail_New_Food Preparation_Conveyor Oven_ | 0 | 0
Commercial_Retail_New_Food Preparation_Natural Gas_Conveyor Oven_E7 | Commercial | Retail | New | Food Preparation | Natural Gas | Conveyor Oven | E7 |  | 0% | 0% | 0% | 0 | 0 | 0 | 0 | 0 | 0 | 0 | 0 | 0% | 0 | 0 | 0% | Normal | 0% | 0 | 0 | 0 | [15 empty] | Commercial_Retail_New_Food Preparation_Conveyor Oven_ | 0 | 0
Commercial_Retail_New_Food Preparation_Natural Gas_Conveyor Oven_E8 | Commercial | Retail | New | Food Preparation | Natural Gas | Conveyor Oven | E8 |  | 0% | 0% | 0% | 0 | 0 | 0 | 0 | 0 | 0 | 0 | 0 | 0% | 0 | 0 | 0% | Normal | 0% | 0 | 0 | 0 | [15 empty] | Commercial_Retail_New_Food Preparation_Conveyor Oven_ | 0 | 0
Commercial_Retail_New_Food Preparation_Natural Gas_Conveyor Oven_E9 | Commercial | Retail | New | Food Preparation | Natural Gas | Conveyor Oven | E9 |  | 0% | 0% | 0% | 0 | 0 | 0 | 0 | 0 | 0 | 0 | 0 | 0% | 0 | 0 | 0% | Normal | 0% | 0 | 0 | 0 | [15 empty] | Commercial_Retail_New_Food Preparation_Conveyor Oven_ | 0 | 0
Commercial_Retail_New_Food Preparation_Natural Gas_Conveyor Oven_E10 | Commercial | Retail | New | Food Preparation | Natural Gas | Conveyor Oven | E10 |  | 0% | 0% | 0% | 0 | 0 | 0 | 0 | 0 | 0 | 0 | 0 | 0% | 0 | 0 | 0% | Normal | 0% | 0 | 0 | 0 | [15 empty] | Commercial_Retail_New_Food Preparation_Conveyor Oven_ | 0 | 0
Commercial_Retail_New_Food Preparation_Natural Gas_Double Rack Oven_E1 | Commercial | Retail | New | Food Preparation | Natural Gas | Double Rack Oven | E1 | Standard | 100% | 0% | 0% | 18.6403 | 0 | 0 | 0 | 8 | 16 | 2021 | 2047 | 100% | 0 | 0 | 0% | Normal | 0% | 5.2164 | 0 | 0 | 1 units | 1 | 0 | 0.0013246 | 3938.22 | 12513 | 0 | 0 |  | 2013 | 1.1247 | IL TRM - 4.2.18 - CI-FSE-RKOV-VO2-180101 | PGE Workpaper, PGECOFST109 R6, 2016 | IL TRM - 4.2.18 - CI-FSE-RKOV-VO2-180101 |  | Commercial_Retail_New_Food Preparation_Double Rack Oven_Standard | 18.6403 | 12513
Commercial_Retail_New_Food Preparation_Natural Gas_Double Rack Oven_E2 | Commercial | Retail | New | Food Preparation | Natural Gas | Double Rack Oven | E2 | FTSC Qualified (>50% Cooking Efficiency) | 58.82% | 0% | 0% | 25.7167 | 0 | 0 | 0 | 8 | 16 | 2021 | 2047 | 100% | 0 | 0 | 0% | Normal | 0% | 3.0685 | 0 | 0 | 1 units | 1 | 0 | 0.0013246 | 2316.6 | 16641 | 0 | 0 |  | 2011 | 1.1667 | IL TRM - 4.2.18 - CI-FSE-RKOV-VO2-180101 | PGE Workpaper, PGECOFST109 R6, 2016 | IL TRM - 4.2.18 - CI-FSE-RKOV-VO2-180101 |  | Commercial_Retail_New_Food Preparation_Double Rack Oven_FTSC Qualified (>50% Cooking Efficiency) | 25.7167 | 16641
Commercial_Retail_New_Food Preparation_Natural Gas_Double Rack Oven_E3 | Commercial | Retail | New | Food Preparation | Natural Gas | Double Rack Oven | E3 |  | 0% | 0% | 0% | 0 | 0 | 0 | 0 | 0 | 0 | 0 | 0 | 0% | 0 | 0 | 0% | Normal | 0% | 0 | 0 | 0 | [15 empty] | Commercial_Retail_New_Food Preparation_Double Rack Oven_ | 0 | 0
Commercial_Retail_New_Food Preparation_Natural Gas_Double Rack Oven_E4 | Commercial | Retail | New | Food Preparation | Natural Gas | Double Rack Oven | E4 |  | 0% | 0% | 0% | 0 | 0 | 0 | 0 | 0 | 0 | 0 | 0 | 0% | 0 | 0 | 0% | Normal | 0% | 0 | 0 | 0 | [15 empty] | Commercial_Retail_New_Food Preparation_Double Rack Oven_ | 0 | 0
Commercial_Retail_New_Food Preparation_Natural Gas_Double Rack Oven_E5 | Commercial | Retail | New | Food Preparation | Natural Gas | Double Rack Oven | E5 |  | 0% | 0% | 0% | 0 | 0 | 0 | 0 | 0 | 0 | 0 | 0 | 0% | 0 | 0 | 0% | Normal | 0% | 0 | 0 | 0 | [15 empty] | Commercial_Retail_New_Food Preparation_Double Rack Oven_ | 0 | 0
Commercial_Retail_New_Food Preparation_Natural Gas_Double Rack Oven_E6 | Commercial | Retail | New | Food Preparation | Natural Gas | Double Rack Oven | E6 |  | 0% | 0% | 0% | 0 | 0 | 0 | 0 | 0 | 0 | 0 | 0 | 0% | 0 | 0 | 0% | Normal | 0% | 0 | 0 | 0 | [15 empty] | Commercial_Retail_New_Food Preparation_Double Rack Oven_ | 0 | 0
Commercial_Retail_New_Food Preparation_Natural Gas_Double Rack Oven_E7 | Commercial | Retail | New | Food Preparation | Natural Gas | Double Rack Oven | E7 |  | 0% | 0% | 0% | 0 | 0 | 0 | 0 | 0 | 0 | 0 | 0 | 0% | 0 | 0 | 0% | Normal | 0% | 0 | 0 | 0 | [15 empty] | Commercial_Retail_New_Food Preparation_Double Rack Oven_ | 0 | 0
Commercial_Retail_New_Food Preparation_Natural Gas_Double Rack Oven_E8 | Commercial | Retail | New | Food Preparation | Natural Gas | Double Rack Oven | E8 |  | 0% | 0% | 0% | 0 | 0 | 0 | 0 | 0 | 0 | 0 | 0 | 0% | 0 | 0 | 0% | Normal | 0% | 0 | 0 | 0 | [15 empty] | Commercial_Retail_New_Food Preparation_Double Rack Oven_ | 0 | 0
Commercial_Retail_New_Food Preparation_Natural Gas_Double Rack Oven_E9 | Commercial | Retail | New | Food Preparation | Natural Gas | Double Rack Oven | E9 |  | 0% | 0% | 0% | 0 | 0 | 0 | 0 | 0 | 0 | 0 | 0 | 0% | 0 | 0 | 0% | Normal | 0% | 0 | 0 | 0 | [15 empty] | Commercial_Retail_New_Food Preparation_Double Rack Oven_ | 0 | 0
Commercial_Retail_New_Food Preparation_Natural Gas_Double Rack Oven_E10 | Commercial | Retail | New | Food Preparation | Natural Gas | Double Rack Oven | E10 |  | 0% | 0% | 0% | 0 | 0 | 0 | 0 | 0 | 0 | 0 | 0 | 0% | 0 | 0 | 0% | Normal | 0% | 0 | 0 | 0 | [15 empty] | Commercial_Retail_New_Food Preparation_Double Rack Oven_ | 0 | 0
Commercial_Retail_New_Food Preparation_Natural Gas_Fryer_E1 | Commercial | Retail | New | Food Preparation | Natural Gas | Fryer | E1 | Standard | 100% | 0% | 0% | 9.3767 | 0 | 0 | 0 | 7 | 11 | 2021 | 2021 | 100% | 0 | 0 | 0% | Normal | 0% | 2.673 | 0 | 0 | 1 units | 1 | 0 | 0.0025826 | 1034.9987 | 3379.7321 | 0 | 0 |  | 2016 | 1.0743 | RTF Wkbk - ComCookingFryer_v5_0 | RTF Wkbk - ComCookingFryer_v5_0 | RTF Wkbk - ComCookingFryer_v5_0 |  | Commercial_Retail_New_Food Preparation_Fryer_Standard | 9.3767 | 3379.7321
Commercial_Retail_New_Food Preparation_Natural Gas_Fryer_E2 | Commercial | Retail | New | Food Preparation | Natural Gas | Fryer | E2 | ENERGY STAR | 61.81% | 0% | 0% | 11.7866 | 0 | 0 | 0 | 7 | 11 | 2021 | 2047 | 100% | 0 | 0 | 0% | Normal | 0% | 1.6521 | 0 | 0 | 1 units | 1 | 0 | 0.0025826 | 639.7296 | 4248.3333 | 0 | 0 |  | 2016 | 1.0743 | RTF Wkbk - ComCookingFryer_v5_0 | RTF Wkbk - ComCookingFryer_v5_0 | RTF Wkbk - ComCookingFryer_v5_0 |  | Commercial_Retail_New_Food Preparation_Fryer_ENERGY STAR | 11.7866 | 4248.3333
Commercial_Retail_New_Food Preparation_Natural Gas_Fryer_E3 | Commercial | Retail | New | Food Preparation | Natural Gas | Fryer | E3 |  | 0% | 0% | 0% | 0 | 0 | 0 | 0 | 0 | 0 | 0 | 0 | 0% | 0 | 0 | 0% | Normal | 0% | 0 | 0 | 0 | [15 empty] | Commercial_Retail_New_Food Preparation_Fryer_ | 0 | 0
Commercial_Retail_New_Food Preparation_Natural Gas_Fryer_E4 | Commercial | Retail | New | Food Preparation | Natural Gas | Fryer | E4 |  | 0% | 0% | 0% | 0 | 0 | 0 | 0 | 0 | 0 | 0 | 0 | 0% | 0 | 0 | 0% | Normal | 0% | 0 | 0 | 0 | [15 empty] | Commercial_Retail_New_Food Preparation_Fryer_ | 0 | 0
Commercial_Retail_New_Food Preparation_Natural Gas_Fryer_E5 | Commercial | Retail | New | Food Preparation | Natural Gas | Fryer | E5 |  | 0% | 0% | 0% | 0 | 0 | 0 | 0 | 0 | 0 | 0 | 0 | 0% | 0 | 0 | 0% | Normal | 0% | 0 | 0 | 0 | [15 empty] | Commercial_Retail_New_Food Preparation_Fryer_ | 0 | 0
Commercial_Retail_New_Food Preparation_Natural Gas_Fryer_E6 | Commercial | Retail | New | Food Preparation | Natural Gas | Fryer | E6 |  | 0% | 0% | 0% | 0 | 0 | 0 | 0 | 0 | 0 | 0 | 0 | 0% | 0 | 0 | 0% | Normal | 0% | 0 | 0 | 0 | [15 empty] | Commercial_Retail_New_Food Preparation_Fryer_ | 0 | 0
Commercial_Retail_New_Food Preparation_Natural Gas_Fryer_E7 | Commercial | Retail | New | Food Preparation | Natural Gas | Fryer | E7 |  | 0% | 0% | 0% | 0 | 0 | 0 | 0 | 0 | 0 | 0 | 0 | 0% | 0 | 0 | 0% | Normal | 0% | 0 | 0 | 0 | [15 empty] | Commercial_Retail_New_Food Preparation_Fryer_ | 0 | 0
Commercial_Retail_New_Food Preparation_Natural Gas_Fryer_E8 | Commercial | Retail | New | Food Preparation | Natural Gas | Fryer | E8 |  | 0% | 0% | 0% | 0 | 0 | 0 | 0 | 0 | 0 | 0 | 0 | 0% | 0 | 0 | 0% | Normal | 0% | 0 | 0 | 0 | [15 empty] | Commercial_Retail_New_Food Preparation_Fryer_ | 0 | 0
Commercial_Retail_New_Food Preparation_Natural Gas_Fryer_E9 | Commercial | Retail | New | Food Preparation | Natural Gas | Fryer | E9 |  | 0% | 0% | 0% | 0 | 0 | 0 | 0 | 0 | 0 | 0 | 0 | 0% | 0 | 0 | 0% | Normal | 0% | 0 | 0 | 0 | [15 empty] | Commercial_Retail_New_Food Preparation_Fryer_ | 0 | 0
Commercial_Retail_New_Food Preparation_Natural Gas_Fryer_E10 | Commercial | Retail | New | Food Preparation | Natural Gas | Fryer | E10 |  | 0% | 0% | 0% | 0 | 0 | 0 | 0 | 0 | 0 | 0 | 0 | 0% | 0 | 0 | 0% | Normal | 0% | 0 | 0 | 0 | [15 empty] | Commercial_Retail_New_Food Preparation_Fryer_ | 0 | 0
Commercial_Retail_New_Food Preparation_Natural Gas_Broiler_E1 | Commercial | Retail | New | Food Preparation | Natural Gas | Broiler | E1 | Standard | 100% | 0% | 0% | 11.2033 | 0 | 0 | 0 | 8 | 16 | 2021 | 2047 | 100% | 0 | 0 | 0% | Normal | 0% | 2.5837 | 0 | 0 | 1 units | 1 | 0 | 0.003841 | 672.672 | 2500 | 0 | 0 |  | 2011 | 1.1667 | IL TRM - 4.2.14 - CI-FSE-IRBL-V02-180101 | Estimate | IL TRM - 4.2.14 - CI-FSE-IRBL-V02-180101 |  | Commercial_Retail_New_Food Preparation_Broiler_Standard | 11.2033 | 2500
Commercial_Retail_New_Food Preparation_Natural Gas_Broiler_E2 | Commercial | Retail | New | Food Preparation | Natural Gas | Broiler | E2 | Infrared Burners | 64.29% | 0% | 0% | 15.6847 | 0 | 0 | 0 | 8 | 16 | 2021 | 2047 | 100% | 0 | 0 | 0% | Normal | 0% | 1.661 | 0 | 0 | 1 units | 1 | 0 | 0.003841 | 432.432 | 3500 | 0 | 0 |  | 2011 | 1.1667 | IL TRM - 4.2.14 - CI-FSE-IRBL-V02-180101 | IL TRM - 4.2.14 - CI-FSE-IRBL-V02-180101 | IL TRM - 4.2.14 - CI-FSE-IRBL-V02-180101 |  | Commercial_Retail_New_Food Preparation_Broiler_Infrared Burners | 15.6847 | 3500
Commercial_Retail_New_Food Preparation_Natural Gas_Broiler_E3 | Commercial | Retail | New | Food Preparation | Natural Gas | Broiler | E3 |  | 0% | 0% | 0% | 0 | 0 | 0 | 0 | 0 | 0 | 0 | 0 | 0% | 0 | 0 | 0% | Normal | 0% | 0 | 0 | 0 | [15 empty] | Commercial_Retail_New_Food Preparation_Broiler_ | 0 | 0
Commercial_Retail_New_Food Preparation_Natural Gas_Broiler_E4 | Commercial | Retail | New | Food Preparation | Natural Gas | Broiler | E4 |  | 0% | 0% | 0% | 0 | 0 | 0 | 0 | 0 | 0 | 0 | 0 | 0% | 0 | 0 | 0% | Normal | 0% | 0 | 0 | 0 | [15 empty] | Commercial_Retail_New_Food Preparation_Broiler_ | 0 | 0
Commercial_Retail_New_Food Preparation_Natural Gas_Broiler_E5 | Commercial | Retail | New | Food Preparation | Natural Gas | Broiler | E5 |  | 0% | 0% | 0% | 0 | 0 | 0 | 0 | 0 | 0 | 0 | 0 | 0% | 0 | 0 | 0% | Normal | 0% | 0 | 0 | 0 | [15 empty] | Commercial_Retail_New_Food Preparation_Broiler_ | 0 | 0
Commercial_Retail_New_Food Preparation_Natural Gas_Broiler_E6 | Commercial | Retail | New | Food Preparation | Natural Gas | Broiler | E6 |  | 0% | 0% | 0% | 0 | 0 | 0 | 0 | 0 | 0 | 0 | 0 | 0% | 0 | 0 | 0% | Normal | 0% | 0 | 0 | 0 | [15 empty] | Commercial_Retail_New_Food Preparation_Broiler_ | 0 | 0
Commercial_Retail_New_Food Preparation_Natural Gas_Broiler_E7 | Commercial | Retail | New | Food Preparation | Natural Gas | Broiler | E7 |  | 0% | 0% | 0% | 0 | 0 | 0 | 0 | 0 | 0 | 0 | 0 | 0% | 0 | 0 | 0% | Normal | 0% | 0 | 0 | 0 | [15 empty] | Commercial_Retail_New_Food Preparation_Broiler_ | 0 | 0
Commercial_Retail_New_Food Preparation_Natural Gas_Broiler_E8 | Commercial | Retail | New | Food Preparation | Natural Gas | Broiler | E8 |  | 0% | 0% | 0% | 0 | 0 | 0 | 0 | 0 | 0 | 0 | 0 | 0% | 0 | 0 | 0% | Normal | 0% | 0 | 0 | 0 | [15 empty] | Commercial_Retail_New_Food Preparation_Broiler_ | 0 | 0
Commercial_Retail_New_Food Preparation_Natural Gas_Broiler_E9 | Commercial | Retail | New | Food Preparation | Natural Gas | Broiler | E9 |  | 0% | 0% | 0% | 0 | 0 | 0 | 0 | 0 | 0 | 0 | 0 | 0% | 0 | 0 | 0% | Normal | 0% | 0 | 0 | 0 | [15 empty] | Commercial_Retail_New_Food Preparation_Broiler_ | 0 | 0
Commercial_Retail_New_Food Preparation_Natural Gas_Broiler_E10 | Commercial | Retail | New | Food Preparation | Natural Gas | Broiler | E10 |  | 0% | 0% | 0% | 0 | 0 | 0 | 0 | 0 | 0 | 0 | 0 | 0% | 0 | 0 | 0% | Normal | 0% | 0 | 0 | 0 | [15 empty] | Commercial_Retail_New_Food Preparation_Broiler_ | 0 | 0
Commercial_Retail_New_Food Preparation_Natural Gas_Griddle_E1 | Commercial | Retail | New | Food Preparation | Natural Gas | Griddle | E1 | Standard | 100% | 0% | 0% | 8.6797 | 0 | 0 | 0 | 8 | 16 | 2021 | 2047 | 100% | 0 | 0 | 0% | Normal | 0% | 1.8461 | 0 | 0 | 1 units | 1 | 0 | 0.0014986 | 1231.891 | 5150 | 0 | 0 |  | 2013 | 1.1247 | IL TRM - 4.2.8 - CI-FSE-ESGR-V04-200101 | IL TRM - 4.2.8 - CI-FSE-ESGR-V04-200101 | IL TRM - 4.2.8 - CI-FSE-ESGR-V04-200101 |  | Commercial_Retail_New_Food Preparation_Griddle_Standard | 8.6797 | 5150
Commercial_Retail_New_Food Preparation_Natural Gas_Griddle_E2 | Commercial | Retail | New | Food Preparation | Natural Gas | Griddle | E2 | ENERGY STAR | 86.37% | 0% | 0% | 10.7865 | 0 | 0 | 0 | 8 | 16 | 2021 | 2047 | 100% | 0 | 0 | 0% | Normal | 0% | 1.5944 | 0 | 0 | 1 units | 1 | 0 | 0.0014986 | 1063.9446 | 6400 | 0 | 0 |  | 2013 | 1.1247 | IL TRM - 4.2.8 - CI-FSE-ESGR-V04-200101 | IL TRM - 4.2.8 - CI-FSE-ESGR-V04-200101 | IL TRM - 4.2.8 - CI-FSE-ESGR-V04-200101 |  | Commercial_Retail_New_Food Preparation_Griddle_ENERGY STAR | 10.7865 | 6400
Commercial_Retail_New_Food Preparation_Natural Gas_Griddle_E3 | Commercial | Retail | New | Food Preparation | Natural Gas | Griddle | E3 |  | 0% | 0% | 0% | 0 | 0 | 0 | 0 | 0 | 0 | 0 | 0 | 0% | 0 | 0 | 0% | Normal | 0% | 0 | 0 | 0 | [15 empty] | Commercial_Retail_New_Food Preparation_Griddle_ | 0 | 0
Commercial_Retail_New_Food Preparation_Natural Gas_Griddle_E4 | Commercial | Retail | New | Food Preparation | Natural Gas | Griddle | E4 |  | 0% | 0% | 0% | 0 | 0 | 0 | 0 | 0 | 0 | 0 | 0 | 0% | 0 | 0 | 0% | Normal | 0% | 0 | 0 | 0 | [15 empty] | Commercial_Retail_New_Food Preparation_Griddle_ | 0 | 0
Commercial_Retail_New_Food Preparation_Natural Gas_Griddle_E5 | Commercial | Retail | New | Food Preparation | Natural Gas | Griddle | E5 |  | 0% | 0% | 0% | 0 | 0 | 0 | 0 | 0 | 0 | 0 | 0 | 0% | 0 | 0 | 0% | Normal | 0% | 0 | 0 | 0 | [15 empty] | Commercial_Retail_New_Food Preparation_Griddle_ | 0 | 0
Commercial_Retail_New_Food Preparation_Natural Gas_Griddle_E6 | Commercial | Retail | New | Food Preparation | Natural Gas | Griddle | E6 |  | 0% | 0% | 0% | 0 | 0 | 0 | 0 | 0 | 0 | 0 | 0 | 0% | 0 | 0 | 0% | Normal | 0% | 0 | 0 | 0 | [15 empty] | Commercial_Retail_New_Food Preparation_Griddle_ | 0 | 0
Commercial_Retail_New_Food Preparation_Natural Gas_Griddle_E7 | Commercial | Retail | New | Food Preparation | Natural Gas | Griddle | E7 |  | 0% | 0% | 0% | 0 | 0 | 0 | 0 | 0 | 0 | 0 | 0 | 0% | 0 | 0 | 0% | Normal | 0% | 0 | 0 | 0 | [15 empty] | Commercial_Retail_New_Food Preparation_Griddle_ | 0 | 0
Commercial_Retail_New_Food Preparation_Natural Gas_Griddle_E8 | Commercial | Retail | New | Food Preparation | Natural Gas | Griddle | E8 |  | 0% | 0% | 0% | 0 | 0 | 0 | 0 | 0 | 0 | 0 | 0 | 0% | 0 | 0 | 0% | Normal | 0% | 0 | 0 | 0 | [15 empty] | Commercial_Retail_New_Food Preparation_Griddle_ | 0 | 0
Commercial_Retail_New_Food Preparation_Natural Gas_Griddle_E9 | Commercial | Retail | New | Food Preparation | Natural Gas | Griddle | E9 |  | 0% | 0% | 0% | 0 | 0 | 0 | 0 | 0 | 0 | 0 | 0 | 0% | 0 | 0 | 0% | Normal | 0% | 0 | 0 | 0 | [15 empty] | Commercial_Retail_New_Food Preparation_Griddle_ | 0 | 0
Commercial_Retail_New_Food Preparation_Natural Gas_Griddle_E10 | Commercial | Retail | New | Food Preparation | Natural Gas | Griddle | E10 |  | 0% | 0% | 0% | 0 | 0 | 0 | 0 | 0 | 0 | 0 | 0 | 0% | 0 | 0 | 0% | Normal | 0% | 0 | 0 | 0 | [15 empty] | Commercial_Retail_New_Food Preparation_Griddle_ | 0 | 0
Commercial_Retail_New_Food Preparation_Natural Gas_Range_E1 | Commercial | Retail | New | Food Preparation | Natural Gas | Range | E1 | Standard | 100% | 0% | 0% | 11.7417 | 0 | 0 | 0 | 8 | 12 | 2021 | 2047 | 100% | 0 | 0 | 0% | Normal | 0% | 1.779 | 0 | 0 | 1 units | 1 | 0 | 0.0014825 | 1200 | 7450 | 0 | 0 |  | 2017 | 1.0631 | COOK_OVN-Food Preparation-AEO17-1 | EIA 2018 Tech Forecast | Navigant 2009 |  | Commercial_Retail_New_Food Preparation_Range_Standard | 11.7417 | 7450
Commercial_Retail_New_Food Preparation_Natural Gas_Range_E2 | Commercial | Retail | New | Food Preparation | Natural Gas | Range | E2 | High Efficiency | 85.71% | 0% | 0% | 11.7417 | 0 | 0 | 0 | 8 | 12 | 2021 | 2047 | 100% | 0 | 0 | 0% | Normal | 0% | 1.5249 | 0 | 0 | 1 units | 1 | 0 | 0.0014825 | 1028.5714 | 7450.01 | 0 | 0 |  | 2017 | 1.0631 | COOK_OVN-Food Preparation-AEO17-1 | EIA 2018 Tech Forecast | EIA 2018 Tech Forecast |  | Commercial_Retail_New_Food Preparation_Range_High Efficiency | 11.7417 | 7450.01
Commercial_Retail_New_Food Preparation_Natural Gas_Range_E3 | Commercial | Retail | New | Food Preparation | Natural Gas | Range | E3 |  | 0% | 0% | 0% | 0 | 0 | 0 | 0 | 0 | 0 | 0 | 0 | 0% | 0 | 0 | 0% | Normal | 0% | 0 | 0 | 0 | [15 empty] | Commercial_Retail_New_Food Preparation_Range_ | 0 | 0
Commercial_Retail_New_Food Preparation_Natural Gas_Range_E4 | Commercial | Retail | New | Food Preparation | Natural Gas | Range | E4 |  | 0% | 0% | 0% | 0 | 0 | 0 | 0 | 0 | 0 | 0 | 0 | 0% | 0 | 0 | 0% | Normal | 0% | 0 | 0 | 0 | [15 empty] | Commercial_Retail_New_Food Preparation_Range_ | 0 | 0
Commercial_Retail_New_Food Preparation_Natural Gas_Range_E5 | Commercial | Retail | New | Food Preparation | Natural Gas | Range | E5 |  | 0% | 0% | 0% | 0 | 0 | 0 | 0 | 0 | 0 | 0 | 0 | 0% | 0 | 0 | 0% | Normal | 0% | 0 | 0 | 0 | [15 empty] | Commercial_Retail_New_Food Preparation_Range_ | 0 | 0
Commercial_Retail_New_Food Preparation_Natural Gas_Range_E6 | Commercial | Retail | New | Food Preparation | Natural Gas | Range | E6 |  | 0% | 0% | 0% | 0 | 0 | 0 | 0 | 0 | 0 | 0 | 0 | 0% | 0 | 0 | 0% | Normal | 0% | 0 | 0 | 0 | [15 empty] | Commercial_Retail_New_Food Preparation_Range_ | 0 | 0
Commercial_Retail_New_Food Preparation_Natural Gas_Range_E7 | Commercial | Retail | New | Food Preparation | Natural Gas | Range | E7 |  | 0% | 0% | 0% | 0 | 0 | 0 | 0 | 0 | 0 | 0 | 0 | 0% | 0 | 0 | 0% | Normal | 0% | 0 | 0 | 0 | [15 empty] | Commercial_Retail_New_Food Preparation_Range_ | 0 | 0
Commercial_Retail_New_Food Preparation_Natural Gas_Range_E8 | Commercial | Retail | New | Food Preparation | Natural Gas | Range | E8 |  | 0% | 0% | 0% | 0 | 0 | 0 | 0 | 0 | 0 | 0 | 0 | 0% | 0 | 0 | 0% | Normal | 0% | 0 | 0 | 0 | [15 empty] | Commercial_Retail_New_Food Preparation_Range_ | 0 | 0
Commercial_Retail_New_Food Preparation_Natural Gas_Range_E9 | Commercial | Retail | New | Food Preparation | Natural Gas | Range | E9 |  | 0% | 0% | 0% | 0 | 0 | 0 | 0 | 0 | 0 | 0 | 0 | 0% | 0 | 0 | 0% | Normal | 0% | 0 | 0 | 0 | [15 empty] | Commercial_Retail_New_Food Preparation_Range_ | 0 | 0
Commercial_Retail_New_Food Preparation_Natural Gas_Range_E10 | Commercial | Retail | New | Food Preparation | Natural Gas | Range | E10 |  | 0% | 0% | 0% | 0 | 0 | 0 | 0 | 0 | 0 | 0 | 0 | 0% | 0 | 0 | 0% | Normal | 0% | 0 | 0 | 0 | [15 empty] | Commercial_Retail_New_Food Preparation_Range_ | 0 | 0
Commercial_Retail_New_Food Preparation_Natural Gas_Steamer_E1 | Commercial | Retail | New | Food Preparation | Natural Gas | Steamer | E1 | Standard | 100% | 0% | 0% | 25.1913 | 0 | 0 | 0 | 6 | 10 | 2021 | 2021 | 100% | 0 | 0 | 0% | Normal | 0% | 3.3123 | 0 | 0 | 1 units | 1 | 0 | 0.0022479 | 1473.5418 | 10431.946 | 0 | 0 |  | 2016 | 1.0743 | RTF Wkbk - ComCookingSteamer_v5_0 | RTF Wkbk - ComCookingSteamer_v5_0 | RTF Wkbk - ComCookingSteamer_v5_0 |  | Commercial_Retail_New_Food Preparation_Steamer_Standard | 25.1913 | 10431.946
Commercial_Retail_New_Food Preparation_Natural Gas_Steamer_E2 | Commercial | Retail | New | Food Preparation | Natural Gas | Steamer | E2 | ENERGY STAR | 17.54% | 0% | 0% | 25.1914 | 0 | -1.6586 | 0 | 6 | 10 | 2021 | 2047 | 100% | 0 | 0 | 0% | Normal | 0% | 0.58085 | 0 | 0 | 1 units | 1 | 0 | 0.0022479 | 258.3998 | 10431.956 | 0 | -686.8492 |  | 2016 | 1.0743 | RTF Wkbk - ComCookingSteamer_v5_0 | RTF Wkbk - ComCookingSteamer_v5_0 | RTF Wkbk - ComCookingSteamer_v5_0 |  | Commercial_Retail_New_Food Preparation_Steamer_ENERGY STAR | 23.5328 | 9745.1068
Commercial_Retail_New_Food Preparation_Natural Gas_Steamer_E3 | Commercial | Retail | New | Food Preparation | Natural Gas | Steamer | E3 |  | 0% | 0% | 0% | 0 | 0 | 0 | 0 | 0 | 0 | 0 | 0 | 0% | 0 | 0 | 0% | Normal | 0% | 0 | 0 | 0 | [15 empty] | Commercial_Retail_New_Food Preparation_Steamer_ | 0 | 0
Commercial_Retail_New_Food Preparation_Natural Gas_Steamer_E4 | Commercial | Retail | New | Food Preparation | Natural Gas | Steamer | E4 |  | 0% | 0% | 0% | 0 | 0 | 0 | 0 | 0 | 0 | 0 | 0 | 0% | 0 | 0 | 0% | Normal | 0% | 0 | 0 | 0 | [15 empty] | Commercial_Retail_New_Food Preparation_Steamer_ | 0 | 0
Commercial_Retail_New_Food Preparation_Natural Gas_Steamer_E5 | Commercial | Retail | New | Food Preparation | Natural Gas | Steamer | E5 |  | 0% | 0% | 0% | 0 | 0 | 0 | 0 | 0 | 0 | 0 | 0 | 0% | 0 | 0 | 0% | Normal | 0% | 0 | 0 | 0 | [15 empty] | Commercial_Retail_New_Food Preparation_Steamer_ | 0 | 0
Commercial_Retail_New_Food Preparation_Natural Gas_Steamer_E6 | Commercial | Retail | New | Food Preparation | Natural Gas | Steamer | E6 |  | 0% | 0% | 0% | 0 | 0 | 0 | 0 | 0 | 0 | 0 | 0 | 0% | 0 | 0 | 0% | Normal | 0% | 0 | 0 | 0 | [15 empty] | Commercial_Retail_New_Food Preparation_Steamer_ | 0 | 0
Commercial_Retail_New_Food Preparation_Natural Gas_Steamer_E7 | Commercial | Retail | New | Food Preparation | Natural Gas | Steamer | E7 |  | 0% | 0% | 0% | 0 | 0 | 0 | 0 | 0 | 0 | 0 | 0 | 0% | 0 | 0 | 0% | Normal | 0% | 0 | 0 | 0 | [15 empty] | Commercial_Retail_New_Food Preparation_Steamer_ | 0 | 0
Commercial_Retail_New_Food Preparation_Natural Gas_Steamer_E8 | Commercial | Retail | New | Food Preparation | Natural Gas | Steamer | E8 |  | 0% | 0% | 0% | 0 | 0 | 0 | 0 | 0 | 0 | 0 | 0 | 0% | 0 | 0 | 0% | Normal | 0% | 0 | 0 | 0 | [15 empty] | Commercial_Retail_New_Food Preparation_Steamer_ | 0 | 0
Commercial_Retail_New_Food Preparation_Natural Gas_Steamer_E9 | Commercial | Retail | New | Food Preparation | Natural Gas | Steamer | E9 |  | 0% | 0% | 0% | 0 | 0 | 0 | 0 | 0 | 0 | 0 | 0 | 0% | 0 | 0 | 0% | Normal | 0% | 0 | 0 | 0 | [15 empty] | Commercial_Retail_New_Food Preparation_Steamer_ | 0 | 0
Commercial_Retail_New_Food Preparation_Natural Gas_Steamer_E10 | Commercial | Retail | New | Food Preparation | Natural Gas | Steamer | E10 |  | 0% | 0% | 0% | 0 | 0 | 0 | 0 | 0 | 0 | 0 | 0 | 0% | 0 | 0 | 0% | Normal | 0% | 0 | 0 | 0 | [15 empty] | Commercial_Retail_New_Food Preparation_Steamer_ | 0 | 0
Commercial_Retail_New_Food Preparation_Natural Gas_Commercial Food Prep Other_E1 | Commercial | Retail | New | Food Preparation | Natural Gas | Commercial Food Prep Other | E1 | Standard | 100% | 0% | 0% | 0.66108 | 0 | 0 | 0 | 8 | 12 | 2021 | 2047 | 100% | 0 | 0 | 0% | Normal | 0% | 0.79349 | 0 | 0 | 1 units | 1 | 0 | 0.00055754 | 1423.18 | 1000 | 0 | 0 |  | 2010 | 1.1857 | Default | Default | Default |  | Commercial_Retail_New_Food Preparation_Commercial Food Prep Other_Standard | 0.66108 | 1000
Commercial_Retail_New_Food Preparation_Natural Gas_Commercial Food Prep Other_E2 | Commercial | Retail | New | Food Preparation | Natural Gas | Commercial Food Prep Other | E2 | ENERGY STAR | 74.27% | 0% | 0% | 0.80305 | 0 | 0 | 0 | 8 | 12 | 2021 | 2047 | 100% | 0 | 0 | 0% | Normal | 0% | 0.58933 | 0 | 0 | 1 units | 1 | 0 | 0.00055754 | 1057.0182 | 1214.7567 | 0 | 0 |  | 2010 | 1.1857 | N/A | N/A | N/A |  | Commercial_Retail_New_Food Preparation_Commercial Food Prep Other_ENERGY STAR | 0.80305 | 1214.7567
Commercial_Retail_New_Food Preparation_Natural Gas_Commercial Food Prep Other_E3 | Commercial | Retail | New | Food Preparation | Natural Gas | Commercial Food Prep Other | E3 |  | 0% | 0% | 0% | 0 | 0 | 0 | 0 | 0 | 0 | 0 | 0 | 0% | 0 | 0 | 0% | Normal | 0% | 0 | 0 | 0 | [15 empty] | Commercial_Retail_New_Food Preparation_Commercial Food Prep Other_ | 0 | 0
Commercial_Retail_New_Food Preparation_Natural Gas_Commercial Food Prep Other_E4 | Commercial | Retail | New | Food Preparation | Natural Gas | Commercial Food Prep Other | E4 |  | 0% | 0% | 0% | 0 | 0 | 0 | 0 | 0 | 0 | 0 | 0 | 0% | 0 | 0 | 0% | Normal | 0% | 0 | 0 | 0 | [15 empty] | Commercial_Retail_New_Food Preparation_Commercial Food Prep Other_ | 0 | 0
Commercial_Retail_New_Food Preparation_Natural Gas_Commercial Food Prep Other_E5 | Commercial | Retail | New | Food Preparation | Natural Gas | Commercial Food Prep Other | E5 |  | 0% | 0% | 0% | 0 | 0 | 0 | 0 | 0 | 0 | 0 | 0 | 0% | 0 | 0 | 0% | Normal | 0% | 0 | 0 | 0 | [15 empty] | Commercial_Retail_New_Food Preparation_Commercial Food Prep Other_ | 0 | 0
Commercial_Retail_New_Food Preparation_Natural Gas_Commercial Food Prep Other_E6 | Commercial | Retail | New | Food Preparation | Natural Gas | Commercial Food Prep Other | E6 |  | 0% | 0% | 0% | 0 | 0 | 0 | 0 | 0 | 0 | 0 | 0 | 0% | 0 | 0 | 0% | Normal | 0% | 0 | 0 | 0 | [15 empty] | Commercial_Retail_New_Food Preparation_Commercial Food Prep Other_ | 0 | 0
Commercial_Retail_New_Food Preparation_Natural Gas_Commercial Food Prep Other_E7 | Commercial | Retail | New | Food Preparation | Natural Gas | Commercial Food Prep Other | E7 |  | 0% | 0% | 0% | 0 | 0 | 0 | 0 | 0 | 0 | 0 | 0 | 0% | 0 | 0 | 0% | Normal | 0% | 0 | 0 | 0 | [15 empty] | Commercial_Retail_New_Food Preparation_Commercial Food Prep Other_ | 0 | 0
Commercial_Retail_New_Food Preparation_Natural Gas_Commercial Food Prep Other_E8 | Commercial | Retail | New | Food Preparation | Natural Gas | Commercial Food Prep Other | E8 |  | 0% | 0% | 0% | 0 | 0 | 0 | 0 | 0 | 0 | 0 | 0 | 0% | 0 | 0 | 0% | Normal | 0% | 0 | 0 | 0 | [15 empty] | Commercial_Retail_New_Food Preparation_Commercial Food Prep Other_ | 0 | 0
Commercial_Retail_New_Food Preparation_Natural Gas_Commercial Food Prep Other_E9 | Commercial | Retail | New | Food Preparation | Natural Gas | Commercial Food Prep Other | E9 |  | 0% | 0% | 0% | 0 | 0 | 0 | 0 | 0 | 0 | 0 | 0 | 0% | 0 | 0 | 0% | Normal | 0% | 0 | 0 | 0 | [15 empty] | Commercial_Retail_New_Food Preparation_Commercial Food Prep Other_ | 0 | 0
Commercial_Retail_New_Food Preparation_Natural Gas_Commercial Food Prep Other_E10 | Commercial | Retail | New | Food Preparation | Natural Gas | Commercial Food Prep Other | E10 |  | 0% | 0% | 0% | 0 | 0 | 0 | 0 | 0 | 0 | 0 | 0 | 0% | 0 | 0 | 0% | Normal | 0% | 0 | 0 | 0 | [15 empty] | Commercial_Retail_New_Food Preparation_Commercial Food Prep Other_ | 0 | 0
Commercial_Retail_New_Miscellaneous_Natural Gas_Pool Heater_E1 | Commercial | Retail | New | Miscellaneous | Natural Gas | Pool Heater | E1 | Standard (EF .78) | 100% | 0% | 0% | 0.013398 | 0 | 0 | 0 | 4 | 8 | 2021 | 2047 | 100% | 0 | 0 | 0% | Normal | 0% | 0.01 | 0 | 0 | 1 units | 1 | 0 | 6.7159e-07 | 14890 | 18052 | 0 | 0 |  | 2014 | 1.1051 | DOE Commercial R&D 2016 - Table 7-6 | DOE Commercial R&D 2016 - Table 7-7 | DOE Commercial R&D 2016 - Table 7-8 |  | Commercial_Retail_New_Miscellaneous_Pool Heater_Standard (EF .78) | 0.013398 | 18052
Commercial_Retail_New_Miscellaneous_Natural Gas_Pool Heater_E2 | Commercial | Retail | New | Miscellaneous | Natural Gas | Pool Heater | E2 | Condensing (EF .90) | 85% | 0% | 0% | 0.021937 | 0 | 0 | 0 | 4 | 8 | 2021 | 2047 | 100% | 0 | 0 | 0% | Normal | 0% | 0.0085 | 0 | 0 | 1 units | 1 | 0 | 6.7159e-07 | 12656.5 | 29558 | 0 | 0 |  | 2014 | 1.1051 | DOE Commercial R&D 2016 - Table 7-6 | DOE Commercial R&D 2016 - Table 7-7 | DOE Commercial R&D 2016 - Table 7-9 |  | Commercial_Retail_New_Miscellaneous_Pool Heater_Condensing (EF .90) | 0.021937 | 29558
Commercial_Retail_New_Miscellaneous_Natural Gas_Pool Heater_E3 | Commercial | Retail | New | Miscellaneous | Natural Gas | Pool Heater | E3 |  | 0% | 0% | 0% | 0 | 0 | 0 | 0 | 0 | 0 | 0 | 0 | 0% | 0 | 0 | 0% | Normal | 0% | 0 | 0 | 0 | [15 empty] | Commercial_Retail_New_Miscellaneous_Pool Heater_ | 0 | 0
Commercial_Retail_New_Miscellaneous_Natural Gas_Pool Heater_E4 | Commercial | Retail | New | Miscellaneous | Natural Gas | Pool Heater | E4 |  | 0% | 0% | 0% | 0 | 0 | 0 | 0 | 0 | 0 | 0 | 0 | 0% | 0 | 0 | 0% | Normal | 0% | 0 | 0 | 0 | [15 empty] | Commercial_Retail_New_Miscellaneous_Pool Heater_ | 0 | 0
Commercial_Retail_New_Miscellaneous_Natural Gas_Pool Heater_E5 | Commercial | Retail | New | Miscellaneous | Natural Gas | Pool Heater | E5 |  | 0% | 0% | 0% | 0 | 0 | 0 | 0 | 0 | 0 | 0 | 0 | 0% | 0 | 0 | 0% | Normal | 0% | 0 | 0 | 0 | [15 empty] | Commercial_Retail_New_Miscellaneous_Pool Heater_ | 0 | 0
Commercial_Retail_New_Miscellaneous_Natural Gas_Pool Heater_E6 | Commercial | Retail | New | Miscellaneous | Natural Gas | Pool Heater | E6 |  | 0% | 0% | 0% | 0 | 0 | 0 | 0 | 0 | 0 | 0 | 0 | 0% | 0 | 0 | 0% | Normal | 0% | 0 | 0 | 0 | [15 empty] | Commercial_Retail_New_Miscellaneous_Pool Heater_ | 0 | 0
Commercial_Retail_New_Miscellaneous_Natural Gas_Pool Heater_E7 | Commercial | Retail | New | Miscellaneous | Natural Gas | Pool Heater | E7 |  | 0% | 0% | 0% | 0 | 0 | 0 | 0 | 0 | 0 | 0 | 0 | 0% | 0 | 0 | 0% | Normal | 0% | 0 | 0 | 0 | [15 empty] | Commercial_Retail_New_Miscellaneous_Pool Heater_ | 0 | 0
Commercial_Retail_New_Miscellaneous_Natural Gas_Pool Heater_E8 | Commercial | Retail | New | Miscellaneous | Natural Gas | Pool Heater | E8 |  | 0% | 0% | 0% | 0 | 0 | 0 | 0 | 0 | 0 | 0 | 0 | 0% | 0 | 0 | 0% | Normal | 0% | 0 | 0 | 0 | [15 empty] | Commercial_Retail_New_Miscellaneous_Pool Heater_ | 0 | 0
Commercial_Retail_New_Miscellaneous_Natural Gas_Pool Heater_E9 | Commercial | Retail | New | Miscellaneous | Natural Gas | Pool Heater | E9 |  | 0% | 0% | 0% | 0 | 0 | 0 | 0 | 0 | 0 | 0 | 0 | 0% | 0 | 0 | 0% | Normal | 0% | 0 | 0 | 0 | [15 empty] | Commercial_Retail_New_Miscellaneous_Pool Heater_ | 0 | 0
Commercial_Retail_New_Miscellaneous_Natural Gas_Pool Heater_E10 | Commercial | Retail | New | Miscellaneous | Natural Gas | Pool Heater | E10 |  | 0% | 0% | 0% | 0 | 0 | 0 | 0 | 0 | 0 | 0 | 0 | 0% | 0 | 0 | 0% | Normal | 0% | 0 | 0 | 0 | [15 empty] | Commercial_Retail_New_Miscellaneous_Pool Heater_ | 0 | 0
Commercial_Retail_New_Miscellaneous_Natural Gas_Miscellaneous_E1 | Commercial | Retail | New | Miscellaneous | Natural Gas | Miscellaneous | E1 | Miscellaneous | 100% | 0% | 0% | 0.028687 | 0 | 0 | 0 | 2 | 8 | 2021 | 2047 | 100% | 0 | 0 | 0% | Normal | 0% | 0.026704 | 0 | 0 | 1 units | 1 | 0 | 0.026704 | 1 | 1 | 0 | 0 |  | 2016 | 1.0743 | N/A | N/A | N/A |  | Commercial_Retail_New_Miscellaneous_Miscellaneous_Miscellaneous | 0.028687 | 1
Commercial_Retail_New_Miscellaneous_Natural Gas_Miscellaneous_E2 | Commercial | Retail | New | Miscellaneous | Natural Gas | Miscellaneous | E2 |  | 0% | 0% | 0% | 0 | 0 | 0 | 0 | 0 | 0 | 0 | 0 | 0% | 0 | 0 | 0% | Normal | 0% | 0 | 0 | 0 | [15 empty] | Commercial_Retail_New_Miscellaneous_Miscellaneous_ | 0 | 0
Commercial_Retail_New_Miscellaneous_Natural Gas_Miscellaneous_E3 | Commercial | Retail | New | Miscellaneous | Natural Gas | Miscellaneous | E3 |  | 0% | 0% | 0% | 0 | 0 | 0 | 0 | 0 | 0 | 0 | 0 | 0% | 0 | 0 | 0% | Normal | 0% | 0 | 0 | 0 | [15 empty] | Commercial_Retail_New_Miscellaneous_Miscellaneous_ | 0 | 0
Commercial_Retail_New_Miscellaneous_Natural Gas_Miscellaneous_E4 | Commercial | Retail | New | Miscellaneous | Natural Gas | Miscellaneous | E4 |  | 0% | 0% | 0% | 0 | 0 | 0 | 0 | 0 | 0 | 0 | 0 | 0% | 0 | 0 | 0% | Normal | 0% | 0 | 0 | 0 | [15 empty] | Commercial_Retail_New_Miscellaneous_Miscellaneous_ | 0 | 0
Commercial_Retail_New_Miscellaneous_Natural Gas_Miscellaneous_E5 | Commercial | Retail | New | Miscellaneous | Natural Gas | Miscellaneous | E5 |  | 0% | 0% | 0% | 0 | 0 | 0 | 0 | 0 | 0 | 0 | 0 | 0% | 0 | 0 | 0% | Normal | 0% | 0 | 0 | 0 | [15 empty] | Commercial_Retail_New_Miscellaneous_Miscellaneous_ | 0 | 0
Commercial_Retail_New_Miscellaneous_Natural Gas_Miscellaneous_E6 | Commercial | Retail | New | Miscellaneous | Natural Gas | Miscellaneous | E6 |  | 0% | 0% | 0% | 0 | 0 | 0 | 0 | 0 | 0 | 0 | 0 | 0% | 0 | 0 | 0% | Normal | 0% | 0 | 0 | 0 | [15 empty] | Commercial_Retail_New_Miscellaneous_Miscellaneous_ | 0 | 0
Commercial_Retail_New_Miscellaneous_Natural Gas_Miscellaneous_E7 | Commercial | Retail | New | Miscellaneous | Natural Gas | Miscellaneous | E7 |  | 0% | 0% | 0% | 0 | 0 | 0 | 0 | 0 | 0 | 0 | 0 | 0% | 0 | 0 | 0% | Normal | 0% | 0 | 0 | 0 | [15 empty] | Commercial_Retail_New_Miscellaneous_Miscellaneous_ | 0 | 0
Commercial_Retail_New_Miscellaneous_Natural Gas_Miscellaneous_E8 | Commercial | Retail | New | Miscellaneous | Natural Gas | Miscellaneous | E8 |  | 0% | 0% | 0% | 0 | 0 | 0 | 0 | 0 | 0 | 0 | 0 | 0% | 0 | 0 | 0% | Normal | 0% | 0 | 0 | 0 | [15 empty] | Commercial_Retail_New_Miscellaneous_Miscellaneous_ | 0 | 0
Commercial_Retail_New_Miscellaneous_Natural Gas_Miscellaneous_E9 | Commercial | Retail | New | Miscellaneous | Natural Gas | Miscellaneous | E9 |  | 0% | 0% | 0% | 0 | 0 | 0 | 0 | 0 | 0 | 0 | 0 | 0% | 0 | 0 | 0% | Normal | 0% | 0 | 0 | 0 | [15 empty] | Commercial_Retail_New_Miscellaneous_Miscellaneous_ | 0 | 0
Commercial_Retail_New_Miscellaneous_Natural Gas_Miscellaneous_E10 | Commercial | Retail | New | Miscellaneous | Natural Gas | Miscellaneous | E10 |  | 0% | 0% | 0% | 0 | 0 | 0 | 0 | 0 | 0 | 0 | 0 | 0% | 0 | 0 | 0% | Normal | 0% | 0 | 0 | 0 | [15 empty] | Commercial_Retail_New_Miscellaneous_Miscellaneous_ | 0 | 0
Commercial_Grocery_Existing_Space Heating_Natural Gas_Furnace_E1 | Commercial | Grocery | Existing | Space Heating | Natural Gas | Furnace | E1 | AFUE 80% (Standard) | 100% | 0% | 0% | 0.15069 | 0.15787 | 0.024398 | 0 | 17 | 29 | 2021 | 2023 | 100% | 0 | 0 | 0% | Normal | 0% | 0.57667 | 0 | 0 | 400 kBtu/hr | 400 | 0 | 0.054 | 0.57667 | 1050 | 1100 | 170 |  | 2017 | 1.0631 | EIA18_Tech Forecast Updates_p.90_Current Standard | EIA18_Tech Forecast Updates_p.90_Current Standard | AEG BEST |  | Commercial_Grocery_Existing_Space Heating_Furnace_AFUE 80% (Standard) | 0.33296 | 2320
Commercial_Grocery_Existing_Space Heating_Natural Gas_Furnace_E2 | Commercial | Grocery | Existing | Space Heating | Natural Gas | Furnace | E2 | AFUE 90% | 88.89% | 0% | 0% | 0.25116 | 0.18657 | 0.025116 | 0 | 17 | 29 | 2021 | 2047 | 100% | 0 | 0 | 0% | Normal | 0% | 0.5126 | 0 | 0 | 400 kBtu/hr | 400 | 0 | 0.054 | 0.5126 | 1750 | 1300 | 175 |  | 2017 | 1.0631 | EIA18_Tech Forecast Updates_p.90_2020 Typical | EIA18_Tech Forecast Updates_p.90_2020 Typical | AEG BEST |  | Commercial_Grocery_Existing_Space Heating_Furnace_AFUE 90% | 0.46285 | 3225
Commercial_Grocery_Existing_Space Heating_Natural Gas_Furnace_E3 | Commercial | Grocery | Existing | Space Heating | Natural Gas | Furnace | E3 | AFUE 96% | 83.33% | 0% | 0% | 0.35162 | 0.21528 | 0.025833 | 0 | 17 | 29 | 2021 | 2047 | 100% | 0 | 0 | 0% | Normal | 0% | 0.48056 | 0 | 0 | 400 kBtu/hr | 400 | 0 | 0.054 | 0.48056 | 2450 | 1500 | 180 |  | 2017 | 1.0631 | EIA18_Tech Forecast Updates_p.90_2020 High | EIA18_Tech Forecast Updates_p.90_2020 High | AEG BEST |  | Commercial_Grocery_Existing_Space Heating_Furnace_AFUE 96% | 0.59273 | 4130
Commercial_Grocery_Existing_Space Heating_Natural Gas_Furnace_E4 | Commercial | Grocery | Existing | Space Heating | Natural Gas | Furnace | E4 |  | 0% | 0% | 0% | 0 | 0 | 0 | 0 | 0 | 0 | 0 | 0 | 0% | 0 | 0 | 0% | Normal | 0% | 0 | 0 | 0 | [15 empty] | Commercial_Grocery_Existing_Space Heating_Furnace_ | 0 | 0
Commercial_Grocery_Existing_Space Heating_Natural Gas_Furnace_E5 | Commercial | Grocery | Existing | Space Heating | Natural Gas | Furnace | E5 |  | 0% | 0% | 0% | 0 | 0 | 0 | 0 | 0 | 0 | 0 | 0 | 0% | 0 | 0 | 0% | Normal | 0% | 0 | 0 | 0 | [15 empty] | Commercial_Grocery_Existing_Space Heating_Furnace_ | 0 | 0
Commercial_Grocery_Existing_Space Heating_Natural Gas_Furnace_E6 | Commercial | Grocery | Existing | Space Heating | Natural Gas | Furnace | E6 |  | 0% | 0% | 0% | 0 | 0 | 0 | 0 | 0 | 0 | 0 | 0 | 0% | 0 | 0 | 0% | Normal | 0% | 0 | 0 | 0 | [15 empty] | Commercial_Grocery_Existing_Space Heating_Furnace_ | 0 | 0
Commercial_Grocery_Existing_Space Heating_Natural Gas_Furnace_E7 | Commercial | Grocery | Existing | Space Heating | Natural Gas | Furnace | E7 |  | 0% | 0% | 0% | 0 | 0 | 0 | 0 | 0 | 0 | 0 | 0 | 0% | 0 | 0 | 0% | Normal | 0% | 0 | 0 | 0 | [15 empty] | Commercial_Grocery_Existing_Space Heating_Furnace_ | 0 | 0
Commercial_Grocery_Existing_Space Heating_Natural Gas_Furnace_E8 | Commercial | Grocery | Existing | Space Heating | Natural Gas | Furnace | E8 |  | 0% | 0% | 0% | 0 | 0 | 0 | 0 | 0 | 0 | 0 | 0 | 0% | 0 | 0 | 0% | Normal | 0% | 0 | 0 | 0 | [15 empty] | Commercial_Grocery_Existing_Space Heating_Furnace_ | 0 | 0
Commercial_Grocery_Existing_Space Heating_Natural Gas_Furnace_E9 | Commercial | Grocery | Existing | Space Heating | Natural Gas | Furnace | E9 |  | 0% | 0% | 0% | 0 | 0 | 0 | 0 | 0 | 0 | 0 | 0 | 0% | 0 | 0 | 0% | Normal | 0% | 0 | 0 | 0 | [15 empty] | Commercial_Grocery_Existing_Space Heating_Furnace_ | 0 | 0
Commercial_Grocery_Existing_Space Heating_Natural Gas_Furnace_E10 | Commercial | Grocery | Existing | Space Heating | Natural Gas | Furnace | E10 |  | 0% | 0% | 0% | 0 | 0 | 0 | 0 | 0 | 0 | 0 | 0 | 0% | 0 | 0 | 0% | Normal | 0% | 0 | 0 | 0 | [15 empty] | Commercial_Grocery_Existing_Space Heating_Furnace_ | 0 | 0
Commercial_Grocery_Existing_Space Heating_Natural Gas_Boiler_E1 | Commercial | Grocery | Existing | Space Heating | Natural Gas | Boiler | E1 | AFUE 80% (Standard) | 100% | 0% | 0% | 1.1766 | 0.65207 | 0.12758 | 0 | 20 | 30 | 2021 | 2047 | 100% | 0 | 0 | 0% | Normal | 0% | 0.8967 | 0 | 0 | 800 kBtu/hr | 800 | 0 | 0.054 | 0.8967 | 16600 | 9200 | 1800 |  | 2018 | 1.05 | EIA 2018 Tech Forecast | EIA 2018 Tech Forecast | AEG BEST |  | Commercial_Grocery_Existing_Space Heating_Boiler_AFUE 80% (Standard) | 1.9562 | 27600
Commercial_Grocery_Existing_Space Heating_Natural Gas_Boiler_E2 | Commercial | Grocery | Existing | Space Heating | Natural Gas | Boiler | E2 | AFUE 85% | 94.12% | 0% | 0% | 1.6089 | 0.69106 | 0.12758 | 0 | 20 | 30 | 2021 | 2047 | 100% | 0 | 0 | 0% | Normal | 0% | 0.84395 | 0 | 0 | 800 kBtu/hr | 800 | 0 | 0.054 | 0.84395 | 22700 | 9750 | 1800 |  | 2018 | 1.05 | EIA 2018 Tech Forecast | EIA 2018 Tech Forecast | AEG BEST |  | Commercial_Grocery_Existing_Space Heating_Boiler_AFUE 85% | 2.4276 | 34250
Commercial_Grocery_Existing_Space Heating_Natural Gas_Boiler_E3 | Commercial | Grocery | Existing | Space Heating | Natural Gas | Boiler | E3 | AFUE 97% | 82.47% | 0% | 0% | 2.6042 | 0.64237 | 0.12758 | 0 | 20 | 30 | 2021 | 2047 | 100% | 0 | 0 | 0% | Normal | 0% | 0.73955 | 0 | 0 | 800 kBtu/hr | 800 | 0 | 0.054 | 0.73955 | 36742.4242 | 9063.1313 | 1800 |  | 2018 | 1.05 | EIA 2018 Tech Forecast | EIA 2018 Tech Forecast | AEG BEST |  | Commercial_Grocery_Existing_Space Heating_Boiler_AFUE 97% | 3.3742 | 47605.5556
Commercial_Grocery_Existing_Space Heating_Natural Gas_Boiler_E4 | Commercial | Grocery | Existing | Space Heating | Natural Gas | Boiler | E4 | Convert to NG Air Source Heat Pump | 57.14% | 0% | 0% | 11.3607 | 0.65207 | 0.21344 | 0 | 10 | 20 | 2021 | 2047 | 100% | 0 | 0 | 0% | Normal | 0% | 0.5124 | 0 | 0 | 800 kBtu/hr | 800 | 0 | 0.054 | 0.5124 | 158316.7533 | 9086.959 | 2974.436 |  | 2017 | 1.0631 | AEO 2021 - gas_eng-driven_RTHP-heat 2017 typical | AEO 2021 - gas_eng-driven_RTHP-heat 2017 typical | AEG BEST |  | Commercial_Grocery_Existing_Space Heating_Boiler_Convert to NG Air Source Heat Pump | 12.2262 | 170378.1483
Commercial_Grocery_Existing_Space Heating_Natural Gas_Boiler_E5 | Commercial | Grocery | Existing | Space Heating | Natural Gas | Boiler | E5 |  | 0% | 0% | 0% | 0 | 0 | 0 | 0 | 0 | 0 | 0 | 0 | 0% | 0 | 0 | 0% | Normal | 0% | 0 | 0 | 0 | [15 empty] | Commercial_Grocery_Existing_Space Heating_Boiler_ | 0 | 0
Commercial_Grocery_Existing_Space Heating_Natural Gas_Boiler_E6 | Commercial | Grocery | Existing | Space Heating | Natural Gas | Boiler | E6 |  | 0% | 0% | 0% | 0 | 0 | 0 | 0 | 0 | 0 | 0 | 0 | 0% | 0 | 0 | 0% | Normal | 0% | 0 | 0 | 0 | [15 empty] | Commercial_Grocery_Existing_Space Heating_Boiler_ | 0 | 0
Commercial_Grocery_Existing_Space Heating_Natural Gas_Boiler_E7 | Commercial | Grocery | Existing | Space Heating | Natural Gas | Boiler | E7 |  | 0% | 0% | 0% | 0 | 0 | 0 | 0 | 0 | 0 | 0 | 0 | 0% | 0 | 0 | 0% | Normal | 0% | 0 | 0 | 0 | [15 empty] | Commercial_Grocery_Existing_Space Heating_Boiler_ | 0 | 0
Commercial_Grocery_Existing_Space Heating_Natural Gas_Boiler_E8 | Commercial | Grocery | Existing | Space Heating | Natural Gas | Boiler | E8 |  | 0% | 0% | 0% | 0 | 0 | 0 | 0 | 0 | 0 | 0 | 0 | 0% | 0 | 0 | 0% | Normal | 0% | 0 | 0 | 0 | [15 empty] | Commercial_Grocery_Existing_Space Heating_Boiler_ | 0 | 0
Commercial_Grocery_Existing_Space Heating_Natural Gas_Boiler_E9 | Commercial | Grocery | Existing | Space Heating | Natural Gas | Boiler | E9 |  | 0% | 0% | 0% | 0 | 0 | 0 | 0 | 0 | 0 | 0 | 0 | 0% | 0 | 0 | 0% | Normal | 0% | 0 | 0 | 0 | [15 empty] | Commercial_Grocery_Existing_Space Heating_Boiler_ | 0 | 0
Commercial_Grocery_Existing_Space Heating_Natural Gas_Boiler_E10 | Commercial | Grocery | Existing | Space Heating | Natural Gas | Boiler | E10 |  | 0% | 0% | 0% | 0 | 0 | 0 | 0 | 0 | 0 | 0 | 0 | 0% | 0 | 0 | 0% | Normal | 0% | 0 | 0 | 0 | [15 empty] | Commercial_Grocery_Existing_Space Heating_Boiler_ | 0 | 0
Commercial_Grocery_Existing_Space Heating_Natural Gas_Unit Heater_E1 | Commercial | Grocery | Existing | Space Heating | Natural Gas | Unit Heater | E1 | Standard | 100% | 0% | 0% | 0.1562 | 0 | 0 | 0 | 15 | 25 | 2021 | 2047 | 100% | 0 | 0 | 0% | Normal | 0% | 0.29573 | 0 | 0 | 120 kBtu/Hr | 120 | 0 | 0.00014218 | 2080 | 1010.4 | 0 | 0 |  | 2015 | 1.0873 | Xcel CO 2021/22 DSM Plan/TRM p.424 | Xcel CO 2021/22 DSM Plan/TRM p.416 | Xcel CO 2021/22 DSM Plan/TRM p.416 |  | Commercial_Grocery_Existing_Space Heating_Unit Heater_Standard | 0.1562 | 1010.4
Commercial_Grocery_Existing_Space Heating_Natural Gas_Unit Heater_E2 | Commercial | Grocery | Existing | Space Heating | Natural Gas | Unit Heater | E2 | Condensing | 88.94% | 0% | 0% | 0.18626 | 0 | 0 | 0 | 15 | 25 | 2021 | 2047 | 100% | 0 | 0 | 0% | Normal | 0% | 0.26303 | 0 | 0 | 120 kBtu/Hr | 120 | 0 | 0.00014218 | 1850 | 1204.8 | 0 | 0 |  | 2015 | 1.0873 | Xcel CO 2021/22 DSM Plan/TRM p.424 | Xcel CO 2021/22 DSM Plan/TRM p.416 | Xcel CO 2021/22 DSM Plan/TRM p.416 |  | Commercial_Grocery_Existing_Space Heating_Unit Heater_Condensing | 0.18626 | 1204.8
Commercial_Grocery_Existing_Space Heating_Natural Gas_Unit Heater_E3 | Commercial | Grocery | Existing | Space Heating | Natural Gas | Unit Heater | E3 | Infrared Radiant | 88.46% | 0% | 0% | 0.17531 | 0 | 0 | 0 | 10 | 20 | 2021 | 2047 | 100% | 0 | 0 | 0% | Normal | 0% | 0.26161 | 0 | 0 | 120 kBtu/Hr | 120 | 0 | 0.00014218 | 1840 | 1134 | 0 | 0 |  | 2015 | 1.0873 | Xcel CO 2021/22 DSM Plan/TRM p.424 | Xcel CO 2021/22 DSM Plan/TRM p.416 | Xcel CO 2021/22 DSM Plan/TRM p.416 |  | Commercial_Grocery_Existing_Space Heating_Unit Heater_Infrared Radiant | 0.17531 | 1134
Commercial_Grocery_Existing_Space Heating_Natural Gas_Unit Heater_E4 | Commercial | Grocery | Existing | Space Heating | Natural Gas | Unit Heater | E4 |  | 0% | 0% | 0% | 0 | 0 | 0 | 0 | 0 | 0 | 0 | 0 | 0% | 0 | 0 | 0% | Normal | 0% | 0 | 0 | 0 | [15 empty] | Commercial_Grocery_Existing_Space Heating_Unit Heater_ | 0 | 0
Commercial_Grocery_Existing_Space Heating_Natural Gas_Unit Heater_E5 | Commercial | Grocery | Existing | Space Heating | Natural Gas | Unit Heater | E5 |  | 0% | 0% | 0% | 0 | 0 | 0 | 0 | 0 | 0 | 0 | 0 | 0% | 0 | 0 | 0% | Normal | 0% | 0 | 0 | 0 | [15 empty] | Commercial_Grocery_Existing_Space Heating_Unit Heater_ | 0 | 0
Commercial_Grocery_Existing_Space Heating_Natural Gas_Unit Heater_E6 | Commercial | Grocery | Existing | Space Heating | Natural Gas | Unit Heater | E6 |  | 0% | 0% | 0% | 0 | 0 | 0 | 0 | 0 | 0 | 0 | 0 | 0% | 0 | 0 | 0% | Normal | 0% | 0 | 0 | 0 | [15 empty] | Commercial_Grocery_Existing_Space Heating_Unit Heater_ | 0 | 0
Commercial_Grocery_Existing_Space Heating_Natural Gas_Unit Heater_E7 | Commercial | Grocery | Existing | Space Heating | Natural Gas | Unit Heater | E7 |  | 0% | 0% | 0% | 0 | 0 | 0 | 0 | 0 | 0 | 0 | 0 | 0% | 0 | 0 | 0% | Normal | 0% | 0 | 0 | 0 | [15 empty] | Commercial_Grocery_Existing_Space Heating_Unit Heater_ | 0 | 0
Commercial_Grocery_Existing_Space Heating_Natural Gas_Unit Heater_E8 | Commercial | Grocery | Existing | Space Heating | Natural Gas | Unit Heater | E8 |  | 0% | 0% | 0% | 0 | 0 | 0 | 0 | 0 | 0 | 0 | 0 | 0% | 0 | 0 | 0% | Normal | 0% | 0 | 0 | 0 | [15 empty] | Commercial_Grocery_Existing_Space Heating_Unit Heater_ | 0 | 0
Commercial_Grocery_Existing_Space Heating_Natural Gas_Unit Heater_E9 | Commercial | Grocery | Existing | Space Heating | Natural Gas | Unit Heater | E9 |  | 0% | 0% | 0% | 0 | 0 | 0 | 0 | 0 | 0 | 0 | 0 | 0% | 0 | 0 | 0% | Normal | 0% | 0 | 0 | 0 | [15 empty] | Commercial_Grocery_Existing_Space Heating_Unit Heater_ | 0 | 0
Commercial_Grocery_Existing_Space Heating_Natural Gas_Unit Heater_E10 | Commercial | Grocery | Existing | Space Heating | Natural Gas | Unit Heater | E10 |  | 0% | 0% | 0% | 0 | 0 | 0 | 0 | 0 | 0 | 0 | 0 | 0% | 0 | 0 | 0% | Normal | 0% | 0 | 0 | 0 | [15 empty] | Commercial_Grocery_Existing_Space Heating_Unit Heater_ | 0 | 0
Commercial_Grocery_Existing_Water Heating_Natural Gas_Water Heater_E1 | Commercial | Grocery | Existing | Water Heating | Natural Gas | Water Heater | E1 | TE 88% | 100% | 0% | 0% | 0.14352 | 0 | 0.0080927 | 0 | 8 | 12 | 2021 | 2047 | 100% | 0 | 0 | 0% | Normal | 0% | 0.23287 | 0 | 0 | 1 kBtu/hr | 1 | 0 | 0.0048641 | 0.23287 | 27.755 | 0 | 1.565 |  | 2017 | 1.0631 | AEO 2021 - gas_water_heater 2017 ENERGY STAR | AEO 2021 - gas_water_heater 2017 ENERGY STAR | DHW_WH-Water Heating-PG&E-R7-14 |  | Commercial_Grocery_Existing_Water Heating_Water Heater_TE 88% | 0.15162 | 29.32
Commercial_Grocery_Existing_Water Heating_Natural Gas_Water Heater_E2 | Commercial | Grocery | Existing | Water Heating | Natural Gas | Water Heater | E2 | TE 96% | 91.67% | 0% | 0% | 0.16685 | 0 | 0.0082573 | 0 | 8 | 12 | 2021 | 2047 | 100% | 0 | 0 | 0% | Normal | 0% | 0.21346 | 0 | 0 | 1 kBtu/hr | 1 | 0 | 0.0048641 | 0.21346 | 29.9234 | 0 | 1.4809 |  | 2012 | 1.1464 | AEO 2021 - gas_water_heater 2017 ENERGY STAR | AEO 2021 - gas_water_heater 2017 ENERGY STAR | DHW_WH-Water Heating-NMTRM-2016-7 |  | Commercial_Grocery_Existing_Water Heating_Water Heater_TE 96% | 0.17511 | 31.4043
Commercial_Grocery_Existing_Water Heating_Natural Gas_Water Heater_E3 | Commercial | Grocery | Existing | Water Heating | Natural Gas | Water Heater | E3 | Tankless | 89.8% | 0% | 0% | 0.16735 | 0 | 0.0017529 | 0 | 8 | 12 | 2021 | 2047 | 100% | 0 | 0 | 0% | Normal | 0% | 0.2091 | 0 | 0 | 1 kBtu/hr | 1 | 0 | 0.0048641 | 0.2091 | 32.3633 | 0 | 0.33898 |  | 2017 | 1.0631 | EIA Ref. Case 2018 - Gas Tankless High Eff. | EIA Ref. Case 2018 - Gas Tankless High Eff. | DHW_WH-Water Heating-NMTRM-2016-9 |  | Commercial_Grocery_Existing_Water Heating_Water Heater_Tankless | 0.16911 | 32.7023
Commercial_Grocery_Existing_Water Heating_Natural Gas_Water Heater_E4 | Commercial | Grocery | Existing | Water Heating | Natural Gas | Water Heater | E4 | NEEA Gas-Fired Absorption HPWH (COP 1.06) | 83.02% | 0% | 0% | 0.27931 | 0 | 0.066085 | 0 | 10 | 16 | 2023 | 2047 | 100% | 0 | 0 | 0% | Normal | 0% | 0.19332 | 0 | 0 | 1 kBtu/hr | 1 | 0 | 0.0048641 | 0.19332 | 56.3879 | 0 | 13.3416 |  | 2020 | 1.0183 | DHW_WH-Water Heating-DOE-2014-2 | NEEA Report #E20-309, Robur Heat Pump Field Trial. March 11, 2020. | DHW_WH-Water Heating-DOE-2014-1 |  | Commercial_Grocery_Existing_Water Heating_Water Heater_NEEA Gas-Fired Absorption HPWH (COP 1.06) | 0.34539 | 69.7295
Commercial_Grocery_Existing_Water Heating_Natural Gas_Water Heater_E5 | Commercial | Grocery | Existing | Water Heating | Natural Gas | Water Heater | E5 |  | 0% | 0% | 0% | 0 | 0 | 0 | 0 | 0 | 0 | 0 | 0 | 0% | 0 | 0 | 0% | Normal | 0% | 0 | 0 | 0 | [15 empty] | Commercial_Grocery_Existing_Water Heating_Water Heater_ | 0 | 0
Commercial_Grocery_Existing_Water Heating_Natural Gas_Water Heater_E6 | Commercial | Grocery | Existing | Water Heating | Natural Gas | Water Heater | E6 |  | 0% | 0% | 0% | 0 | 0 | 0 | 0 | 0 | 0 | 0 | 0 | 0% | 0 | 0 | 0% | Normal | 0% | 0 | 0 | 0 | [15 empty] | Commercial_Grocery_Existing_Water Heating_Water Heater_ | 0 | 0
Commercial_Grocery_Existing_Water Heating_Natural Gas_Water Heater_E7 | Commercial | Grocery | Existing | Water Heating | Natural Gas | Water Heater | E7 |  | 0% | 0% | 0% | 0 | 0 | 0 | 0 | 0 | 0 | 0 | 0 | 0% | 0 | 0 | 0% | Normal | 0% | 0 | 0 | 0 | [15 empty] | Commercial_Grocery_Existing_Water Heating_Water Heater_ | 0 | 0
Commercial_Grocery_Existing_Water Heating_Natural Gas_Water Heater_E8 | Commercial | Grocery | Existing | Water Heating | Natural Gas | Water Heater | E8 |  | 0% | 0% | 0% | 0 | 0 | 0 | 0 | 0 | 0 | 0 | 0 | 0% | 0 | 0 | 0% | Normal | 0% | 0 | 0 | 0 | [15 empty] | Commercial_Grocery_Existing_Water Heating_Water Heater_ | 0 | 0
Commercial_Grocery_Existing_Water Heating_Natural Gas_Water Heater_E9 | Commercial | Grocery | Existing | Water Heating | Natural Gas | Water Heater | E9 |  | 0% | 0% | 0% | 0 | 0 | 0 | 0 | 0 | 0 | 0 | 0 | 0% | 0 | 0 | 0% | Normal | 0% | 0 | 0 | 0 | [15 empty] | Commercial_Grocery_Existing_Water Heating_Water Heater_ | 0 | 0
Commercial_Grocery_Existing_Water Heating_Natural Gas_Water Heater_E10 | Commercial | Grocery | Existing | Water Heating | Natural Gas | Water Heater | E10 |  | 0% | 0% | 0% | 0 | 0 | 0 | 0 | 0 | 0 | 0 | 0 | 0% | 0 | 0 | 0% | Normal | 0% | 0 | 0 | 0 | [15 empty] | Commercial_Grocery_Existing_Water Heating_Water Heater_ | 0 | 0
Commercial_Grocery_Existing_Food Preparation_Natural Gas_Oven_E1 | Commercial | Grocery | Existing | Food Preparation | Natural Gas | Oven | E1 | Standard | 100% | 0% | 0% | 0.91137 | 0.019222 | 0 | 0 | 10 | 14 | 2021 | 2047 | 100% | 0 | 0 | 0% | Normal | 0% | 0.092681 | 0 | 0 | 1 units | 1 | 0 | 0.00011394 | 813.4143 | 7112 | 150 | 0 |  | 2013 | 1.1247 | IL TRM - 4.2.1 - CI-FSE-CBOV-V02-160601 | ETO Measure Input Sheet - Com - Gas Convection Oven | IL TRM - 4.2.1 - CI-FSE-CBOV-V02-160601 |  | Commercial_Grocery_Existing_Food Preparation_Oven_Standard | 0.93059 | 7262
Commercial_Grocery_Existing_Food Preparation_Natural Gas_Oven_E2 | Commercial | Grocery | Existing | Food Preparation | Natural Gas | Oven | E2 | ENERGY STAR (>42% Baking Efficiency) | 86.89% | 0% | 0% | 0.96109 | 0.019222 | 0 | 0 | 10 | 14 | 2021 | 2047 | 100% | 0 | 0 | 0% | Normal | 0% | 0.080527 | 0 | 0 | 1 units | 1 | 0 | 0.00011394 | 706.739 | 7500 | 150 | 0 |  | 2013 | 1.1247 | IL TRM - 4.2.1 - CI-FSE-CBOV-V02-160601 | EIA 2018 Tech Forecast | ETO Measure Input Sheet |  | Commercial_Grocery_Existing_Food Preparation_Oven_ENERGY STAR (>42% Baking Efficiency) | 0.98031 | 7650
Commercial_Grocery_Existing_Food Preparation_Natural Gas_Oven_E3 | Commercial | Grocery | Existing | Food Preparation | Natural Gas | Oven | E3 |  | 0% | 0% | 0% | 0 | 0 | 0 | 0 | 0 | 0 | 0 | 0 | 0% | 0 | 0 | 0% | Normal | 0% | 0 | 0 | 0 | [15 empty] | Commercial_Grocery_Existing_Food Preparation_Oven_ | 0 | 0
Commercial_Grocery_Existing_Food Preparation_Natural Gas_Oven_E4 | Commercial | Grocery | Existing | Food Preparation | Natural Gas | Oven | E4 |  | 0% | 0% | 0% | 0 | 0 | 0 | 0 | 0 | 0 | 0 | 0 | 0% | 0 | 0 | 0% | Normal | 0% | 0 | 0 | 0 | [15 empty] | Commercial_Grocery_Existing_Food Preparation_Oven_ | 0 | 0
Commercial_Grocery_Existing_Food Preparation_Natural Gas_Oven_E5 | Commercial | Grocery | Existing | Food Preparation | Natural Gas | Oven | E5 |  | 0% | 0% | 0% | 0 | 0 | 0 | 0 | 0 | 0 | 0 | 0 | 0% | 0 | 0 | 0% | Normal | 0% | 0 | 0 | 0 | [15 empty] | Commercial_Grocery_Existing_Food Preparation_Oven_ | 0 | 0
Commercial_Grocery_Existing_Food Preparation_Natural Gas_Oven_E6 | Commercial | Grocery | Existing | Food Preparation | Natural Gas | Oven | E6 |  | 0% | 0% | 0% | 0 | 0 | 0 | 0 | 0 | 0 | 0 | 0 | 0% | 0 | 0 | 0% | Normal | 0% | 0 | 0 | 0 | [15 empty] | Commercial_Grocery_Existing_Food Preparation_Oven_ | 0 | 0
Commercial_Grocery_Existing_Food Preparation_Natural Gas_Oven_E7 | Commercial | Grocery | Existing | Food Preparation | Natural Gas | Oven | E7 |  | 0% | 0% | 0% | 0 | 0 | 0 | 0 | 0 | 0 | 0 | 0 | 0% | 0 | 0 | 0% | Normal | 0% | 0 | 0 | 0 | [15 empty] | Commercial_Grocery_Existing_Food Preparation_Oven_ | 0 | 0
Commercial_Grocery_Existing_Food Preparation_Natural Gas_Oven_E8 | Commercial | Grocery | Existing | Food Preparation | Natural Gas | Oven | E8 |  | 0% | 0% | 0% | 0 | 0 | 0 | 0 | 0 | 0 | 0 | 0 | 0% | 0 | 0 | 0% | Normal | 0% | 0 | 0 | 0 | [15 empty] | Commercial_Grocery_Existing_Food Preparation_Oven_ | 0 | 0
Commercial_Grocery_Existing_Food Preparation_Natural Gas_Oven_E9 | Commercial | Grocery | Existing | Food Preparation | Natural Gas | Oven | E9 |  | 0% | 0% | 0% | 0 | 0 | 0 | 0 | 0 | 0 | 0 | 0 | 0% | 0 | 0 | 0% | Normal | 0% | 0 | 0 | 0 | [15 empty] | Commercial_Grocery_Existing_Food Preparation_Oven_ | 0 | 0
Commercial_Grocery_Existing_Food Preparation_Natural Gas_Oven_E10 | Commercial | Grocery | Existing | Food Preparation | Natural Gas | Oven | E10 |  | 0% | 0% | 0% | 0 | 0 | 0 | 0 | 0 | 0 | 0 | 0 | 0% | 0 | 0 | 0% | Normal | 0% | 0 | 0 | 0 | [15 empty] | Commercial_Grocery_Existing_Food Preparation_Oven_ | 0 | 0
Commercial_Grocery_Existing_Food Preparation_Natural Gas_Conveyor Oven_E1 | Commercial | Grocery | Existing | Food Preparation | Natural Gas | Conveyor Oven | E1 | Standard | 100% | 0% | 0% | 0.64918 | 0 | 0 | 0 | 15 | 19 | 2021 | 2047 | 100% | 0 | 0 | 0% | Normal | 0% | 0.16928 | 0 | 0 | 1 units | 1 | 0 | 5.8666e-05 | 2885.475 | 10177 | 0 | 0 |  | 2015 | 1.0873 | IL TRM - 4.2.4 - CI-FSE-CVOV-V02-180101 | PGE Workpaper, PGECOFST117 R5, 2015 | MN TRM 3.1 - Gas Conveyor Oven v1.1 |  | Commercial_Grocery_Existing_Food Preparation_Conveyor Oven_Standard | 0.64918 | 10177
Commercial_Grocery_Existing_Food Preparation_Natural Gas_Conveyor Oven_E2 | Commercial | Grocery | Existing | Food Preparation | Natural Gas | Conveyor Oven | E2 | Efficient (>42% Baking Efficiency) | 76.02% | 0% | 0% | 0.79143 | 0 | 0 | 0 | 15 | 19 | 2021 | 2047 | 100% | 0 | 0 | 0% | Normal | 0% | 0.12868 | 0 | 0 | 1 units | 1 | 0 | 5.8666e-05 | 2193.4093 | 12407 | 0 | 0 |  | 2015 | 1.0873 | IL TRM - 4.2.4 - CI-FSE-CVOV-V02-180101 | PGE Workpaper, PGECOFST117 R5, 2015 | MN TRM 3.1 - Gas Conveyor Oven v1.1 |  | Commercial_Grocery_Existing_Food Preparation_Conveyor Oven_Efficient (>42% Baking Efficiency) | 0.79143 | 12407
Commercial_Grocery_Existing_Food Preparation_Natural Gas_Conveyor Oven_E3 | Commercial | Grocery | Existing | Food Preparation | Natural Gas | Conveyor Oven | E3 |  | 0% | 0% | 0% | 0 | 0 | 0 | 0 | 0 | 0 | 0 | 0 | 0% | 0 | 0 | 0% | Normal | 0% | 0 | 0 | 0 | [15 empty] | Commercial_Grocery_Existing_Food Preparation_Conveyor Oven_ | 0 | 0
Commercial_Grocery_Existing_Food Preparation_Natural Gas_Conveyor Oven_E4 | Commercial | Grocery | Existing | Food Preparation | Natural Gas | Conveyor Oven | E4 |  | 0% | 0% | 0% | 0 | 0 | 0 | 0 | 0 | 0 | 0 | 0 | 0% | 0 | 0 | 0% | Normal | 0% | 0 | 0 | 0 | [15 empty] | Commercial_Grocery_Existing_Food Preparation_Conveyor Oven_ | 0 | 0
Commercial_Grocery_Existing_Food Preparation_Natural Gas_Conveyor Oven_E5 | Commercial | Grocery | Existing | Food Preparation | Natural Gas | Conveyor Oven | E5 |  | 0% | 0% | 0% | 0 | 0 | 0 | 0 | 0 | 0 | 0 | 0 | 0% | 0 | 0 | 0% | Normal | 0% | 0 | 0 | 0 | [15 empty] | Commercial_Grocery_Existing_Food Preparation_Conveyor Oven_ | 0 | 0
Commercial_Grocery_Existing_Food Preparation_Natural Gas_Conveyor Oven_E6 | Commercial | Grocery | Existing | Food Preparation | Natural Gas | Conveyor Oven | E6 |  | 0% | 0% | 0% | 0 | 0 | 0 | 0 | 0 | 0 | 0 | 0 | 0% | 0 | 0 | 0% | Normal | 0% | 0 | 0 | 0 | [15 empty] | Commercial_Grocery_Existing_Food Preparation_Conveyor Oven_ | 0 | 0
Commercial_Grocery_Existing_Food Preparation_Natural Gas_Conveyor Oven_E7 | Commercial | Grocery | Existing | Food Preparation | Natural Gas | Conveyor Oven | E7 |  | 0% | 0% | 0% | 0 | 0 | 0 | 0 | 0 | 0 | 0 | 0 | 0% | 0 | 0 | 0% | Normal | 0% | 0 | 0 | 0 | [15 empty] | Commercial_Grocery_Existing_Food Preparation_Conveyor Oven_ | 0 | 0
Commercial_Grocery_Existing_Food Preparation_Natural Gas_Conveyor Oven_E8 | Commercial | Grocery | Existing | Food Preparation | Natural Gas | Conveyor Oven | E8 |  | 0% | 0% | 0% | 0 | 0 | 0 | 0 | 0 | 0 | 0 | 0 | 0% | 0 | 0 | 0% | Normal | 0% | 0 | 0 | 0 | [15 empty] | Commercial_Grocery_Existing_Food Preparation_Conveyor Oven_ | 0 | 0
Commercial_Grocery_Existing_Food Preparation_Natural Gas_Conveyor Oven_E9 | Commercial | Grocery | Existing | Food Preparation | Natural Gas | Conveyor Oven | E9 |  | 0% | 0% | 0% | 0 | 0 | 0 | 0 | 0 | 0 | 0 | 0 | 0% | 0 | 0 | 0% | Normal | 0% | 0 | 0 | 0 | [15 empty] | Commercial_Grocery_Existing_Food Preparation_Conveyor Oven_ | 0 | 0
Commercial_Grocery_Existing_Food Preparation_Natural Gas_Conveyor Oven_E10 | Commercial | Grocery | Existing | Food Preparation | Natural Gas | Conveyor Oven | E10 |  | 0% | 0% | 0% | 0 | 0 | 0 | 0 | 0 | 0 | 0 | 0 | 0% | 0 | 0 | 0% | Normal | 0% | 0 | 0 | 0 | [15 empty] | Commercial_Grocery_Existing_Food Preparation_Conveyor Oven_ | 0 | 0
Commercial_Grocery_Existing_Food Preparation_Natural Gas_Double Rack Oven_E1 | Commercial | Grocery | Existing | Food Preparation | Natural Gas | Double Rack Oven | E1 | Standard | 100% | 0% | 0% | 1.0287 | 0 | 0 | 0 | 8 | 16 | 2021 | 2047 | 100% | 0 | 0 | 0% | Normal | 0% | 0.28786 | 0 | 0 | 1 units | 1 | 0 | 7.3095e-05 | 3938.22 | 12513 | 0 | 0 |  | 2013 | 1.1247 | IL TRM - 4.2.18 - CI-FSE-RKOV-VO2-180101 | PGE Workpaper, PGECOFST109 R6, 2016 | IL TRM - 4.2.18 - CI-FSE-RKOV-VO2-180101 |  | Commercial_Grocery_Existing_Food Preparation_Double Rack Oven_Standard | 1.0287 | 12513
Commercial_Grocery_Existing_Food Preparation_Natural Gas_Double Rack Oven_E2 | Commercial | Grocery | Existing | Food Preparation | Natural Gas | Double Rack Oven | E2 | FTSC Qualified (>50% Cooking Efficiency) | 58.82% | 0% | 0% | 1.4192 | 0 | 0 | 0 | 8 | 16 | 2021 | 2047 | 100% | 0 | 0 | 0% | Normal | 0% | 0.16933 | 0 | 0 | 1 units | 1 | 0 | 7.3095e-05 | 2316.6 | 16641 | 0 | 0 |  | 2011 | 1.1667 | IL TRM - 4.2.18 - CI-FSE-RKOV-VO2-180101 | PGE Workpaper, PGECOFST109 R6, 2016 | IL TRM - 4.2.18 - CI-FSE-RKOV-VO2-180101 |  | Commercial_Grocery_Existing_Food Preparation_Double Rack Oven_FTSC Qualified (>50% Cooking Efficiency) | 1.4192 | 16641
Commercial_Grocery_Existing_Food Preparation_Natural Gas_Double Rack Oven_E3 | Commercial | Grocery | Existing | Food Preparation | Natural Gas | Double Rack Oven | E3 |  | 0% | 0% | 0% | 0 | 0 | 0 | 0 | 0 | 0 | 0 | 0 | 0% | 0 | 0 | 0% | Normal | 0% | 0 | 0 | 0 | [15 empty] | Commercial_Grocery_Existing_Food Preparation_Double Rack Oven_ | 0 | 0
Commercial_Grocery_Existing_Food Preparation_Natural Gas_Double Rack Oven_E4 | Commercial | Grocery | Existing | Food Preparation | Natural Gas | Double Rack Oven | E4 |  | 0% | 0% | 0% | 0 | 0 | 0 | 0 | 0 | 0 | 0 | 0 | 0% | 0 | 0 | 0% | Normal | 0% | 0 | 0 | 0 | [15 empty] | Commercial_Grocery_Existing_Food Preparation_Double Rack Oven_ | 0 | 0
Commercial_Grocery_Existing_Food Preparation_Natural Gas_Double Rack Oven_E5 | Commercial | Grocery | Existing | Food Preparation | Natural Gas | Double Rack Oven | E5 |  | 0% | 0% | 0% | 0 | 0 | 0 | 0 | 0 | 0 | 0 | 0 | 0% | 0 | 0 | 0% | Normal | 0% | 0 | 0 | 0 | [15 empty] | Commercial_Grocery_Existing_Food Preparation_Double Rack Oven_ | 0 | 0
Commercial_Grocery_Existing_Food Preparation_Natural Gas_Double Rack Oven_E6 | Commercial | Grocery | Existing | Food Preparation | Natural Gas | Double Rack Oven | E6 |  | 0% | 0% | 0% | 0 | 0 | 0 | 0 | 0 | 0 | 0 | 0 | 0% | 0 | 0 | 0% | Normal | 0% | 0 | 0 | 0 | [15 empty] | Commercial_Grocery_Existing_Food Preparation_Double Rack Oven_ | 0 | 0
Commercial_Grocery_Existing_Food Preparation_Natural Gas_Double Rack Oven_E7 | Commercial | Grocery | Existing | Food Preparation | Natural Gas | Double Rack Oven | E7 |  | 0% | 0% | 0% | 0 | 0 | 0 | 0 | 0 | 0 | 0 | 0 | 0% | 0 | 0 | 0% | Normal | 0% | 0 | 0 | 0 | [15 empty] | Commercial_Grocery_Existing_Food Preparation_Double Rack Oven_ | 0 | 0
Commercial_Grocery_Existing_Food Preparation_Natural Gas_Double Rack Oven_E8 | Commercial | Grocery | Existing | Food Preparation | Natural Gas | Double Rack Oven | E8 |  | 0% | 0% | 0% | 0 | 0 | 0 | 0 | 0 | 0 | 0 | 0 | 0% | 0 | 0 | 0% | Normal | 0% | 0 | 0 | 0 | [15 empty] | Commercial_Grocery_Existing_Food Preparation_Double Rack Oven_ | 0 | 0
Commercial_Grocery_Existing_Food Preparation_Natural Gas_Double Rack Oven_E9 | Commercial | Grocery | Existing | Food Preparation | Natural Gas | Double Rack Oven | E9 |  | 0% | 0% | 0% | 0 | 0 | 0 | 0 | 0 | 0 | 0 | 0 | 0% | 0 | 0 | 0% | Normal | 0% | 0 | 0 | 0 | [15 empty] | Commercial_Grocery_Existing_Food Preparation_Double Rack Oven_ | 0 | 0
Commercial_Grocery_Existing_Food Preparation_Natural Gas_Double Rack Oven_E10 | Commercial | Grocery | Existing | Food Preparation | Natural Gas | Double Rack Oven | E10 |  | 0% | 0% | 0% | 0 | 0 | 0 | 0 | 0 | 0 | 0 | 0 | 0% | 0 | 0 | 0% | Normal | 0% | 0 | 0 | 0 | [15 empty] | Commercial_Grocery_Existing_Food Preparation_Double Rack Oven_ | 0 | 0
Commercial_Grocery_Existing_Food Preparation_Natural Gas_Fryer_E1 | Commercial | Grocery | Existing | Food Preparation | Natural Gas | Fryer | E1 | Standard | 100% | 0% | 0% | 0.51745 | 0 | 0 | 0 | 7 | 11 | 2021 | 2021 | 100% | 0 | 0 | 0% | Normal | 0% | 0.14751 | 0 | 0 | 1 units | 1 | 0 | 0.00014252 | 1034.9987 | 3379.7321 | 0 | 0 |  | 2016 | 1.0743 | RTF Wkbk - ComCookingFryer_v5_0 | RTF Wkbk - ComCookingFryer_v5_0 | RTF Wkbk - ComCookingFryer_v5_0 |  | Commercial_Grocery_Existing_Food Preparation_Fryer_Standard | 0.51745 | 3379.7321
Commercial_Grocery_Existing_Food Preparation_Natural Gas_Fryer_E2 | Commercial | Grocery | Existing | Food Preparation | Natural Gas | Fryer | E2 | ENERGY STAR | 61.81% | 0% | 0% | 0.65044 | 0 | 0 | 0 | 7 | 11 | 2021 | 2047 | 100% | 0 | 0 | 0% | Normal | 0% | 0.091173 | 0 | 0 | 1 units | 1 | 0 | 0.00014252 | 639.7296 | 4248.3333 | 0 | 0 |  | 2016 | 1.0743 | RTF Wkbk - ComCookingFryer_v5_0 | RTF Wkbk - ComCookingFryer_v5_0 | RTF Wkbk - ComCookingFryer_v5_0 |  | Commercial_Grocery_Existing_Food Preparation_Fryer_ENERGY STAR | 0.65044 | 4248.3333
Commercial_Grocery_Existing_Food Preparation_Natural Gas_Fryer_E3 | Commercial | Grocery | Existing | Food Preparation | Natural Gas | Fryer | E3 |  | 0% | 0% | 0% | 0 | 0 | 0 | 0 | 0 | 0 | 0 | 0 | 0% | 0 | 0 | 0% | Normal | 0% | 0 | 0 | 0 | [15 empty] | Commercial_Grocery_Existing_Food Preparation_Fryer_ | 0 | 0
Commercial_Grocery_Existing_Food Preparation_Natural Gas_Fryer_E4 | Commercial | Grocery | Existing | Food Preparation | Natural Gas | Fryer | E4 |  | 0% | 0% | 0% | 0 | 0 | 0 | 0 | 0 | 0 | 0 | 0 | 0% | 0 | 0 | 0% | Normal | 0% | 0 | 0 | 0 | [15 empty] | Commercial_Grocery_Existing_Food Preparation_Fryer_ | 0 | 0
Commercial_Grocery_Existing_Food Preparation_Natural Gas_Fryer_E5 | Commercial | Grocery | Existing | Food Preparation | Natural Gas | Fryer | E5 |  | 0% | 0% | 0% | 0 | 0 | 0 | 0 | 0 | 0 | 0 | 0 | 0% | 0 | 0 | 0% | Normal | 0% | 0 | 0 | 0 | [15 empty] | Commercial_Grocery_Existing_Food Preparation_Fryer_ | 0 | 0
Commercial_Grocery_Existing_Food Preparation_Natural Gas_Fryer_E6 | Commercial | Grocery | Existing | Food Preparation | Natural Gas | Fryer | E6 |  | 0% | 0% | 0% | 0 | 0 | 0 | 0 | 0 | 0 | 0 | 0 | 0% | 0 | 0 | 0% | Normal | 0% | 0 | 0 | 0 | [15 empty] | Commercial_Grocery_Existing_Food Preparation_Fryer_ | 0 | 0
Commercial_Grocery_Existing_Food Preparation_Natural Gas_Fryer_E7 | Commercial | Grocery | Existing | Food Preparation | Natural Gas | Fryer | E7 |  | 0% | 0% | 0% | 0 | 0 | 0 | 0 | 0 | 0 | 0 | 0 | 0% | 0 | 0 | 0% | Normal | 0% | 0 | 0 | 0 | [15 empty] | Commercial_Grocery_Existing_Food Preparation_Fryer_ | 0 | 0
Commercial_Grocery_Existing_Food Preparation_Natural Gas_Fryer_E8 | Commercial | Grocery | Existing | Food Preparation | Natural Gas | Fryer | E8 |  | 0% | 0% | 0% | 0 | 0 | 0 | 0 | 0 | 0 | 0 | 0 | 0% | 0 | 0 | 0% | Normal | 0% | 0 | 0 | 0 | [15 empty] | Commercial_Grocery_Existing_Food Preparation_Fryer_ | 0 | 0
Commercial_Grocery_Existing_Food Preparation_Natural Gas_Fryer_E9 | Commercial | Grocery | Existing | Food Preparation | Natural Gas | Fryer | E9 |  | 0% | 0% | 0% | 0 | 0 | 0 | 0 | 0 | 0 | 0 | 0 | 0% | 0 | 0 | 0% | Normal | 0% | 0 | 0 | 0 | [15 empty] | Commercial_Grocery_Existing_Food Preparation_Fryer_ | 0 | 0
Commercial_Grocery_Existing_Food Preparation_Natural Gas_Fryer_E10 | Commercial | Grocery | Existing | Food Preparation | Natural Gas | Fryer | E10 |  | 0% | 0% | 0% | 0 | 0 | 0 | 0 | 0 | 0 | 0 | 0 | 0% | 0 | 0 | 0% | Normal | 0% | 0 | 0 | 0 | [15 empty] | Commercial_Grocery_Existing_Food Preparation_Fryer_ | 0 | 0
Commercial_Grocery_Existing_Food Preparation_Natural Gas_Broiler_E1 | Commercial | Grocery | Existing | Food Preparation | Natural Gas | Broiler | E1 | Standard | 100% | 0% | 0% | 0.61825 | 0 | 0 | 0 | 8 | 16 | 2021 | 2047 | 100% | 0 | 0 | 0% | Normal | 0% | 0.14258 | 0 | 0 | 1 units | 1 | 0 | 0.00021196 | 672.672 | 2500 | 0 | 0 |  | 2011 | 1.1667 | IL TRM - 4.2.14 - CI-FSE-IRBL-V02-180101 | Estimate | IL TRM - 4.2.14 - CI-FSE-IRBL-V02-180101 |  | Commercial_Grocery_Existing_Food Preparation_Broiler_Standard | 0.61825 | 2500
Commercial_Grocery_Existing_Food Preparation_Natural Gas_Broiler_E2 | Commercial | Grocery | Existing | Food Preparation | Natural Gas | Broiler | E2 | Infrared Burners | 64.29% | 0% | 0% | 0.86555 | 0 | 0 | 0 | 8 | 16 | 2021 | 2047 | 100% | 0 | 0 | 0% | Normal | 0% | 0.091659 | 0 | 0 | 1 units | 1 | 0 | 0.00021196 | 432.432 | 3500 | 0 | 0 |  | 2011 | 1.1667 | IL TRM - 4.2.14 - CI-FSE-IRBL-V02-180101 | IL TRM - 4.2.14 - CI-FSE-IRBL-V02-180101 | IL TRM - 4.2.14 - CI-FSE-IRBL-V02-180101 |  | Commercial_Grocery_Existing_Food Preparation_Broiler_Infrared Burners | 0.86555 | 3500
Commercial_Grocery_Existing_Food Preparation_Natural Gas_Broiler_E3 | Commercial | Grocery | Existing | Food Preparation | Natural Gas | Broiler | E3 |  | 0% | 0% | 0% | 0 | 0 | 0 | 0 | 0 | 0 | 0 | 0 | 0% | 0 | 0 | 0% | Normal | 0% | 0 | 0 | 0 | [15 empty] | Commercial_Grocery_Existing_Food Preparation_Broiler_ | 0 | 0
Commercial_Grocery_Existing_Food Preparation_Natural Gas_Broiler_E4 | Commercial | Grocery | Existing | Food Preparation | Natural Gas | Broiler | E4 |  | 0% | 0% | 0% | 0 | 0 | 0 | 0 | 0 | 0 | 0 | 0 | 0% | 0 | 0 | 0% | Normal | 0% | 0 | 0 | 0 | [15 empty] | Commercial_Grocery_Existing_Food Preparation_Broiler_ | 0 | 0
Commercial_Grocery_Existing_Food Preparation_Natural Gas_Broiler_E5 | Commercial | Grocery | Existing | Food Preparation | Natural Gas | Broiler | E5 |  | 0% | 0% | 0% | 0 | 0 | 0 | 0 | 0 | 0 | 0 | 0 | 0% | 0 | 0 | 0% | Normal | 0% | 0 | 0 | 0 | [15 empty] | Commercial_Grocery_Existing_Food Preparation_Broiler_ | 0 | 0
Commercial_Grocery_Existing_Food Preparation_Natural Gas_Broiler_E6 | Commercial | Grocery | Existing | Food Preparation | Natural Gas | Broiler | E6 |  | 0% | 0% | 0% | 0 | 0 | 0 | 0 | 0 | 0 | 0 | 0 | 0% | 0 | 0 | 0% | Normal | 0% | 0 | 0 | 0 | [15 empty] | Commercial_Grocery_Existing_Food Preparation_Broiler_ | 0 | 0
Commercial_Grocery_Existing_Food Preparation_Natural Gas_Broiler_E7 | Commercial | Grocery | Existing | Food Preparation | Natural Gas | Broiler | E7 |  | 0% | 0% | 0% | 0 | 0 | 0 | 0 | 0 | 0 | 0 | 0 | 0% | 0 | 0 | 0% | Normal | 0% | 0 | 0 | 0 | [15 empty] | Commercial_Grocery_Existing_Food Preparation_Broiler_ | 0 | 0
Commercial_Grocery_Existing_Food Preparation_Natural Gas_Broiler_E8 | Commercial | Grocery | Existing | Food Preparation | Natural Gas | Broiler | E8 |  | 0% | 0% | 0% | 0 | 0 | 0 | 0 | 0 | 0 | 0 | 0 | 0% | 0 | 0 | 0% | Normal | 0% | 0 | 0 | 0 | [15 empty] | Commercial_Grocery_Existing_Food Preparation_Broiler_ | 0 | 0
Commercial_Grocery_Existing_Food Preparation_Natural Gas_Broiler_E9 | Commercial | Grocery | Existing | Food Preparation | Natural Gas | Broiler | E9 |  | 0% | 0% | 0% | 0 | 0 | 0 | 0 | 0 | 0 | 0 | 0 | 0% | 0 | 0 | 0% | Normal | 0% | 0 | 0 | 0 | [15 empty] | Commercial_Grocery_Existing_Food Preparation_Broiler_ | 0 | 0
Commercial_Grocery_Existing_Food Preparation_Natural Gas_Broiler_E10 | Commercial | Grocery | Existing | Food Preparation | Natural Gas | Broiler | E10 |  | 0% | 0% | 0% | 0 | 0 | 0 | 0 | 0 | 0 | 0 | 0 | 0% | 0 | 0 | 0% | Normal | 0% | 0 | 0 | 0 | [15 empty] | Commercial_Grocery_Existing_Food Preparation_Broiler_ | 0 | 0
Commercial_Grocery_Existing_Food Preparation_Natural Gas_Griddle_E1 | Commercial | Grocery | Existing | Food Preparation | Natural Gas | Griddle | E1 | Standard | 100% | 0% | 0% | 0.47899 | 0 | 0 | 0 | 8 | 16 | 2021 | 2047 | 100% | 0 | 0 | 0% | Normal | 0% | 0.10187 | 0 | 0 | 1 units | 1 | 0 | 8.2698e-05 | 1231.891 | 5150 | 0 | 0 |  | 2013 | 1.1247 | IL TRM - 4.2.8 - CI-FSE-ESGR-V04-200101 | IL TRM - 4.2.8 - CI-FSE-ESGR-V04-200101 | IL TRM - 4.2.8 - CI-FSE-ESGR-V04-200101 |  | Commercial_Grocery_Existing_Food Preparation_Griddle_Standard | 0.47899 | 5150
Commercial_Grocery_Existing_Food Preparation_Natural Gas_Griddle_E2 | Commercial | Grocery | Existing | Food Preparation | Natural Gas | Griddle | E2 | ENERGY STAR | 86.37% | 0% | 0% | 0.59525 | 0 | 0 | 0 | 8 | 16 | 2021 | 2047 | 100% | 0 | 0 | 0% | Normal | 0% | 0.087986 | 0 | 0 | 1 units | 1 | 0 | 8.2698e-05 | 1063.9446 | 6400 | 0 | 0 |  | 2013 | 1.1247 | IL TRM - 4.2.8 - CI-FSE-ESGR-V04-200101 | IL TRM - 4.2.8 - CI-FSE-ESGR-V04-200101 | IL TRM - 4.2.8 - CI-FSE-ESGR-V04-200101 |  | Commercial_Grocery_Existing_Food Preparation_Griddle_ENERGY STAR | 0.59525 | 6400
Commercial_Grocery_Existing_Food Preparation_Natural Gas_Griddle_E3 | Commercial | Grocery | Existing | Food Preparation | Natural Gas | Griddle | E3 |  | 0% | 0% | 0% | 0 | 0 | 0 | 0 | 0 | 0 | 0 | 0 | 0% | 0 | 0 | 0% | Normal | 0% | 0 | 0 | 0 | [15 empty] | Commercial_Grocery_Existing_Food Preparation_Griddle_ | 0 | 0
Commercial_Grocery_Existing_Food Preparation_Natural Gas_Griddle_E4 | Commercial | Grocery | Existing | Food Preparation | Natural Gas | Griddle | E4 |  | 0% | 0% | 0% | 0 | 0 | 0 | 0 | 0 | 0 | 0 | 0 | 0% | 0 | 0 | 0% | Normal | 0% | 0 | 0 | 0 | [15 empty] | Commercial_Grocery_Existing_Food Preparation_Griddle_ | 0 | 0
Commercial_Grocery_Existing_Food Preparation_Natural Gas_Griddle_E5 | Commercial | Grocery | Existing | Food Preparation | Natural Gas | Griddle | E5 |  | 0% | 0% | 0% | 0 | 0 | 0 | 0 | 0 | 0 | 0 | 0 | 0% | 0 | 0 | 0% | Normal | 0% | 0 | 0 | 0 | [15 empty] | Commercial_Grocery_Existing_Food Preparation_Griddle_ | 0 | 0
Commercial_Grocery_Existing_Food Preparation_Natural Gas_Griddle_E6 | Commercial | Grocery | Existing | Food Preparation | Natural Gas | Griddle | E6 |  | 0% | 0% | 0% | 0 | 0 | 0 | 0 | 0 | 0 | 0 | 0 | 0% | 0 | 0 | 0% | Normal | 0% | 0 | 0 | 0 | [15 empty] | Commercial_Grocery_Existing_Food Preparation_Griddle_ | 0 | 0
Commercial_Grocery_Existing_Food Preparation_Natural Gas_Griddle_E7 | Commercial | Grocery | Existing | Food Preparation | Natural Gas | Griddle | E7 |  | 0% | 0% | 0% | 0 | 0 | 0 | 0 | 0 | 0 | 0 | 0 | 0% | 0 | 0 | 0% | Normal | 0% | 0 | 0 | 0 | [15 empty] | Commercial_Grocery_Existing_Food Preparation_Griddle_ | 0 | 0
Commercial_Grocery_Existing_Food Preparation_Natural Gas_Griddle_E8 | Commercial | Grocery | Existing | Food Preparation | Natural Gas | Griddle | E8 |  | 0% | 0% | 0% | 0 | 0 | 0 | 0 | 0 | 0 | 0 | 0 | 0% | 0 | 0 | 0% | Normal | 0% | 0 | 0 | 0 | [15 empty] | Commercial_Grocery_Existing_Food Preparation_Griddle_ | 0 | 0
Commercial_Grocery_Existing_Food Preparation_Natural Gas_Griddle_E9 | Commercial | Grocery | Existing | Food Preparation | Natural Gas | Griddle | E9 |  | 0% | 0% | 0% | 0 | 0 | 0 | 0 | 0 | 0 | 0 | 0 | 0% | 0 | 0 | 0% | Normal | 0% | 0 | 0 | 0 | [15 empty] | Commercial_Grocery_Existing_Food Preparation_Griddle_ | 0 | 0
Commercial_Grocery_Existing_Food Preparation_Natural Gas_Griddle_E10 | Commercial | Grocery | Existing | Food Preparation | Natural Gas | Griddle | E10 |  | 0% | 0% | 0% | 0 | 0 | 0 | 0 | 0 | 0 | 0 | 0 | 0% | 0 | 0 | 0% | Normal | 0% | 0 | 0 | 0 | [15 empty] | Commercial_Grocery_Existing_Food Preparation_Griddle_ | 0 | 0
Commercial_Grocery_Existing_Food Preparation_Natural Gas_Range_E1 | Commercial | Grocery | Existing | Food Preparation | Natural Gas | Range | E1 | Standard | 100% | 0% | 0% | 0.64796 | 0 | 0 | 0 | 8 | 12 | 2021 | 2047 | 100% | 0 | 0 | 0% | Normal | 0% | 0.098175 | 0 | 0 | 1 units | 1 | 0 | 8.1812e-05 | 1200 | 7450 | 0 | 0 |  | 2017 | 1.0631 | COOK_OVN-Food Preparation-AEO17-1 | EIA 2018 Tech Forecast | Navigant 2009 |  | Commercial_Grocery_Existing_Food Preparation_Range_Standard | 0.64796 | 7450
Commercial_Grocery_Existing_Food Preparation_Natural Gas_Range_E2 | Commercial | Grocery | Existing | Food Preparation | Natural Gas | Range | E2 | High Efficiency | 85.71% | 0% | 0% | 0.64796 | 0 | 0 | 0 | 8 | 12 | 2021 | 2047 | 100% | 0 | 0 | 0% | Normal | 0% | 0.08415 | 0 | 0 | 1 units | 1 | 0 | 8.1812e-05 | 1028.5714 | 7450.01 | 0 | 0 |  | 2017 | 1.0631 | COOK_OVN-Food Preparation-AEO17-1 | EIA 2018 Tech Forecast | EIA 2018 Tech Forecast |  | Commercial_Grocery_Existing_Food Preparation_Range_High Efficiency | 0.64796 | 7450.01
Commercial_Grocery_Existing_Food Preparation_Natural Gas_Range_E3 | Commercial | Grocery | Existing | Food Preparation | Natural Gas | Range | E3 |  | 0% | 0% | 0% | 0 | 0 | 0 | 0 | 0 | 0 | 0 | 0 | 0% | 0 | 0 | 0% | Normal | 0% | 0 | 0 | 0 | [15 empty] | Commercial_Grocery_Existing_Food Preparation_Range_ | 0 | 0
Commercial_Grocery_Existing_Food Preparation_Natural Gas_Range_E4 | Commercial | Grocery | Existing | Food Preparation | Natural Gas | Range | E4 |  | 0% | 0% | 0% | 0 | 0 | 0 | 0 | 0 | 0 | 0 | 0 | 0% | 0 | 0 | 0% | Normal | 0% | 0 | 0 | 0 | [15 empty] | Commercial_Grocery_Existing_Food Preparation_Range_ | 0 | 0
Commercial_Grocery_Existing_Food Preparation_Natural Gas_Range_E5 | Commercial | Grocery | Existing | Food Preparation | Natural Gas | Range | E5 |  | 0% | 0% | 0% | 0 | 0 | 0 | 0 | 0 | 0 | 0 | 0 | 0% | 0 | 0 | 0% | Normal | 0% | 0 | 0 | 0 | [15 empty] | Commercial_Grocery_Existing_Food Preparation_Range_ | 0 | 0
Commercial_Grocery_Existing_Food Preparation_Natural Gas_Range_E6 | Commercial | Grocery | Existing | Food Preparation | Natural Gas | Range | E6 |  | 0% | 0% | 0% | 0 | 0 | 0 | 0 | 0 | 0 | 0 | 0 | 0% | 0 | 0 | 0% | Normal | 0% | 0 | 0 | 0 | [15 empty] | Commercial_Grocery_Existing_Food Preparation_Range_ | 0 | 0
Commercial_Grocery_Existing_Food Preparation_Natural Gas_Range_E7 | Commercial | Grocery | Existing | Food Preparation | Natural Gas | Range | E7 |  | 0% | 0% | 0% | 0 | 0 | 0 | 0 | 0 | 0 | 0 | 0 | 0% | 0 | 0 | 0% | Normal | 0% | 0 | 0 | 0 | [15 empty] | Commercial_Grocery_Existing_Food Preparation_Range_ | 0 | 0
Commercial_Grocery_Existing_Food Preparation_Natural Gas_Range_E8 | Commercial | Grocery | Existing | Food Preparation | Natural Gas | Range | E8 |  | 0% | 0% | 0% | 0 | 0 | 0 | 0 | 0 | 0 | 0 | 0 | 0% | 0 | 0 | 0% | Normal | 0% | 0 | 0 | 0 | [15 empty] | Commercial_Grocery_Existing_Food Preparation_Range_ | 0 | 0
Commercial_Grocery_Existing_Food Preparation_Natural Gas_Range_E9 | Commercial | Grocery | Existing | Food Preparation | Natural Gas | Range | E9 |  | 0% | 0% | 0% | 0 | 0 | 0 | 0 | 0 | 0 | 0 | 0 | 0% | 0 | 0 | 0% | Normal | 0% | 0 | 0 | 0 | [15 empty] | Commercial_Grocery_Existing_Food Preparation_Range_ | 0 | 0
Commercial_Grocery_Existing_Food Preparation_Natural Gas_Range_E10 | Commercial | Grocery | Existing | Food Preparation | Natural Gas | Range | E10 |  | 0% | 0% | 0% | 0 | 0 | 0 | 0 | 0 | 0 | 0 | 0 | 0% | 0 | 0 | 0% | Normal | 0% | 0 | 0 | 0 | [15 empty] | Commercial_Grocery_Existing_Food Preparation_Range_ | 0 | 0
Commercial_Grocery_Existing_Food Preparation_Natural Gas_Steamer_E1 | Commercial | Grocery | Existing | Food Preparation | Natural Gas | Steamer | E1 | Standard | 100% | 0% | 0% | 1.3902 | 0 | 0 | 0 | 6 | 10 | 2021 | 2021 | 100% | 0 | 0 | 0% | Normal | 0% | 0.18279 | 0 | 0 | 1 units | 1 | 0 | 0.00012405 | 1473.5418 | 10431.946 | 0 | 0 |  | 2016 | 1.0743 | RTF Wkbk - ComCookingSteamer_v5_0 | RTF Wkbk - ComCookingSteamer_v5_0 | RTF Wkbk - ComCookingSteamer_v5_0 |  | Commercial_Grocery_Existing_Food Preparation_Steamer_Standard | 1.3902 | 10431.946
Commercial_Grocery_Existing_Food Preparation_Natural Gas_Steamer_E2 | Commercial | Grocery | Existing | Food Preparation | Natural Gas | Steamer | E2 | ENERGY STAR | 17.54% | 0% | 0% | 1.3902 | 0 | -0.09153 | 0 | 6 | 10 | 2021 | 2047 | 100% | 0 | 0 | 0% | Normal | 0% | 0.032054 | 0 | 0 | 1 units | 1 | 0 | 0.00012405 | 258.3998 | 10431.956 | 0 | -686.8492 |  | 2016 | 1.0743 | RTF Wkbk - ComCookingSteamer_v5_0 | RTF Wkbk - ComCookingSteamer_v5_0 | RTF Wkbk - ComCookingSteamer_v5_0 |  | Commercial_Grocery_Existing_Food Preparation_Steamer_ENERGY STAR | 1.2986 | 9745.1068
Commercial_Grocery_Existing_Food Preparation_Natural Gas_Steamer_E3 | Commercial | Grocery | Existing | Food Preparation | Natural Gas | Steamer | E3 |  | 0% | 0% | 0% | 0 | 0 | 0 | 0 | 0 | 0 | 0 | 0 | 0% | 0 | 0 | 0% | Normal | 0% | 0 | 0 | 0 | [15 empty] | Commercial_Grocery_Existing_Food Preparation_Steamer_ | 0 | 0
Commercial_Grocery_Existing_Food Preparation_Natural Gas_Steamer_E4 | Commercial | Grocery | Existing | Food Preparation | Natural Gas | Steamer | E4 |  | 0% | 0% | 0% | 0 | 0 | 0 | 0 | 0 | 0 | 0 | 0 | 0% | 0 | 0 | 0% | Normal | 0% | 0 | 0 | 0 | [15 empty] | Commercial_Grocery_Existing_Food Preparation_Steamer_ | 0 | 0
Commercial_Grocery_Existing_Food Preparation_Natural Gas_Steamer_E5 | Commercial | Grocery | Existing | Food Preparation | Natural Gas | Steamer | E5 |  | 0% | 0% | 0% | 0 | 0 | 0 | 0 | 0 | 0 | 0 | 0 | 0% | 0 | 0 | 0% | Normal | 0% | 0 | 0 | 0 | [15 empty] | Commercial_Grocery_Existing_Food Preparation_Steamer_ | 0 | 0
Commercial_Grocery_Existing_Food Preparation_Natural Gas_Steamer_E6 | Commercial | Grocery | Existing | Food Preparation | Natural Gas | Steamer | E6 |  | 0% | 0% | 0% | 0 | 0 | 0 | 0 | 0 | 0 | 0 | 0 | 0% | 0 | 0 | 0% | Normal | 0% | 0 | 0 | 0 | [15 empty] | Commercial_Grocery_Existing_Food Preparation_Steamer_ | 0 | 0
Commercial_Grocery_Existing_Food Preparation_Natural Gas_Steamer_E7 | Commercial | Grocery | Existing | Food Preparation | Natural Gas | Steamer | E7 |  | 0% | 0% | 0% | 0 | 0 | 0 | 0 | 0 | 0 | 0 | 0 | 0% | 0 | 0 | 0% | Normal | 0% | 0 | 0 | 0 | [15 empty] | Commercial_Grocery_Existing_Food Preparation_Steamer_ | 0 | 0
Commercial_Grocery_Existing_Food Preparation_Natural Gas_Steamer_E8 | Commercial | Grocery | Existing | Food Preparation | Natural Gas | Steamer | E8 |  | 0% | 0% | 0% | 0 | 0 | 0 | 0 | 0 | 0 | 0 | 0 | 0% | 0 | 0 | 0% | Normal | 0% | 0 | 0 | 0 | [15 empty] | Commercial_Grocery_Existing_Food Preparation_Steamer_ | 0 | 0
Commercial_Grocery_Existing_Food Preparation_Natural Gas_Steamer_E9 | Commercial | Grocery | Existing | Food Preparation | Natural Gas | Steamer | E9 |  | 0% | 0% | 0% | 0 | 0 | 0 | 0 | 0 | 0 | 0 | 0 | 0% | 0 | 0 | 0% | Normal | 0% | 0 | 0 | 0 | [15 empty] | Commercial_Grocery_Existing_Food Preparation_Steamer_ | 0 | 0
Commercial_Grocery_Existing_Food Preparation_Natural Gas_Steamer_E10 | Commercial | Grocery | Existing | Food Preparation | Natural Gas | Steamer | E10 |  | 0% | 0% | 0% | 0 | 0 | 0 | 0 | 0 | 0 | 0 | 0 | 0% | 0 | 0 | 0% | Normal | 0% | 0 | 0 | 0 | [15 empty] | Commercial_Grocery_Existing_Food Preparation_Steamer_ | 0 | 0
Commercial_Grocery_Existing_Food Preparation_Natural Gas_Commercial Food Prep Other_E1 | Commercial | Grocery | Existing | Food Preparation | Natural Gas | Commercial Food Prep Other | E1 | Standard | 100% | 0% | 0% | 0.036481 | 0 | 0 | 0 | 8 | 12 | 2021 | 2047 | 100% | 0 | 0 | 0% | Normal | 0% | 0.043788 | 0 | 0 | 1 units | 1 | 0 | 3.0768e-05 | 1423.18 | 1000 | 0 | 0 |  | 2010 | 1.1857 | Default | Default | Default |  | Commercial_Grocery_Existing_Food Preparation_Commercial Food Prep Other_Standard | 0.036481 | 1000
Commercial_Grocery_Existing_Food Preparation_Natural Gas_Commercial Food Prep Other_E2 | Commercial | Grocery | Existing | Food Preparation | Natural Gas | Commercial Food Prep Other | E2 | ENERGY STAR | 74.27% | 0% | 0% | 0.044316 | 0 | 0 | 0 | 8 | 12 | 2021 | 2047 | 100% | 0 | 0 | 0% | Normal | 0% | 0.032522 | 0 | 0 | 1 units | 1 | 0 | 3.0768e-05 | 1057.0182 | 1214.7567 | 0 | 0 |  | 2010 | 1.1857 | N/A | N/A | N/A |  | Commercial_Grocery_Existing_Food Preparation_Commercial Food Prep Other_ENERGY STAR | 0.044316 | 1214.7567
Commercial_Grocery_Existing_Food Preparation_Natural Gas_Commercial Food Prep Other_E3 | Commercial | Grocery | Existing | Food Preparation | Natural Gas | Commercial Food Prep Other | E3 |  | 0% | 0% | 0% | 0 | 0 | 0 | 0 | 0 | 0 | 0 | 0 | 0% | 0 | 0 | 0% | Normal | 0% | 0 | 0 | 0 | [15 empty] | Commercial_Grocery_Existing_Food Preparation_Commercial Food Prep Other_ | 0 | 0
Commercial_Grocery_Existing_Food Preparation_Natural Gas_Commercial Food Prep Other_E4 | Commercial | Grocery | Existing | Food Preparation | Natural Gas | Commercial Food Prep Other | E4 |  | 0% | 0% | 0% | 0 | 0 | 0 | 0 | 0 | 0 | 0 | 0 | 0% | 0 | 0 | 0% | Normal | 0% | 0 | 0 | 0 | [15 empty] | Commercial_Grocery_Existing_Food Preparation_Commercial Food Prep Other_ | 0 | 0
Commercial_Grocery_Existing_Food Preparation_Natural Gas_Commercial Food Prep Other_E5 | Commercial | Grocery | Existing | Food Preparation | Natural Gas | Commercial Food Prep Other | E5 |  | 0% | 0% | 0% | 0 | 0 | 0 | 0 | 0 | 0 | 0 | 0 | 0% | 0 | 0 | 0% | Normal | 0% | 0 | 0 | 0 | [15 empty] | Commercial_Grocery_Existing_Food Preparation_Commercial Food Prep Other_ | 0 | 0
Commercial_Grocery_Existing_Food Preparation_Natural Gas_Commercial Food Prep Other_E6 | Commercial | Grocery | Existing | Food Preparation | Natural Gas | Commercial Food Prep Other | E6 |  | 0% | 0% | 0% | 0 | 0 | 0 | 0 | 0 | 0 | 0 | 0 | 0% | 0 | 0 | 0% | Normal | 0% | 0 | 0 | 0 | [15 empty] | Commercial_Grocery_Existing_Food Preparation_Commercial Food Prep Other_ | 0 | 0
Commercial_Grocery_Existing_Food Preparation_Natural Gas_Commercial Food Prep Other_E7 | Commercial | Grocery | Existing | Food Preparation | Natural Gas | Commercial Food Prep Other | E7 |  | 0% | 0% | 0% | 0 | 0 | 0 | 0 | 0 | 0 | 0 | 0 | 0% | 0 | 0 | 0% | Normal | 0% | 0 | 0 | 0 | [15 empty] | Commercial_Grocery_Existing_Food Preparation_Commercial Food Prep Other_ | 0 | 0
Commercial_Grocery_Existing_Food Preparation_Natural Gas_Commercial Food Prep Other_E8 | Commercial | Grocery | Existing | Food Preparation | Natural Gas | Commercial Food Prep Other | E8 |  | 0% | 0% | 0% | 0 | 0 | 0 | 0 | 0 | 0 | 0 | 0 | 0% | 0 | 0 | 0% | Normal | 0% | 0 | 0 | 0 | [15 empty] | Commercial_Grocery_Existing_Food Preparation_Commercial Food Prep Other_ | 0 | 0
Commercial_Grocery_Existing_Food Preparation_Natural Gas_Commercial Food Prep Other_E9 | Commercial | Grocery | Existing | Food Preparation | Natural Gas | Commercial Food Prep Other | E9 |  | 0% | 0% | 0% | 0 | 0 | 0 | 0 | 0 | 0 | 0 | 0 | 0% | 0 | 0 | 0% | Normal | 0% | 0 | 0 | 0 | [15 empty] | Commercial_Grocery_Existing_Food Preparation_Commercial Food Prep Other_ | 0 | 0
Commercial_Grocery_Existing_Food Preparation_Natural Gas_Commercial Food Prep Other_E10 | Commercial | Grocery | Existing | Food Preparation | Natural Gas | Commercial Food Prep Other | E10 |  | 0% | 0% | 0% | 0 | 0 | 0 | 0 | 0 | 0 | 0 | 0 | 0% | 0 | 0 | 0% | Normal | 0% | 0 | 0 | 0 | [15 empty] | Commercial_Grocery_Existing_Food Preparation_Commercial Food Prep Other_ | 0 | 0
Commercial_Grocery_Existing_Miscellaneous_Natural Gas_Pool Heater_E1 | Commercial | Grocery | Existing | Miscellaneous | Natural Gas | Pool Heater | E1 | Standard (EF .78) | 100% | 0% | 0% | 0.013398 | 0 | 0 | 0 | 4 | 8 | 2021 | 2047 | 100% | 0 | 0 | 0% | Normal | 0% | 0.01 | 0 | 0 | 1 units | 1 | 0 | 6.7159e-07 | 14890 | 18052 | 0 | 0 |  | 2014 | 1.1051 | DOE Commercial R&D 2016 - Table 7-6 | DOE Commercial R&D 2016 - Table 7-7 | DOE Commercial R&D 2016 - Table 7-8 |  | Commercial_Grocery_Existing_Miscellaneous_Pool Heater_Standard (EF .78) | 0.013398 | 18052
Commercial_Grocery_Existing_Miscellaneous_Natural Gas_Pool Heater_E2 | Commercial | Grocery | Existing | Miscellaneous | Natural Gas | Pool Heater | E2 | Condensing (EF .90) | 85% | 0% | 0% | 0.021937 | 0 | 0 | 0 | 4 | 8 | 2021 | 2047 | 100% | 0 | 0 | 0% | Normal | 0% | 0.0085 | 0 | 0 | 1 units | 1 | 0 | 6.7159e-07 | 12656.5 | 29558 | 0 | 0 |  | 2014 | 1.1051 | DOE Commercial R&D 2016 - Table 7-6 | DOE Commercial R&D 2016 - Table 7-7 | DOE Commercial R&D 2016 - Table 7-9 |  | Commercial_Grocery_Existing_Miscellaneous_Pool Heater_Condensing (EF .90) | 0.021937 | 29558
Commercial_Grocery_Existing_Miscellaneous_Natural Gas_Pool Heater_E3 | Commercial | Grocery | Existing | Miscellaneous | Natural Gas | Pool Heater | E3 |  | 0% | 0% | 0% | 0 | 0 | 0 | 0 | 0 | 0 | 0 | 0 | 0% | 0 | 0 | 0% | Normal | 0% | 0 | 0 | 0 | [15 empty] | Commercial_Grocery_Existing_Miscellaneous_Pool Heater_ | 0 | 0
Commercial_Grocery_Existing_Miscellaneous_Natural Gas_Pool Heater_E4 | Commercial | Grocery | Existing | Miscellaneous | Natural Gas | Pool Heater | E4 |  | 0% | 0% | 0% | 0 | 0 | 0 | 0 | 0 | 0 | 0 | 0 | 0% | 0 | 0 | 0% | Normal | 0% | 0 | 0 | 0 | [15 empty] | Commercial_Grocery_Existing_Miscellaneous_Pool Heater_ | 0 | 0
Commercial_Grocery_Existing_Miscellaneous_Natural Gas_Pool Heater_E5 | Commercial | Grocery | Existing | Miscellaneous | Natural Gas | Pool Heater | E5 |  | 0% | 0% | 0% | 0 | 0 | 0 | 0 | 0 | 0 | 0 | 0 | 0% | 0 | 0 | 0% | Normal | 0% | 0 | 0 | 0 | [15 empty] | Commercial_Grocery_Existing_Miscellaneous_Pool Heater_ | 0 | 0
Commercial_Grocery_Existing_Miscellaneous_Natural Gas_Pool Heater_E6 | Commercial | Grocery | Existing | Miscellaneous | Natural Gas | Pool Heater | E6 |  | 0% | 0% | 0% | 0 | 0 | 0 | 0 | 0 | 0 | 0 | 0 | 0% | 0 | 0 | 0% | Normal | 0% | 0 | 0 | 0 | [15 empty] | Commercial_Grocery_Existing_Miscellaneous_Pool Heater_ | 0 | 0
Commercial_Grocery_Existing_Miscellaneous_Natural Gas_Pool Heater_E7 | Commercial | Grocery | Existing | Miscellaneous | Natural Gas | Pool Heater | E7 |  | 0% | 0% | 0% | 0 | 0 | 0 | 0 | 0 | 0 | 0 | 0 | 0% | 0 | 0 | 0% | Normal | 0% | 0 | 0 | 0 | [15 empty] | Commercial_Grocery_Existing_Miscellaneous_Pool Heater_ | 0 | 0
Commercial_Grocery_Existing_Miscellaneous_Natural Gas_Pool Heater_E8 | Commercial | Grocery | Existing | Miscellaneous | Natural Gas | Pool Heater | E8 |  | 0% | 0% | 0% | 0 | 0 | 0 | 0 | 0 | 0 | 0 | 0 | 0% | 0 | 0 | 0% | Normal | 0% | 0 | 0 | 0 | [15 empty] | Commercial_Grocery_Existing_Miscellaneous_Pool Heater_ | 0 | 0
Commercial_Grocery_Existing_Miscellaneous_Natural Gas_Pool Heater_E9 | Commercial | Grocery | Existing | Miscellaneous | Natural Gas | Pool Heater | E9 |  | 0% | 0% | 0% | 0 | 0 | 0 | 0 | 0 | 0 | 0 | 0 | 0% | 0 | 0 | 0% | Normal | 0% | 0 | 0 | 0 | [15 empty] | Commercial_Grocery_Existing_Miscellaneous_Pool Heater_ | 0 | 0
Commercial_Grocery_Existing_Miscellaneous_Natural Gas_Pool Heater_E10 | Commercial | Grocery | Existing | Miscellaneous | Natural Gas | Pool Heater | E10 |  | 0% | 0% | 0% | 0 | 0 | 0 | 0 | 0 | 0 | 0 | 0 | 0% | 0 | 0 | 0% | Normal | 0% | 0 | 0 | 0 | [15 empty] | Commercial_Grocery_Existing_Miscellaneous_Pool Heater_ | 0 | 0
Commercial_Grocery_Existing_Miscellaneous_Natural Gas_Miscellaneous_E1 | Commercial | Grocery | Existing | Miscellaneous | Natural Gas | Miscellaneous | E1 | Miscellaneous | 100% | 0% | 0% | 0.0064153 | 0 | 0 | 0 | 2 | 8 | 2021 | 2047 | 100% | 0 | 0 | 0% | Normal | 0% | 0.0059718 | 0 | 0 | 1 units | 1 | 0 | 0.0059718 | 1 | 1 | 0 | 0 |  | 2016 | 1.0743 | N/A | N/A | N/A |  | Commercial_Grocery_Existing_Miscellaneous_Miscellaneous_Miscellaneous | 0.0064153 | 1
Commercial_Grocery_Existing_Miscellaneous_Natural Gas_Miscellaneous_E2 | Commercial | Grocery | Existing | Miscellaneous | Natural Gas | Miscellaneous | E2 |  | 0% | 0% | 0% | 0 | 0 | 0 | 0 | 0 | 0 | 0 | 0 | 0% | 0 | 0 | 0% | Normal | 0% | 0 | 0 | 0 | [15 empty] | Commercial_Grocery_Existing_Miscellaneous_Miscellaneous_ | 0 | 0
Commercial_Grocery_Existing_Miscellaneous_Natural Gas_Miscellaneous_E3 | Commercial | Grocery | Existing | Miscellaneous | Natural Gas | Miscellaneous | E3 |  | 0% | 0% | 0% | 0 | 0 | 0 | 0 | 0 | 0 | 0 | 0 | 0% | 0 | 0 | 0% | Normal | 0% | 0 | 0 | 0 | [15 empty] | Commercial_Grocery_Existing_Miscellaneous_Miscellaneous_ | 0 | 0
Commercial_Grocery_Existing_Miscellaneous_Natural Gas_Miscellaneous_E4 | Commercial | Grocery | Existing | Miscellaneous | Natural Gas | Miscellaneous | E4 |  | 0% | 0% | 0% | 0 | 0 | 0 | 0 | 0 | 0 | 0 | 0 | 0% | 0 | 0 | 0% | Normal | 0% | 0 | 0 | 0 | [15 empty] | Commercial_Grocery_Existing_Miscellaneous_Miscellaneous_ | 0 | 0
Commercial_Grocery_Existing_Miscellaneous_Natural Gas_Miscellaneous_E5 | Commercial | Grocery | Existing | Miscellaneous | Natural Gas | Miscellaneous | E5 |  | 0% | 0% | 0% | 0 | 0 | 0 | 0 | 0 | 0 | 0 | 0 | 0% | 0 | 0 | 0% | Normal | 0% | 0 | 0 | 0 | [15 empty] | Commercial_Grocery_Existing_Miscellaneous_Miscellaneous_ | 0 | 0
Commercial_Grocery_Existing_Miscellaneous_Natural Gas_Miscellaneous_E6 | Commercial | Grocery | Existing | Miscellaneous | Natural Gas | Miscellaneous | E6 |  | 0% | 0% | 0% | 0 | 0 | 0 | 0 | 0 | 0 | 0 | 0 | 0% | 0 | 0 | 0% | Normal | 0% | 0 | 0 | 0 | [15 empty] | Commercial_Grocery_Existing_Miscellaneous_Miscellaneous_ | 0 | 0
Commercial_Grocery_Existing_Miscellaneous_Natural Gas_Miscellaneous_E7 | Commercial | Grocery | Existing | Miscellaneous | Natural Gas | Miscellaneous | E7 |  | 0% | 0% | 0% | 0 | 0 | 0 | 0 | 0 | 0 | 0 | 0 | 0% | 0 | 0 | 0% | Normal | 0% | 0 | 0 | 0 | [15 empty] | Commercial_Grocery_Existing_Miscellaneous_Miscellaneous_ | 0 | 0
Commercial_Grocery_Existing_Miscellaneous_Natural Gas_Miscellaneous_E8 | Commercial | Grocery | Existing | Miscellaneous | Natural Gas | Miscellaneous | E8 |  | 0% | 0% | 0% | 0 | 0 | 0 | 0 | 0 | 0 | 0 | 0 | 0% | 0 | 0 | 0% | Normal | 0% | 0 | 0 | 0 | [15 empty] | Commercial_Grocery_Existing_Miscellaneous_Miscellaneous_ | 0 | 0
Commercial_Grocery_Existing_Miscellaneous_Natural Gas_Miscellaneous_E9 | Commercial | Grocery | Existing | Miscellaneous | Natural Gas | Miscellaneous | E9 |  | 0% | 0% | 0% | 0 | 0 | 0 | 0 | 0 | 0 | 0 | 0 | 0% | 0 | 0 | 0% | Normal | 0% | 0 | 0 | 0 | [15 empty] | Commercial_Grocery_Existing_Miscellaneous_Miscellaneous_ | 0 | 0
Commercial_Grocery_Existing_Miscellaneous_Natural Gas_Miscellaneous_E10 | Commercial | Grocery | Existing | Miscellaneous | Natural Gas | Miscellaneous | E10 |  | 0% | 0% | 0% | 0 | 0 | 0 | 0 | 0 | 0 | 0 | 0 | 0% | 0 | 0 | 0% | Normal | 0% | 0 | 0 | 0 | [15 empty] | Commercial_Grocery_Existing_Miscellaneous_Miscellaneous_ | 0 | 0
Commercial_Grocery_New_Space Heating_Natural Gas_Furnace_E1 | Commercial | Grocery | New | Space Heating | Natural Gas | Furnace | E1 | AFUE 80% (Standard) | 100% | 0% | 0% | 0.15069 | 0.15787 | 0.024398 | 0 | 17 | 29 | 2021 | 2023 | 100% | 0 | 0 | 0% | Normal | 0% | 0.57667 | 0 | 0 | 400 kBtu/hr | 400 | 0 | 0.054 | 0.57667 | 1050 | 1100 | 170 |  | 2017 | 1.0631 | EIA18_Tech Forecast Updates_p.90_Current Standard | EIA18_Tech Forecast Updates_p.90_Current Standard | AEG BEST |  | Commercial_Grocery_New_Space Heating_Furnace_AFUE 80% (Standard) | 0.33296 | 2320
Commercial_Grocery_New_Space Heating_Natural Gas_Furnace_E2 | Commercial | Grocery | New | Space Heating | Natural Gas | Furnace | E2 | AFUE 90% | 88.89% | 0% | 0% | 0.25116 | 0.18657 | 0.025116 | 0 | 17 | 29 | 2021 | 2047 | 100% | 0 | 0 | 0% | Normal | 0% | 0.5126 | 0 | 0 | 400 kBtu/hr | 400 | 0 | 0.054 | 0.5126 | 1750 | 1300 | 175 |  | 2017 | 1.0631 | EIA18_Tech Forecast Updates_p.90_2020 Typical | EIA18_Tech Forecast Updates_p.90_2020 Typical | AEG BEST |  | Commercial_Grocery_New_Space Heating_Furnace_AFUE 90% | 0.46285 | 3225
Commercial_Grocery_New_Space Heating_Natural Gas_Furnace_E3 | Commercial | Grocery | New | Space Heating | Natural Gas | Furnace | E3 | AFUE 96% | 83.33% | 0% | 0% | 0.35162 | 0.21528 | 0.025833 | 0 | 17 | 29 | 2021 | 2047 | 100% | 0 | 0 | 0% | Normal | 0% | 0.48056 | 0 | 0 | 400 kBtu/hr | 400 | 0 | 0.054 | 0.48056 | 2450 | 1500 | 180 |  | 2017 | 1.0631 | EIA18_Tech Forecast Updates_p.90_2020 High | EIA18_Tech Forecast Updates_p.90_2020 High | AEG BEST |  | Commercial_Grocery_New_Space Heating_Furnace_AFUE 96% | 0.59273 | 4130
Commercial_Grocery_New_Space Heating_Natural Gas_Furnace_E4 | Commercial | Grocery | New | Space Heating | Natural Gas | Furnace | E4 |  | 0% | 0% | 0% | 0 | 0 | 0 | 0 | 0 | 0 | 0 | 0 | 0% | 0 | 0 | 0% | Normal | 0% | 0 | 0 | 0 | [15 empty] | Commercial_Grocery_New_Space Heating_Furnace_ | 0 | 0
Commercial_Grocery_New_Space Heating_Natural Gas_Furnace_E5 | Commercial | Grocery | New | Space Heating | Natural Gas | Furnace | E5 |  | 0% | 0% | 0% | 0 | 0 | 0 | 0 | 0 | 0 | 0 | 0 | 0% | 0 | 0 | 0% | Normal | 0% | 0 | 0 | 0 | [15 empty] | Commercial_Grocery_New_Space Heating_Furnace_ | 0 | 0
Commercial_Grocery_New_Space Heating_Natural Gas_Furnace_E6 | Commercial | Grocery | New | Space Heating | Natural Gas | Furnace | E6 |  | 0% | 0% | 0% | 0 | 0 | 0 | 0 | 0 | 0 | 0 | 0 | 0% | 0 | 0 | 0% | Normal | 0% | 0 | 0 | 0 | [15 empty] | Commercial_Grocery_New_Space Heating_Furnace_ | 0 | 0
Commercial_Grocery_New_Space Heating_Natural Gas_Furnace_E7 | Commercial | Grocery | New | Space Heating | Natural Gas | Furnace | E7 |  | 0% | 0% | 0% | 0 | 0 | 0 | 0 | 0 | 0 | 0 | 0 | 0% | 0 | 0 | 0% | Normal | 0% | 0 | 0 | 0 | [15 empty] | Commercial_Grocery_New_Space Heating_Furnace_ | 0 | 0
Commercial_Grocery_New_Space Heating_Natural Gas_Furnace_E8 | Commercial | Grocery | New | Space Heating | Natural Gas | Furnace | E8 |  | 0% | 0% | 0% | 0 | 0 | 0 | 0 | 0 | 0 | 0 | 0 | 0% | 0 | 0 | 0% | Normal | 0% | 0 | 0 | 0 | [15 empty] | Commercial_Grocery_New_Space Heating_Furnace_ | 0 | 0
Commercial_Grocery_New_Space Heating_Natural Gas_Furnace_E9 | Commercial | Grocery | New | Space Heating | Natural Gas | Furnace | E9 |  | 0% | 0% | 0% | 0 | 0 | 0 | 0 | 0 | 0 | 0 | 0 | 0% | 0 | 0 | 0% | Normal | 0% | 0 | 0 | 0 | [15 empty] | Commercial_Grocery_New_Space Heating_Furnace_ | 0 | 0
Commercial_Grocery_New_Space Heating_Natural Gas_Furnace_E10 | Commercial | Grocery | New | Space Heating | Natural Gas | Furnace | E10 |  | 0% | 0% | 0% | 0 | 0 | 0 | 0 | 0 | 0 | 0 | 0 | 0% | 0 | 0 | 0% | Normal | 0% | 0 | 0 | 0 | [15 empty] | Commercial_Grocery_New_Space Heating_Furnace_ | 0 | 0
Commercial_Grocery_New_Space Heating_Natural Gas_Boiler_E1 | Commercial | Grocery | New | Space Heating | Natural Gas | Boiler | E1 | AFUE 80% (Standard) | 100% | 0% | 0% | 1.1766 | 0.65207 | 0.12758 | 0 | 20 | 30 | 2021 | 2047 | 100% | 0 | 0 | 0% | Normal | 0% | 0.8967 | 0 | 0 | 800 kBtu/hr | 800 | 0 | 0.054 | 0.8967 | 16600 | 9200 | 1800 |  | 2018 | 1.05 | EIA 2018 Tech Forecast | EIA 2018 Tech Forecast | AEG BEST |  | Commercial_Grocery_New_Space Heating_Boiler_AFUE 80% (Standard) | 1.9562 | 27600
Commercial_Grocery_New_Space Heating_Natural Gas_Boiler_E2 | Commercial | Grocery | New | Space Heating | Natural Gas | Boiler | E2 | AFUE 85% | 94.12% | 0% | 0% | 1.6089 | 0.69106 | 0.12758 | 0 | 20 | 30 | 2021 | 2047 | 100% | 0 | 0 | 0% | Normal | 0% | 0.84395 | 0 | 0 | 800 kBtu/hr | 800 | 0 | 0.054 | 0.84395 | 22700 | 9750 | 1800 |  | 2018 | 1.05 | EIA 2018 Tech Forecast | EIA 2018 Tech Forecast | AEG BEST |  | Commercial_Grocery_New_Space Heating_Boiler_AFUE 85% | 2.4276 | 34250
Commercial_Grocery_New_Space Heating_Natural Gas_Boiler_E3 | Commercial | Grocery | New | Space Heating | Natural Gas | Boiler | E3 | AFUE 97% | 82.47% | 0% | 0% | 2.6042 | 0.64237 | 0.12758 | 0 | 20 | 30 | 2021 | 2047 | 100% | 0 | 0 | 0% | Normal | 0% | 0.73955 | 0 | 0 | 800 kBtu/hr | 800 | 0 | 0.054 | 0.73955 | 36742.4242 | 9063.1313 | 1800 |  | 2018 | 1.05 | EIA 2018 Tech Forecast | EIA 2018 Tech Forecast | AEG BEST |  | Commercial_Grocery_New_Space Heating_Boiler_AFUE 97% | 3.3742 | 47605.5556
Commercial_Grocery_New_Space Heating_Natural Gas_Boiler_E4 | Commercial | Grocery | New | Space Heating | Natural Gas | Boiler | E4 | Convert to NG Air Source Heat Pump | 57.14% | 0% | 0% | 11.3607 | 0.65207 | 0.21344 | 0 | 10 | 20 | 2021 | 2047 | 100% | 0 | 0 | 0% | Normal | 0% | 0.5124 | 0 | 0 | 800 kBtu/hr | 800 | 0 | 0.054 | 0.5124 | 158316.7533 | 9086.959 | 2974.436 |  | 2017 | 1.0631 | AEO 2021 - gas_eng-driven_RTHP-heat 2017 typical | AEO 2021 - gas_eng-driven_RTHP-heat 2017 typical | AEG BEST |  | Commercial_Grocery_New_Space Heating_Boiler_Convert to NG Air Source Heat Pump | 12.2262 | 170378.1483
Commercial_Grocery_New_Space Heating_Natural Gas_Boiler_E5 | Commercial | Grocery | New | Space Heating | Natural Gas | Boiler | E5 |  | 0% | 0% | 0% | 0 | 0 | 0 | 0 | 0 | 0 | 0 | 0 | 0% | 0 | 0 | 0% | Normal | 0% | 0 | 0 | 0 | [15 empty] | Commercial_Grocery_New_Space Heating_Boiler_ | 0 | 0
Commercial_Grocery_New_Space Heating_Natural Gas_Boiler_E6 | Commercial | Grocery | New | Space Heating | Natural Gas | Boiler | E6 |  | 0% | 0% | 0% | 0 | 0 | 0 | 0 | 0 | 0 | 0 | 0 | 0% | 0 | 0 | 0% | Normal | 0% | 0 | 0 | 0 | [15 empty] | Commercial_Grocery_New_Space Heating_Boiler_ | 0 | 0
Commercial_Grocery_New_Space Heating_Natural Gas_Boiler_E7 | Commercial | Grocery | New | Space Heating | Natural Gas | Boiler | E7 |  | 0% | 0% | 0% | 0 | 0 | 0 | 0 | 0 | 0 | 0 | 0 | 0% | 0 | 0 | 0% | Normal | 0% | 0 | 0 | 0 | [15 empty] | Commercial_Grocery_New_Space Heating_Boiler_ | 0 | 0
Commercial_Grocery_New_Space Heating_Natural Gas_Boiler_E8 | Commercial | Grocery | New | Space Heating | Natural Gas | Boiler | E8 |  | 0% | 0% | 0% | 0 | 0 | 0 | 0 | 0 | 0 | 0 | 0 | 0% | 0 | 0 | 0% | Normal | 0% | 0 | 0 | 0 | [15 empty] | Commercial_Grocery_New_Space Heating_Boiler_ | 0 | 0
Commercial_Grocery_New_Space Heating_Natural Gas_Boiler_E9 | Commercial | Grocery | New | Space Heating | Natural Gas | Boiler | E9 |  | 0% | 0% | 0% | 0 | 0 | 0 | 0 | 0 | 0 | 0 | 0 | 0% | 0 | 0 | 0% | Normal | 0% | 0 | 0 | 0 | [15 empty] | Commercial_Grocery_New_Space Heating_Boiler_ | 0 | 0
Commercial_Grocery_New_Space Heating_Natural Gas_Boiler_E10 | Commercial | Grocery | New | Space Heating | Natural Gas | Boiler | E10 |  | 0% | 0% | 0% | 0 | 0 | 0 | 0 | 0 | 0 | 0 | 0 | 0% | 0 | 0 | 0% | Normal | 0% | 0 | 0 | 0 | [15 empty] | Commercial_Grocery_New_Space Heating_Boiler_ | 0 | 0
Commercial_Grocery_New_Space Heating_Natural Gas_Unit Heater_E1 | Commercial | Grocery | New | Space Heating | Natural Gas | Unit Heater | E1 | Standard | 100% | 0% | 0% | 0.1562 | 0 | 0 | 0 | 15 | 25 | 2021 | 2047 | 100% | 0 | 0 | 0% | Normal | 0% | 0.29573 | 0 | 0 | 120 kBtu/Hr | 120 | 0 | 0.00014218 | 2080 | 1010.4 | 0 | 0 |  | 2015 | 1.0873 | Xcel CO 2021/22 DSM Plan/TRM p.424 | Xcel CO 2021/22 DSM Plan/TRM p.416 | Xcel CO 2021/22 DSM Plan/TRM p.416 |  | Commercial_Grocery_New_Space Heating_Unit Heater_Standard | 0.1562 | 1010.4
Commercial_Grocery_New_Space Heating_Natural Gas_Unit Heater_E2 | Commercial | Grocery | New | Space Heating | Natural Gas | Unit Heater | E2 | Condensing | 88.94% | 0% | 0% | 0.18626 | 0 | 0 | 0 | 15 | 25 | 2021 | 2047 | 100% | 0 | 0 | 0% | Normal | 0% | 0.26303 | 0 | 0 | 120 kBtu/Hr | 120 | 0 | 0.00014218 | 1850 | 1204.8 | 0 | 0 |  | 2015 | 1.0873 | Xcel CO 2021/22 DSM Plan/TRM p.424 | Xcel CO 2021/22 DSM Plan/TRM p.416 | Xcel CO 2021/22 DSM Plan/TRM p.416 |  | Commercial_Grocery_New_Space Heating_Unit Heater_Condensing | 0.18626 | 1204.8
Commercial_Grocery_New_Space Heating_Natural Gas_Unit Heater_E3 | Commercial | Grocery | New | Space Heating | Natural Gas | Unit Heater | E3 | Infrared Radiant | 88.46% | 0% | 0% | 0.17531 | 0 | 0 | 0 | 10 | 20 | 2021 | 2047 | 100% | 0 | 0 | 0% | Normal | 0% | 0.26161 | 0 | 0 | 120 kBtu/Hr | 120 | 0 | 0.00014218 | 1840 | 1134 | 0 | 0 |  | 2015 | 1.0873 | Xcel CO 2021/22 DSM Plan/TRM p.424 | Xcel CO 2021/22 DSM Plan/TRM p.416 | Xcel CO 2021/22 DSM Plan/TRM p.416 |  | Commercial_Grocery_New_Space Heating_Unit Heater_Infrared Radiant | 0.17531 | 1134
Commercial_Grocery_New_Space Heating_Natural Gas_Unit Heater_E4 | Commercial | Grocery | New | Space Heating | Natural Gas | Unit Heater | E4 |  | 0% | 0% | 0% | 0 | 0 | 0 | 0 | 0 | 0 | 0 | 0 | 0% | 0 | 0 | 0% | Normal | 0% | 0 | 0 | 0 | [15 empty] | Commercial_Grocery_New_Space Heating_Unit Heater_ | 0 | 0
Commercial_Grocery_New_Space Heating_Natural Gas_Unit Heater_E5 | Commercial | Grocery | New | Space Heating | Natural Gas | Unit Heater | E5 |  | 0% | 0% | 0% | 0 | 0 | 0 | 0 | 0 | 0 | 0 | 0 | 0% | 0 | 0 | 0% | Normal | 0% | 0 | 0 | 0 | [15 empty] | Commercial_Grocery_New_Space Heating_Unit Heater_ | 0 | 0
Commercial_Grocery_New_Space Heating_Natural Gas_Unit Heater_E6 | Commercial | Grocery | New | Space Heating | Natural Gas | Unit Heater | E6 |  | 0% | 0% | 0% | 0 | 0 | 0 | 0 | 0 | 0 | 0 | 0 | 0% | 0 | 0 | 0% | Normal | 0% | 0 | 0 | 0 | [15 empty] | Commercial_Grocery_New_Space Heating_Unit Heater_ | 0 | 0
Commercial_Grocery_New_Space Heating_Natural Gas_Unit Heater_E7 | Commercial | Grocery | New | Space Heating | Natural Gas | Unit Heater | E7 |  | 0% | 0% | 0% | 0 | 0 | 0 | 0 | 0 | 0 | 0 | 0 | 0% | 0 | 0 | 0% | Normal | 0% | 0 | 0 | 0 | [15 empty] | Commercial_Grocery_New_Space Heating_Unit Heater_ | 0 | 0
Commercial_Grocery_New_Space Heating_Natural Gas_Unit Heater_E8 | Commercial | Grocery | New | Space Heating | Natural Gas | Unit Heater | E8 |  | 0% | 0% | 0% | 0 | 0 | 0 | 0 | 0 | 0 | 0 | 0 | 0% | 0 | 0 | 0% | Normal | 0% | 0 | 0 | 0 | [15 empty] | Commercial_Grocery_New_Space Heating_Unit Heater_ | 0 | 0
Commercial_Grocery_New_Space Heating_Natural Gas_Unit Heater_E9 | Commercial | Grocery | New | Space Heating | Natural Gas | Unit Heater | E9 |  | 0% | 0% | 0% | 0 | 0 | 0 | 0 | 0 | 0 | 0 | 0 | 0% | 0 | 0 | 0% | Normal | 0% | 0 | 0 | 0 | [15 empty] | Commercial_Grocery_New_Space Heating_Unit Heater_ | 0 | 0
Commercial_Grocery_New_Space Heating_Natural Gas_Unit Heater_E10 | Commercial | Grocery | New | Space Heating | Natural Gas | Unit Heater | E10 |  | 0% | 0% | 0% | 0 | 0 | 0 | 0 | 0 | 0 | 0 | 0 | 0% | 0 | 0 | 0% | Normal | 0% | 0 | 0 | 0 | [15 empty] | Commercial_Grocery_New_Space Heating_Unit Heater_ | 0 | 0
Commercial_Grocery_New_Water Heating_Natural Gas_Water Heater_E1 | Commercial | Grocery | New | Water Heating | Natural Gas | Water Heater | E1 | TE 88% | 100% | 0% | 0% | 0.14352 | 0 | 0.0080927 | 0 | 8 | 12 | 2021 | 2047 | 100% | 0 | 0 | 0% | Normal | 0% | 0.23287 | 0 | 0 | 1 kBtu/hr | 1 | 0 | 0.0048641 | 0.23287 | 27.755 | 0 | 1.565 |  | 2017 | 1.0631 | AEO 2021 - gas_water_heater 2017 ENERGY STAR | AEO 2021 - gas_water_heater 2017 ENERGY STAR | DHW_WH-Water Heating-PG&E-R7-14 |  | Commercial_Grocery_New_Water Heating_Water Heater_TE 88% | 0.15162 | 29.32
Commercial_Grocery_New_Water Heating_Natural Gas_Water Heater_E2 | Commercial | Grocery | New | Water Heating | Natural Gas | Water Heater | E2 | TE 96% | 91.67% | 0% | 0% | 0.16685 | 0 | 0.0082573 | 0 | 8 | 12 | 2021 | 2047 | 100% | 0 | 0 | 0% | Normal | 0% | 0.21346 | 0 | 0 | 1 kBtu/hr | 1 | 0 | 0.0048641 | 0.21346 | 29.9234 | 0 | 1.4809 |  | 2012 | 1.1464 | AEO 2021 - gas_water_heater 2017 ENERGY STAR | AEO 2021 - gas_water_heater 2017 ENERGY STAR | DHW_WH-Water Heating-NMTRM-2016-7 |  | Commercial_Grocery_New_Water Heating_Water Heater_TE 96% | 0.17511 | 31.4043
Commercial_Grocery_New_Water Heating_Natural Gas_Water Heater_E3 | Commercial | Grocery | New | Water Heating | Natural Gas | Water Heater | E3 | Tankless | 89.8% | 0% | 0% | 0.16735 | 0 | 0.0017529 | 0 | 8 | 12 | 2021 | 2047 | 100% | 0 | 0 | 0% | Normal | 0% | 0.2091 | 0 | 0 | 1 kBtu/hr | 1 | 0 | 0.0048641 | 0.2091 | 32.3633 | 0 | 0.33898 |  | 2017 | 1.0631 | EIA Ref. Case 2018 - Gas Tankless High Eff. | EIA Ref. Case 2018 - Gas Tankless High Eff. | DHW_WH-Water Heating-NMTRM-2016-9 |  | Commercial_Grocery_New_Water Heating_Water Heater_Tankless | 0.16911 | 32.7023
Commercial_Grocery_New_Water Heating_Natural Gas_Water Heater_E4 | Commercial | Grocery | New | Water Heating | Natural Gas | Water Heater | E4 | NEEA Gas-Fired Absorption HPWH (COP 1.06) | 83.02% | 0% | 0% | 0.27931 | 0 | 0.066085 | 0 | 10 | 16 | 2023 | 2047 | 100% | 0 | 0 | 0% | Normal | 0% | 0.19332 | 0 | 0 | 1 kBtu/hr | 1 | 0 | 0.0048641 | 0.19332 | 56.3879 | 0 | 13.3416 |  | 2020 | 1.0183 | DHW_WH-Water Heating-DOE-2014-2 | NEEA Report #E20-309, Robur Heat Pump Field Trial. March 11, 2020. | DHW_WH-Water Heating-DOE-2014-1 |  | Commercial_Grocery_New_Water Heating_Water Heater_NEEA Gas-Fired Absorption HPWH (COP 1.06) | 0.34539 | 69.7295
Commercial_Grocery_New_Water Heating_Natural Gas_Water Heater_E5 | Commercial | Grocery | New | Water Heating | Natural Gas | Water Heater | E5 |  | 0% | 0% | 0% | 0 | 0 | 0 | 0 | 0 | 0 | 0 | 0 | 0% | 0 | 0 | 0% | Normal | 0% | 0 | 0 | 0 | [15 empty] | Commercial_Grocery_New_Water Heating_Water Heater_ | 0 | 0
Commercial_Grocery_New_Water Heating_Natural Gas_Water Heater_E6 | Commercial | Grocery | New | Water Heating | Natural Gas | Water Heater | E6 |  | 0% | 0% | 0% | 0 | 0 | 0 | 0 | 0 | 0 | 0 | 0 | 0% | 0 | 0 | 0% | Normal | 0% | 0 | 0 | 0 | [15 empty] | Commercial_Grocery_New_Water Heating_Water Heater_ | 0 | 0
Commercial_Grocery_New_Water Heating_Natural Gas_Water Heater_E7 | Commercial | Grocery | New | Water Heating | Natural Gas | Water Heater | E7 |  | 0% | 0% | 0% | 0 | 0 | 0 | 0 | 0 | 0 | 0 | 0 | 0% | 0 | 0 | 0% | Normal | 0% | 0 | 0 | 0 | [15 empty] | Commercial_Grocery_New_Water Heating_Water Heater_ | 0 | 0
Commercial_Grocery_New_Water Heating_Natural Gas_Water Heater_E8 | Commercial | Grocery | New | Water Heating | Natural Gas | Water Heater | E8 |  | 0% | 0% | 0% | 0 | 0 | 0 | 0 | 0 | 0 | 0 | 0 | 0% | 0 | 0 | 0% | Normal | 0% | 0 | 0 | 0 | [15 empty] | Commercial_Grocery_New_Water Heating_Water Heater_ | 0 | 0
Commercial_Grocery_New_Water Heating_Natural Gas_Water Heater_E9 | Commercial | Grocery | New | Water Heating | Natural Gas | Water Heater | E9 |  | 0% | 0% | 0% | 0 | 0 | 0 | 0 | 0 | 0 | 0 | 0 | 0% | 0 | 0 | 0% | Normal | 0% | 0 | 0 | 0 | [15 empty] | Commercial_Grocery_New_Water Heating_Water Heater_ | 0 | 0
Commercial_Grocery_New_Water Heating_Natural Gas_Water Heater_E10 | Commercial | Grocery | New | Water Heating | Natural Gas | Water Heater | E10 |  | 0% | 0% | 0% | 0 | 0 | 0 | 0 | 0 | 0 | 0 | 0 | 0% | 0 | 0 | 0% | Normal | 0% | 0 | 0 | 0 | [15 empty] | Commercial_Grocery_New_Water Heating_Water Heater_ | 0 | 0
Commercial_Grocery_New_Food Preparation_Natural Gas_Oven_E1 | Commercial | Grocery | New | Food Preparation | Natural Gas | Oven | E1 | Standard | 100% | 0% | 0% | 0.91137 | 0.019222 | 0 | 0 | 10 | 14 | 2021 | 2047 | 100% | 0 | 0 | 0% | Normal | 0% | 0.092681 | 0 | 0 | 1 units | 1 | 0 | 0.00011394 | 813.4143 | 7112 | 150 | 0 |  | 2013 | 1.1247 | IL TRM - 4.2.1 - CI-FSE-CBOV-V02-160601 | ETO Measure Input Sheet - Com - Gas Convection Oven | IL TRM - 4.2.1 - CI-FSE-CBOV-V02-160601 |  | Commercial_Grocery_New_Food Preparation_Oven_Standard | 0.93059 | 7262
Commercial_Grocery_New_Food Preparation_Natural Gas_Oven_E2 | Commercial | Grocery | New | Food Preparation | Natural Gas | Oven | E2 | ENERGY STAR (>42% Baking Efficiency) | 86.89% | 0% | 0% | 0.96109 | 0.019222 | 0 | 0 | 10 | 14 | 2021 | 2047 | 100% | 0 | 0 | 0% | Normal | 0% | 0.080527 | 0 | 0 | 1 units | 1 | 0 | 0.00011394 | 706.739 | 7500 | 150 | 0 |  | 2013 | 1.1247 | IL TRM - 4.2.1 - CI-FSE-CBOV-V02-160601 | EIA 2018 Tech Forecast | ETO Measure Input Sheet |  | Commercial_Grocery_New_Food Preparation_Oven_ENERGY STAR (>42% Baking Efficiency) | 0.98031 | 7650
Commercial_Grocery_New_Food Preparation_Natural Gas_Oven_E3 | Commercial | Grocery | New | Food Preparation | Natural Gas | Oven | E3 |  | 0% | 0% | 0% | 0 | 0 | 0 | 0 | 0 | 0 | 0 | 0 | 0% | 0 | 0 | 0% | Normal | 0% | 0 | 0 | 0 | [15 empty] | Commercial_Grocery_New_Food Preparation_Oven_ | 0 | 0
Commercial_Grocery_New_Food Preparation_Natural Gas_Oven_E4 | Commercial | Grocery | New | Food Preparation | Natural Gas | Oven | E4 |  | 0% | 0% | 0% | 0 | 0 | 0 | 0 | 0 | 0 | 0 | 0 | 0% | 0 | 0 | 0% | Normal | 0% | 0 | 0 | 0 | [15 empty] | Commercial_Grocery_New_Food Preparation_Oven_ | 0 | 0
Commercial_Grocery_New_Food Preparation_Natural Gas_Oven_E5 | Commercial | Grocery | New | Food Preparation | Natural Gas | Oven | E5 |  | 0% | 0% | 0% | 0 | 0 | 0 | 0 | 0 | 0 | 0 | 0 | 0% | 0 | 0 | 0% | Normal | 0% | 0 | 0 | 0 | [15 empty] | Commercial_Grocery_New_Food Preparation_Oven_ | 0 | 0
Commercial_Grocery_New_Food Preparation_Natural Gas_Oven_E6 | Commercial | Grocery | New | Food Preparation | Natural Gas | Oven | E6 |  | 0% | 0% | 0% | 0 | 0 | 0 | 0 | 0 | 0 | 0 | 0 | 0% | 0 | 0 | 0% | Normal | 0% | 0 | 0 | 0 | [15 empty] | Commercial_Grocery_New_Food Preparation_Oven_ | 0 | 0
Commercial_Grocery_New_Food Preparation_Natural Gas_Oven_E7 | Commercial | Grocery | New | Food Preparation | Natural Gas | Oven | E7 |  | 0% | 0% | 0% | 0 | 0 | 0 | 0 | 0 | 0 | 0 | 0 | 0% | 0 | 0 | 0% | Normal | 0% | 0 | 0 | 0 | [15 empty] | Commercial_Grocery_New_Food Preparation_Oven_ | 0 | 0
Commercial_Grocery_New_Food Preparation_Natural Gas_Oven_E8 | Commercial | Grocery | New | Food Preparation | Natural Gas | Oven | E8 |  | 0% | 0% | 0% | 0 | 0 | 0 | 0 | 0 | 0 | 0 | 0 | 0% | 0 | 0 | 0% | Normal | 0% | 0 | 0 | 0 | [15 empty] | Commercial_Grocery_New_Food Preparation_Oven_ | 0 | 0
Commercial_Grocery_New_Food Preparation_Natural Gas_Oven_E9 | Commercial | Grocery | New | Food Preparation | Natural Gas | Oven | E9 |  | 0% | 0% | 0% | 0 | 0 | 0 | 0 | 0 | 0 | 0 | 0 | 0% | 0 | 0 | 0% | Normal | 0% | 0 | 0 | 0 | [15 empty] | Commercial_Grocery_New_Food Preparation_Oven_ | 0 | 0
Commercial_Grocery_New_Food Preparation_Natural Gas_Oven_E10 | Commercial | Grocery | New | Food Preparation | Natural Gas | Oven | E10 |  | 0% | 0% | 0% | 0 | 0 | 0 | 0 | 0 | 0 | 0 | 0 | 0% | 0 | 0 | 0% | Normal | 0% | 0 | 0 | 0 | [15 empty] | Commercial_Grocery_New_Food Preparation_Oven_ | 0 | 0
Commercial_Grocery_New_Food Preparation_Natural Gas_Conveyor Oven_E1 | Commercial | Grocery | New | Food Preparation | Natural Gas | Conveyor Oven | E1 | Standard | 100% | 0% | 0% | 0.64918 | 0 | 0 | 0 | 15 | 19 | 2021 | 2047 | 100% | 0 | 0 | 0% | Normal | 0% | 0.16928 | 0 | 0 | 1 units | 1 | 0 | 5.8666e-05 | 2885.475 | 10177 | 0 | 0 |  | 2015 | 1.0873 | IL TRM - 4.2.4 - CI-FSE-CVOV-V02-180101 | PGE Workpaper, PGECOFST117 R5, 2015 | MN TRM 3.1 - Gas Conveyor Oven v1.1 |  | Commercial_Grocery_New_Food Preparation_Conveyor Oven_Standard | 0.64918 | 10177
Commercial_Grocery_New_Food Preparation_Natural Gas_Conveyor Oven_E2 | Commercial | Grocery | New | Food Preparation | Natural Gas | Conveyor Oven | E2 | Efficient (>42% Baking Efficiency) | 76.02% | 0% | 0% | 0.79143 | 0 | 0 | 0 | 15 | 19 | 2021 | 2047 | 100% | 0 | 0 | 0% | Normal | 0% | 0.12868 | 0 | 0 | 1 units | 1 | 0 | 5.8666e-05 | 2193.4093 | 12407 | 0 | 0 |  | 2015 | 1.0873 | IL TRM - 4.2.4 - CI-FSE-CVOV-V02-180101 | PGE Workpaper, PGECOFST117 R5, 2015 | MN TRM 3.1 - Gas Conveyor Oven v1.1 |  | Commercial_Grocery_New_Food Preparation_Conveyor Oven_Efficient (>42% Baking Efficiency) | 0.79143 | 12407
Commercial_Grocery_New_Food Preparation_Natural Gas_Conveyor Oven_E3 | Commercial | Grocery | New | Food Preparation | Natural Gas | Conveyor Oven | E3 |  | 0% | 0% | 0% | 0 | 0 | 0 | 0 | 0 | 0 | 0 | 0 | 0% | 0 | 0 | 0% | Normal | 0% | 0 | 0 | 0 | [15 empty] | Commercial_Grocery_New_Food Preparation_Conveyor Oven_ | 0 | 0
Commercial_Grocery_New_Food Preparation_Natural Gas_Conveyor Oven_E4 | Commercial | Grocery | New | Food Preparation | Natural Gas | Conveyor Oven | E4 |  | 0% | 0% | 0% | 0 | 0 | 0 | 0 | 0 | 0 | 0 | 0 | 0% | 0 | 0 | 0% | Normal | 0% | 0 | 0 | 0 | [15 empty] | Commercial_Grocery_New_Food Preparation_Conveyor Oven_ | 0 | 0
Commercial_Grocery_New_Food Preparation_Natural Gas_Conveyor Oven_E5 | Commercial | Grocery | New | Food Preparation | Natural Gas | Conveyor Oven | E5 |  | 0% | 0% | 0% | 0 | 0 | 0 | 0 | 0 | 0 | 0 | 0 | 0% | 0 | 0 | 0% | Normal | 0% | 0 | 0 | 0 | [15 empty] | Commercial_Grocery_New_Food Preparation_Conveyor Oven_ | 0 | 0
Commercial_Grocery_New_Food Preparation_Natural Gas_Conveyor Oven_E6 | Commercial | Grocery | New | Food Preparation | Natural Gas | Conveyor Oven | E6 |  | 0% | 0% | 0% | 0 | 0 | 0 | 0 | 0 | 0 | 0 | 0 | 0% | 0 | 0 | 0% | Normal | 0% | 0 | 0 | 0 | [15 empty] | Commercial_Grocery_New_Food Preparation_Conveyor Oven_ | 0 | 0
Commercial_Grocery_New_Food Preparation_Natural Gas_Conveyor Oven_E7 | Commercial | Grocery | New | Food Preparation | Natural Gas | Conveyor Oven | E7 |  | 0% | 0% | 0% | 0 | 0 | 0 | 0 | 0 | 0 | 0 | 0 | 0% | 0 | 0 | 0% | Normal | 0% | 0 | 0 | 0 | [15 empty] | Commercial_Grocery_New_Food Preparation_Conveyor Oven_ | 0 | 0
Commercial_Grocery_New_Food Preparation_Natural Gas_Conveyor Oven_E8 | Commercial | Grocery | New | Food Preparation | Natural Gas | Conveyor Oven | E8 |  | 0% | 0% | 0% | 0 | 0 | 0 | 0 | 0 | 0 | 0 | 0 | 0% | 0 | 0 | 0% | Normal | 0% | 0 | 0 | 0 | [15 empty] | Commercial_Grocery_New_Food Preparation_Conveyor Oven_ | 0 | 0
Commercial_Grocery_New_Food Preparation_Natural Gas_Conveyor Oven_E9 | Commercial | Grocery | New | Food Preparation | Natural Gas | Conveyor Oven | E9 |  | 0% | 0% | 0% | 0 | 0 | 0 | 0 | 0 | 0 | 0 | 0 | 0% | 0 | 0 | 0% | Normal | 0% | 0 | 0 | 0 | [15 empty] | Commercial_Grocery_New_Food Preparation_Conveyor Oven_ | 0 | 0
Commercial_Grocery_New_Food Preparation_Natural Gas_Conveyor Oven_E10 | Commercial | Grocery | New | Food Preparation | Natural Gas | Conveyor Oven | E10 |  | 0% | 0% | 0% | 0 | 0 | 0 | 0 | 0 | 0 | 0 | 0 | 0% | 0 | 0 | 0% | Normal | 0% | 0 | 0 | 0 | [15 empty] | Commercial_Grocery_New_Food Preparation_Conveyor Oven_ | 0 | 0
Commercial_Grocery_New_Food Preparation_Natural Gas_Double Rack Oven_E1 | Commercial | Grocery | New | Food Preparation | Natural Gas | Double Rack Oven | E1 | Standard | 100% | 0% | 0% | 1.0287 | 0 | 0 | 0 | 8 | 16 | 2021 | 2047 | 100% | 0 | 0 | 0% | Normal | 0% | 0.28786 | 0 | 0 | 1 units | 1 | 0 | 7.3095e-05 | 3938.22 | 12513 | 0 | 0 |  | 2013 | 1.1247 | IL TRM - 4.2.18 - CI-FSE-RKOV-VO2-180101 | PGE Workpaper, PGECOFST109 R6, 2016 | IL TRM - 4.2.18 - CI-FSE-RKOV-VO2-180101 |  | Commercial_Grocery_New_Food Preparation_Double Rack Oven_Standard | 1.0287 | 12513
Commercial_Grocery_New_Food Preparation_Natural Gas_Double Rack Oven_E2 | Commercial | Grocery | New | Food Preparation | Natural Gas | Double Rack Oven | E2 | FTSC Qualified (>50% Cooking Efficiency) | 58.82% | 0% | 0% | 1.4192 | 0 | 0 | 0 | 8 | 16 | 2021 | 2047 | 100% | 0 | 0 | 0% | Normal | 0% | 0.16933 | 0 | 0 | 1 units | 1 | 0 | 7.3095e-05 | 2316.6 | 16641 | 0 | 0 |  | 2011 | 1.1667 | IL TRM - 4.2.18 - CI-FSE-RKOV-VO2-180101 | PGE Workpaper, PGECOFST109 R6, 2016 | IL TRM - 4.2.18 - CI-FSE-RKOV-VO2-180101 |  | Commercial_Grocery_New_Food Preparation_Double Rack Oven_FTSC Qualified (>50% Cooking Efficiency) | 1.4192 | 16641
Commercial_Grocery_New_Food Preparation_Natural Gas_Double Rack Oven_E3 | Commercial | Grocery | New | Food Preparation | Natural Gas | Double Rack Oven | E3 |  | 0% | 0% | 0% | 0 | 0 | 0 | 0 | 0 | 0 | 0 | 0 | 0% | 0 | 0 | 0% | Normal | 0% | 0 | 0 | 0 | [15 empty] | Commercial_Grocery_New_Food Preparation_Double Rack Oven_ | 0 | 0
Commercial_Grocery_New_Food Preparation_Natural Gas_Double Rack Oven_E4 | Commercial | Grocery | New | Food Preparation | Natural Gas | Double Rack Oven | E4 |  | 0% | 0% | 0% | 0 | 0 | 0 | 0 | 0 | 0 | 0 | 0 | 0% | 0 | 0 | 0% | Normal | 0% | 0 | 0 | 0 | [15 empty] | Commercial_Grocery_New_Food Preparation_Double Rack Oven_ | 0 | 0
Commercial_Grocery_New_Food Preparation_Natural Gas_Double Rack Oven_E5 | Commercial | Grocery | New | Food Preparation | Natural Gas | Double Rack Oven | E5 |  | 0% | 0% | 0% | 0 | 0 | 0 | 0 | 0 | 0 | 0 | 0 | 0% | 0 | 0 | 0% | Normal | 0% | 0 | 0 | 0 | [15 empty] | Commercial_Grocery_New_Food Preparation_Double Rack Oven_ | 0 | 0
Commercial_Grocery_New_Food Preparation_Natural Gas_Double Rack Oven_E6 | Commercial | Grocery | New | Food Preparation | Natural Gas | Double Rack Oven | E6 |  | 0% | 0% | 0% | 0 | 0 | 0 | 0 | 0 | 0 | 0 | 0 | 0% | 0 | 0 | 0% | Normal | 0% | 0 | 0 | 0 | [15 empty] | Commercial_Grocery_New_Food Preparation_Double Rack Oven_ | 0 | 0
Commercial_Grocery_New_Food Preparation_Natural Gas_Double Rack Oven_E7 | Commercial | Grocery | New | Food Preparation | Natural Gas | Double Rack Oven | E7 |  | 0% | 0% | 0% | 0 | 0 | 0 | 0 | 0 | 0 | 0 | 0 | 0% | 0 | 0 | 0% | Normal | 0% | 0 | 0 | 0 | [15 empty] | Commercial_Grocery_New_Food Preparation_Double Rack Oven_ | 0 | 0
Commercial_Grocery_New_Food Preparation_Natural Gas_Double Rack Oven_E8 | Commercial | Grocery | New | Food Preparation | Natural Gas | Double Rack Oven | E8 |  | 0% | 0% | 0% | 0 | 0 | 0 | 0 | 0 | 0 | 0 | 0 | 0% | 0 | 0 | 0% | Normal | 0% | 0 | 0 | 0 | [15 empty] | Commercial_Grocery_New_Food Preparation_Double Rack Oven_ | 0 | 0
Commercial_Grocery_New_Food Preparation_Natural Gas_Double Rack Oven_E9 | Commercial | Grocery | New | Food Preparation | Natural Gas | Double Rack Oven | E9 |  | 0% | 0% | 0% | 0 | 0 | 0 | 0 | 0 | 0 | 0 | 0 | 0% | 0 | 0 | 0% | Normal | 0% | 0 | 0 | 0 | [15 empty] | Commercial_Grocery_New_Food Preparation_Double Rack Oven_ | 0 | 0
Commercial_Grocery_New_Food Preparation_Natural Gas_Double Rack Oven_E10 | Commercial | Grocery | New | Food Preparation | Natural Gas | Double Rack Oven | E10 |  | 0% | 0% | 0% | 0 | 0 | 0 | 0 | 0 | 0 | 0 | 0 | 0% | 0 | 0 | 0% | Normal | 0% | 0 | 0 | 0 | [15 empty] | Commercial_Grocery_New_Food Preparation_Double Rack Oven_ | 0 | 0
Commercial_Grocery_New_Food Preparation_Natural Gas_Fryer_E1 | Commercial | Grocery | New | Food Preparation | Natural Gas | Fryer | E1 | Standard | 100% | 0% | 0% | 0.51745 | 0 | 0 | 0 | 7 | 11 | 2021 | 2021 | 100% | 0 | 0 | 0% | Normal | 0% | 0.14751 | 0 | 0 | 1 units | 1 | 0 | 0.00014252 | 1034.9987 | 3379.7321 | 0 | 0 |  | 2016 | 1.0743 | RTF Wkbk - ComCookingFryer_v5_0 | RTF Wkbk - ComCookingFryer_v5_0 | RTF Wkbk - ComCookingFryer_v5_0 |  | Commercial_Grocery_New_Food Preparation_Fryer_Standard | 0.51745 | 3379.7321
Commercial_Grocery_New_Food Preparation_Natural Gas_Fryer_E2 | Commercial | Grocery | New | Food Preparation | Natural Gas | Fryer | E2 | ENERGY STAR | 61.81% | 0% | 0% | 0.65044 | 0 | 0 | 0 | 7 | 11 | 2021 | 2047 | 100% | 0 | 0 | 0% | Normal | 0% | 0.091173 | 0 | 0 | 1 units | 1 | 0 | 0.00014252 | 639.7296 | 4248.3333 | 0 | 0 |  | 2016 | 1.0743 | RTF Wkbk - ComCookingFryer_v5_0 | RTF Wkbk - ComCookingFryer_v5_0 | RTF Wkbk - ComCookingFryer_v5_0 |  | Commercial_Grocery_New_Food Preparation_Fryer_ENERGY STAR | 0.65044 | 4248.3333
Commercial_Grocery_New_Food Preparation_Natural Gas_Fryer_E3 | Commercial | Grocery | New | Food Preparation | Natural Gas | Fryer | E3 |  | 0% | 0% | 0% | 0 | 0 | 0 | 0 | 0 | 0 | 0 | 0 | 0% | 0 | 0 | 0% | Normal | 0% | 0 | 0 | 0 | [15 empty] | Commercial_Grocery_New_Food Preparation_Fryer_ | 0 | 0
Commercial_Grocery_New_Food Preparation_Natural Gas_Fryer_E4 | Commercial | Grocery | New | Food Preparation | Natural Gas | Fryer | E4 |  | 0% | 0% | 0% | 0 | 0 | 0 | 0 | 0 | 0 | 0 | 0 | 0% | 0 | 0 | 0% | Normal | 0% | 0 | 0 | 0 | [15 empty] | Commercial_Grocery_New_Food Preparation_Fryer_ | 0 | 0
Commercial_Grocery_New_Food Preparation_Natural Gas_Fryer_E5 | Commercial | Grocery | New | Food Preparation | Natural Gas | Fryer | E5 |  | 0% | 0% | 0% | 0 | 0 | 0 | 0 | 0 | 0 | 0 | 0 | 0% | 0 | 0 | 0% | Normal | 0% | 0 | 0 | 0 | [15 empty] | Commercial_Grocery_New_Food Preparation_Fryer_ | 0 | 0
Commercial_Grocery_New_Food Preparation_Natural Gas_Fryer_E6 | Commercial | Grocery | New | Food Preparation | Natural Gas | Fryer | E6 |  | 0% | 0% | 0% | 0 | 0 | 0 | 0 | 0 | 0 | 0 | 0 | 0% | 0 | 0 | 0% | Normal | 0% | 0 | 0 | 0 | [15 empty] | Commercial_Grocery_New_Food Preparation_Fryer_ | 0 | 0
Commercial_Grocery_New_Food Preparation_Natural Gas_Fryer_E7 | Commercial | Grocery | New | Food Preparation | Natural Gas | Fryer | E7 |  | 0% | 0% | 0% | 0 | 0 | 0 | 0 | 0 | 0 | 0 | 0 | 0% | 0 | 0 | 0% | Normal | 0% | 0 | 0 | 0 | [15 empty] | Commercial_Grocery_New_Food Preparation_Fryer_ | 0 | 0
Commercial_Grocery_New_Food Preparation_Natural Gas_Fryer_E8 | Commercial | Grocery | New | Food Preparation | Natural Gas | Fryer | E8 |  | 0% | 0% | 0% | 0 | 0 | 0 | 0 | 0 | 0 | 0 | 0 | 0% | 0 | 0 | 0% | Normal | 0% | 0 | 0 | 0 | [15 empty] | Commercial_Grocery_New_Food Preparation_Fryer_ | 0 | 0
Commercial_Grocery_New_Food Preparation_Natural Gas_Fryer_E9 | Commercial | Grocery | New | Food Preparation | Natural Gas | Fryer | E9 |  | 0% | 0% | 0% | 0 | 0 | 0 | 0 | 0 | 0 | 0 | 0 | 0% | 0 | 0 | 0% | Normal | 0% | 0 | 0 | 0 | [15 empty] | Commercial_Grocery_New_Food Preparation_Fryer_ | 0 | 0
Commercial_Grocery_New_Food Preparation_Natural Gas_Fryer_E10 | Commercial | Grocery | New | Food Preparation | Natural Gas | Fryer | E10 |  | 0% | 0% | 0% | 0 | 0 | 0 | 0 | 0 | 0 | 0 | 0 | 0% | 0 | 0 | 0% | Normal | 0% | 0 | 0 | 0 | [15 empty] | Commercial_Grocery_New_Food Preparation_Fryer_ | 0 | 0
Commercial_Grocery_New_Food Preparation_Natural Gas_Broiler_E1 | Commercial | Grocery | New | Food Preparation | Natural Gas | Broiler | E1 | Standard | 100% | 0% | 0% | 0.61825 | 0 | 0 | 0 | 8 | 16 | 2021 | 2047 | 100% | 0 | 0 | 0% | Normal | 0% | 0.14258 | 0 | 0 | 1 units | 1 | 0 | 0.00021196 | 672.672 | 2500 | 0 | 0 |  | 2011 | 1.1667 | IL TRM - 4.2.14 - CI-FSE-IRBL-V02-180101 | Estimate | IL TRM - 4.2.14 - CI-FSE-IRBL-V02-180101 |  | Commercial_Grocery_New_Food Preparation_Broiler_Standard | 0.61825 | 2500
Commercial_Grocery_New_Food Preparation_Natural Gas_Broiler_E2 | Commercial | Grocery | New | Food Preparation | Natural Gas | Broiler | E2 | Infrared Burners | 64.29% | 0% | 0% | 0.86555 | 0 | 0 | 0 | 8 | 16 | 2021 | 2047 | 100% | 0 | 0 | 0% | Normal | 0% | 0.091659 | 0 | 0 | 1 units | 1 | 0 | 0.00021196 | 432.432 | 3500 | 0 | 0 |  | 2011 | 1.1667 | IL TRM - 4.2.14 - CI-FSE-IRBL-V02-180101 | IL TRM - 4.2.14 - CI-FSE-IRBL-V02-180101 | IL TRM - 4.2.14 - CI-FSE-IRBL-V02-180101 |  | Commercial_Grocery_New_Food Preparation_Broiler_Infrared Burners | 0.86555 | 3500
Commercial_Grocery_New_Food Preparation_Natural Gas_Broiler_E3 | Commercial | Grocery | New | Food Preparation | Natural Gas | Broiler | E3 |  | 0% | 0% | 0% | 0 | 0 | 0 | 0 | 0 | 0 | 0 | 0 | 0% | 0 | 0 | 0% | Normal | 0% | 0 | 0 | 0 | [15 empty] | Commercial_Grocery_New_Food Preparation_Broiler_ | 0 | 0
Commercial_Grocery_New_Food Preparation_Natural Gas_Broiler_E4 | Commercial | Grocery | New | Food Preparation | Natural Gas | Broiler | E4 |  | 0% | 0% | 0% | 0 | 0 | 0 | 0 | 0 | 0 | 0 | 0 | 0% | 0 | 0 | 0% | Normal | 0% | 0 | 0 | 0 | [15 empty] | Commercial_Grocery_New_Food Preparation_Broiler_ | 0 | 0
Commercial_Grocery_New_Food Preparation_Natural Gas_Broiler_E5 | Commercial | Grocery | New | Food Preparation | Natural Gas | Broiler | E5 |  | 0% | 0% | 0% | 0 | 0 | 0 | 0 | 0 | 0 | 0 | 0 | 0% | 0 | 0 | 0% | Normal | 0% | 0 | 0 | 0 | [15 empty] | Commercial_Grocery_New_Food Preparation_Broiler_ | 0 | 0
Commercial_Grocery_New_Food Preparation_Natural Gas_Broiler_E6 | Commercial | Grocery | New | Food Preparation | Natural Gas | Broiler | E6 |  | 0% | 0% | 0% | 0 | 0 | 0 | 0 | 0 | 0 | 0 | 0 | 0% | 0 | 0 | 0% | Normal | 0% | 0 | 0 | 0 | [15 empty] | Commercial_Grocery_New_Food Preparation_Broiler_ | 0 | 0
Commercial_Grocery_New_Food Preparation_Natural Gas_Broiler_E7 | Commercial | Grocery | New | Food Preparation | Natural Gas | Broiler | E7 |  | 0% | 0% | 0% | 0 | 0 | 0 | 0 | 0 | 0 | 0 | 0 | 0% | 0 | 0 | 0% | Normal | 0% | 0 | 0 | 0 | [15 empty] | Commercial_Grocery_New_Food Preparation_Broiler_ | 0 | 0
Commercial_Grocery_New_Food Preparation_Natural Gas_Broiler_E8 | Commercial | Grocery | New | Food Preparation | Natural Gas | Broiler | E8 |  | 0% | 0% | 0% | 0 | 0 | 0 | 0 | 0 | 0 | 0 | 0 | 0% | 0 | 0 | 0% | Normal | 0% | 0 | 0 | 0 | [15 empty] | Commercial_Grocery_New_Food Preparation_Broiler_ | 0 | 0
Commercial_Grocery_New_Food Preparation_Natural Gas_Broiler_E9 | Commercial | Grocery | New | Food Preparation | Natural Gas | Broiler | E9 |  | 0% | 0% | 0% | 0 | 0 | 0 | 0 | 0 | 0 | 0 | 0 | 0% | 0 | 0 | 0% | Normal | 0% | 0 | 0 | 0 | [15 empty] | Commercial_Grocery_New_Food Preparation_Broiler_ | 0 | 0
Commercial_Grocery_New_Food Preparation_Natural Gas_Broiler_E10 | Commercial | Grocery | New | Food Preparation | Natural Gas | Broiler | E10 |  | 0% | 0% | 0% | 0 | 0 | 0 | 0 | 0 | 0 | 0 | 0 | 0% | 0 | 0 | 0% | Normal | 0% | 0 | 0 | 0 | [15 empty] | Commercial_Grocery_New_Food Preparation_Broiler_ | 0 | 0
Commercial_Grocery_New_Food Preparation_Natural Gas_Griddle_E1 | Commercial | Grocery | New | Food Preparation | Natural Gas | Griddle | E1 | Standard | 100% | 0% | 0% | 0.47899 | 0 | 0 | 0 | 8 | 16 | 2021 | 2047 | 100% | 0 | 0 | 0% | Normal | 0% | 0.10187 | 0 | 0 | 1 units | 1 | 0 | 8.2698e-05 | 1231.891 | 5150 | 0 | 0 |  | 2013 | 1.1247 | IL TRM - 4.2.8 - CI-FSE-ESGR-V04-200101 | IL TRM - 4.2.8 - CI-FSE-ESGR-V04-200101 | IL TRM - 4.2.8 - CI-FSE-ESGR-V04-200101 |  | Commercial_Grocery_New_Food Preparation_Griddle_Standard | 0.47899 | 5150
Commercial_Grocery_New_Food Preparation_Natural Gas_Griddle_E2 | Commercial | Grocery | New | Food Preparation | Natural Gas | Griddle | E2 | ENERGY STAR | 86.37% | 0% | 0% | 0.59525 | 0 | 0 | 0 | 8 | 16 | 2021 | 2047 | 100% | 0 | 0 | 0% | Normal | 0% | 0.087986 | 0 | 0 | 1 units | 1 | 0 | 8.2698e-05 | 1063.9446 | 6400 | 0 | 0 |  | 2013 | 1.1247 | IL TRM - 4.2.8 - CI-FSE-ESGR-V04-200101 | IL TRM - 4.2.8 - CI-FSE-ESGR-V04-200101 | IL TRM - 4.2.8 - CI-FSE-ESGR-V04-200101 |  | Commercial_Grocery_New_Food Preparation_Griddle_ENERGY STAR | 0.59525 | 6400
Commercial_Grocery_New_Food Preparation_Natural Gas_Griddle_E3 | Commercial | Grocery | New | Food Preparation | Natural Gas | Griddle | E3 |  | 0% | 0% | 0% | 0 | 0 | 0 | 0 | 0 | 0 | 0 | 0 | 0% | 0 | 0 | 0% | Normal | 0% | 0 | 0 | 0 | [15 empty] | Commercial_Grocery_New_Food Preparation_Griddle_ | 0 | 0
Commercial_Grocery_New_Food Preparation_Natural Gas_Griddle_E4 | Commercial | Grocery | New | Food Preparation | Natural Gas | Griddle | E4 |  | 0% | 0% | 0% | 0 | 0 | 0 | 0 | 0 | 0 | 0 | 0 | 0% | 0 | 0 | 0% | Normal | 0% | 0 | 0 | 0 | [15 empty] | Commercial_Grocery_New_Food Preparation_Griddle_ | 0 | 0
Commercial_Grocery_New_Food Preparation_Natural Gas_Griddle_E5 | Commercial | Grocery | New | Food Preparation | Natural Gas | Griddle | E5 |  | 0% | 0% | 0% | 0 | 0 | 0 | 0 | 0 | 0 | 0 | 0 | 0% | 0 | 0 | 0% | Normal | 0% | 0 | 0 | 0 | [15 empty] | Commercial_Grocery_New_Food Preparation_Griddle_ | 0 | 0
Commercial_Grocery_New_Food Preparation_Natural Gas_Griddle_E6 | Commercial | Grocery | New | Food Preparation | Natural Gas | Griddle | E6 |  | 0% | 0% | 0% | 0 | 0 | 0 | 0 | 0 | 0 | 0 | 0 | 0% | 0 | 0 | 0% | Normal | 0% | 0 | 0 | 0 | [15 empty] | Commercial_Grocery_New_Food Preparation_Griddle_ | 0 | 0
Commercial_Grocery_New_Food Preparation_Natural Gas_Griddle_E7 | Commercial | Grocery | New | Food Preparation | Natural Gas | Griddle | E7 |  | 0% | 0% | 0% | 0 | 0 | 0 | 0 | 0 | 0 | 0 | 0 | 0% | 0 | 0 | 0% | Normal | 0% | 0 | 0 | 0 | [15 empty] | Commercial_Grocery_New_Food Preparation_Griddle_ | 0 | 0
Commercial_Grocery_New_Food Preparation_Natural Gas_Griddle_E8 | Commercial | Grocery | New | Food Preparation | Natural Gas | Griddle | E8 |  | 0% | 0% | 0% | 0 | 0 | 0 | 0 | 0 | 0 | 0 | 0 | 0% | 0 | 0 | 0% | Normal | 0% | 0 | 0 | 0 | [15 empty] | Commercial_Grocery_New_Food Preparation_Griddle_ | 0 | 0
Commercial_Grocery_New_Food Preparation_Natural Gas_Griddle_E9 | Commercial | Grocery | New | Food Preparation | Natural Gas | Griddle | E9 |  | 0% | 0% | 0% | 0 | 0 | 0 | 0 | 0 | 0 | 0 | 0 | 0% | 0 | 0 | 0% | Normal | 0% | 0 | 0 | 0 | [15 empty] | Commercial_Grocery_New_Food Preparation_Griddle_ | 0 | 0
Commercial_Grocery_New_Food Preparation_Natural Gas_Griddle_E10 | Commercial | Grocery | New | Food Preparation | Natural Gas | Griddle | E10 |  | 0% | 0% | 0% | 0 | 0 | 0 | 0 | 0 | 0 | 0 | 0 | 0% | 0 | 0 | 0% | Normal | 0% | 0 | 0 | 0 | [15 empty] | Commercial_Grocery_New_Food Preparation_Griddle_ | 0 | 0
Commercial_Grocery_New_Food Preparation_Natural Gas_Range_E1 | Commercial | Grocery | New | Food Preparation | Natural Gas | Range | E1 | Standard | 100% | 0% | 0% | 0.64796 | 0 | 0 | 0 | 8 | 12 | 2021 | 2047 | 100% | 0 | 0 | 0% | Normal | 0% | 0.098175 | 0 | 0 | 1 units | 1 | 0 | 8.1812e-05 | 1200 | 7450 | 0 | 0 |  | 2017 | 1.0631 | COOK_OVN-Food Preparation-AEO17-1 | EIA 2018 Tech Forecast | Navigant 2009 |  | Commercial_Grocery_New_Food Preparation_Range_Standard | 0.64796 | 7450
Commercial_Grocery_New_Food Preparation_Natural Gas_Range_E2 | Commercial | Grocery | New | Food Preparation | Natural Gas | Range | E2 | High Efficiency | 85.71% | 0% | 0% | 0.64796 | 0 | 0 | 0 | 8 | 12 | 2021 | 2047 | 100% | 0 | 0 | 0% | Normal | 0% | 0.08415 | 0 | 0 | 1 units | 1 | 0 | 8.1812e-05 | 1028.5714 | 7450.01 | 0 | 0 |  | 2017 | 1.0631 | COOK_OVN-Food Preparation-AEO17-1 | EIA 2018 Tech Forecast | EIA 2018 Tech Forecast |  | Commercial_Grocery_New_Food Preparation_Range_High Efficiency | 0.64796 | 7450.01
Commercial_Grocery_New_Food Preparation_Natural Gas_Range_E3 | Commercial | Grocery | New | Food Preparation | Natural Gas | Range | E3 |  | 0% | 0% | 0% | 0 | 0 | 0 | 0 | 0 | 0 | 0 | 0 | 0% | 0 | 0 | 0% | Normal | 0% | 0 | 0 | 0 | [15 empty] | Commercial_Grocery_New_Food Preparation_Range_ | 0 | 0
Commercial_Grocery_New_Food Preparation_Natural Gas_Range_E4 | Commercial | Grocery | New | Food Preparation | Natural Gas | Range | E4 |  | 0% | 0% | 0% | 0 | 0 | 0 | 0 | 0 | 0 | 0 | 0 | 0% | 0 | 0 | 0% | Normal | 0% | 0 | 0 | 0 | [15 empty] | Commercial_Grocery_New_Food Preparation_Range_ | 0 | 0
Commercial_Grocery_New_Food Preparation_Natural Gas_Range_E5 | Commercial | Grocery | New | Food Preparation | Natural Gas | Range | E5 |  | 0% | 0% | 0% | 0 | 0 | 0 | 0 | 0 | 0 | 0 | 0 | 0% | 0 | 0 | 0% | Normal | 0% | 0 | 0 | 0 | [15 empty] | Commercial_Grocery_New_Food Preparation_Range_ | 0 | 0
Commercial_Grocery_New_Food Preparation_Natural Gas_Range_E6 | Commercial | Grocery | New | Food Preparation | Natural Gas | Range | E6 |  | 0% | 0% | 0% | 0 | 0 | 0 | 0 | 0 | 0 | 0 | 0 | 0% | 0 | 0 | 0% | Normal | 0% | 0 | 0 | 0 | [15 empty] | Commercial_Grocery_New_Food Preparation_Range_ | 0 | 0
Commercial_Grocery_New_Food Preparation_Natural Gas_Range_E7 | Commercial | Grocery | New | Food Preparation | Natural Gas | Range | E7 |  | 0% | 0% | 0% | 0 | 0 | 0 | 0 | 0 | 0 | 0 | 0 | 0% | 0 | 0 | 0% | Normal | 0% | 0 | 0 | 0 | [15 empty] | Commercial_Grocery_New_Food Preparation_Range_ | 0 | 0
Commercial_Grocery_New_Food Preparation_Natural Gas_Range_E8 | Commercial | Grocery | New | Food Preparation | Natural Gas | Range | E8 |  | 0% | 0% | 0% | 0 | 0 | 0 | 0 | 0 | 0 | 0 | 0 | 0% | 0 | 0 | 0% | Normal | 0% | 0 | 0 | 0 | [15 empty] | Commercial_Grocery_New_Food Preparation_Range_ | 0 | 0
Commercial_Grocery_New_Food Preparation_Natural Gas_Range_E9 | Commercial | Grocery | New | Food Preparation | Natural Gas | Range | E9 |  | 0% | 0% | 0% | 0 | 0 | 0 | 0 | 0 | 0 | 0 | 0 | 0% | 0 | 0 | 0% | Normal | 0% | 0 | 0 | 0 | [15 empty] | Commercial_Grocery_New_Food Preparation_Range_ | 0 | 0
Commercial_Grocery_New_Food Preparation_Natural Gas_Range_E10 | Commercial | Grocery | New | Food Preparation | Natural Gas | Range | E10 |  | 0% | 0% | 0% | 0 | 0 | 0 | 0 | 0 | 0 | 0 | 0 | 0% | 0 | 0 | 0% | Normal | 0% | 0 | 0 | 0 | [15 empty] | Commercial_Grocery_New_Food Preparation_Range_ | 0 | 0
Commercial_Grocery_New_Food Preparation_Natural Gas_Steamer_E1 | Commercial | Grocery | New | Food Preparation | Natural Gas | Steamer | E1 | Standard | 100% | 0% | 0% | 1.3902 | 0 | 0 | 0 | 6 | 10 | 2021 | 2021 | 100% | 0 | 0 | 0% | Normal | 0% | 0.18279 | 0 | 0 | 1 units | 1 | 0 | 0.00012405 | 1473.5418 | 10431.946 | 0 | 0 |  | 2016 | 1.0743 | RTF Wkbk - ComCookingSteamer_v5_0 | RTF Wkbk - ComCookingSteamer_v5_0 | RTF Wkbk - ComCookingSteamer_v5_0 |  | Commercial_Grocery_New_Food Preparation_Steamer_Standard | 1.3902 | 10431.946
Commercial_Grocery_New_Food Preparation_Natural Gas_Steamer_E2 | Commercial | Grocery | New | Food Preparation | Natural Gas | Steamer | E2 | ENERGY STAR | 17.54% | 0% | 0% | 1.3902 | 0 | -0.09153 | 0 | 6 | 10 | 2021 | 2047 | 100% | 0 | 0 | 0% | Normal | 0% | 0.032054 | 0 | 0 | 1 units | 1 | 0 | 0.00012405 | 258.3998 | 10431.956 | 0 | -686.8492 |  | 2016 | 1.0743 | RTF Wkbk - ComCookingSteamer_v5_0 | RTF Wkbk - ComCookingSteamer_v5_0 | RTF Wkbk - ComCookingSteamer_v5_0 |  | Commercial_Grocery_New_Food Preparation_Steamer_ENERGY STAR | 1.2986 | 9745.1068
Commercial_Grocery_New_Food Preparation_Natural Gas_Steamer_E3 | Commercial | Grocery | New | Food Preparation | Natural Gas | Steamer | E3 |  | 0% | 0% | 0% | 0 | 0 | 0 | 0 | 0 | 0 | 0 | 0 | 0% | 0 | 0 | 0% | Normal | 0% | 0 | 0 | 0 | [15 empty] | Commercial_Grocery_New_Food Preparation_Steamer_ | 0 | 0
Commercial_Grocery_New_Food Preparation_Natural Gas_Steamer_E4 | Commercial | Grocery | New | Food Preparation | Natural Gas | Steamer | E4 |  | 0% | 0% | 0% | 0 | 0 | 0 | 0 | 0 | 0 | 0 | 0 | 0% | 0 | 0 | 0% | Normal | 0% | 0 | 0 | 0 | [15 empty] | Commercial_Grocery_New_Food Preparation_Steamer_ | 0 | 0
Commercial_Grocery_New_Food Preparation_Natural Gas_Steamer_E5 | Commercial | Grocery | New | Food Preparation | Natural Gas | Steamer | E5 |  | 0% | 0% | 0% | 0 | 0 | 0 | 0 | 0 | 0 | 0 | 0 | 0% | 0 | 0 | 0% | Normal | 0% | 0 | 0 | 0 | [15 empty] | Commercial_Grocery_New_Food Preparation_Steamer_ | 0 | 0
Commercial_Grocery_New_Food Preparation_Natural Gas_Steamer_E6 | Commercial | Grocery | New | Food Preparation | Natural Gas | Steamer | E6 |  | 0% | 0% | 0% | 0 | 0 | 0 | 0 | 0 | 0 | 0 | 0 | 0% | 0 | 0 | 0% | Normal | 0% | 0 | 0 | 0 | [15 empty] | Commercial_Grocery_New_Food Preparation_Steamer_ | 0 | 0
Commercial_Grocery_New_Food Preparation_Natural Gas_Steamer_E7 | Commercial | Grocery | New | Food Preparation | Natural Gas | Steamer | E7 |  | 0% | 0% | 0% | 0 | 0 | 0 | 0 | 0 | 0 | 0 | 0 | 0% | 0 | 0 | 0% | Normal | 0% | 0 | 0 | 0 | [15 empty] | Commercial_Grocery_New_Food Preparation_Steamer_ | 0 | 0
Commercial_Grocery_New_Food Preparation_Natural Gas_Steamer_E8 | Commercial | Grocery | New | Food Preparation | Natural Gas | Steamer | E8 |  | 0% | 0% | 0% | 0 | 0 | 0 | 0 | 0 | 0 | 0 | 0 | 0% | 0 | 0 | 0% | Normal | 0% | 0 | 0 | 0 | [15 empty] | Commercial_Grocery_New_Food Preparation_Steamer_ | 0 | 0
Commercial_Grocery_New_Food Preparation_Natural Gas_Steamer_E9 | Commercial | Grocery | New | Food Preparation | Natural Gas | Steamer | E9 |  | 0% | 0% | 0% | 0 | 0 | 0 | 0 | 0 | 0 | 0 | 0 | 0% | 0 | 0 | 0% | Normal | 0% | 0 | 0 | 0 | [15 empty] | Commercial_Grocery_New_Food Preparation_Steamer_ | 0 | 0
Commercial_Grocery_New_Food Preparation_Natural Gas_Steamer_E10 | Commercial | Grocery | New | Food Preparation | Natural Gas | Steamer | E10 |  | 0% | 0% | 0% | 0 | 0 | 0 | 0 | 0 | 0 | 0 | 0 | 0% | 0 | 0 | 0% | Normal | 0% | 0 | 0 | 0 | [15 empty] | Commercial_Grocery_New_Food Preparation_Steamer_ | 0 | 0
Commercial_Grocery_New_Food Preparation_Natural Gas_Commercial Food Prep Other_E1 | Commercial | Grocery | New | Food Preparation | Natural Gas | Commercial Food Prep Other | E1 | Standard | 100% | 0% | 0% | 0.036481 | 0 | 0 | 0 | 8 | 12 | 2021 | 2047 | 100% | 0 | 0 | 0% | Normal | 0% | 0.043788 | 0 | 0 | 1 units | 1 | 0 | 3.0768e-05 | 1423.18 | 1000 | 0 | 0 |  | 2010 | 1.1857 | Default | Default | Default |  | Commercial_Grocery_New_Food Preparation_Commercial Food Prep Other_Standard | 0.036481 | 1000
Commercial_Grocery_New_Food Preparation_Natural Gas_Commercial Food Prep Other_E2 | Commercial | Grocery | New | Food Preparation | Natural Gas | Commercial Food Prep Other | E2 | ENERGY STAR | 74.27% | 0% | 0% | 0.044316 | 0 | 0 | 0 | 8 | 12 | 2021 | 2047 | 100% | 0 | 0 | 0% | Normal | 0% | 0.032522 | 0 | 0 | 1 units | 1 | 0 | 3.0768e-05 | 1057.0182 | 1214.7567 | 0 | 0 |  | 2010 | 1.1857 | N/A | N/A | N/A |  | Commercial_Grocery_New_Food Preparation_Commercial Food Prep Other_ENERGY STAR | 0.044316 | 1214.7567
Commercial_Grocery_New_Food Preparation_Natural Gas_Commercial Food Prep Other_E3 | Commercial | Grocery | New | Food Preparation | Natural Gas | Commercial Food Prep Other | E3 |  | 0% | 0% | 0% | 0 | 0 | 0 | 0 | 0 | 0 | 0 | 0 | 0% | 0 | 0 | 0% | Normal | 0% | 0 | 0 | 0 | [15 empty] | Commercial_Grocery_New_Food Preparation_Commercial Food Prep Other_ | 0 | 0
Commercial_Grocery_New_Food Preparation_Natural Gas_Commercial Food Prep Other_E4 | Commercial | Grocery | New | Food Preparation | Natural Gas | Commercial Food Prep Other | E4 |  | 0% | 0% | 0% | 0 | 0 | 0 | 0 | 0 | 0 | 0 | 0 | 0% | 0 | 0 | 0% | Normal | 0% | 0 | 0 | 0 | [15 empty] | Commercial_Grocery_New_Food Preparation_Commercial Food Prep Other_ | 0 | 0
Commercial_Grocery_New_Food Preparation_Natural Gas_Commercial Food Prep Other_E5 | Commercial | Grocery | New | Food Preparation | Natural Gas | Commercial Food Prep Other | E5 |  | 0% | 0% | 0% | 0 | 0 | 0 | 0 | 0 | 0 | 0 | 0 | 0% | 0 | 0 | 0% | Normal | 0% | 0 | 0 | 0 | [15 empty] | Commercial_Grocery_New_Food Preparation_Commercial Food Prep Other_ | 0 | 0
Commercial_Grocery_New_Food Preparation_Natural Gas_Commercial Food Prep Other_E6 | Commercial | Grocery | New | Food Preparation | Natural Gas | Commercial Food Prep Other | E6 |  | 0% | 0% | 0% | 0 | 0 | 0 | 0 | 0 | 0 | 0 | 0 | 0% | 0 | 0 | 0% | Normal | 0% | 0 | 0 | 0 | [15 empty] | Commercial_Grocery_New_Food Preparation_Commercial Food Prep Other_ | 0 | 0
Commercial_Grocery_New_Food Preparation_Natural Gas_Commercial Food Prep Other_E7 | Commercial | Grocery | New | Food Preparation | Natural Gas | Commercial Food Prep Other | E7 |  | 0% | 0% | 0% | 0 | 0 | 0 | 0 | 0 | 0 | 0 | 0 | 0% | 0 | 0 | 0% | Normal | 0% | 0 | 0 | 0 | [15 empty] | Commercial_Grocery_New_Food Preparation_Commercial Food Prep Other_ | 0 | 0
Commercial_Grocery_New_Food Preparation_Natural Gas_Commercial Food Prep Other_E8 | Commercial | Grocery | New | Food Preparation | Natural Gas | Commercial Food Prep Other | E8 |  | 0% | 0% | 0% | 0 | 0 | 0 | 0 | 0 | 0 | 0 | 0 | 0% | 0 | 0 | 0% | Normal | 0% | 0 | 0 | 0 | [15 empty] | Commercial_Grocery_New_Food Preparation_Commercial Food Prep Other_ | 0 | 0
Commercial_Grocery_New_Food Preparation_Natural Gas_Commercial Food Prep Other_E9 | Commercial | Grocery | New | Food Preparation | Natural Gas | Commercial Food Prep Other | E9 |  | 0% | 0% | 0% | 0 | 0 | 0 | 0 | 0 | 0 | 0 | 0 | 0% | 0 | 0 | 0% | Normal | 0% | 0 | 0 | 0 | [15 empty] | Commercial_Grocery_New_Food Preparation_Commercial Food Prep Other_ | 0 | 0
Commercial_Grocery_New_Food Preparation_Natural Gas_Commercial Food Prep Other_E10 | Commercial | Grocery | New | Food Preparation | Natural Gas | Commercial Food Prep Other | E10 |  | 0% | 0% | 0% | 0 | 0 | 0 | 0 | 0 | 0 | 0 | 0 | 0% | 0 | 0 | 0% | Normal | 0% | 0 | 0 | 0 | [15 empty] | Commercial_Grocery_New_Food Preparation_Commercial Food Prep Other_ | 0 | 0
Commercial_Grocery_New_Miscellaneous_Natural Gas_Pool Heater_E1 | Commercial | Grocery | New | Miscellaneous | Natural Gas | Pool Heater | E1 | Standard (EF .78) | 100% | 0% | 0% | 0.013398 | 0 | 0 | 0 | 4 | 8 | 2021 | 2047 | 100% | 0 | 0 | 0% | Normal | 0% | 0.01 | 0 | 0 | 1 units | 1 | 0 | 6.7159e-07 | 14890 | 18052 | 0 | 0 |  | 2014 | 1.1051 | DOE Commercial R&D 2016 - Table 7-6 | DOE Commercial R&D 2016 - Table 7-7 | DOE Commercial R&D 2016 - Table 7-8 |  | Commercial_Grocery_New_Miscellaneous_Pool Heater_Standard (EF .78) | 0.013398 | 18052
Commercial_Grocery_New_Miscellaneous_Natural Gas_Pool Heater_E2 | Commercial | Grocery | New | Miscellaneous | Natural Gas | Pool Heater | E2 | Condensing (EF .90) | 85% | 0% | 0% | 0.021937 | 0 | 0 | 0 | 4 | 8 | 2021 | 2047 | 100% | 0 | 0 | 0% | Normal | 0% | 0.0085 | 0 | 0 | 1 units | 1 | 0 | 6.7159e-07 | 12656.5 | 29558 | 0 | 0 |  | 2014 | 1.1051 | DOE Commercial R&D 2016 - Table 7-6 | DOE Commercial R&D 2016 - Table 7-7 | DOE Commercial R&D 2016 - Table 7-9 |  | Commercial_Grocery_New_Miscellaneous_Pool Heater_Condensing (EF .90) | 0.021937 | 29558
Commercial_Grocery_New_Miscellaneous_Natural Gas_Pool Heater_E3 | Commercial | Grocery | New | Miscellaneous | Natural Gas | Pool Heater | E3 |  | 0% | 0% | 0% | 0 | 0 | 0 | 0 | 0 | 0 | 0 | 0 | 0% | 0 | 0 | 0% | Normal | 0% | 0 | 0 | 0 | [15 empty] | Commercial_Grocery_New_Miscellaneous_Pool Heater_ | 0 | 0
Commercial_Grocery_New_Miscellaneous_Natural Gas_Pool Heater_E4 | Commercial | Grocery | New | Miscellaneous | Natural Gas | Pool Heater | E4 |  | 0% | 0% | 0% | 0 | 0 | 0 | 0 | 0 | 0 | 0 | 0 | 0% | 0 | 0 | 0% | Normal | 0% | 0 | 0 | 0 | [15 empty] | Commercial_Grocery_New_Miscellaneous_Pool Heater_ | 0 | 0
Commercial_Grocery_New_Miscellaneous_Natural Gas_Pool Heater_E5 | Commercial | Grocery | New | Miscellaneous | Natural Gas | Pool Heater | E5 |  | 0% | 0% | 0% | 0 | 0 | 0 | 0 | 0 | 0 | 0 | 0 | 0% | 0 | 0 | 0% | Normal | 0% | 0 | 0 | 0 | [15 empty] | Commercial_Grocery_New_Miscellaneous_Pool Heater_ | 0 | 0
Commercial_Grocery_New_Miscellaneous_Natural Gas_Pool Heater_E6 | Commercial | Grocery | New | Miscellaneous | Natural Gas | Pool Heater | E6 |  | 0% | 0% | 0% | 0 | 0 | 0 | 0 | 0 | 0 | 0 | 0 | 0% | 0 | 0 | 0% | Normal | 0% | 0 | 0 | 0 | [15 empty] | Commercial_Grocery_New_Miscellaneous_Pool Heater_ | 0 | 0
Commercial_Grocery_New_Miscellaneous_Natural Gas_Pool Heater_E7 | Commercial | Grocery | New | Miscellaneous | Natural Gas | Pool Heater | E7 |  | 0% | 0% | 0% | 0 | 0 | 0 | 0 | 0 | 0 | 0 | 0 | 0% | 0 | 0 | 0% | Normal | 0% | 0 | 0 | 0 | [15 empty] | Commercial_Grocery_New_Miscellaneous_Pool Heater_ | 0 | 0
Commercial_Grocery_New_Miscellaneous_Natural Gas_Pool Heater_E8 | Commercial | Grocery | New | Miscellaneous | Natural Gas | Pool Heater | E8 |  | 0% | 0% | 0% | 0 | 0 | 0 | 0 | 0 | 0 | 0 | 0 | 0% | 0 | 0 | 0% | Normal | 0% | 0 | 0 | 0 | [15 empty] | Commercial_Grocery_New_Miscellaneous_Pool Heater_ | 0 | 0
Commercial_Grocery_New_Miscellaneous_Natural Gas_Pool Heater_E9 | Commercial | Grocery | New | Miscellaneous | Natural Gas | Pool Heater | E9 |  | 0% | 0% | 0% | 0 | 0 | 0 | 0 | 0 | 0 | 0 | 0 | 0% | 0 | 0 | 0% | Normal | 0% | 0 | 0 | 0 | [15 empty] | Commercial_Grocery_New_Miscellaneous_Pool Heater_ | 0 | 0
Commercial_Grocery_New_Miscellaneous_Natural Gas_Pool Heater_E10 | Commercial | Grocery | New | Miscellaneous | Natural Gas | Pool Heater | E10 |  | 0% | 0% | 0% | 0 | 0 | 0 | 0 | 0 | 0 | 0 | 0 | 0% | 0 | 0 | 0% | Normal | 0% | 0 | 0 | 0 | [15 empty] | Commercial_Grocery_New_Miscellaneous_Pool Heater_ | 0 | 0
Commercial_Grocery_New_Miscellaneous_Natural Gas_Miscellaneous_E1 | Commercial | Grocery | New | Miscellaneous | Natural Gas | Miscellaneous | E1 | Miscellaneous | 100% | 0% | 0% | 0.0064153 | 0 | 0 | 0 | 2 | 8 | 2021 | 2047 | 100% | 0 | 0 | 0% | Normal | 0% | 0.0059718 | 0 | 0 | 1 units | 1 | 0 | 0.0059718 | 1 | 1 | 0 | 0 |  | 2016 | 1.0743 | N/A | N/A | N/A |  | Commercial_Grocery_New_Miscellaneous_Miscellaneous_Miscellaneous | 0.0064153 | 1
Commercial_Grocery_New_Miscellaneous_Natural Gas_Miscellaneous_E2 | Commercial | Grocery | New | Miscellaneous | Natural Gas | Miscellaneous | E2 |  | 0% | 0% | 0% | 0 | 0 | 0 | 0 | 0 | 0 | 0 | 0 | 0% | 0 | 0 | 0% | Normal | 0% | 0 | 0 | 0 | [15 empty] | Commercial_Grocery_New_Miscellaneous_Miscellaneous_ | 0 | 0
Commercial_Grocery_New_Miscellaneous_Natural Gas_Miscellaneous_E3 | Commercial | Grocery | New | Miscellaneous | Natural Gas | Miscellaneous | E3 |  | 0% | 0% | 0% | 0 | 0 | 0 | 0 | 0 | 0 | 0 | 0 | 0% | 0 | 0 | 0% | Normal | 0% | 0 | 0 | 0 | [15 empty] | Commercial_Grocery_New_Miscellaneous_Miscellaneous_ | 0 | 0
Commercial_Grocery_New_Miscellaneous_Natural Gas_Miscellaneous_E4 | Commercial | Grocery | New | Miscellaneous | Natural Gas | Miscellaneous | E4 |  | 0% | 0% | 0% | 0 | 0 | 0 | 0 | 0 | 0 | 0 | 0 | 0% | 0 | 0 | 0% | Normal | 0% | 0 | 0 | 0 | [15 empty] | Commercial_Grocery_New_Miscellaneous_Miscellaneous_ | 0 | 0
Commercial_Grocery_New_Miscellaneous_Natural Gas_Miscellaneous_E5 | Commercial | Grocery | New | Miscellaneous | Natural Gas | Miscellaneous | E5 |  | 0% | 0% | 0% | 0 | 0 | 0 | 0 | 0 | 0 | 0 | 0 | 0% | 0 | 0 | 0% | Normal | 0% | 0 | 0 | 0 | [15 empty] | Commercial_Grocery_New_Miscellaneous_Miscellaneous_ | 0 | 0
Commercial_Grocery_New_Miscellaneous_Natural Gas_Miscellaneous_E6 | Commercial | Grocery | New | Miscellaneous | Natural Gas | Miscellaneous | E6 |  | 0% | 0% | 0% | 0 | 0 | 0 | 0 | 0 | 0 | 0 | 0 | 0% | 0 | 0 | 0% | Normal | 0% | 0 | 0 | 0 | [15 empty] | Commercial_Grocery_New_Miscellaneous_Miscellaneous_ | 0 | 0
Commercial_Grocery_New_Miscellaneous_Natural Gas_Miscellaneous_E7 | Commercial | Grocery | New | Miscellaneous | Natural Gas | Miscellaneous | E7 |  | 0% | 0% | 0% | 0 | 0 | 0 | 0 | 0 | 0 | 0 | 0 | 0% | 0 | 0 | 0% | Normal | 0% | 0 | 0 | 0 | [15 empty] | Commercial_Grocery_New_Miscellaneous_Miscellaneous_ | 0 | 0
Commercial_Grocery_New_Miscellaneous_Natural Gas_Miscellaneous_E8 | Commercial | Grocery | New | Miscellaneous | Natural Gas | Miscellaneous | E8 |  | 0% | 0% | 0% | 0 | 0 | 0 | 0 | 0 | 0 | 0 | 0 | 0% | 0 | 0 | 0% | Normal | 0% | 0 | 0 | 0 | [15 empty] | Commercial_Grocery_New_Miscellaneous_Miscellaneous_ | 0 | 0
Commercial_Grocery_New_Miscellaneous_Natural Gas_Miscellaneous_E9 | Commercial | Grocery | New | Miscellaneous | Natural Gas | Miscellaneous | E9 |  | 0% | 0% | 0% | 0 | 0 | 0 | 0 | 0 | 0 | 0 | 0 | 0% | 0 | 0 | 0% | Normal | 0% | 0 | 0 | 0 | [15 empty] | Commercial_Grocery_New_Miscellaneous_Miscellaneous_ | 0 | 0
Commercial_Grocery_New_Miscellaneous_Natural Gas_Miscellaneous_E10 | Commercial | Grocery | New | Miscellaneous | Natural Gas | Miscellaneous | E10 |  | 0% | 0% | 0% | 0 | 0 | 0 | 0 | 0 | 0 | 0 | 0 | 0% | 0 | 0 | 0% | Normal | 0% | 0 | 0 | 0 | [15 empty] | Commercial_Grocery_New_Miscellaneous_Miscellaneous_ | 0 | 0
Commercial_School_Existing_Space Heating_Natural Gas_Furnace_E1 | Commercial | School | Existing | Space Heating | Natural Gas | Furnace | E1 | AFUE 80% (Standard) | 100% | 0% | 0% | 0.16439 | 0.17222 | 0.026616 | 0 | 17 | 29 | 2021 | 2023 | 100% | 0 | 0 | 0% | Normal | 0% | 0.086689 | 0 | 0 | 400 kBtu/hr | 400 | 0 | 0.058909 | 0.086689 | 1050 | 1100 | 170 |  | 2017 | 1.0631 | EIA18_Tech Forecast Updates_p.90_Current Standard | EIA18_Tech Forecast Updates_p.90_Current Standard | AEG BEST |  | Commercial_School_Existing_Space Heating_Furnace_AFUE 80% (Standard) | 0.36323 | 2320
Commercial_School_Existing_Space Heating_Natural Gas_Furnace_E2 | Commercial | School | Existing | Space Heating | Natural Gas | Furnace | E2 | AFUE 90% | 88.89% | 0% | 0% | 0.27399 | 0.20354 | 0.027399 | 0 | 17 | 29 | 2021 | 2047 | 100% | 0 | 0 | 0% | Normal | 0% | 0.077057 | 0 | 0 | 400 kBtu/hr | 400 | 0 | 0.058909 | 0.077057 | 1750 | 1300 | 175 |  | 2017 | 1.0631 | EIA18_Tech Forecast Updates_p.90_2020 Typical | EIA18_Tech Forecast Updates_p.90_2020 Typical | AEG BEST |  | Commercial_School_Existing_Space Heating_Furnace_AFUE 90% | 0.50492 | 3225
Commercial_School_Existing_Space Heating_Natural Gas_Furnace_E3 | Commercial | School | Existing | Space Heating | Natural Gas | Furnace | E3 | AFUE 96% | 83.33% | 0% | 0% | 0.38359 | 0.23485 | 0.028182 | 0 | 17 | 29 | 2021 | 2047 | 100% | 0 | 0 | 0% | Normal | 0% | 0.072241 | 0 | 0 | 400 kBtu/hr | 400 | 0 | 0.058909 | 0.072241 | 2450 | 1500 | 180 |  | 2017 | 1.0631 | EIA18_Tech Forecast Updates_p.90_2020 High | EIA18_Tech Forecast Updates_p.90_2020 High | AEG BEST |  | Commercial_School_Existing_Space Heating_Furnace_AFUE 96% | 0.64662 | 4130
Commercial_School_Existing_Space Heating_Natural Gas_Furnace_E4 | Commercial | School | Existing | Space Heating | Natural Gas | Furnace | E4 |  | 0% | 0% | 0% | 0 | 0 | 0 | 0 | 0 | 0 | 0 | 0 | 0% | 0 | 0 | 0% | Normal | 0% | 0 | 0 | 0 | [15 empty] | Commercial_School_Existing_Space Heating_Furnace_ | 0 | 0
Commercial_School_Existing_Space Heating_Natural Gas_Furnace_E5 | Commercial | School | Existing | Space Heating | Natural Gas | Furnace | E5 |  | 0% | 0% | 0% | 0 | 0 | 0 | 0 | 0 | 0 | 0 | 0 | 0% | 0 | 0 | 0% | Normal | 0% | 0 | 0 | 0 | [15 empty] | Commercial_School_Existing_Space Heating_Furnace_ | 0 | 0
Commercial_School_Existing_Space Heating_Natural Gas_Furnace_E6 | Commercial | School | Existing | Space Heating | Natural Gas | Furnace | E6 |  | 0% | 0% | 0% | 0 | 0 | 0 | 0 | 0 | 0 | 0 | 0 | 0% | 0 | 0 | 0% | Normal | 0% | 0 | 0 | 0 | [15 empty] | Commercial_School_Existing_Space Heating_Furnace_ | 0 | 0
Commercial_School_Existing_Space Heating_Natural Gas_Furnace_E7 | Commercial | School | Existing | Space Heating | Natural Gas | Furnace | E7 |  | 0% | 0% | 0% | 0 | 0 | 0 | 0 | 0 | 0 | 0 | 0 | 0% | 0 | 0 | 0% | Normal | 0% | 0 | 0 | 0 | [15 empty] | Commercial_School_Existing_Space Heating_Furnace_ | 0 | 0
Commercial_School_Existing_Space Heating_Natural Gas_Furnace_E8 | Commercial | School | Existing | Space Heating | Natural Gas | Furnace | E8 |  | 0% | 0% | 0% | 0 | 0 | 0 | 0 | 0 | 0 | 0 | 0 | 0% | 0 | 0 | 0% | Normal | 0% | 0 | 0 | 0 | [15 empty] | Commercial_School_Existing_Space Heating_Furnace_ | 0 | 0
Commercial_School_Existing_Space Heating_Natural Gas_Furnace_E9 | Commercial | School | Existing | Space Heating | Natural Gas | Furnace | E9 |  | 0% | 0% | 0% | 0 | 0 | 0 | 0 | 0 | 0 | 0 | 0 | 0% | 0 | 0 | 0% | Normal | 0% | 0 | 0 | 0 | [15 empty] | Commercial_School_Existing_Space Heating_Furnace_ | 0 | 0
Commercial_School_Existing_Space Heating_Natural Gas_Furnace_E10 | Commercial | School | Existing | Space Heating | Natural Gas | Furnace | E10 |  | 0% | 0% | 0% | 0 | 0 | 0 | 0 | 0 | 0 | 0 | 0 | 0% | 0 | 0 | 0% | Normal | 0% | 0 | 0 | 0 | [15 empty] | Commercial_School_Existing_Space Heating_Furnace_ | 0 | 0
Commercial_School_Existing_Space Heating_Natural Gas_Boiler_E1 | Commercial | School | Existing | Space Heating | Natural Gas | Boiler | E1 | AFUE 80% (Standard) | 100% | 0% | 0% | 1.2835 | 0.71135 | 0.13918 | 0 | 20 | 30 | 2021 | 2047 | 100% | 0 | 0 | 0% | Normal | 0% | 0.18727 | 0 | 0 | 800 kBtu/hr | 800 | 0 | 0.058909 | 0.18727 | 16600 | 9200 | 1800 |  | 2018 | 1.05 | EIA 2018 Tech Forecast | EIA 2018 Tech Forecast | AEG BEST |  | Commercial_School_Existing_Space Heating_Boiler_AFUE 80% (Standard) | 2.1341 | 27600
Commercial_School_Existing_Space Heating_Natural Gas_Boiler_E2 | Commercial | School | Existing | Space Heating | Natural Gas | Boiler | E2 | AFUE 85% | 94.12% | 0% | 0% | 1.7552 | 0.75388 | 0.13918 | 0 | 20 | 30 | 2021 | 2047 | 100% | 0 | 0 | 0% | Normal | 0% | 0.17626 | 0 | 0 | 800 kBtu/hr | 800 | 0 | 0.058909 | 0.17626 | 22700 | 9750 | 1800 |  | 2018 | 1.05 | EIA 2018 Tech Forecast | EIA 2018 Tech Forecast | AEG BEST |  | Commercial_School_Existing_Space Heating_Boiler_AFUE 85% | 2.6482 | 34250
Commercial_School_Existing_Space Heating_Natural Gas_Boiler_E3 | Commercial | School | Existing | Space Heating | Natural Gas | Boiler | E3 | AFUE 97% | 82.47% | 0% | 0% | 2.841 | 0.70077 | 0.13918 | 0 | 20 | 30 | 2021 | 2047 | 100% | 0 | 0 | 0% | Normal | 0% | 0.15445 | 0 | 0 | 800 kBtu/hr | 800 | 0 | 0.058909 | 0.15445 | 36742.4242 | 9063.1313 | 1800 |  | 2018 | 1.05 | EIA 2018 Tech Forecast | EIA 2018 Tech Forecast | AEG BEST |  | Commercial_School_Existing_Space Heating_Boiler_AFUE 97% | 3.6809 | 47605.5556
Commercial_School_Existing_Space Heating_Natural Gas_Boiler_E4 | Commercial | School | Existing | Space Heating | Natural Gas | Boiler | E4 | Convert to NG Air Source Heat Pump | 57.14% | 0% | 0% | 12.3935 | 0.71135 | 0.23285 | 0 | 10 | 20 | 2021 | 2047 | 100% | 0 | 0 | 0% | Normal | 0% | 0.10701 | 0 | 0 | 800 kBtu/hr | 800 | 0 | 0.058909 | 0.10701 | 158316.7533 | 9086.959 | 2974.436 |  | 2017 | 1.0631 | AEO 2021 - gas_eng-driven_RTHP-heat 2017 typical | AEO 2021 - gas_eng-driven_RTHP-heat 2017 typical | AEG BEST |  | Commercial_School_Existing_Space Heating_Boiler_Convert to NG Air Source Heat Pump | 13.3377 | 170378.1483
Commercial_School_Existing_Space Heating_Natural Gas_Boiler_E5 | Commercial | School | Existing | Space Heating | Natural Gas | Boiler | E5 |  | 0% | 0% | 0% | 0 | 0 | 0 | 0 | 0 | 0 | 0 | 0 | 0% | 0 | 0 | 0% | Normal | 0% | 0 | 0 | 0 | [15 empty] | Commercial_School_Existing_Space Heating_Boiler_ | 0 | 0
Commercial_School_Existing_Space Heating_Natural Gas_Boiler_E6 | Commercial | School | Existing | Space Heating | Natural Gas | Boiler | E6 |  | 0% | 0% | 0% | 0 | 0 | 0 | 0 | 0 | 0 | 0 | 0 | 0% | 0 | 0 | 0% | Normal | 0% | 0 | 0 | 0 | [15 empty] | Commercial_School_Existing_Space Heating_Boiler_ | 0 | 0
Commercial_School_Existing_Space Heating_Natural Gas_Boiler_E7 | Commercial | School | Existing | Space Heating | Natural Gas | Boiler | E7 |  | 0% | 0% | 0% | 0 | 0 | 0 | 0 | 0 | 0 | 0 | 0 | 0% | 0 | 0 | 0% | Normal | 0% | 0 | 0 | 0 | [15 empty] | Commercial_School_Existing_Space Heating_Boiler_ | 0 | 0
Commercial_School_Existing_Space Heating_Natural Gas_Boiler_E8 | Commercial | School | Existing | Space Heating | Natural Gas | Boiler | E8 |  | 0% | 0% | 0% | 0 | 0 | 0 | 0 | 0 | 0 | 0 | 0 | 0% | 0 | 0 | 0% | Normal | 0% | 0 | 0 | 0 | [15 empty] | Commercial_School_Existing_Space Heating_Boiler_ | 0 | 0
Commercial_School_Existing_Space Heating_Natural Gas_Boiler_E9 | Commercial | School | Existing | Space Heating | Natural Gas | Boiler | E9 |  | 0% | 0% | 0% | 0 | 0 | 0 | 0 | 0 | 0 | 0 | 0 | 0% | 0 | 0 | 0% | Normal | 0% | 0 | 0 | 0 | [15 empty] | Commercial_School_Existing_Space Heating_Boiler_ | 0 | 0
Commercial_School_Existing_Space Heating_Natural Gas_Boiler_E10 | Commercial | School | Existing | Space Heating | Natural Gas | Boiler | E10 |  | 0% | 0% | 0% | 0 | 0 | 0 | 0 | 0 | 0 | 0 | 0 | 0% | 0 | 0 | 0% | Normal | 0% | 0 | 0 | 0 | [15 empty] | Commercial_School_Existing_Space Heating_Boiler_ | 0 | 0
Commercial_School_Existing_Space Heating_Natural Gas_Unit Heater_E1 | Commercial | School | Existing | Space Heating | Natural Gas | Unit Heater | E1 | Standard | 100% | 0% | 0% | 0.023481 | 0 | 0 | 0 | 15 | 25 | 2021 | 2047 | 100% | 0 | 0 | 0% | Normal | 0% | 0.044456 | 0 | 0 | 120 kBtu/Hr | 120 | 0 | 2.1373e-05 | 2080 | 1010.4 | 0 | 0 |  | 2015 | 1.0873 | Xcel CO 2021/22 DSM Plan/TRM p.424 | Xcel CO 2021/22 DSM Plan/TRM p.416 | Xcel CO 2021/22 DSM Plan/TRM p.416 |  | Commercial_School_Existing_Space Heating_Unit Heater_Standard | 0.023481 | 1010.4
Commercial_School_Existing_Space Heating_Natural Gas_Unit Heater_E2 | Commercial | School | Existing | Space Heating | Natural Gas | Unit Heater | E2 | Condensing | 88.94% | 0% | 0% | 0.027999 | 0 | 0 | 0 | 15 | 25 | 2021 | 2047 | 100% | 0 | 0 | 0% | Normal | 0% | 0.03954 | 0 | 0 | 120 kBtu/Hr | 120 | 0 | 2.1373e-05 | 1850 | 1204.8 | 0 | 0 |  | 2015 | 1.0873 | Xcel CO 2021/22 DSM Plan/TRM p.424 | Xcel CO 2021/22 DSM Plan/TRM p.416 | Xcel CO 2021/22 DSM Plan/TRM p.416 |  | Commercial_School_Existing_Space Heating_Unit Heater_Condensing | 0.027999 | 1204.8
Commercial_School_Existing_Space Heating_Natural Gas_Unit Heater_E3 | Commercial | School | Existing | Space Heating | Natural Gas | Unit Heater | E3 | Infrared Radiant | 88.46% | 0% | 0% | 0.026354 | 0 | 0 | 0 | 10 | 20 | 2021 | 2047 | 100% | 0 | 0 | 0% | Normal | 0% | 0.039326 | 0 | 0 | 120 kBtu/Hr | 120 | 0 | 2.1373e-05 | 1840 | 1134 | 0 | 0 |  | 2015 | 1.0873 | Xcel CO 2021/22 DSM Plan/TRM p.424 | Xcel CO 2021/22 DSM Plan/TRM p.416 | Xcel CO 2021/22 DSM Plan/TRM p.416 |  | Commercial_School_Existing_Space Heating_Unit Heater_Infrared Radiant | 0.026354 | 1134
Commercial_School_Existing_Space Heating_Natural Gas_Unit Heater_E4 | Commercial | School | Existing | Space Heating | Natural Gas | Unit Heater | E4 |  | 0% | 0% | 0% | 0 | 0 | 0 | 0 | 0 | 0 | 0 | 0 | 0% | 0 | 0 | 0% | Normal | 0% | 0 | 0 | 0 | [15 empty] | Commercial_School_Existing_Space Heating_Unit Heater_ | 0 | 0
Commercial_School_Existing_Space Heating_Natural Gas_Unit Heater_E5 | Commercial | School | Existing | Space Heating | Natural Gas | Unit Heater | E5 |  | 0% | 0% | 0% | 0 | 0 | 0 | 0 | 0 | 0 | 0 | 0 | 0% | 0 | 0 | 0% | Normal | 0% | 0 | 0 | 0 | [15 empty] | Commercial_School_Existing_Space Heating_Unit Heater_ | 0 | 0
Commercial_School_Existing_Space Heating_Natural Gas_Unit Heater_E6 | Commercial | School | Existing | Space Heating | Natural Gas | Unit Heater | E6 |  | 0% | 0% | 0% | 0 | 0 | 0 | 0 | 0 | 0 | 0 | 0 | 0% | 0 | 0 | 0% | Normal | 0% | 0 | 0 | 0 | [15 empty] | Commercial_School_Existing_Space Heating_Unit Heater_ | 0 | 0
Commercial_School_Existing_Space Heating_Natural Gas_Unit Heater_E7 | Commercial | School | Existing | Space Heating | Natural Gas | Unit Heater | E7 |  | 0% | 0% | 0% | 0 | 0 | 0 | 0 | 0 | 0 | 0 | 0 | 0% | 0 | 0 | 0% | Normal | 0% | 0 | 0 | 0 | [15 empty] | Commercial_School_Existing_Space Heating_Unit Heater_ | 0 | 0
Commercial_School_Existing_Space Heating_Natural Gas_Unit Heater_E8 | Commercial | School | Existing | Space Heating | Natural Gas | Unit Heater | E8 |  | 0% | 0% | 0% | 0 | 0 | 0 | 0 | 0 | 0 | 0 | 0 | 0% | 0 | 0 | 0% | Normal | 0% | 0 | 0 | 0 | [15 empty] | Commercial_School_Existing_Space Heating_Unit Heater_ | 0 | 0
Commercial_School_Existing_Space Heating_Natural Gas_Unit Heater_E9 | Commercial | School | Existing | Space Heating | Natural Gas | Unit Heater | E9 |  | 0% | 0% | 0% | 0 | 0 | 0 | 0 | 0 | 0 | 0 | 0 | 0% | 0 | 0 | 0% | Normal | 0% | 0 | 0 | 0 | [15 empty] | Commercial_School_Existing_Space Heating_Unit Heater_ | 0 | 0
Commercial_School_Existing_Space Heating_Natural Gas_Unit Heater_E10 | Commercial | School | Existing | Space Heating | Natural Gas | Unit Heater | E10 |  | 0% | 0% | 0% | 0 | 0 | 0 | 0 | 0 | 0 | 0 | 0 | 0% | 0 | 0 | 0% | Normal | 0% | 0 | 0 | 0 | [15 empty] | Commercial_School_Existing_Space Heating_Unit Heater_ | 0 | 0
Commercial_School_Existing_Water Heating_Natural Gas_Water Heater_E1 | Commercial | School | Existing | Water Heating | Natural Gas | Water Heater | E1 | TE 88% | 100% | 0% | 0% | 0.086013 | 0 | 0.0048499 | 0 | 8 | 12 | 2021 | 2047 | 100% | 0 | 0 | 0% | Normal | 0% | 0.13956 | 0 | 0 | 1 kBtu/hr | 1 | 0 | 0.0029151 | 0.13956 | 27.755 | 0 | 1.565 |  | 2017 | 1.0631 | AEO 2021 - gas_water_heater 2017 ENERGY STAR | AEO 2021 - gas_water_heater 2017 ENERGY STAR | DHW_WH-Water Heating-PG&E-R7-14 |  | Commercial_School_Existing_Water Heating_Water Heater_TE 88% | 0.090863 | 29.32
Commercial_School_Existing_Water Heating_Natural Gas_Water Heater_E2 | Commercial | School | Existing | Water Heating | Natural Gas | Water Heater | E2 | TE 96% | 91.67% | 0% | 0% | 0.099995 | 0 | 0.0049486 | 0 | 8 | 12 | 2021 | 2047 | 100% | 0 | 0 | 0% | Normal | 0% | 0.12793 | 0 | 0 | 1 kBtu/hr | 1 | 0 | 0.0029151 | 0.12793 | 29.9234 | 0 | 1.4809 |  | 2012 | 1.1464 | AEO 2021 - gas_water_heater 2017 ENERGY STAR | AEO 2021 - gas_water_heater 2017 ENERGY STAR | DHW_WH-Water Heating-NMTRM-2016-7 |  | Commercial_School_Existing_Water Heating_Water Heater_TE 96% | 0.10494 | 31.4043
Commercial_School_Existing_Water Heating_Natural Gas_Water Heater_E3 | Commercial | School | Existing | Water Heating | Natural Gas | Water Heater | E3 | Tankless | 89.8% | 0% | 0% | 0.10029 | 0 | 0.0010505 | 0 | 8 | 12 | 2021 | 2047 | 100% | 0 | 0 | 0% | Normal | 0% | 0.12532 | 0 | 0 | 1 kBtu/hr | 1 | 0 | 0.0029151 | 0.12532 | 32.3633 | 0 | 0.33898 |  | 2017 | 1.0631 | EIA Ref. Case 2018 - Gas Tankless High Eff. | EIA Ref. Case 2018 - Gas Tankless High Eff. | DHW_WH-Water Heating-NMTRM-2016-9 |  | Commercial_School_Existing_Water Heating_Water Heater_Tankless | 0.10134 | 32.7023
Commercial_School_Existing_Water Heating_Natural Gas_Water Heater_E4 | Commercial | School | Existing | Water Heating | Natural Gas | Water Heater | E4 | NEEA Gas-Fired Absorption HPWH (COP 1.06) | 83.02% | 0% | 0% | 0.16739 | 0 | 0.039605 | 0 | 10 | 16 | 2023 | 2047 | 100% | 0 | 0 | 0% | Normal | 0% | 0.11586 | 0 | 0 | 1 kBtu/hr | 1 | 0 | 0.0029151 | 0.11586 | 56.3879 | 0 | 13.3416 |  | 2020 | 1.0183 | DHW_WH-Water Heating-DOE-2014-2 | NEEA Report #E20-309, Robur Heat Pump Field Trial. March 11, 2020. | DHW_WH-Water Heating-DOE-2014-1 |  | Commercial_School_Existing_Water Heating_Water Heater_NEEA Gas-Fired Absorption HPWH (COP 1.06) | 0.20699 | 69.7295
Commercial_School_Existing_Water Heating_Natural Gas_Water Heater_E5 | Commercial | School | Existing | Water Heating | Natural Gas | Water Heater | E5 |  | 0% | 0% | 0% | 0 | 0 | 0 | 0 | 0 | 0 | 0 | 0 | 0% | 0 | 0 | 0% | Normal | 0% | 0 | 0 | 0 | [15 empty] | Commercial_School_Existing_Water Heating_Water Heater_ | 0 | 0
Commercial_School_Existing_Water Heating_Natural Gas_Water Heater_E6 | Commercial | School | Existing | Water Heating | Natural Gas | Water Heater | E6 |  | 0% | 0% | 0% | 0 | 0 | 0 | 0 | 0 | 0 | 0 | 0 | 0% | 0 | 0 | 0% | Normal | 0% | 0 | 0 | 0 | [15 empty] | Commercial_School_Existing_Water Heating_Water Heater_ | 0 | 0
Commercial_School_Existing_Water Heating_Natural Gas_Water Heater_E7 | Commercial | School | Existing | Water Heating | Natural Gas | Water Heater | E7 |  | 0% | 0% | 0% | 0 | 0 | 0 | 0 | 0 | 0 | 0 | 0 | 0% | 0 | 0 | 0% | Normal | 0% | 0 | 0 | 0 | [15 empty] | Commercial_School_Existing_Water Heating_Water Heater_ | 0 | 0
Commercial_School_Existing_Water Heating_Natural Gas_Water Heater_E8 | Commercial | School | Existing | Water Heating | Natural Gas | Water Heater | E8 |  | 0% | 0% | 0% | 0 | 0 | 0 | 0 | 0 | 0 | 0 | 0 | 0% | 0 | 0 | 0% | Normal | 0% | 0 | 0 | 0 | [15 empty] | Commercial_School_Existing_Water Heating_Water Heater_ | 0 | 0
Commercial_School_Existing_Water Heating_Natural Gas_Water Heater_E9 | Commercial | School | Existing | Water Heating | Natural Gas | Water Heater | E9 |  | 0% | 0% | 0% | 0 | 0 | 0 | 0 | 0 | 0 | 0 | 0 | 0% | 0 | 0 | 0% | Normal | 0% | 0 | 0 | 0 | [15 empty] | Commercial_School_Existing_Water Heating_Water Heater_ | 0 | 0
Commercial_School_Existing_Water Heating_Natural Gas_Water Heater_E10 | Commercial | School | Existing | Water Heating | Natural Gas | Water Heater | E10 |  | 0% | 0% | 0% | 0 | 0 | 0 | 0 | 0 | 0 | 0 | 0 | 0% | 0 | 0 | 0% | Normal | 0% | 0 | 0 | 0 | [15 empty] | Commercial_School_Existing_Water Heating_Water Heater_ | 0 | 0
Commercial_School_Existing_Food Preparation_Natural Gas_Oven_E1 | Commercial | School | Existing | Food Preparation | Natural Gas | Oven | E1 | Standard | 100% | 0% | 0% | 0.17726 | 0.0037387 | 0 | 0 | 10 | 14 | 2021 | 2047 | 100% | 0 | 0 | 0% | Normal | 0% | 0.018027 | 0 | 0 | 1 units | 1 | 0 | 2.2162e-05 | 813.4143 | 7112 | 150 | 0 |  | 2013 | 1.1247 | IL TRM - 4.2.1 - CI-FSE-CBOV-V02-160601 | ETO Measure Input Sheet - Com - Gas Convection Oven | IL TRM - 4.2.1 - CI-FSE-CBOV-V02-160601 |  | Commercial_School_Existing_Food Preparation_Oven_Standard | 0.181 | 7262
Commercial_School_Existing_Food Preparation_Natural Gas_Oven_E2 | Commercial | School | Existing | Food Preparation | Natural Gas | Oven | E2 | ENERGY STAR (>42% Baking Efficiency) | 86.89% | 0% | 0% | 0.18693 | 0.0037387 | 0 | 0 | 10 | 14 | 2021 | 2047 | 100% | 0 | 0 | 0% | Normal | 0% | 0.015663 | 0 | 0 | 1 units | 1 | 0 | 2.2162e-05 | 706.739 | 7500 | 150 | 0 |  | 2013 | 1.1247 | IL TRM - 4.2.1 - CI-FSE-CBOV-V02-160601 | EIA 2018 Tech Forecast | ETO Measure Input Sheet |  | Commercial_School_Existing_Food Preparation_Oven_ENERGY STAR (>42% Baking Efficiency) | 0.19067 | 7650
Commercial_School_Existing_Food Preparation_Natural Gas_Oven_E3 | Commercial | School | Existing | Food Preparation | Natural Gas | Oven | E3 |  | 0% | 0% | 0% | 0 | 0 | 0 | 0 | 0 | 0 | 0 | 0 | 0% | 0 | 0 | 0% | Normal | 0% | 0 | 0 | 0 | [15 empty] | Commercial_School_Existing_Food Preparation_Oven_ | 0 | 0
Commercial_School_Existing_Food Preparation_Natural Gas_Oven_E4 | Commercial | School | Existing | Food Preparation | Natural Gas | Oven | E4 |  | 0% | 0% | 0% | 0 | 0 | 0 | 0 | 0 | 0 | 0 | 0 | 0% | 0 | 0 | 0% | Normal | 0% | 0 | 0 | 0 | [15 empty] | Commercial_School_Existing_Food Preparation_Oven_ | 0 | 0
Commercial_School_Existing_Food Preparation_Natural Gas_Oven_E5 | Commercial | School | Existing | Food Preparation | Natural Gas | Oven | E5 |  | 0% | 0% | 0% | 0 | 0 | 0 | 0 | 0 | 0 | 0 | 0 | 0% | 0 | 0 | 0% | Normal | 0% | 0 | 0 | 0 | [15 empty] | Commercial_School_Existing_Food Preparation_Oven_ | 0 | 0
Commercial_School_Existing_Food Preparation_Natural Gas_Oven_E6 | Commercial | School | Existing | Food Preparation | Natural Gas | Oven | E6 |  | 0% | 0% | 0% | 0 | 0 | 0 | 0 | 0 | 0 | 0 | 0 | 0% | 0 | 0 | 0% | Normal | 0% | 0 | 0 | 0 | [15 empty] | Commercial_School_Existing_Food Preparation_Oven_ | 0 | 0
Commercial_School_Existing_Food Preparation_Natural Gas_Oven_E7 | Commercial | School | Existing | Food Preparation | Natural Gas | Oven | E7 |  | 0% | 0% | 0% | 0 | 0 | 0 | 0 | 0 | 0 | 0 | 0 | 0% | 0 | 0 | 0% | Normal | 0% | 0 | 0 | 0 | [15 empty] | Commercial_School_Existing_Food Preparation_Oven_ | 0 | 0
Commercial_School_Existing_Food Preparation_Natural Gas_Oven_E8 | Commercial | School | Existing | Food Preparation | Natural Gas | Oven | E8 |  | 0% | 0% | 0% | 0 | 0 | 0 | 0 | 0 | 0 | 0 | 0 | 0% | 0 | 0 | 0% | Normal | 0% | 0 | 0 | 0 | [15 empty] | Commercial_School_Existing_Food Preparation_Oven_ | 0 | 0
Commercial_School_Existing_Food Preparation_Natural Gas_Oven_E9 | Commercial | School | Existing | Food Preparation | Natural Gas | Oven | E9 |  | 0% | 0% | 0% | 0 | 0 | 0 | 0 | 0 | 0 | 0 | 0 | 0% | 0 | 0 | 0% | Normal | 0% | 0 | 0 | 0 | [15 empty] | Commercial_School_Existing_Food Preparation_Oven_ | 0 | 0
Commercial_School_Existing_Food Preparation_Natural Gas_Oven_E10 | Commercial | School | Existing | Food Preparation | Natural Gas | Oven | E10 |  | 0% | 0% | 0% | 0 | 0 | 0 | 0 | 0 | 0 | 0 | 0 | 0% | 0 | 0 | 0% | Normal | 0% | 0 | 0 | 0 | [15 empty] | Commercial_School_Existing_Food Preparation_Oven_ | 0 | 0
Commercial_School_Existing_Food Preparation_Natural Gas_Conveyor Oven_E1 | Commercial | School | Existing | Food Preparation | Natural Gas | Conveyor Oven | E1 | Standard | 100% | 0% | 0% | 0.12627 | 0 | 0 | 0 | 15 | 19 | 2021 | 2047 | 100% | 0 | 0 | 0% | Normal | 0% | 0.032925 | 0 | 0 | 1 units | 1 | 0 | 1.1411e-05 | 2885.475 | 10177 | 0 | 0 |  | 2015 | 1.0873 | IL TRM - 4.2.4 - CI-FSE-CVOV-V02-180101 | PGE Workpaper, PGECOFST117 R5, 2015 | MN TRM 3.1 - Gas Conveyor Oven v1.1 |  | Commercial_School_Existing_Food Preparation_Conveyor Oven_Standard | 0.12627 | 10177
Commercial_School_Existing_Food Preparation_Natural Gas_Conveyor Oven_E2 | Commercial | School | Existing | Food Preparation | Natural Gas | Conveyor Oven | E2 | Efficient (>42% Baking Efficiency) | 76.02% | 0% | 0% | 0.15394 | 0 | 0 | 0 | 15 | 19 | 2021 | 2047 | 100% | 0 | 0 | 0% | Normal | 0% | 0.025028 | 0 | 0 | 1 units | 1 | 0 | 1.1411e-05 | 2193.4093 | 12407 | 0 | 0 |  | 2015 | 1.0873 | IL TRM - 4.2.4 - CI-FSE-CVOV-V02-180101 | PGE Workpaper, PGECOFST117 R5, 2015 | MN TRM 3.1 - Gas Conveyor Oven v1.1 |  | Commercial_School_Existing_Food Preparation_Conveyor Oven_Efficient (>42% Baking Efficiency) | 0.15394 | 12407
Commercial_School_Existing_Food Preparation_Natural Gas_Conveyor Oven_E3 | Commercial | School | Existing | Food Preparation | Natural Gas | Conveyor Oven | E3 |  | 0% | 0% | 0% | 0 | 0 | 0 | 0 | 0 | 0 | 0 | 0 | 0% | 0 | 0 | 0% | Normal | 0% | 0 | 0 | 0 | [15 empty] | Commercial_School_Existing_Food Preparation_Conveyor Oven_ | 0 | 0
Commercial_School_Existing_Food Preparation_Natural Gas_Conveyor Oven_E4 | Commercial | School | Existing | Food Preparation | Natural Gas | Conveyor Oven | E4 |  | 0% | 0% | 0% | 0 | 0 | 0 | 0 | 0 | 0 | 0 | 0 | 0% | 0 | 0 | 0% | Normal | 0% | 0 | 0 | 0 | [15 empty] | Commercial_School_Existing_Food Preparation_Conveyor Oven_ | 0 | 0
Commercial_School_Existing_Food Preparation_Natural Gas_Conveyor Oven_E5 | Commercial | School | Existing | Food Preparation | Natural Gas | Conveyor Oven | E5 |  | 0% | 0% | 0% | 0 | 0 | 0 | 0 | 0 | 0 | 0 | 0 | 0% | 0 | 0 | 0% | Normal | 0% | 0 | 0 | 0 | [15 empty] | Commercial_School_Existing_Food Preparation_Conveyor Oven_ | 0 | 0
Commercial_School_Existing_Food Preparation_Natural Gas_Conveyor Oven_E6 | Commercial | School | Existing | Food Preparation | Natural Gas | Conveyor Oven | E6 |  | 0% | 0% | 0% | 0 | 0 | 0 | 0 | 0 | 0 | 0 | 0 | 0% | 0 | 0 | 0% | Normal | 0% | 0 | 0 | 0 | [15 empty] | Commercial_School_Existing_Food Preparation_Conveyor Oven_ | 0 | 0
Commercial_School_Existing_Food Preparation_Natural Gas_Conveyor Oven_E7 | Commercial | School | Existing | Food Preparation | Natural Gas | Conveyor Oven | E7 |  | 0% | 0% | 0% | 0 | 0 | 0 | 0 | 0 | 0 | 0 | 0 | 0% | 0 | 0 | 0% | Normal | 0% | 0 | 0 | 0 | [15 empty] | Commercial_School_Existing_Food Preparation_Conveyor Oven_ | 0 | 0
Commercial_School_Existing_Food Preparation_Natural Gas_Conveyor Oven_E8 | Commercial | School | Existing | Food Preparation | Natural Gas | Conveyor Oven | E8 |  | 0% | 0% | 0% | 0 | 0 | 0 | 0 | 0 | 0 | 0 | 0 | 0% | 0 | 0 | 0% | Normal | 0% | 0 | 0 | 0 | [15 empty] | Commercial_School_Existing_Food Preparation_Conveyor Oven_ | 0 | 0
Commercial_School_Existing_Food Preparation_Natural Gas_Conveyor Oven_E9 | Commercial | School | Existing | Food Preparation | Natural Gas | Conveyor Oven | E9 |  | 0% | 0% | 0% | 0 | 0 | 0 | 0 | 0 | 0 | 0 | 0 | 0% | 0 | 0 | 0% | Normal | 0% | 0 | 0 | 0 | [15 empty] | Commercial_School_Existing_Food Preparation_Conveyor Oven_ | 0 | 0
Commercial_School_Existing_Food Preparation_Natural Gas_Conveyor Oven_E10 | Commercial | School | Existing | Food Preparation | Natural Gas | Conveyor Oven | E10 |  | 0% | 0% | 0% | 0 | 0 | 0 | 0 | 0 | 0 | 0 | 0 | 0% | 0 | 0 | 0% | Normal | 0% | 0 | 0 | 0 | [15 empty] | Commercial_School_Existing_Food Preparation_Conveyor Oven_ | 0 | 0
Commercial_School_Existing_Food Preparation_Natural Gas_Double Rack Oven_E1 | Commercial | School | Existing | Food Preparation | Natural Gas | Double Rack Oven | E1 | Standard | 100% | 0% | 0% | 0.20008 | 0 | 0 | 0 | 8 | 16 | 2021 | 2047 | 100% | 0 | 0 | 0% | Normal | 0% | 0.05599 | 0 | 0 | 1 units | 1 | 0 | 1.4217e-05 | 3938.22 | 12513 | 0 | 0 |  | 2013 | 1.1247 | IL TRM - 4.2.18 - CI-FSE-RKOV-VO2-180101 | PGE Workpaper, PGECOFST109 R6, 2016 | IL TRM - 4.2.18 - CI-FSE-RKOV-VO2-180101 |  | Commercial_School_Existing_Food Preparation_Double Rack Oven_Standard | 0.20008 | 12513
Commercial_School_Existing_Food Preparation_Natural Gas_Double Rack Oven_E2 | Commercial | School | Existing | Food Preparation | Natural Gas | Double Rack Oven | E2 | FTSC Qualified (>50% Cooking Efficiency) | 58.82% | 0% | 0% | 0.27603 | 0 | 0 | 0 | 8 | 16 | 2021 | 2047 | 100% | 0 | 0 | 0% | Normal | 0% | 0.032936 | 0 | 0 | 1 units | 1 | 0 | 1.4217e-05 | 2316.6 | 16641 | 0 | 0 |  | 2011 | 1.1667 | IL TRM - 4.2.18 - CI-FSE-RKOV-VO2-180101 | PGE Workpaper, PGECOFST109 R6, 2016 | IL TRM - 4.2.18 - CI-FSE-RKOV-VO2-180101 |  | Commercial_School_Existing_Food Preparation_Double Rack Oven_FTSC Qualified (>50% Cooking Efficiency) | 0.27603 | 16641
Commercial_School_Existing_Food Preparation_Natural Gas_Double Rack Oven_E3 | Commercial | School | Existing | Food Preparation | Natural Gas | Double Rack Oven | E3 |  | 0% | 0% | 0% | 0 | 0 | 0 | 0 | 0 | 0 | 0 | 0 | 0% | 0 | 0 | 0% | Normal | 0% | 0 | 0 | 0 | [15 empty] | Commercial_School_Existing_Food Preparation_Double Rack Oven_ | 0 | 0
Commercial_School_Existing_Food Preparation_Natural Gas_Double Rack Oven_E4 | Commercial | School | Existing | Food Preparation | Natural Gas | Double Rack Oven | E4 |  | 0% | 0% | 0% | 0 | 0 | 0 | 0 | 0 | 0 | 0 | 0 | 0% | 0 | 0 | 0% | Normal | 0% | 0 | 0 | 0 | [15 empty] | Commercial_School_Existing_Food Preparation_Double Rack Oven_ | 0 | 0
Commercial_School_Existing_Food Preparation_Natural Gas_Double Rack Oven_E5 | Commercial | School | Existing | Food Preparation | Natural Gas | Double Rack Oven | E5 |  | 0% | 0% | 0% | 0 | 0 | 0 | 0 | 0 | 0 | 0 | 0 | 0% | 0 | 0 | 0% | Normal | 0% | 0 | 0 | 0 | [15 empty] | Commercial_School_Existing_Food Preparation_Double Rack Oven_ | 0 | 0
Commercial_School_Existing_Food Preparation_Natural Gas_Double Rack Oven_E6 | Commercial | School | Existing | Food Preparation | Natural Gas | Double Rack Oven | E6 |  | 0% | 0% | 0% | 0 | 0 | 0 | 0 | 0 | 0 | 0 | 0 | 0% | 0 | 0 | 0% | Normal | 0% | 0 | 0 | 0 | [15 empty] | Commercial_School_Existing_Food Preparation_Double Rack Oven_ | 0 | 0
Commercial_School_Existing_Food Preparation_Natural Gas_Double Rack Oven_E7 | Commercial | School | Existing | Food Preparation | Natural Gas | Double Rack Oven | E7 |  | 0% | 0% | 0% | 0 | 0 | 0 | 0 | 0 | 0 | 0 | 0 | 0% | 0 | 0 | 0% | Normal | 0% | 0 | 0 | 0 | [15 empty] | Commercial_School_Existing_Food Preparation_Double Rack Oven_ | 0 | 0
Commercial_School_Existing_Food Preparation_Natural Gas_Double Rack Oven_E8 | Commercial | School | Existing | Food Preparation | Natural Gas | Double Rack Oven | E8 |  | 0% | 0% | 0% | 0 | 0 | 0 | 0 | 0 | 0 | 0 | 0 | 0% | 0 | 0 | 0% | Normal | 0% | 0 | 0 | 0 | [15 empty] | Commercial_School_Existing_Food Preparation_Double Rack Oven_ | 0 | 0
Commercial_School_Existing_Food Preparation_Natural Gas_Double Rack Oven_E9 | Commercial | School | Existing | Food Preparation | Natural Gas | Double Rack Oven | E9 |  | 0% | 0% | 0% | 0 | 0 | 0 | 0 | 0 | 0 | 0 | 0 | 0% | 0 | 0 | 0% | Normal | 0% | 0 | 0 | 0 | [15 empty] | Commercial_School_Existing_Food Preparation_Double Rack Oven_ | 0 | 0
Commercial_School_Existing_Food Preparation_Natural Gas_Double Rack Oven_E10 | Commercial | School | Existing | Food Preparation | Natural Gas | Double Rack Oven | E10 |  | 0% | 0% | 0% | 0 | 0 | 0 | 0 | 0 | 0 | 0 | 0 | 0% | 0 | 0 | 0% | Normal | 0% | 0 | 0 | 0 | [15 empty] | Commercial_School_Existing_Food Preparation_Double Rack Oven_ | 0 | 0
Commercial_School_Existing_Food Preparation_Natural Gas_Fryer_E1 | Commercial | School | Existing | Food Preparation | Natural Gas | Fryer | E1 | Standard | 100% | 0% | 0% | 0.10065 | 0 | 0 | 0 | 7 | 11 | 2021 | 2021 | 100% | 0 | 0 | 0% | Normal | 0% | 0.02869 | 0 | 0 | 1 units | 1 | 0 | 2.772e-05 | 1034.9987 | 3379.7321 | 0 | 0 |  | 2016 | 1.0743 | RTF Wkbk - ComCookingFryer_v5_0 | RTF Wkbk - ComCookingFryer_v5_0 | RTF Wkbk - ComCookingFryer_v5_0 |  | Commercial_School_Existing_Food Preparation_Fryer_Standard | 0.10065 | 3379.7321
Commercial_School_Existing_Food Preparation_Natural Gas_Fryer_E2 | Commercial | School | Existing | Food Preparation | Natural Gas | Fryer | E2 | ENERGY STAR | 61.81% | 0% | 0% | 0.12651 | 0 | 0 | 0 | 7 | 11 | 2021 | 2047 | 100% | 0 | 0 | 0% | Normal | 0% | 0.017733 | 0 | 0 | 1 units | 1 | 0 | 2.772e-05 | 639.7296 | 4248.3333 | 0 | 0 |  | 2016 | 1.0743 | RTF Wkbk - ComCookingFryer_v5_0 | RTF Wkbk - ComCookingFryer_v5_0 | RTF Wkbk - ComCookingFryer_v5_0 |  | Commercial_School_Existing_Food Preparation_Fryer_ENERGY STAR | 0.12651 | 4248.3333
Commercial_School_Existing_Food Preparation_Natural Gas_Fryer_E3 | Commercial | School | Existing | Food Preparation | Natural Gas | Fryer | E3 |  | 0% | 0% | 0% | 0 | 0 | 0 | 0 | 0 | 0 | 0 | 0 | 0% | 0 | 0 | 0% | Normal | 0% | 0 | 0 | 0 | [15 empty] | Commercial_School_Existing_Food Preparation_Fryer_ | 0 | 0
Commercial_School_Existing_Food Preparation_Natural Gas_Fryer_E4 | Commercial | School | Existing | Food Preparation | Natural Gas | Fryer | E4 |  | 0% | 0% | 0% | 0 | 0 | 0 | 0 | 0 | 0 | 0 | 0 | 0% | 0 | 0 | 0% | Normal | 0% | 0 | 0 | 0 | [15 empty] | Commercial_School_Existing_Food Preparation_Fryer_ | 0 | 0
Commercial_School_Existing_Food Preparation_Natural Gas_Fryer_E5 | Commercial | School | Existing | Food Preparation | Natural Gas | Fryer | E5 |  | 0% | 0% | 0% | 0 | 0 | 0 | 0 | 0 | 0 | 0 | 0 | 0% | 0 | 0 | 0% | Normal | 0% | 0 | 0 | 0 | [15 empty] | Commercial_School_Existing_Food Preparation_Fryer_ | 0 | 0
Commercial_School_Existing_Food Preparation_Natural Gas_Fryer_E6 | Commercial | School | Existing | Food Preparation | Natural Gas | Fryer | E6 |  | 0% | 0% | 0% | 0 | 0 | 0 | 0 | 0 | 0 | 0 | 0 | 0% | 0 | 0 | 0% | Normal | 0% | 0 | 0 | 0 | [15 empty] | Commercial_School_Existing_Food Preparation_Fryer_ | 0 | 0
Commercial_School_Existing_Food Preparation_Natural Gas_Fryer_E7 | Commercial | School | Existing | Food Preparation | Natural Gas | Fryer | E7 |  | 0% | 0% | 0% | 0 | 0 | 0 | 0 | 0 | 0 | 0 | 0 | 0% | 0 | 0 | 0% | Normal | 0% | 0 | 0 | 0 | [15 empty] | Commercial_School_Existing_Food Preparation_Fryer_ | 0 | 0
Commercial_School_Existing_Food Preparation_Natural Gas_Fryer_E8 | Commercial | School | Existing | Food Preparation | Natural Gas | Fryer | E8 |  | 0% | 0% | 0% | 0 | 0 | 0 | 0 | 0 | 0 | 0 | 0 | 0% | 0 | 0 | 0% | Normal | 0% | 0 | 0 | 0 | [15 empty] | Commercial_School_Existing_Food Preparation_Fryer_ | 0 | 0
Commercial_School_Existing_Food Preparation_Natural Gas_Fryer_E9 | Commercial | School | Existing | Food Preparation | Natural Gas | Fryer | E9 |  | 0% | 0% | 0% | 0 | 0 | 0 | 0 | 0 | 0 | 0 | 0 | 0% | 0 | 0 | 0% | Normal | 0% | 0 | 0 | 0 | [15 empty] | Commercial_School_Existing_Food Preparation_Fryer_ | 0 | 0
Commercial_School_Existing_Food Preparation_Natural Gas_Fryer_E10 | Commercial | School | Existing | Food Preparation | Natural Gas | Fryer | E10 |  | 0% | 0% | 0% | 0 | 0 | 0 | 0 | 0 | 0 | 0 | 0 | 0% | 0 | 0 | 0% | Normal | 0% | 0 | 0 | 0 | [15 empty] | Commercial_School_Existing_Food Preparation_Fryer_ | 0 | 0
Commercial_School_Existing_Food Preparation_Natural Gas_Broiler_E1 | Commercial | School | Existing | Food Preparation | Natural Gas | Broiler | E1 | Standard | 100% | 0% | 0% | 0.12025 | 0 | 0 | 0 | 8 | 16 | 2021 | 2047 | 100% | 0 | 0 | 0% | Normal | 0% | 0.027732 | 0 | 0 | 1 units | 1 | 0 | 4.1227e-05 | 672.672 | 2500 | 0 | 0 |  | 2011 | 1.1667 | IL TRM - 4.2.14 - CI-FSE-IRBL-V02-180101 | Estimate | IL TRM - 4.2.14 - CI-FSE-IRBL-V02-180101 |  | Commercial_School_Existing_Food Preparation_Broiler_Standard | 0.12025 | 2500
Commercial_School_Existing_Food Preparation_Natural Gas_Broiler_E2 | Commercial | School | Existing | Food Preparation | Natural Gas | Broiler | E2 | Infrared Burners | 64.29% | 0% | 0% | 0.16835 | 0 | 0 | 0 | 8 | 16 | 2021 | 2047 | 100% | 0 | 0 | 0% | Normal | 0% | 0.017828 | 0 | 0 | 1 units | 1 | 0 | 4.1227e-05 | 432.432 | 3500 | 0 | 0 |  | 2011 | 1.1667 | IL TRM - 4.2.14 - CI-FSE-IRBL-V02-180101 | IL TRM - 4.2.14 - CI-FSE-IRBL-V02-180101 | IL TRM - 4.2.14 - CI-FSE-IRBL-V02-180101 |  | Commercial_School_Existing_Food Preparation_Broiler_Infrared Burners | 0.16835 | 3500
Commercial_School_Existing_Food Preparation_Natural Gas_Broiler_E3 | Commercial | School | Existing | Food Preparation | Natural Gas | Broiler | E3 |  | 0% | 0% | 0% | 0 | 0 | 0 | 0 | 0 | 0 | 0 | 0 | 0% | 0 | 0 | 0% | Normal | 0% | 0 | 0 | 0 | [15 empty] | Commercial_School_Existing_Food Preparation_Broiler_ | 0 | 0
Commercial_School_Existing_Food Preparation_Natural Gas_Broiler_E4 | Commercial | School | Existing | Food Preparation | Natural Gas | Broiler | E4 |  | 0% | 0% | 0% | 0 | 0 | 0 | 0 | 0 | 0 | 0 | 0 | 0% | 0 | 0 | 0% | Normal | 0% | 0 | 0 | 0 | [15 empty] | Commercial_School_Existing_Food Preparation_Broiler_ | 0 | 0
Commercial_School_Existing_Food Preparation_Natural Gas_Broiler_E5 | Commercial | School | Existing | Food Preparation | Natural Gas | Broiler | E5 |  | 0% | 0% | 0% | 0 | 0 | 0 | 0 | 0 | 0 | 0 | 0 | 0% | 0 | 0 | 0% | Normal | 0% | 0 | 0 | 0 | [15 empty] | Commercial_School_Existing_Food Preparation_Broiler_ | 0 | 0
Commercial_School_Existing_Food Preparation_Natural Gas_Broiler_E6 | Commercial | School | Existing | Food Preparation | Natural Gas | Broiler | E6 |  | 0% | 0% | 0% | 0 | 0 | 0 | 0 | 0 | 0 | 0 | 0 | 0% | 0 | 0 | 0% | Normal | 0% | 0 | 0 | 0 | [15 empty] | Commercial_School_Existing_Food Preparation_Broiler_ | 0 | 0
Commercial_School_Existing_Food Preparation_Natural Gas_Broiler_E7 | Commercial | School | Existing | Food Preparation | Natural Gas | Broiler | E7 |  | 0% | 0% | 0% | 0 | 0 | 0 | 0 | 0 | 0 | 0 | 0 | 0% | 0 | 0 | 0% | Normal | 0% | 0 | 0 | 0 | [15 empty] | Commercial_School_Existing_Food Preparation_Broiler_ | 0 | 0
Commercial_School_Existing_Food Preparation_Natural Gas_Broiler_E8 | Commercial | School | Existing | Food Preparation | Natural Gas | Broiler | E8 |  | 0% | 0% | 0% | 0 | 0 | 0 | 0 | 0 | 0 | 0 | 0 | 0% | 0 | 0 | 0% | Normal | 0% | 0 | 0 | 0 | [15 empty] | Commercial_School_Existing_Food Preparation_Broiler_ | 0 | 0
Commercial_School_Existing_Food Preparation_Natural Gas_Broiler_E9 | Commercial | School | Existing | Food Preparation | Natural Gas | Broiler | E9 |  | 0% | 0% | 0% | 0 | 0 | 0 | 0 | 0 | 0 | 0 | 0 | 0% | 0 | 0 | 0% | Normal | 0% | 0 | 0 | 0 | [15 empty] | Commercial_School_Existing_Food Preparation_Broiler_ | 0 | 0
Commercial_School_Existing_Food Preparation_Natural Gas_Broiler_E10 | Commercial | School | Existing | Food Preparation | Natural Gas | Broiler | E10 |  | 0% | 0% | 0% | 0 | 0 | 0 | 0 | 0 | 0 | 0 | 0 | 0% | 0 | 0 | 0% | Normal | 0% | 0 | 0 | 0 | [15 empty] | Commercial_School_Existing_Food Preparation_Broiler_ | 0 | 0
Commercial_School_Existing_Food Preparation_Natural Gas_Griddle_E1 | Commercial | School | Existing | Food Preparation | Natural Gas | Griddle | E1 | Standard | 100% | 0% | 0% | 0.093164 | 0 | 0 | 0 | 8 | 16 | 2021 | 2047 | 100% | 0 | 0 | 0% | Normal | 0% | 0.019815 | 0 | 0 | 1 units | 1 | 0 | 1.6085e-05 | 1231.891 | 5150 | 0 | 0 |  | 2013 | 1.1247 | IL TRM - 4.2.8 - CI-FSE-ESGR-V04-200101 | IL TRM - 4.2.8 - CI-FSE-ESGR-V04-200101 | IL TRM - 4.2.8 - CI-FSE-ESGR-V04-200101 |  | Commercial_School_Existing_Food Preparation_Griddle_Standard | 0.093164 | 5150
Commercial_School_Existing_Food Preparation_Natural Gas_Griddle_E2 | Commercial | School | Existing | Food Preparation | Natural Gas | Griddle | E2 | ENERGY STAR | 86.37% | 0% | 0% | 0.11578 | 0 | 0 | 0 | 8 | 16 | 2021 | 2047 | 100% | 0 | 0 | 0% | Normal | 0% | 0.017114 | 0 | 0 | 1 units | 1 | 0 | 1.6085e-05 | 1063.9446 | 6400 | 0 | 0 |  | 2013 | 1.1247 | IL TRM - 4.2.8 - CI-FSE-ESGR-V04-200101 | IL TRM - 4.2.8 - CI-FSE-ESGR-V04-200101 | IL TRM - 4.2.8 - CI-FSE-ESGR-V04-200101 |  | Commercial_School_Existing_Food Preparation_Griddle_ENERGY STAR | 0.11578 | 6400
Commercial_School_Existing_Food Preparation_Natural Gas_Griddle_E3 | Commercial | School | Existing | Food Preparation | Natural Gas | Griddle | E3 |  | 0% | 0% | 0% | 0 | 0 | 0 | 0 | 0 | 0 | 0 | 0 | 0% | 0 | 0 | 0% | Normal | 0% | 0 | 0 | 0 | [15 empty] | Commercial_School_Existing_Food Preparation_Griddle_ | 0 | 0
Commercial_School_Existing_Food Preparation_Natural Gas_Griddle_E4 | Commercial | School | Existing | Food Preparation | Natural Gas | Griddle | E4 |  | 0% | 0% | 0% | 0 | 0 | 0 | 0 | 0 | 0 | 0 | 0 | 0% | 0 | 0 | 0% | Normal | 0% | 0 | 0 | 0 | [15 empty] | Commercial_School_Existing_Food Preparation_Griddle_ | 0 | 0
Commercial_School_Existing_Food Preparation_Natural Gas_Griddle_E5 | Commercial | School | Existing | Food Preparation | Natural Gas | Griddle | E5 |  | 0% | 0% | 0% | 0 | 0 | 0 | 0 | 0 | 0 | 0 | 0 | 0% | 0 | 0 | 0% | Normal | 0% | 0 | 0 | 0 | [15 empty] | Commercial_School_Existing_Food Preparation_Griddle_ | 0 | 0
Commercial_School_Existing_Food Preparation_Natural Gas_Griddle_E6 | Commercial | School | Existing | Food Preparation | Natural Gas | Griddle | E6 |  | 0% | 0% | 0% | 0 | 0 | 0 | 0 | 0 | 0 | 0 | 0 | 0% | 0 | 0 | 0% | Normal | 0% | 0 | 0 | 0 | [15 empty] | Commercial_School_Existing_Food Preparation_Griddle_ | 0 | 0
Commercial_School_Existing_Food Preparation_Natural Gas_Griddle_E7 | Commercial | School | Existing | Food Preparation | Natural Gas | Griddle | E7 |  | 0% | 0% | 0% | 0 | 0 | 0 | 0 | 0 | 0 | 0 | 0 | 0% | 0 | 0 | 0% | Normal | 0% | 0 | 0 | 0 | [15 empty] | Commercial_School_Existing_Food Preparation_Griddle_ | 0 | 0
Commercial_School_Existing_Food Preparation_Natural Gas_Griddle_E8 | Commercial | School | Existing | Food Preparation | Natural Gas | Griddle | E8 |  | 0% | 0% | 0% | 0 | 0 | 0 | 0 | 0 | 0 | 0 | 0 | 0% | 0 | 0 | 0% | Normal | 0% | 0 | 0 | 0 | [15 empty] | Commercial_School_Existing_Food Preparation_Griddle_ | 0 | 0
Commercial_School_Existing_Food Preparation_Natural Gas_Griddle_E9 | Commercial | School | Existing | Food Preparation | Natural Gas | Griddle | E9 |  | 0% | 0% | 0% | 0 | 0 | 0 | 0 | 0 | 0 | 0 | 0 | 0% | 0 | 0 | 0% | Normal | 0% | 0 | 0 | 0 | [15 empty] | Commercial_School_Existing_Food Preparation_Griddle_ | 0 | 0
Commercial_School_Existing_Food Preparation_Natural Gas_Griddle_E10 | Commercial | School | Existing | Food Preparation | Natural Gas | Griddle | E10 |  | 0% | 0% | 0% | 0 | 0 | 0 | 0 | 0 | 0 | 0 | 0 | 0% | 0 | 0 | 0% | Normal | 0% | 0 | 0 | 0 | [15 empty] | Commercial_School_Existing_Food Preparation_Griddle_ | 0 | 0
Commercial_School_Existing_Food Preparation_Natural Gas_Range_E1 | Commercial | School | Existing | Food Preparation | Natural Gas | Range | E1 | Standard | 100% | 0% | 0% | 0.12603 | 0 | 0 | 0 | 8 | 12 | 2021 | 2047 | 100% | 0 | 0 | 0% | Normal | 0% | 0.019095 | 0 | 0 | 1 units | 1 | 0 | 1.5913e-05 | 1200 | 7450 | 0 | 0 |  | 2017 | 1.0631 | COOK_OVN-Food Preparation-AEO17-1 | EIA 2018 Tech Forecast | Navigant 2009 |  | Commercial_School_Existing_Food Preparation_Range_Standard | 0.12603 | 7450
Commercial_School_Existing_Food Preparation_Natural Gas_Range_E2 | Commercial | School | Existing | Food Preparation | Natural Gas | Range | E2 | High Efficiency | 85.71% | 0% | 0% | 0.12603 | 0 | 0 | 0 | 8 | 12 | 2021 | 2047 | 100% | 0 | 0 | 0% | Normal | 0% | 0.016367 | 0 | 0 | 1 units | 1 | 0 | 1.5913e-05 | 1028.5714 | 7450.01 | 0 | 0 |  | 2017 | 1.0631 | COOK_OVN-Food Preparation-AEO17-1 | EIA 2018 Tech Forecast | EIA 2018 Tech Forecast |  | Commercial_School_Existing_Food Preparation_Range_High Efficiency | 0.12603 | 7450.01
Commercial_School_Existing_Food Preparation_Natural Gas_Range_E3 | Commercial | School | Existing | Food Preparation | Natural Gas | Range | E3 |  | 0% | 0% | 0% | 0 | 0 | 0 | 0 | 0 | 0 | 0 | 0 | 0% | 0 | 0 | 0% | Normal | 0% | 0 | 0 | 0 | [15 empty] | Commercial_School_Existing_Food Preparation_Range_ | 0 | 0
Commercial_School_Existing_Food Preparation_Natural Gas_Range_E4 | Commercial | School | Existing | Food Preparation | Natural Gas | Range | E4 |  | 0% | 0% | 0% | 0 | 0 | 0 | 0 | 0 | 0 | 0 | 0 | 0% | 0 | 0 | 0% | Normal | 0% | 0 | 0 | 0 | [15 empty] | Commercial_School_Existing_Food Preparation_Range_ | 0 | 0
Commercial_School_Existing_Food Preparation_Natural Gas_Range_E5 | Commercial | School | Existing | Food Preparation | Natural Gas | Range | E5 |  | 0% | 0% | 0% | 0 | 0 | 0 | 0 | 0 | 0 | 0 | 0 | 0% | 0 | 0 | 0% | Normal | 0% | 0 | 0 | 0 | [15 empty] | Commercial_School_Existing_Food Preparation_Range_ | 0 | 0
Commercial_School_Existing_Food Preparation_Natural Gas_Range_E6 | Commercial | School | Existing | Food Preparation | Natural Gas | Range | E6 |  | 0% | 0% | 0% | 0 | 0 | 0 | 0 | 0 | 0 | 0 | 0 | 0% | 0 | 0 | 0% | Normal | 0% | 0 | 0 | 0 | [15 empty] | Commercial_School_Existing_Food Preparation_Range_ | 0 | 0
Commercial_School_Existing_Food Preparation_Natural Gas_Range_E7 | Commercial | School | Existing | Food Preparation | Natural Gas | Range | E7 |  | 0% | 0% | 0% | 0 | 0 | 0 | 0 | 0 | 0 | 0 | 0 | 0% | 0 | 0 | 0% | Normal | 0% | 0 | 0 | 0 | [15 empty] | Commercial_School_Existing_Food Preparation_Range_ | 0 | 0
Commercial_School_Existing_Food Preparation_Natural Gas_Range_E8 | Commercial | School | Existing | Food Preparation | Natural Gas | Range | E8 |  | 0% | 0% | 0% | 0 | 0 | 0 | 0 | 0 | 0 | 0 | 0 | 0% | 0 | 0 | 0% | Normal | 0% | 0 | 0 | 0 | [15 empty] | Commercial_School_Existing_Food Preparation_Range_ | 0 | 0
Commercial_School_Existing_Food Preparation_Natural Gas_Range_E9 | Commercial | School | Existing | Food Preparation | Natural Gas | Range | E9 |  | 0% | 0% | 0% | 0 | 0 | 0 | 0 | 0 | 0 | 0 | 0 | 0% | 0 | 0 | 0% | Normal | 0% | 0 | 0 | 0 | [15 empty] | Commercial_School_Existing_Food Preparation_Range_ | 0 | 0
Commercial_School_Existing_Food Preparation_Natural Gas_Range_E10 | Commercial | School | Existing | Food Preparation | Natural Gas | Range | E10 |  | 0% | 0% | 0% | 0 | 0 | 0 | 0 | 0 | 0 | 0 | 0 | 0% | 0 | 0 | 0% | Normal | 0% | 0 | 0 | 0 | [15 empty] | Commercial_School_Existing_Food Preparation_Range_ | 0 | 0
Commercial_School_Existing_Food Preparation_Natural Gas_Steamer_E1 | Commercial | School | Existing | Food Preparation | Natural Gas | Steamer | E1 | Standard | 100% | 0% | 0% | 0.27039 | 0 | 0 | 0 | 6 | 10 | 2021 | 2021 | 100% | 0 | 0 | 0% | Normal | 0% | 0.035553 | 0 | 0 | 1 units | 1 | 0 | 2.4127e-05 | 1473.5418 | 10431.946 | 0 | 0 |  | 2016 | 1.0743 | RTF Wkbk - ComCookingSteamer_v5_0 | RTF Wkbk - ComCookingSteamer_v5_0 | RTF Wkbk - ComCookingSteamer_v5_0 |  | Commercial_School_Existing_Food Preparation_Steamer_Standard | 0.27039 | 10431.946
Commercial_School_Existing_Food Preparation_Natural Gas_Steamer_E2 | Commercial | School | Existing | Food Preparation | Natural Gas | Steamer | E2 | ENERGY STAR | 17.54% | 0% | 0% | 0.27039 | 0 | -0.017803 | 0 | 6 | 10 | 2021 | 2047 | 100% | 0 | 0 | 0% | Normal | 0% | 0.0062345 | 0 | 0 | 1 units | 1 | 0 | 2.4127e-05 | 258.3998 | 10431.956 | 0 | -686.8492 |  | 2016 | 1.0743 | RTF Wkbk - ComCookingSteamer_v5_0 | RTF Wkbk - ComCookingSteamer_v5_0 | RTF Wkbk - ComCookingSteamer_v5_0 |  | Commercial_School_Existing_Food Preparation_Steamer_ENERGY STAR | 0.25259 | 9745.1068
Commercial_School_Existing_Food Preparation_Natural Gas_Steamer_E3 | Commercial | School | Existing | Food Preparation | Natural Gas | Steamer | E3 |  | 0% | 0% | 0% | 0 | 0 | 0 | 0 | 0 | 0 | 0 | 0 | 0% | 0 | 0 | 0% | Normal | 0% | 0 | 0 | 0 | [15 empty] | Commercial_School_Existing_Food Preparation_Steamer_ | 0 | 0
Commercial_School_Existing_Food Preparation_Natural Gas_Steamer_E4 | Commercial | School | Existing | Food Preparation | Natural Gas | Steamer | E4 |  | 0% | 0% | 0% | 0 | 0 | 0 | 0 | 0 | 0 | 0 | 0 | 0% | 0 | 0 | 0% | Normal | 0% | 0 | 0 | 0 | [15 empty] | Commercial_School_Existing_Food Preparation_Steamer_ | 0 | 0
Commercial_School_Existing_Food Preparation_Natural Gas_Steamer_E5 | Commercial | School | Existing | Food Preparation | Natural Gas | Steamer | E5 |  | 0% | 0% | 0% | 0 | 0 | 0 | 0 | 0 | 0 | 0 | 0 | 0% | 0 | 0 | 0% | Normal | 0% | 0 | 0 | 0 | [15 empty] | Commercial_School_Existing_Food Preparation_Steamer_ | 0 | 0
Commercial_School_Existing_Food Preparation_Natural Gas_Steamer_E6 | Commercial | School | Existing | Food Preparation | Natural Gas | Steamer | E6 |  | 0% | 0% | 0% | 0 | 0 | 0 | 0 | 0 | 0 | 0 | 0 | 0% | 0 | 0 | 0% | Normal | 0% | 0 | 0 | 0 | [15 empty] | Commercial_School_Existing_Food Preparation_Steamer_ | 0 | 0
Commercial_School_Existing_Food Preparation_Natural Gas_Steamer_E7 | Commercial | School | Existing | Food Preparation | Natural Gas | Steamer | E7 |  | 0% | 0% | 0% | 0 | 0 | 0 | 0 | 0 | 0 | 0 | 0 | 0% | 0 | 0 | 0% | Normal | 0% | 0 | 0 | 0 | [15 empty] | Commercial_School_Existing_Food Preparation_Steamer_ | 0 | 0
Commercial_School_Existing_Food Preparation_Natural Gas_Steamer_E8 | Commercial | School | Existing | Food Preparation | Natural Gas | Steamer | E8 |  | 0% | 0% | 0% | 0 | 0 | 0 | 0 | 0 | 0 | 0 | 0 | 0% | 0 | 0 | 0% | Normal | 0% | 0 | 0 | 0 | [15 empty] | Commercial_School_Existing_Food Preparation_Steamer_ | 0 | 0
Commercial_School_Existing_Food Preparation_Natural Gas_Steamer_E9 | Commercial | School | Existing | Food Preparation | Natural Gas | Steamer | E9 |  | 0% | 0% | 0% | 0 | 0 | 0 | 0 | 0 | 0 | 0 | 0 | 0% | 0 | 0 | 0% | Normal | 0% | 0 | 0 | 0 | [15 empty] | Commercial_School_Existing_Food Preparation_Steamer_ | 0 | 0
Commercial_School_Existing_Food Preparation_Natural Gas_Steamer_E10 | Commercial | School | Existing | Food Preparation | Natural Gas | Steamer | E10 |  | 0% | 0% | 0% | 0 | 0 | 0 | 0 | 0 | 0 | 0 | 0 | 0% | 0 | 0 | 0% | Normal | 0% | 0 | 0 | 0 | [15 empty] | Commercial_School_Existing_Food Preparation_Steamer_ | 0 | 0
Commercial_School_Existing_Food Preparation_Natural Gas_Commercial Food Prep Other_E1 | Commercial | School | Existing | Food Preparation | Natural Gas | Commercial Food Prep Other | E1 | Standard | 100% | 0% | 0% | 0.0070957 | 0 | 0 | 0 | 8 | 12 | 2021 | 2047 | 100% | 0 | 0 | 0% | Normal | 0% | 0.0085169 | 0 | 0 | 1 units | 1 | 0 | 5.9844e-06 | 1423.18 | 1000 | 0 | 0 |  | 2010 | 1.1857 | Default | Default | Default |  | Commercial_School_Existing_Food Preparation_Commercial Food Prep Other_Standard | 0.0070957 | 1000
Commercial_School_Existing_Food Preparation_Natural Gas_Commercial Food Prep Other_E2 | Commercial | School | Existing | Food Preparation | Natural Gas | Commercial Food Prep Other | E2 | ENERGY STAR | 74.27% | 0% | 0% | 0.0086196 | 0 | 0 | 0 | 8 | 12 | 2021 | 2047 | 100% | 0 | 0 | 0% | Normal | 0% | 0.0063256 | 0 | 0 | 1 units | 1 | 0 | 5.9844e-06 | 1057.0182 | 1214.7567 | 0 | 0 |  | 2010 | 1.1857 | N/A | N/A | N/A |  | Commercial_School_Existing_Food Preparation_Commercial Food Prep Other_ENERGY STAR | 0.0086196 | 1214.7567
Commercial_School_Existing_Food Preparation_Natural Gas_Commercial Food Prep Other_E3 | Commercial | School | Existing | Food Preparation | Natural Gas | Commercial Food Prep Other | E3 |  | 0% | 0% | 0% | 0 | 0 | 0 | 0 | 0 | 0 | 0 | 0 | 0% | 0 | 0 | 0% | Normal | 0% | 0 | 0 | 0 | [15 empty] | Commercial_School_Existing_Food Preparation_Commercial Food Prep Other_ | 0 | 0
Commercial_School_Existing_Food Preparation_Natural Gas_Commercial Food Prep Other_E4 | Commercial | School | Existing | Food Preparation | Natural Gas | Commercial Food Prep Other | E4 |  | 0% | 0% | 0% | 0 | 0 | 0 | 0 | 0 | 0 | 0 | 0 | 0% | 0 | 0 | 0% | Normal | 0% | 0 | 0 | 0 | [15 empty] | Commercial_School_Existing_Food Preparation_Commercial Food Prep Other_ | 0 | 0
Commercial_School_Existing_Food Preparation_Natural Gas_Commercial Food Prep Other_E5 | Commercial | School | Existing | Food Preparation | Natural Gas | Commercial Food Prep Other | E5 |  | 0% | 0% | 0% | 0 | 0 | 0 | 0 | 0 | 0 | 0 | 0 | 0% | 0 | 0 | 0% | Normal | 0% | 0 | 0 | 0 | [15 empty] | Commercial_School_Existing_Food Preparation_Commercial Food Prep Other_ | 0 | 0
Commercial_School_Existing_Food Preparation_Natural Gas_Commercial Food Prep Other_E6 | Commercial | School | Existing | Food Preparation | Natural Gas | Commercial Food Prep Other | E6 |  | 0% | 0% | 0% | 0 | 0 | 0 | 0 | 0 | 0 | 0 | 0 | 0% | 0 | 0 | 0% | Normal | 0% | 0 | 0 | 0 | [15 empty] | Commercial_School_Existing_Food Preparation_Commercial Food Prep Other_ | 0 | 0
Commercial_School_Existing_Food Preparation_Natural Gas_Commercial Food Prep Other_E7 | Commercial | School | Existing | Food Preparation | Natural Gas | Commercial Food Prep Other | E7 |  | 0% | 0% | 0% | 0 | 0 | 0 | 0 | 0 | 0 | 0 | 0 | 0% | 0 | 0 | 0% | Normal | 0% | 0 | 0 | 0 | [15 empty] | Commercial_School_Existing_Food Preparation_Commercial Food Prep Other_ | 0 | 0
Commercial_School_Existing_Food Preparation_Natural Gas_Commercial Food Prep Other_E8 | Commercial | School | Existing | Food Preparation | Natural Gas | Commercial Food Prep Other | E8 |  | 0% | 0% | 0% | 0 | 0 | 0 | 0 | 0 | 0 | 0 | 0 | 0% | 0 | 0 | 0% | Normal | 0% | 0 | 0 | 0 | [15 empty] | Commercial_School_Existing_Food Preparation_Commercial Food Prep Other_ | 0 | 0
Commercial_School_Existing_Food Preparation_Natural Gas_Commercial Food Prep Other_E9 | Commercial | School | Existing | Food Preparation | Natural Gas | Commercial Food Prep Other | E9 |  | 0% | 0% | 0% | 0 | 0 | 0 | 0 | 0 | 0 | 0 | 0 | 0% | 0 | 0 | 0% | Normal | 0% | 0 | 0 | 0 | [15 empty] | Commercial_School_Existing_Food Preparation_Commercial Food Prep Other_ | 0 | 0
Commercial_School_Existing_Food Preparation_Natural Gas_Commercial Food Prep Other_E10 | Commercial | School | Existing | Food Preparation | Natural Gas | Commercial Food Prep Other | E10 |  | 0% | 0% | 0% | 0 | 0 | 0 | 0 | 0 | 0 | 0 | 0 | 0% | 0 | 0 | 0% | Normal | 0% | 0 | 0 | 0 | [15 empty] | Commercial_School_Existing_Food Preparation_Commercial Food Prep Other_ | 0 | 0
Commercial_School_Existing_Miscellaneous_Natural Gas_Pool Heater_E1 | Commercial | School | Existing | Miscellaneous | Natural Gas | Pool Heater | E1 | Standard (EF .78) | 100% | 0% | 0% | 0.001207 | 0 | 0 | 0 | 4 | 8 | 2021 | 2047 | 100% | 0 | 0 | 0% | Normal | 0% | 0.00090085 | 0 | 0 | 1 units | 1 | 0 | 6.0501e-08 | 14890 | 18052 | 0 | 0 |  | 2014 | 1.1051 | DOE Commercial R&D 2016 - Table 7-6 | DOE Commercial R&D 2016 - Table 7-7 | DOE Commercial R&D 2016 - Table 7-8 |  | Commercial_School_Existing_Miscellaneous_Pool Heater_Standard (EF .78) | 0.001207 | 18052
Commercial_School_Existing_Miscellaneous_Natural Gas_Pool Heater_E2 | Commercial | School | Existing | Miscellaneous | Natural Gas | Pool Heater | E2 | Condensing (EF .90) | 85% | 0% | 0% | 0.0019762 | 0 | 0 | 0 | 4 | 8 | 2021 | 2047 | 100% | 0 | 0 | 0% | Normal | 0% | 0.00076573 | 0 | 0 | 1 units | 1 | 0 | 6.0501e-08 | 12656.5 | 29558 | 0 | 0 |  | 2014 | 1.1051 | DOE Commercial R&D 2016 - Table 7-6 | DOE Commercial R&D 2016 - Table 7-7 | DOE Commercial R&D 2016 - Table 7-9 |  | Commercial_School_Existing_Miscellaneous_Pool Heater_Condensing (EF .90) | 0.0019762 | 29558
Commercial_School_Existing_Miscellaneous_Natural Gas_Pool Heater_E3 | Commercial | School | Existing | Miscellaneous | Natural Gas | Pool Heater | E3 |  | 0% | 0% | 0% | 0 | 0 | 0 | 0 | 0 | 0 | 0 | 0 | 0% | 0 | 0 | 0% | Normal | 0% | 0 | 0 | 0 | [15 empty] | Commercial_School_Existing_Miscellaneous_Pool Heater_ | 0 | 0
Commercial_School_Existing_Miscellaneous_Natural Gas_Pool Heater_E4 | Commercial | School | Existing | Miscellaneous | Natural Gas | Pool Heater | E4 |  | 0% | 0% | 0% | 0 | 0 | 0 | 0 | 0 | 0 | 0 | 0 | 0% | 0 | 0 | 0% | Normal | 0% | 0 | 0 | 0 | [15 empty] | Commercial_School_Existing_Miscellaneous_Pool Heater_ | 0 | 0
Commercial_School_Existing_Miscellaneous_Natural Gas_Pool Heater_E5 | Commercial | School | Existing | Miscellaneous | Natural Gas | Pool Heater | E5 |  | 0% | 0% | 0% | 0 | 0 | 0 | 0 | 0 | 0 | 0 | 0 | 0% | 0 | 0 | 0% | Normal | 0% | 0 | 0 | 0 | [15 empty] | Commercial_School_Existing_Miscellaneous_Pool Heater_ | 0 | 0
Commercial_School_Existing_Miscellaneous_Natural Gas_Pool Heater_E6 | Commercial | School | Existing | Miscellaneous | Natural Gas | Pool Heater | E6 |  | 0% | 0% | 0% | 0 | 0 | 0 | 0 | 0 | 0 | 0 | 0 | 0% | 0 | 0 | 0% | Normal | 0% | 0 | 0 | 0 | [15 empty] | Commercial_School_Existing_Miscellaneous_Pool Heater_ | 0 | 0
Commercial_School_Existing_Miscellaneous_Natural Gas_Pool Heater_E7 | Commercial | School | Existing | Miscellaneous | Natural Gas | Pool Heater | E7 |  | 0% | 0% | 0% | 0 | 0 | 0 | 0 | 0 | 0 | 0 | 0 | 0% | 0 | 0 | 0% | Normal | 0% | 0 | 0 | 0 | [15 empty] | Commercial_School_Existing_Miscellaneous_Pool Heater_ | 0 | 0
Commercial_School_Existing_Miscellaneous_Natural Gas_Pool Heater_E8 | Commercial | School | Existing | Miscellaneous | Natural Gas | Pool Heater | E8 |  | 0% | 0% | 0% | 0 | 0 | 0 | 0 | 0 | 0 | 0 | 0 | 0% | 0 | 0 | 0% | Normal | 0% | 0 | 0 | 0 | [15 empty] | Commercial_School_Existing_Miscellaneous_Pool Heater_ | 0 | 0
Commercial_School_Existing_Miscellaneous_Natural Gas_Pool Heater_E9 | Commercial | School | Existing | Miscellaneous | Natural Gas | Pool Heater | E9 |  | 0% | 0% | 0% | 0 | 0 | 0 | 0 | 0 | 0 | 0 | 0 | 0% | 0 | 0 | 0% | Normal | 0% | 0 | 0 | 0 | [15 empty] | Commercial_School_Existing_Miscellaneous_Pool Heater_ | 0 | 0
Commercial_School_Existing_Miscellaneous_Natural Gas_Pool Heater_E10 | Commercial | School | Existing | Miscellaneous | Natural Gas | Pool Heater | E10 |  | 0% | 0% | 0% | 0 | 0 | 0 | 0 | 0 | 0 | 0 | 0 | 0% | 0 | 0 | 0% | Normal | 0% | 0 | 0 | 0 | [15 empty] | Commercial_School_Existing_Miscellaneous_Pool Heater_ | 0 | 0
Commercial_School_Existing_Miscellaneous_Natural Gas_Miscellaneous_E1 | Commercial | School | Existing | Miscellaneous | Natural Gas | Miscellaneous | E1 | Miscellaneous | 100% | 0% | 0% | 0.0032002 | 0 | 0 | 0 | 2 | 8 | 2021 | 2047 | 100% | 0 | 0 | 0% | Normal | 0% | 0.0029789 | 0 | 0 | 1 units | 1 | 0 | 0.0029789 | 1 | 1 | 0 | 0 |  | 2016 | 1.0743 | N/A | N/A | N/A |  | Commercial_School_Existing_Miscellaneous_Miscellaneous_Miscellaneous | 0.0032002 | 1
Commercial_School_Existing_Miscellaneous_Natural Gas_Miscellaneous_E2 | Commercial | School | Existing | Miscellaneous | Natural Gas | Miscellaneous | E2 |  | 0% | 0% | 0% | 0 | 0 | 0 | 0 | 0 | 0 | 0 | 0 | 0% | 0 | 0 | 0% | Normal | 0% | 0 | 0 | 0 | [15 empty] | Commercial_School_Existing_Miscellaneous_Miscellaneous_ | 0 | 0
Commercial_School_Existing_Miscellaneous_Natural Gas_Miscellaneous_E3 | Commercial | School | Existing | Miscellaneous | Natural Gas | Miscellaneous | E3 |  | 0% | 0% | 0% | 0 | 0 | 0 | 0 | 0 | 0 | 0 | 0 | 0% | 0 | 0 | 0% | Normal | 0% | 0 | 0 | 0 | [15 empty] | Commercial_School_Existing_Miscellaneous_Miscellaneous_ | 0 | 0
Commercial_School_Existing_Miscellaneous_Natural Gas_Miscellaneous_E4 | Commercial | School | Existing | Miscellaneous | Natural Gas | Miscellaneous | E4 |  | 0% | 0% | 0% | 0 | 0 | 0 | 0 | 0 | 0 | 0 | 0 | 0% | 0 | 0 | 0% | Normal | 0% | 0 | 0 | 0 | [15 empty] | Commercial_School_Existing_Miscellaneous_Miscellaneous_ | 0 | 0
Commercial_School_Existing_Miscellaneous_Natural Gas_Miscellaneous_E5 | Commercial | School | Existing | Miscellaneous | Natural Gas | Miscellaneous | E5 |  | 0% | 0% | 0% | 0 | 0 | 0 | 0 | 0 | 0 | 0 | 0 | 0% | 0 | 0 | 0% | Normal | 0% | 0 | 0 | 0 | [15 empty] | Commercial_School_Existing_Miscellaneous_Miscellaneous_ | 0 | 0
Commercial_School_Existing_Miscellaneous_Natural Gas_Miscellaneous_E6 | Commercial | School | Existing | Miscellaneous | Natural Gas | Miscellaneous | E6 |  | 0% | 0% | 0% | 0 | 0 | 0 | 0 | 0 | 0 | 0 | 0 | 0% | 0 | 0 | 0% | Normal | 0% | 0 | 0 | 0 | [15 empty] | Commercial_School_Existing_Miscellaneous_Miscellaneous_ | 0 | 0
Commercial_School_Existing_Miscellaneous_Natural Gas_Miscellaneous_E7 | Commercial | School | Existing | Miscellaneous | Natural Gas | Miscellaneous | E7 |  | 0% | 0% | 0% | 0 | 0 | 0 | 0 | 0 | 0 | 0 | 0 | 0% | 0 | 0 | 0% | Normal | 0% | 0 | 0 | 0 | [15 empty] | Commercial_School_Existing_Miscellaneous_Miscellaneous_ | 0 | 0
Commercial_School_Existing_Miscellaneous_Natural Gas_Miscellaneous_E8 | Commercial | School | Existing | Miscellaneous | Natural Gas | Miscellaneous | E8 |  | 0% | 0% | 0% | 0 | 0 | 0 | 0 | 0 | 0 | 0 | 0 | 0% | 0 | 0 | 0% | Normal | 0% | 0 | 0 | 0 | [15 empty] | Commercial_School_Existing_Miscellaneous_Miscellaneous_ | 0 | 0
Commercial_School_Existing_Miscellaneous_Natural Gas_Miscellaneous_E9 | Commercial | School | Existing | Miscellaneous | Natural Gas | Miscellaneous | E9 |  | 0% | 0% | 0% | 0 | 0 | 0 | 0 | 0 | 0 | 0 | 0 | 0% | 0 | 0 | 0% | Normal | 0% | 0 | 0 | 0 | [15 empty] | Commercial_School_Existing_Miscellaneous_Miscellaneous_ | 0 | 0
Commercial_School_Existing_Miscellaneous_Natural Gas_Miscellaneous_E10 | Commercial | School | Existing | Miscellaneous | Natural Gas | Miscellaneous | E10 |  | 0% | 0% | 0% | 0 | 0 | 0 | 0 | 0 | 0 | 0 | 0 | 0% | 0 | 0 | 0% | Normal | 0% | 0 | 0 | 0 | [15 empty] | Commercial_School_Existing_Miscellaneous_Miscellaneous_ | 0 | 0
Commercial_School_New_Space Heating_Natural Gas_Furnace_E1 | Commercial | School | New | Space Heating | Natural Gas | Furnace | E1 | AFUE 80% (Standard) | 100% | 0% | 0% | 0.16439 | 0.17222 | 0.026616 | 0 | 17 | 29 | 2021 | 2023 | 100% | 0 | 0 | 0% | Normal | 0% | 0.086689 | 0 | 0 | 400 kBtu/hr | 400 | 0 | 0.058909 | 0.086689 | 1050 | 1100 | 170 |  | 2017 | 1.0631 | EIA18_Tech Forecast Updates_p.90_Current Standard | EIA18_Tech Forecast Updates_p.90_Current Standard | AEG BEST |  | Commercial_School_New_Space Heating_Furnace_AFUE 80% (Standard) | 0.36323 | 2320
Commercial_School_New_Space Heating_Natural Gas_Furnace_E2 | Commercial | School | New | Space Heating | Natural Gas | Furnace | E2 | AFUE 90% | 88.89% | 0% | 0% | 0.27399 | 0.20354 | 0.027399 | 0 | 17 | 29 | 2021 | 2047 | 100% | 0 | 0 | 0% | Normal | 0% | 0.077057 | 0 | 0 | 400 kBtu/hr | 400 | 0 | 0.058909 | 0.077057 | 1750 | 1300 | 175 |  | 2017 | 1.0631 | EIA18_Tech Forecast Updates_p.90_2020 Typical | EIA18_Tech Forecast Updates_p.90_2020 Typical | AEG BEST |  | Commercial_School_New_Space Heating_Furnace_AFUE 90% | 0.50492 | 3225
Commercial_School_New_Space Heating_Natural Gas_Furnace_E3 | Commercial | School | New | Space Heating | Natural Gas | Furnace | E3 | AFUE 96% | 83.33% | 0% | 0% | 0.38359 | 0.23485 | 0.028182 | 0 | 17 | 29 | 2021 | 2047 | 100% | 0 | 0 | 0% | Normal | 0% | 0.072241 | 0 | 0 | 400 kBtu/hr | 400 | 0 | 0.058909 | 0.072241 | 2450 | 1500 | 180 |  | 2017 | 1.0631 | EIA18_Tech Forecast Updates_p.90_2020 High | EIA18_Tech Forecast Updates_p.90_2020 High | AEG BEST |  | Commercial_School_New_Space Heating_Furnace_AFUE 96% | 0.64662 | 4130
Commercial_School_New_Space Heating_Natural Gas_Furnace_E4 | Commercial | School | New | Space Heating | Natural Gas | Furnace | E4 |  | 0% | 0% | 0% | 0 | 0 | 0 | 0 | 0 | 0 | 0 | 0 | 0% | 0 | 0 | 0% | Normal | 0% | 0 | 0 | 0 | [15 empty] | Commercial_School_New_Space Heating_Furnace_ | 0 | 0
Commercial_School_New_Space Heating_Natural Gas_Furnace_E5 | Commercial | School | New | Space Heating | Natural Gas | Furnace | E5 |  | 0% | 0% | 0% | 0 | 0 | 0 | 0 | 0 | 0 | 0 | 0 | 0% | 0 | 0 | 0% | Normal | 0% | 0 | 0 | 0 | [15 empty] | Commercial_School_New_Space Heating_Furnace_ | 0 | 0
Commercial_School_New_Space Heating_Natural Gas_Furnace_E6 | Commercial | School | New | Space Heating | Natural Gas | Furnace | E6 |  | 0% | 0% | 0% | 0 | 0 | 0 | 0 | 0 | 0 | 0 | 0 | 0% | 0 | 0 | 0% | Normal | 0% | 0 | 0 | 0 | [15 empty] | Commercial_School_New_Space Heating_Furnace_ | 0 | 0
Commercial_School_New_Space Heating_Natural Gas_Furnace_E7 | Commercial | School | New | Space Heating | Natural Gas | Furnace | E7 |  | 0% | 0% | 0% | 0 | 0 | 0 | 0 | 0 | 0 | 0 | 0 | 0% | 0 | 0 | 0% | Normal | 0% | 0 | 0 | 0 | [15 empty] | Commercial_School_New_Space Heating_Furnace_ | 0 | 0
Commercial_School_New_Space Heating_Natural Gas_Furnace_E8 | Commercial | School | New | Space Heating | Natural Gas | Furnace | E8 |  | 0% | 0% | 0% | 0 | 0 | 0 | 0 | 0 | 0 | 0 | 0 | 0% | 0 | 0 | 0% | Normal | 0% | 0 | 0 | 0 | [15 empty] | Commercial_School_New_Space Heating_Furnace_ | 0 | 0
Commercial_School_New_Space Heating_Natural Gas_Furnace_E9 | Commercial | School | New | Space Heating | Natural Gas | Furnace | E9 |  | 0% | 0% | 0% | 0 | 0 | 0 | 0 | 0 | 0 | 0 | 0 | 0% | 0 | 0 | 0% | Normal | 0% | 0 | 0 | 0 | [15 empty] | Commercial_School_New_Space Heating_Furnace_ | 0 | 0
Commercial_School_New_Space Heating_Natural Gas_Furnace_E10 | Commercial | School | New | Space Heating | Natural Gas | Furnace | E10 |  | 0% | 0% | 0% | 0 | 0 | 0 | 0 | 0 | 0 | 0 | 0 | 0% | 0 | 0 | 0% | Normal | 0% | 0 | 0 | 0 | [15 empty] | Commercial_School_New_Space Heating_Furnace_ | 0 | 0
Commercial_School_New_Space Heating_Natural Gas_Boiler_E1 | Commercial | School | New | Space Heating | Natural Gas | Boiler | E1 | AFUE 80% (Standard) | 100% | 0% | 0% | 1.2835 | 0.71135 | 0.13918 | 0 | 20 | 30 | 2021 | 2047 | 100% | 0 | 0 | 0% | Normal | 0% | 0.18727 | 0 | 0 | 800 kBtu/hr | 800 | 0 | 0.058909 | 0.18727 | 16600 | 9200 | 1800 |  | 2018 | 1.05 | EIA 2018 Tech Forecast | EIA 2018 Tech Forecast | AEG BEST |  | Commercial_School_New_Space Heating_Boiler_AFUE 80% (Standard) | 2.1341 | 27600
Commercial_School_New_Space Heating_Natural Gas_Boiler_E2 | Commercial | School | New | Space Heating | Natural Gas | Boiler | E2 | AFUE 85% | 94.12% | 0% | 0% | 1.7552 | 0.75388 | 0.13918 | 0 | 20 | 30 | 2021 | 2047 | 100% | 0 | 0 | 0% | Normal | 0% | 0.17626 | 0 | 0 | 800 kBtu/hr | 800 | 0 | 0.058909 | 0.17626 | 22700 | 9750 | 1800 |  | 2018 | 1.05 | EIA 2018 Tech Forecast | EIA 2018 Tech Forecast | AEG BEST |  | Commercial_School_New_Space Heating_Boiler_AFUE 85% | 2.6482 | 34250
Commercial_School_New_Space Heating_Natural Gas_Boiler_E3 | Commercial | School | New | Space Heating | Natural Gas | Boiler | E3 | AFUE 97% | 82.47% | 0% | 0% | 2.841 | 0.70077 | 0.13918 | 0 | 20 | 30 | 2021 | 2047 | 100% | 0 | 0 | 0% | Normal | 0% | 0.15445 | 0 | 0 | 800 kBtu/hr | 800 | 0 | 0.058909 | 0.15445 | 36742.4242 | 9063.1313 | 1800 |  | 2018 | 1.05 | EIA 2018 Tech Forecast | EIA 2018 Tech Forecast | AEG BEST |  | Commercial_School_New_Space Heating_Boiler_AFUE 97% | 3.6809 | 47605.5556
Commercial_School_New_Space Heating_Natural Gas_Boiler_E4 | Commercial | School | New | Space Heating | Natural Gas | Boiler | E4 | Convert to NG Air Source Heat Pump | 57.14% | 0% | 0% | 12.3935 | 0.71135 | 0.23285 | 0 | 10 | 20 | 2021 | 2047 | 100% | 0 | 0 | 0% | Normal | 0% | 0.10701 | 0 | 0 | 800 kBtu/hr | 800 | 0 | 0.058909 | 0.10701 | 158316.7533 | 9086.959 | 2974.436 |  | 2017 | 1.0631 | AEO 2021 - gas_eng-driven_RTHP-heat 2017 typical | AEO 2021 - gas_eng-driven_RTHP-heat 2017 typical | AEG BEST |  | Commercial_School_New_Space Heating_Boiler_Convert to NG Air Source Heat Pump | 13.3377 | 170378.1483
Commercial_School_New_Space Heating_Natural Gas_Boiler_E5 | Commercial | School | New | Space Heating | Natural Gas | Boiler | E5 |  | 0% | 0% | 0% | 0 | 0 | 0 | 0 | 0 | 0 | 0 | 0 | 0% | 0 | 0 | 0% | Normal | 0% | 0 | 0 | 0 | [15 empty] | Commercial_School_New_Space Heating_Boiler_ | 0 | 0
Commercial_School_New_Space Heating_Natural Gas_Boiler_E6 | Commercial | School | New | Space Heating | Natural Gas | Boiler | E6 |  | 0% | 0% | 0% | 0 | 0 | 0 | 0 | 0 | 0 | 0 | 0 | 0% | 0 | 0 | 0% | Normal | 0% | 0 | 0 | 0 | [15 empty] | Commercial_School_New_Space Heating_Boiler_ | 0 | 0
Commercial_School_New_Space Heating_Natural Gas_Boiler_E7 | Commercial | School | New | Space Heating | Natural Gas | Boiler | E7 |  | 0% | 0% | 0% | 0 | 0 | 0 | 0 | 0 | 0 | 0 | 0 | 0% | 0 | 0 | 0% | Normal | 0% | 0 | 0 | 0 | [15 empty] | Commercial_School_New_Space Heating_Boiler_ | 0 | 0
Commercial_School_New_Space Heating_Natural Gas_Boiler_E8 | Commercial | School | New | Space Heating | Natural Gas | Boiler | E8 |  | 0% | 0% | 0% | 0 | 0 | 0 | 0 | 0 | 0 | 0 | 0 | 0% | 0 | 0 | 0% | Normal | 0% | 0 | 0 | 0 | [15 empty] | Commercial_School_New_Space Heating_Boiler_ | 0 | 0
Commercial_School_New_Space Heating_Natural Gas_Boiler_E9 | Commercial | School | New | Space Heating | Natural Gas | Boiler | E9 |  | 0% | 0% | 0% | 0 | 0 | 0 | 0 | 0 | 0 | 0 | 0 | 0% | 0 | 0 | 0% | Normal | 0% | 0 | 0 | 0 | [15 empty] | Commercial_School_New_Space Heating_Boiler_ | 0 | 0
Commercial_School_New_Space Heating_Natural Gas_Boiler_E10 | Commercial | School | New | Space Heating | Natural Gas | Boiler | E10 |  | 0% | 0% | 0% | 0 | 0 | 0 | 0 | 0 | 0 | 0 | 0 | 0% | 0 | 0 | 0% | Normal | 0% | 0 | 0 | 0 | [15 empty] | Commercial_School_New_Space Heating_Boiler_ | 0 | 0
Commercial_School_New_Space Heating_Natural Gas_Unit Heater_E1 | Commercial | School | New | Space Heating | Natural Gas | Unit Heater | E1 | Standard | 100% | 0% | 0% | 0.023481 | 0 | 0 | 0 | 15 | 25 | 2021 | 2047 | 100% | 0 | 0 | 0% | Normal | 0% | 0.044456 | 0 | 0 | 120 kBtu/Hr | 120 | 0 | 2.1373e-05 | 2080 | 1010.4 | 0 | 0 |  | 2015 | 1.0873 | Xcel CO 2021/22 DSM Plan/TRM p.424 | Xcel CO 2021/22 DSM Plan/TRM p.416 | Xcel CO 2021/22 DSM Plan/TRM p.416 |  | Commercial_School_New_Space Heating_Unit Heater_Standard | 0.023481 | 1010.4
Commercial_School_New_Space Heating_Natural Gas_Unit Heater_E2 | Commercial | School | New | Space Heating | Natural Gas | Unit Heater | E2 | Condensing | 88.94% | 0% | 0% | 0.027999 | 0 | 0 | 0 | 15 | 25 | 2021 | 2047 | 100% | 0 | 0 | 0% | Normal | 0% | 0.03954 | 0 | 0 | 120 kBtu/Hr | 120 | 0 | 2.1373e-05 | 1850 | 1204.8 | 0 | 0 |  | 2015 | 1.0873 | Xcel CO 2021/22 DSM Plan/TRM p.424 | Xcel CO 2021/22 DSM Plan/TRM p.416 | Xcel CO 2021/22 DSM Plan/TRM p.416 |  | Commercial_School_New_Space Heating_Unit Heater_Condensing | 0.027999 | 1204.8
Commercial_School_New_Space Heating_Natural Gas_Unit Heater_E3 | Commercial | School | New | Space Heating | Natural Gas | Unit Heater | E3 | Infrared Radiant | 88.46% | 0% | 0% | 0.026354 | 0 | 0 | 0 | 10 | 20 | 2021 | 2047 | 100% | 0 | 0 | 0% | Normal | 0% | 0.039326 | 0 | 0 | 120 kBtu/Hr | 120 | 0 | 2.1373e-05 | 1840 | 1134 | 0 | 0 |  | 2015 | 1.0873 | Xcel CO 2021/22 DSM Plan/TRM p.424 | Xcel CO 2021/22 DSM Plan/TRM p.416 | Xcel CO 2021/22 DSM Plan/TRM p.416 |  | Commercial_School_New_Space Heating_Unit Heater_Infrared Radiant | 0.026354 | 1134
Commercial_School_New_Space Heating_Natural Gas_Unit Heater_E4 | Commercial | School | New | Space Heating | Natural Gas | Unit Heater | E4 |  | 0% | 0% | 0% | 0 | 0 | 0 | 0 | 0 | 0 | 0 | 0 | 0% | 0 | 0 | 0% | Normal | 0% | 0 | 0 | 0 | [15 empty] | Commercial_School_New_Space Heating_Unit Heater_ | 0 | 0
Commercial_School_New_Space Heating_Natural Gas_Unit Heater_E5 | Commercial | School | New | Space Heating | Natural Gas | Unit Heater | E5 |  | 0% | 0% | 0% | 0 | 0 | 0 | 0 | 0 | 0 | 0 | 0 | 0% | 0 | 0 | 0% | Normal | 0% | 0 | 0 | 0 | [15 empty] | Commercial_School_New_Space Heating_Unit Heater_ | 0 | 0
Commercial_School_New_Space Heating_Natural Gas_Unit Heater_E6 | Commercial | School | New | Space Heating | Natural Gas | Unit Heater | E6 |  | 0% | 0% | 0% | 0 | 0 | 0 | 0 | 0 | 0 | 0 | 0 | 0% | 0 | 0 | 0% | Normal | 0% | 0 | 0 | 0 | [15 empty] | Commercial_School_New_Space Heating_Unit Heater_ | 0 | 0
Commercial_School_New_Space Heating_Natural Gas_Unit Heater_E7 | Commercial | School | New | Space Heating | Natural Gas | Unit Heater | E7 |  | 0% | 0% | 0% | 0 | 0 | 0 | 0 | 0 | 0 | 0 | 0 | 0% | 0 | 0 | 0% | Normal | 0% | 0 | 0 | 0 | [15 empty] | Commercial_School_New_Space Heating_Unit Heater_ | 0 | 0
Commercial_School_New_Space Heating_Natural Gas_Unit Heater_E8 | Commercial | School | New | Space Heating | Natural Gas | Unit Heater | E8 |  | 0% | 0% | 0% | 0 | 0 | 0 | 0 | 0 | 0 | 0 | 0 | 0% | 0 | 0 | 0% | Normal | 0% | 0 | 0 | 0 | [15 empty] | Commercial_School_New_Space Heating_Unit Heater_ | 0 | 0
Commercial_School_New_Space Heating_Natural Gas_Unit Heater_E9 | Commercial | School | New | Space Heating | Natural Gas | Unit Heater | E9 |  | 0% | 0% | 0% | 0 | 0 | 0 | 0 | 0 | 0 | 0 | 0 | 0% | 0 | 0 | 0% | Normal | 0% | 0 | 0 | 0 | [15 empty] | Commercial_School_New_Space Heating_Unit Heater_ | 0 | 0
Commercial_School_New_Space Heating_Natural Gas_Unit Heater_E10 | Commercial | School | New | Space Heating | Natural Gas | Unit Heater | E10 |  | 0% | 0% | 0% | 0 | 0 | 0 | 0 | 0 | 0 | 0 | 0 | 0% | 0 | 0 | 0% | Normal | 0% | 0 | 0 | 0 | [15 empty] | Commercial_School_New_Space Heating_Unit Heater_ | 0 | 0
Commercial_School_New_Water Heating_Natural Gas_Water Heater_E1 | Commercial | School | New | Water Heating | Natural Gas | Water Heater | E1 | TE 88% | 100% | 0% | 0% | 0.086013 | 0 | 0.0048499 | 0 | 8 | 12 | 2021 | 2047 | 100% | 0 | 0 | 0% | Normal | 0% | 0.13956 | 0 | 0 | 1 kBtu/hr | 1 | 0 | 0.0029151 | 0.13956 | 27.755 | 0 | 1.565 |  | 2017 | 1.0631 | AEO 2021 - gas_water_heater 2017 ENERGY STAR | AEO 2021 - gas_water_heater 2017 ENERGY STAR | DHW_WH-Water Heating-PG&E-R7-14 |  | Commercial_School_New_Water Heating_Water Heater_TE 88% | 0.090863 | 29.32
Commercial_School_New_Water Heating_Natural Gas_Water Heater_E2 | Commercial | School | New | Water Heating | Natural Gas | Water Heater | E2 | TE 96% | 91.67% | 0% | 0% | 0.099995 | 0 | 0.0049486 | 0 | 8 | 12 | 2021 | 2047 | 100% | 0 | 0 | 0% | Normal | 0% | 0.12793 | 0 | 0 | 1 kBtu/hr | 1 | 0 | 0.0029151 | 0.12793 | 29.9234 | 0 | 1.4809 |  | 2012 | 1.1464 | AEO 2021 - gas_water_heater 2017 ENERGY STAR | AEO 2021 - gas_water_heater 2017 ENERGY STAR | DHW_WH-Water Heating-NMTRM-2016-7 |  | Commercial_School_New_Water Heating_Water Heater_TE 96% | 0.10494 | 31.4043
Commercial_School_New_Water Heating_Natural Gas_Water Heater_E3 | Commercial | School | New | Water Heating | Natural Gas | Water Heater | E3 | Tankless | 89.8% | 0% | 0% | 0.10029 | 0 | 0.0010505 | 0 | 8 | 12 | 2021 | 2047 | 100% | 0 | 0 | 0% | Normal | 0% | 0.12532 | 0 | 0 | 1 kBtu/hr | 1 | 0 | 0.0029151 | 0.12532 | 32.3633 | 0 | 0.33898 |  | 2017 | 1.0631 | EIA Ref. Case 2018 - Gas Tankless High Eff. | EIA Ref. Case 2018 - Gas Tankless High Eff. | DHW_WH-Water Heating-NMTRM-2016-9 |  | Commercial_School_New_Water Heating_Water Heater_Tankless | 0.10134 | 32.7023
Commercial_School_New_Water Heating_Natural Gas_Water Heater_E4 | Commercial | School | New | Water Heating | Natural Gas | Water Heater | E4 | NEEA Gas-Fired Absorption HPWH (COP 1.06) | 83.02% | 0% | 0% | 0.16739 | 0 | 0.039605 | 0 | 10 | 16 | 2023 | 2047 | 100% | 0 | 0 | 0% | Normal | 0% | 0.11586 | 0 | 0 | 1 kBtu/hr | 1 | 0 | 0.0029151 | 0.11586 | 56.3879 | 0 | 13.3416 |  | 2020 | 1.0183 | DHW_WH-Water Heating-DOE-2014-2 | NEEA Report #E20-309, Robur Heat Pump Field Trial. March 11, 2020. | DHW_WH-Water Heating-DOE-2014-1 |  | Commercial_School_New_Water Heating_Water Heater_NEEA Gas-Fired Absorption HPWH (COP 1.06) | 0.20699 | 69.7295
Commercial_School_New_Water Heating_Natural Gas_Water Heater_E5 | Commercial | School | New | Water Heating | Natural Gas | Water Heater | E5 |  | 0% | 0% | 0% | 0 | 0 | 0 | 0 | 0 | 0 | 0 | 0 | 0% | 0 | 0 | 0% | Normal | 0% | 0 | 0 | 0 | [15 empty] | Commercial_School_New_Water Heating_Water Heater_ | 0 | 0
Commercial_School_New_Water Heating_Natural Gas_Water Heater_E6 | Commercial | School | New | Water Heating | Natural Gas | Water Heater | E6 |  | 0% | 0% | 0% | 0 | 0 | 0 | 0 | 0 | 0 | 0 | 0 | 0% | 0 | 0 | 0% | Normal | 0% | 0 | 0 | 0 | [15 empty] | Commercial_School_New_Water Heating_Water Heater_ | 0 | 0
Commercial_School_New_Water Heating_Natural Gas_Water Heater_E7 | Commercial | School | New | Water Heating | Natural Gas | Water Heater | E7 |  | 0% | 0% | 0% | 0 | 0 | 0 | 0 | 0 | 0 | 0 | 0 | 0% | 0 | 0 | 0% | Normal | 0% | 0 | 0 | 0 | [15 empty] | Commercial_School_New_Water Heating_Water Heater_ | 0 | 0
Commercial_School_New_Water Heating_Natural Gas_Water Heater_E8 | Commercial | School | New | Water Heating | Natural Gas | Water Heater | E8 |  | 0% | 0% | 0% | 0 | 0 | 0 | 0 | 0 | 0 | 0 | 0 | 0% | 0 | 0 | 0% | Normal | 0% | 0 | 0 | 0 | [15 empty] | Commercial_School_New_Water Heating_Water Heater_ | 0 | 0
Commercial_School_New_Water Heating_Natural Gas_Water Heater_E9 | Commercial | School | New | Water Heating | Natural Gas | Water Heater | E9 |  | 0% | 0% | 0% | 0 | 0 | 0 | 0 | 0 | 0 | 0 | 0 | 0% | 0 | 0 | 0% | Normal | 0% | 0 | 0 | 0 | [15 empty] | Commercial_School_New_Water Heating_Water Heater_ | 0 | 0
Commercial_School_New_Water Heating_Natural Gas_Water Heater_E10 | Commercial | School | New | Water Heating | Natural Gas | Water Heater | E10 |  | 0% | 0% | 0% | 0 | 0 | 0 | 0 | 0 | 0 | 0 | 0 | 0% | 0 | 0 | 0% | Normal | 0% | 0 | 0 | 0 | [15 empty] | Commercial_School_New_Water Heating_Water Heater_ | 0 | 0
Commercial_School_New_Food Preparation_Natural Gas_Oven_E1 | Commercial | School | New | Food Preparation | Natural Gas | Oven | E1 | Standard | 100% | 0% | 0% | 0.17726 | 0.0037387 | 0 | 0 | 10 | 14 | 2021 | 2047 | 100% | 0 | 0 | 0% | Normal | 0% | 0.018027 | 0 | 0 | 1 units | 1 | 0 | 2.2162e-05 | 813.4143 | 7112 | 150 | 0 |  | 2013 | 1.1247 | IL TRM - 4.2.1 - CI-FSE-CBOV-V02-160601 | ETO Measure Input Sheet - Com - Gas Convection Oven | IL TRM - 4.2.1 - CI-FSE-CBOV-V02-160601 |  | Commercial_School_New_Food Preparation_Oven_Standard | 0.181 | 7262
Commercial_School_New_Food Preparation_Natural Gas_Oven_E2 | Commercial | School | New | Food Preparation | Natural Gas | Oven | E2 | ENERGY STAR (>42% Baking Efficiency) | 86.89% | 0% | 0% | 0.18693 | 0.0037387 | 0 | 0 | 10 | 14 | 2021 | 2047 | 100% | 0 | 0 | 0% | Normal | 0% | 0.015663 | 0 | 0 | 1 units | 1 | 0 | 2.2162e-05 | 706.739 | 7500 | 150 | 0 |  | 2013 | 1.1247 | IL TRM - 4.2.1 - CI-FSE-CBOV-V02-160601 | EIA 2018 Tech Forecast | ETO Measure Input Sheet |  | Commercial_School_New_Food Preparation_Oven_ENERGY STAR (>42% Baking Efficiency) | 0.19067 | 7650
Commercial_School_New_Food Preparation_Natural Gas_Oven_E3 | Commercial | School | New | Food Preparation | Natural Gas | Oven | E3 |  | 0% | 0% | 0% | 0 | 0 | 0 | 0 | 0 | 0 | 0 | 0 | 0% | 0 | 0 | 0% | Normal | 0% | 0 | 0 | 0 | [15 empty] | Commercial_School_New_Food Preparation_Oven_ | 0 | 0
Commercial_School_New_Food Preparation_Natural Gas_Oven_E4 | Commercial | School | New | Food Preparation | Natural Gas | Oven | E4 |  | 0% | 0% | 0% | 0 | 0 | 0 | 0 | 0 | 0 | 0 | 0 | 0% | 0 | 0 | 0% | Normal | 0% | 0 | 0 | 0 | [15 empty] | Commercial_School_New_Food Preparation_Oven_ | 0 | 0
Commercial_School_New_Food Preparation_Natural Gas_Oven_E5 | Commercial | School | New | Food Preparation | Natural Gas | Oven | E5 |  | 0% | 0% | 0% | 0 | 0 | 0 | 0 | 0 | 0 | 0 | 0 | 0% | 0 | 0 | 0% | Normal | 0% | 0 | 0 | 0 | [15 empty] | Commercial_School_New_Food Preparation_Oven_ | 0 | 0
Commercial_School_New_Food Preparation_Natural Gas_Oven_E6 | Commercial | School | New | Food Preparation | Natural Gas | Oven | E6 |  | 0% | 0% | 0% | 0 | 0 | 0 | 0 | 0 | 0 | 0 | 0 | 0% | 0 | 0 | 0% | Normal | 0% | 0 | 0 | 0 | [15 empty] | Commercial_School_New_Food Preparation_Oven_ | 0 | 0
Commercial_School_New_Food Preparation_Natural Gas_Oven_E7 | Commercial | School | New | Food Preparation | Natural Gas | Oven | E7 |  | 0% | 0% | 0% | 0 | 0 | 0 | 0 | 0 | 0 | 0 | 0 | 0% | 0 | 0 | 0% | Normal | 0% | 0 | 0 | 0 | [15 empty] | Commercial_School_New_Food Preparation_Oven_ | 0 | 0
Commercial_School_New_Food Preparation_Natural Gas_Oven_E8 | Commercial | School | New | Food Preparation | Natural Gas | Oven | E8 |  | 0% | 0% | 0% | 0 | 0 | 0 | 0 | 0 | 0 | 0 | 0 | 0% | 0 | 0 | 0% | Normal | 0% | 0 | 0 | 0 | [15 empty] | Commercial_School_New_Food Preparation_Oven_ | 0 | 0
Commercial_School_New_Food Preparation_Natural Gas_Oven_E9 | Commercial | School | New | Food Preparation | Natural Gas | Oven | E9 |  | 0% | 0% | 0% | 0 | 0 | 0 | 0 | 0 | 0 | 0 | 0 | 0% | 0 | 0 | 0% | Normal | 0% | 0 | 0 | 0 | [15 empty] | Commercial_School_New_Food Preparation_Oven_ | 0 | 0
Commercial_School_New_Food Preparation_Natural Gas_Oven_E10 | Commercial | School | New | Food Preparation | Natural Gas | Oven | E10 |  | 0% | 0% | 0% | 0 | 0 | 0 | 0 | 0 | 0 | 0 | 0 | 0% | 0 | 0 | 0% | Normal | 0% | 0 | 0 | 0 | [15 empty] | Commercial_School_New_Food Preparation_Oven_ | 0 | 0
Commercial_School_New_Food Preparation_Natural Gas_Conveyor Oven_E1 | Commercial | School | New | Food Preparation | Natural Gas | Conveyor Oven | E1 | Standard | 100% | 0% | 0% | 0.12627 | 0 | 0 | 0 | 15 | 19 | 2021 | 2047 | 100% | 0 | 0 | 0% | Normal | 0% | 0.032925 | 0 | 0 | 1 units | 1 | 0 | 1.1411e-05 | 2885.475 | 10177 | 0 | 0 |  | 2015 | 1.0873 | IL TRM - 4.2.4 - CI-FSE-CVOV-V02-180101 | PGE Workpaper, PGECOFST117 R5, 2015 | MN TRM 3.1 - Gas Conveyor Oven v1.1 |  | Commercial_School_New_Food Preparation_Conveyor Oven_Standard | 0.12627 | 10177
Commercial_School_New_Food Preparation_Natural Gas_Conveyor Oven_E2 | Commercial | School | New | Food Preparation | Natural Gas | Conveyor Oven | E2 | Efficient (>42% Baking Efficiency) | 76.02% | 0% | 0% | 0.15394 | 0 | 0 | 0 | 15 | 19 | 2021 | 2047 | 100% | 0 | 0 | 0% | Normal | 0% | 0.025028 | 0 | 0 | 1 units | 1 | 0 | 1.1411e-05 | 2193.4093 | 12407 | 0 | 0 |  | 2015 | 1.0873 | IL TRM - 4.2.4 - CI-FSE-CVOV-V02-180101 | PGE Workpaper, PGECOFST117 R5, 2015 | MN TRM 3.1 - Gas Conveyor Oven v1.1 |  | Commercial_School_New_Food Preparation_Conveyor Oven_Efficient (>42% Baking Efficiency) | 0.15394 | 12407
Commercial_School_New_Food Preparation_Natural Gas_Conveyor Oven_E3 | Commercial | School | New | Food Preparation | Natural Gas | Conveyor Oven | E3 |  | 0% | 0% | 0% | 0 | 0 | 0 | 0 | 0 | 0 | 0 | 0 | 0% | 0 | 0 | 0% | Normal | 0% | 0 | 0 | 0 | [15 empty] | Commercial_School_New_Food Preparation_Conveyor Oven_ | 0 | 0
Commercial_School_New_Food Preparation_Natural Gas_Conveyor Oven_E4 | Commercial | School | New | Food Preparation | Natural Gas | Conveyor Oven | E4 |  | 0% | 0% | 0% | 0 | 0 | 0 | 0 | 0 | 0 | 0 | 0 | 0% | 0 | 0 | 0% | Normal | 0% | 0 | 0 | 0 | [15 empty] | Commercial_School_New_Food Preparation_Conveyor Oven_ | 0 | 0
Commercial_School_New_Food Preparation_Natural Gas_Conveyor Oven_E5 | Commercial | School | New | Food Preparation | Natural Gas | Conveyor Oven | E5 |  | 0% | 0% | 0% | 0 | 0 | 0 | 0 | 0 | 0 | 0 | 0 | 0% | 0 | 0 | 0% | Normal | 0% | 0 | 0 | 0 | [15 empty] | Commercial_School_New_Food Preparation_Conveyor Oven_ | 0 | 0
Commercial_School_New_Food Preparation_Natural Gas_Conveyor Oven_E6 | Commercial | School | New | Food Preparation | Natural Gas | Conveyor Oven | E6 |  | 0% | 0% | 0% | 0 | 0 | 0 | 0 | 0 | 0 | 0 | 0 | 0% | 0 | 0 | 0% | Normal | 0% | 0 | 0 | 0 | [15 empty] | Commercial_School_New_Food Preparation_Conveyor Oven_ | 0 | 0
Commercial_School_New_Food Preparation_Natural Gas_Conveyor Oven_E7 | Commercial | School | New | Food Preparation | Natural Gas | Conveyor Oven | E7 |  | 0% | 0% | 0% | 0 | 0 | 0 | 0 | 0 | 0 | 0 | 0 | 0% | 0 | 0 | 0% | Normal | 0% | 0 | 0 | 0 | [15 empty] | Commercial_School_New_Food Preparation_Conveyor Oven_ | 0 | 0
Commercial_School_New_Food Preparation_Natural Gas_Conveyor Oven_E8 | Commercial | School | New | Food Preparation | Natural Gas | Conveyor Oven | E8 |  | 0% | 0% | 0% | 0 | 0 | 0 | 0 | 0 | 0 | 0 | 0 | 0% | 0 | 0 | 0% | Normal | 0% | 0 | 0 | 0 | [15 empty] | Commercial_School_New_Food Preparation_Conveyor Oven_ | 0 | 0
Commercial_School_New_Food Preparation_Natural Gas_Conveyor Oven_E9 | Commercial | School | New | Food Preparation | Natural Gas | Conveyor Oven | E9 |  | 0% | 0% | 0% | 0 | 0 | 0 | 0 | 0 | 0 | 0 | 0 | 0% | 0 | 0 | 0% | Normal | 0% | 0 | 0 | 0 | [15 empty] | Commercial_School_New_Food Preparation_Conveyor Oven_ | 0 | 0
Commercial_School_New_Food Preparation_Natural Gas_Conveyor Oven_E10 | Commercial | School | New | Food Preparation | Natural Gas | Conveyor Oven | E10 |  | 0% | 0% | 0% | 0 | 0 | 0 | 0 | 0 | 0 | 0 | 0 | 0% | 0 | 0 | 0% | Normal | 0% | 0 | 0 | 0 | [15 empty] | Commercial_School_New_Food Preparation_Conveyor Oven_ | 0 | 0
Commercial_School_New_Food Preparation_Natural Gas_Double Rack Oven_E1 | Commercial | School | New | Food Preparation | Natural Gas | Double Rack Oven | E1 | Standard | 100% | 0% | 0% | 0.20008 | 0 | 0 | 0 | 8 | 16 | 2021 | 2047 | 100% | 0 | 0 | 0% | Normal | 0% | 0.05599 | 0 | 0 | 1 units | 1 | 0 | 1.4217e-05 | 3938.22 | 12513 | 0 | 0 |  | 2013 | 1.1247 | IL TRM - 4.2.18 - CI-FSE-RKOV-VO2-180101 | PGE Workpaper, PGECOFST109 R6, 2016 | IL TRM - 4.2.18 - CI-FSE-RKOV-VO2-180101 |  | Commercial_School_New_Food Preparation_Double Rack Oven_Standard | 0.20008 | 12513
Commercial_School_New_Food Preparation_Natural Gas_Double Rack Oven_E2 | Commercial | School | New | Food Preparation | Natural Gas | Double Rack Oven | E2 | FTSC Qualified (>50% Cooking Efficiency) | 58.82% | 0% | 0% | 0.27603 | 0 | 0 | 0 | 8 | 16 | 2021 | 2047 | 100% | 0 | 0 | 0% | Normal | 0% | 0.032936 | 0 | 0 | 1 units | 1 | 0 | 1.4217e-05 | 2316.6 | 16641 | 0 | 0 |  | 2011 | 1.1667 | IL TRM - 4.2.18 - CI-FSE-RKOV-VO2-180101 | PGE Workpaper, PGECOFST109 R6, 2016 | IL TRM - 4.2.18 - CI-FSE-RKOV-VO2-180101 |  | Commercial_School_New_Food Preparation_Double Rack Oven_FTSC Qualified (>50% Cooking Efficiency) | 0.27603 | 16641
Commercial_School_New_Food Preparation_Natural Gas_Double Rack Oven_E3 | Commercial | School | New | Food Preparation | Natural Gas | Double Rack Oven | E3 |  | 0% | 0% | 0% | 0 | 0 | 0 | 0 | 0 | 0 | 0 | 0 | 0% | 0 | 0 | 0% | Normal | 0% | 0 | 0 | 0 | [15 empty] | Commercial_School_New_Food Preparation_Double Rack Oven_ | 0 | 0
Commercial_School_New_Food Preparation_Natural Gas_Double Rack Oven_E4 | Commercial | School | New | Food Preparation | Natural Gas | Double Rack Oven | E4 |  | 0% | 0% | 0% | 0 | 0 | 0 | 0 | 0 | 0 | 0 | 0 | 0% | 0 | 0 | 0% | Normal | 0% | 0 | 0 | 0 | [15 empty] | Commercial_School_New_Food Preparation_Double Rack Oven_ | 0 | 0
Commercial_School_New_Food Preparation_Natural Gas_Double Rack Oven_E5 | Commercial | School | New | Food Preparation | Natural Gas | Double Rack Oven | E5 |  | 0% | 0% | 0% | 0 | 0 | 0 | 0 | 0 | 0 | 0 | 0 | 0% | 0 | 0 | 0% | Normal | 0% | 0 | 0 | 0 | [15 empty] | Commercial_School_New_Food Preparation_Double Rack Oven_ | 0 | 0
Commercial_School_New_Food Preparation_Natural Gas_Double Rack Oven_E6 | Commercial | School | New | Food Preparation | Natural Gas | Double Rack Oven | E6 |  | 0% | 0% | 0% | 0 | 0 | 0 | 0 | 0 | 0 | 0 | 0 | 0% | 0 | 0 | 0% | Normal | 0% | 0 | 0 | 0 | [15 empty] | Commercial_School_New_Food Preparation_Double Rack Oven_ | 0 | 0
Commercial_School_New_Food Preparation_Natural Gas_Double Rack Oven_E7 | Commercial | School | New | Food Preparation | Natural Gas | Double Rack Oven | E7 |  | 0% | 0% | 0% | 0 | 0 | 0 | 0 | 0 | 0 | 0 | 0 | 0% | 0 | 0 | 0% | Normal | 0% | 0 | 0 | 0 | [15 empty] | Commercial_School_New_Food Preparation_Double Rack Oven_ | 0 | 0
Commercial_School_New_Food Preparation_Natural Gas_Double Rack Oven_E8 | Commercial | School | New | Food Preparation | Natural Gas | Double Rack Oven | E8 |  | 0% | 0% | 0% | 0 | 0 | 0 | 0 | 0 | 0 | 0 | 0 | 0% | 0 | 0 | 0% | Normal | 0% | 0 | 0 | 0 | [15 empty] | Commercial_School_New_Food Preparation_Double Rack Oven_ | 0 | 0
Commercial_School_New_Food Preparation_Natural Gas_Double Rack Oven_E9 | Commercial | School | New | Food Preparation | Natural Gas | Double Rack Oven | E9 |  | 0% | 0% | 0% | 0 | 0 | 0 | 0 | 0 | 0 | 0 | 0 | 0% | 0 | 0 | 0% | Normal | 0% | 0 | 0 | 0 | [15 empty] | Commercial_School_New_Food Preparation_Double Rack Oven_ | 0 | 0
Commercial_School_New_Food Preparation_Natural Gas_Double Rack Oven_E10 | Commercial | School | New | Food Preparation | Natural Gas | Double Rack Oven | E10 |  | 0% | 0% | 0% | 0 | 0 | 0 | 0 | 0 | 0 | 0 | 0 | 0% | 0 | 0 | 0% | Normal | 0% | 0 | 0 | 0 | [15 empty] | Commercial_School_New_Food Preparation_Double Rack Oven_ | 0 | 0
Commercial_School_New_Food Preparation_Natural Gas_Fryer_E1 | Commercial | School | New | Food Preparation | Natural Gas | Fryer | E1 | Standard | 100% | 0% | 0% | 0.10065 | 0 | 0 | 0 | 7 | 11 | 2021 | 2021 | 100% | 0 | 0 | 0% | Normal | 0% | 0.02869 | 0 | 0 | 1 units | 1 | 0 | 2.772e-05 | 1034.9987 | 3379.7321 | 0 | 0 |  | 2016 | 1.0743 | RTF Wkbk - ComCookingFryer_v5_0 | RTF Wkbk - ComCookingFryer_v5_0 | RTF Wkbk - ComCookingFryer_v5_0 |  | Commercial_School_New_Food Preparation_Fryer_Standard | 0.10065 | 3379.7321
Commercial_School_New_Food Preparation_Natural Gas_Fryer_E2 | Commercial | School | New | Food Preparation | Natural Gas | Fryer | E2 | ENERGY STAR | 61.81% | 0% | 0% | 0.12651 | 0 | 0 | 0 | 7 | 11 | 2021 | 2047 | 100% | 0 | 0 | 0% | Normal | 0% | 0.017733 | 0 | 0 | 1 units | 1 | 0 | 2.772e-05 | 639.7296 | 4248.3333 | 0 | 0 |  | 2016 | 1.0743 | RTF Wkbk - ComCookingFryer_v5_0 | RTF Wkbk - ComCookingFryer_v5_0 | RTF Wkbk - ComCookingFryer_v5_0 |  | Commercial_School_New_Food Preparation_Fryer_ENERGY STAR | 0.12651 | 4248.3333
Commercial_School_New_Food Preparation_Natural Gas_Fryer_E3 | Commercial | School | New | Food Preparation | Natural Gas | Fryer | E3 |  | 0% | 0% | 0% | 0 | 0 | 0 | 0 | 0 | 0 | 0 | 0 | 0% | 0 | 0 | 0% | Normal | 0% | 0 | 0 | 0 | [15 empty] | Commercial_School_New_Food Preparation_Fryer_ | 0 | 0
Commercial_School_New_Food Preparation_Natural Gas_Fryer_E4 | Commercial | School | New | Food Preparation | Natural Gas | Fryer | E4 |  | 0% | 0% | 0% | 0 | 0 | 0 | 0 | 0 | 0 | 0 | 0 | 0% | 0 | 0 | 0% | Normal | 0% | 0 | 0 | 0 | [15 empty] | Commercial_School_New_Food Preparation_Fryer_ | 0 | 0
Commercial_School_New_Food Preparation_Natural Gas_Fryer_E5 | Commercial | School | New | Food Preparation | Natural Gas | Fryer | E5 |  | 0% | 0% | 0% | 0 | 0 | 0 | 0 | 0 | 0 | 0 | 0 | 0% | 0 | 0 | 0% | Normal | 0% | 0 | 0 | 0 | [15 empty] | Commercial_School_New_Food Preparation_Fryer_ | 0 | 0
Commercial_School_New_Food Preparation_Natural Gas_Fryer_E6 | Commercial | School | New | Food Preparation | Natural Gas | Fryer | E6 |  | 0% | 0% | 0% | 0 | 0 | 0 | 0 | 0 | 0 | 0 | 0 | 0% | 0 | 0 | 0% | Normal | 0% | 0 | 0 | 0 | [15 empty] | Commercial_School_New_Food Preparation_Fryer_ | 0 | 0
Commercial_School_New_Food Preparation_Natural Gas_Fryer_E7 | Commercial | School | New | Food Preparation | Natural Gas | Fryer | E7 |  | 0% | 0% | 0% | 0 | 0 | 0 | 0 | 0 | 0 | 0 | 0 | 0% | 0 | 0 | 0% | Normal | 0% | 0 | 0 | 0 | [15 empty] | Commercial_School_New_Food Preparation_Fryer_ | 0 | 0
Commercial_School_New_Food Preparation_Natural Gas_Fryer_E8 | Commercial | School | New | Food Preparation | Natural Gas | Fryer | E8 |  | 0% | 0% | 0% | 0 | 0 | 0 | 0 | 0 | 0 | 0 | 0 | 0% | 0 | 0 | 0% | Normal | 0% | 0 | 0 | 0 | [15 empty] | Commercial_School_New_Food Preparation_Fryer_ | 0 | 0
Commercial_School_New_Food Preparation_Natural Gas_Fryer_E9 | Commercial | School | New | Food Preparation | Natural Gas | Fryer | E9 |  | 0% | 0% | 0% | 0 | 0 | 0 | 0 | 0 | 0 | 0 | 0 | 0% | 0 | 0 | 0% | Normal | 0% | 0 | 0 | 0 | [15 empty] | Commercial_School_New_Food Preparation_Fryer_ | 0 | 0
Commercial_School_New_Food Preparation_Natural Gas_Fryer_E10 | Commercial | School | New | Food Preparation | Natural Gas | Fryer | E10 |  | 0% | 0% | 0% | 0 | 0 | 0 | 0 | 0 | 0 | 0 | 0 | 0% | 0 | 0 | 0% | Normal | 0% | 0 | 0 | 0 | [15 empty] | Commercial_School_New_Food Preparation_Fryer_ | 0 | 0
Commercial_School_New_Food Preparation_Natural Gas_Broiler_E1 | Commercial | School | New | Food Preparation | Natural Gas | Broiler | E1 | Standard | 100% | 0% | 0% | 0.12025 | 0 | 0 | 0 | 8 | 16 | 2021 | 2047 | 100% | 0 | 0 | 0% | Normal | 0% | 0.027732 | 0 | 0 | 1 units | 1 | 0 | 4.1227e-05 | 672.672 | 2500 | 0 | 0 |  | 2011 | 1.1667 | IL TRM - 4.2.14 - CI-FSE-IRBL-V02-180101 | Estimate | IL TRM - 4.2.14 - CI-FSE-IRBL-V02-180101 |  | Commercial_School_New_Food Preparation_Broiler_Standard | 0.12025 | 2500
Commercial_School_New_Food Preparation_Natural Gas_Broiler_E2 | Commercial | School | New | Food Preparation | Natural Gas | Broiler | E2 | Infrared Burners | 64.29% | 0% | 0% | 0.16835 | 0 | 0 | 0 | 8 | 16 | 2021 | 2047 | 100% | 0 | 0 | 0% | Normal | 0% | 0.017828 | 0 | 0 | 1 units | 1 | 0 | 4.1227e-05 | 432.432 | 3500 | 0 | 0 |  | 2011 | 1.1667 | IL TRM - 4.2.14 - CI-FSE-IRBL-V02-180101 | IL TRM - 4.2.14 - CI-FSE-IRBL-V02-180101 | IL TRM - 4.2.14 - CI-FSE-IRBL-V02-180101 |  | Commercial_School_New_Food Preparation_Broiler_Infrared Burners | 0.16835 | 3500
Commercial_School_New_Food Preparation_Natural Gas_Broiler_E3 | Commercial | School | New | Food Preparation | Natural Gas | Broiler | E3 |  | 0% | 0% | 0% | 0 | 0 | 0 | 0 | 0 | 0 | 0 | 0 | 0% | 0 | 0 | 0% | Normal | 0% | 0 | 0 | 0 | [15 empty] | Commercial_School_New_Food Preparation_Broiler_ | 0 | 0
Commercial_School_New_Food Preparation_Natural Gas_Broiler_E4 | Commercial | School | New | Food Preparation | Natural Gas | Broiler | E4 |  | 0% | 0% | 0% | 0 | 0 | 0 | 0 | 0 | 0 | 0 | 0 | 0% | 0 | 0 | 0% | Normal | 0% | 0 | 0 | 0 | [15 empty] | Commercial_School_New_Food Preparation_Broiler_ | 0 | 0
Commercial_School_New_Food Preparation_Natural Gas_Broiler_E5 | Commercial | School | New | Food Preparation | Natural Gas | Broiler | E5 |  | 0% | 0% | 0% | 0 | 0 | 0 | 0 | 0 | 0 | 0 | 0 | 0% | 0 | 0 | 0% | Normal | 0% | 0 | 0 | 0 | [15 empty] | Commercial_School_New_Food Preparation_Broiler_ | 0 | 0
Commercial_School_New_Food Preparation_Natural Gas_Broiler_E6 | Commercial | School | New | Food Preparation | Natural Gas | Broiler | E6 |  | 0% | 0% | 0% | 0 | 0 | 0 | 0 | 0 | 0 | 0 | 0 | 0% | 0 | 0 | 0% | Normal | 0% | 0 | 0 | 0 | [15 empty] | Commercial_School_New_Food Preparation_Broiler_ | 0 | 0
Commercial_School_New_Food Preparation_Natural Gas_Broiler_E7 | Commercial | School | New | Food Preparation | Natural Gas | Broiler | E7 |  | 0% | 0% | 0% | 0 | 0 | 0 | 0 | 0 | 0 | 0 | 0 | 0% | 0 | 0 | 0% | Normal | 0% | 0 | 0 | 0 | [15 empty] | Commercial_School_New_Food Preparation_Broiler_ | 0 | 0
Commercial_School_New_Food Preparation_Natural Gas_Broiler_E8 | Commercial | School | New | Food Preparation | Natural Gas | Broiler | E8 |  | 0% | 0% | 0% | 0 | 0 | 0 | 0 | 0 | 0 | 0 | 0 | 0% | 0 | 0 | 0% | Normal | 0% | 0 | 0 | 0 | [15 empty] | Commercial_School_New_Food Preparation_Broiler_ | 0 | 0
Commercial_School_New_Food Preparation_Natural Gas_Broiler_E9 | Commercial | School | New | Food Preparation | Natural Gas | Broiler | E9 |  | 0% | 0% | 0% | 0 | 0 | 0 | 0 | 0 | 0 | 0 | 0 | 0% | 0 | 0 | 0% | Normal | 0% | 0 | 0 | 0 | [15 empty] | Commercial_School_New_Food Preparation_Broiler_ | 0 | 0
Commercial_School_New_Food Preparation_Natural Gas_Broiler_E10 | Commercial | School | New | Food Preparation | Natural Gas | Broiler | E10 |  | 0% | 0% | 0% | 0 | 0 | 0 | 0 | 0 | 0 | 0 | 0 | 0% | 0 | 0 | 0% | Normal | 0% | 0 | 0 | 0 | [15 empty] | Commercial_School_New_Food Preparation_Broiler_ | 0 | 0
Commercial_School_New_Food Preparation_Natural Gas_Griddle_E1 | Commercial | School | New | Food Preparation | Natural Gas | Griddle | E1 | Standard | 100% | 0% | 0% | 0.093164 | 0 | 0 | 0 | 8 | 16 | 2021 | 2047 | 100% | 0 | 0 | 0% | Normal | 0% | 0.019815 | 0 | 0 | 1 units | 1 | 0 | 1.6085e-05 | 1231.891 | 5150 | 0 | 0 |  | 2013 | 1.1247 | IL TRM - 4.2.8 - CI-FSE-ESGR-V04-200101 | IL TRM - 4.2.8 - CI-FSE-ESGR-V04-200101 | IL TRM - 4.2.8 - CI-FSE-ESGR-V04-200101 |  | Commercial_School_New_Food Preparation_Griddle_Standard | 0.093164 | 5150
Commercial_School_New_Food Preparation_Natural Gas_Griddle_E2 | Commercial | School | New | Food Preparation | Natural Gas | Griddle | E2 | ENERGY STAR | 86.37% | 0% | 0% | 0.11578 | 0 | 0 | 0 | 8 | 16 | 2021 | 2047 | 100% | 0 | 0 | 0% | Normal | 0% | 0.017114 | 0 | 0 | 1 units | 1 | 0 | 1.6085e-05 | 1063.9446 | 6400 | 0 | 0 |  | 2013 | 1.1247 | IL TRM - 4.2.8 - CI-FSE-ESGR-V04-200101 | IL TRM - 4.2.8 - CI-FSE-ESGR-V04-200101 | IL TRM - 4.2.8 - CI-FSE-ESGR-V04-200101 |  | Commercial_School_New_Food Preparation_Griddle_ENERGY STAR | 0.11578 | 6400
Commercial_School_New_Food Preparation_Natural Gas_Griddle_E3 | Commercial | School | New | Food Preparation | Natural Gas | Griddle | E3 |  | 0% | 0% | 0% | 0 | 0 | 0 | 0 | 0 | 0 | 0 | 0 | 0% | 0 | 0 | 0% | Normal | 0% | 0 | 0 | 0 | [15 empty] | Commercial_School_New_Food Preparation_Griddle_ | 0 | 0
Commercial_School_New_Food Preparation_Natural Gas_Griddle_E4 | Commercial | School | New | Food Preparation | Natural Gas | Griddle | E4 |  | 0% | 0% | 0% | 0 | 0 | 0 | 0 | 0 | 0 | 0 | 0 | 0% | 0 | 0 | 0% | Normal | 0% | 0 | 0 | 0 | [15 empty] | Commercial_School_New_Food Preparation_Griddle_ | 0 | 0
Commercial_School_New_Food Preparation_Natural Gas_Griddle_E5 | Commercial | School | New | Food Preparation | Natural Gas | Griddle | E5 |  | 0% | 0% | 0% | 0 | 0 | 0 | 0 | 0 | 0 | 0 | 0 | 0% | 0 | 0 | 0% | Normal | 0% | 0 | 0 | 0 | [15 empty] | Commercial_School_New_Food Preparation_Griddle_ | 0 | 0
Commercial_School_New_Food Preparation_Natural Gas_Griddle_E6 | Commercial | School | New | Food Preparation | Natural Gas | Griddle | E6 |  | 0% | 0% | 0% | 0 | 0 | 0 | 0 | 0 | 0 | 0 | 0 | 0% | 0 | 0 | 0% | Normal | 0% | 0 | 0 | 0 | [15 empty] | Commercial_School_New_Food Preparation_Griddle_ | 0 | 0
Commercial_School_New_Food Preparation_Natural Gas_Griddle_E7 | Commercial | School | New | Food Preparation | Natural Gas | Griddle | E7 |  | 0% | 0% | 0% | 0 | 0 | 0 | 0 | 0 | 0 | 0 | 0 | 0% | 0 | 0 | 0% | Normal | 0% | 0 | 0 | 0 | [15 empty] | Commercial_School_New_Food Preparation_Griddle_ | 0 | 0
Commercial_School_New_Food Preparation_Natural Gas_Griddle_E8 | Commercial | School | New | Food Preparation | Natural Gas | Griddle | E8 |  | 0% | 0% | 0% | 0 | 0 | 0 | 0 | 0 | 0 | 0 | 0 | 0% | 0 | 0 | 0% | Normal | 0% | 0 | 0 | 0 | [15 empty] | Commercial_School_New_Food Preparation_Griddle_ | 0 | 0
Commercial_School_New_Food Preparation_Natural Gas_Griddle_E9 | Commercial | School | New | Food Preparation | Natural Gas | Griddle | E9 |  | 0% | 0% | 0% | 0 | 0 | 0 | 0 | 0 | 0 | 0 | 0 | 0% | 0 | 0 | 0% | Normal | 0% | 0 | 0 | 0 | [15 empty] | Commercial_School_New_Food Preparation_Griddle_ | 0 | 0
Commercial_School_New_Food Preparation_Natural Gas_Griddle_E10 | Commercial | School | New | Food Preparation | Natural Gas | Griddle | E10 |  | 0% | 0% | 0% | 0 | 0 | 0 | 0 | 0 | 0 | 0 | 0 | 0% | 0 | 0 | 0% | Normal | 0% | 0 | 0 | 0 | [15 empty] | Commercial_School_New_Food Preparation_Griddle_ | 0 | 0
Commercial_School_New_Food Preparation_Natural Gas_Range_E1 | Commercial | School | New | Food Preparation | Natural Gas | Range | E1 | Standard | 100% | 0% | 0% | 0.12603 | 0 | 0 | 0 | 8 | 12 | 2021 | 2047 | 100% | 0 | 0 | 0% | Normal | 0% | 0.019095 | 0 | 0 | 1 units | 1 | 0 | 1.5913e-05 | 1200 | 7450 | 0 | 0 |  | 2017 | 1.0631 | COOK_OVN-Food Preparation-AEO17-1 | EIA 2018 Tech Forecast | Navigant 2009 |  | Commercial_School_New_Food Preparation_Range_Standard | 0.12603 | 7450
Commercial_School_New_Food Preparation_Natural Gas_Range_E2 | Commercial | School | New | Food Preparation | Natural Gas | Range | E2 | High Efficiency | 85.71% | 0% | 0% | 0.12603 | 0 | 0 | 0 | 8 | 12 | 2021 | 2047 | 100% | 0 | 0 | 0% | Normal | 0% | 0.016367 | 0 | 0 | 1 units | 1 | 0 | 1.5913e-05 | 1028.5714 | 7450.01 | 0 | 0 |  | 2017 | 1.0631 | COOK_OVN-Food Preparation-AEO17-1 | EIA 2018 Tech Forecast | EIA 2018 Tech Forecast |  | Commercial_School_New_Food Preparation_Range_High Efficiency | 0.12603 | 7450.01
Commercial_School_New_Food Preparation_Natural Gas_Range_E3 | Commercial | School | New | Food Preparation | Natural Gas | Range | E3 |  | 0% | 0% | 0% | 0 | 0 | 0 | 0 | 0 | 0 | 0 | 0 | 0% | 0 | 0 | 0% | Normal | 0% | 0 | 0 | 0 | [15 empty] | Commercial_School_New_Food Preparation_Range_ | 0 | 0
Commercial_School_New_Food Preparation_Natural Gas_Range_E4 | Commercial | School | New | Food Preparation | Natural Gas | Range | E4 |  | 0% | 0% | 0% | 0 | 0 | 0 | 0 | 0 | 0 | 0 | 0 | 0% | 0 | 0 | 0% | Normal | 0% | 0 | 0 | 0 | [15 empty] | Commercial_School_New_Food Preparation_Range_ | 0 | 0
Commercial_School_New_Food Preparation_Natural Gas_Range_E5 | Commercial | School | New | Food Preparation | Natural Gas | Range | E5 |  | 0% | 0% | 0% | 0 | 0 | 0 | 0 | 0 | 0 | 0 | 0 | 0% | 0 | 0 | 0% | Normal | 0% | 0 | 0 | 0 | [15 empty] | Commercial_School_New_Food Preparation_Range_ | 0 | 0
Commercial_School_New_Food Preparation_Natural Gas_Range_E6 | Commercial | School | New | Food Preparation | Natural Gas | Range | E6 |  | 0% | 0% | 0% | 0 | 0 | 0 | 0 | 0 | 0 | 0 | 0 | 0% | 0 | 0 | 0% | Normal | 0% | 0 | 0 | 0 | [15 empty] | Commercial_School_New_Food Preparation_Range_ | 0 | 0
Commercial_School_New_Food Preparation_Natural Gas_Range_E7 | Commercial | School | New | Food Preparation | Natural Gas | Range | E7 |  | 0% | 0% | 0% | 0 | 0 | 0 | 0 | 0 | 0 | 0 | 0 | 0% | 0 | 0 | 0% | Normal | 0% | 0 | 0 | 0 | [15 empty] | Commercial_School_New_Food Preparation_Range_ | 0 | 0
Commercial_School_New_Food Preparation_Natural Gas_Range_E8 | Commercial | School | New | Food Preparation | Natural Gas | Range | E8 |  | 0% | 0% | 0% | 0 | 0 | 0 | 0 | 0 | 0 | 0 | 0 | 0% | 0 | 0 | 0% | Normal | 0% | 0 | 0 | 0 | [15 empty] | Commercial_School_New_Food Preparation_Range_ | 0 | 0
Commercial_School_New_Food Preparation_Natural Gas_Range_E9 | Commercial | School | New | Food Preparation | Natural Gas | Range | E9 |  | 0% | 0% | 0% | 0 | 0 | 0 | 0 | 0 | 0 | 0 | 0 | 0% | 0 | 0 | 0% | Normal | 0% | 0 | 0 | 0 | [15 empty] | Commercial_School_New_Food Preparation_Range_ | 0 | 0
Commercial_School_New_Food Preparation_Natural Gas_Range_E10 | Commercial | School | New | Food Preparation | Natural Gas | Range | E10 |  | 0% | 0% | 0% | 0 | 0 | 0 | 0 | 0 | 0 | 0 | 0 | 0% | 0 | 0 | 0% | Normal | 0% | 0 | 0 | 0 | [15 empty] | Commercial_School_New_Food Preparation_Range_ | 0 | 0
Commercial_School_New_Food Preparation_Natural Gas_Steamer_E1 | Commercial | School | New | Food Preparation | Natural Gas | Steamer | E1 | Standard | 100% | 0% | 0% | 0.27039 | 0 | 0 | 0 | 6 | 10 | 2021 | 2021 | 100% | 0 | 0 | 0% | Normal | 0% | 0.035553 | 0 | 0 | 1 units | 1 | 0 | 2.4127e-05 | 1473.5418 | 10431.946 | 0 | 0 |  | 2016 | 1.0743 | RTF Wkbk - ComCookingSteamer_v5_0 | RTF Wkbk - ComCookingSteamer_v5_0 | RTF Wkbk - ComCookingSteamer_v5_0 |  | Commercial_School_New_Food Preparation_Steamer_Standard | 0.27039 | 10431.946
Commercial_School_New_Food Preparation_Natural Gas_Steamer_E2 | Commercial | School | New | Food Preparation | Natural Gas | Steamer | E2 | ENERGY STAR | 17.54% | 0% | 0% | 0.27039 | 0 | -0.017803 | 0 | 6 | 10 | 2021 | 2047 | 100% | 0 | 0 | 0% | Normal | 0% | 0.0062345 | 0 | 0 | 1 units | 1 | 0 | 2.4127e-05 | 258.3998 | 10431.956 | 0 | -686.8492 |  | 2016 | 1.0743 | RTF Wkbk - ComCookingSteamer_v5_0 | RTF Wkbk - ComCookingSteamer_v5_0 | RTF Wkbk - ComCookingSteamer_v5_0 |  | Commercial_School_New_Food Preparation_Steamer_ENERGY STAR | 0.25259 | 9745.1068
Commercial_School_New_Food Preparation_Natural Gas_Steamer_E3 | Commercial | School | New | Food Preparation | Natural Gas | Steamer | E3 |  | 0% | 0% | 0% | 0 | 0 | 0 | 0 | 0 | 0 | 0 | 0 | 0% | 0 | 0 | 0% | Normal | 0% | 0 | 0 | 0 | [15 empty] | Commercial_School_New_Food Preparation_Steamer_ | 0 | 0
Commercial_School_New_Food Preparation_Natural Gas_Steamer_E4 | Commercial | School | New | Food Preparation | Natural Gas | Steamer | E4 |  | 0% | 0% | 0% | 0 | 0 | 0 | 0 | 0 | 0 | 0 | 0 | 0% | 0 | 0 | 0% | Normal | 0% | 0 | 0 | 0 | [15 empty] | Commercial_School_New_Food Preparation_Steamer_ | 0 | 0
Commercial_School_New_Food Preparation_Natural Gas_Steamer_E5 | Commercial | School | New | Food Preparation | Natural Gas | Steamer | E5 |  | 0% | 0% | 0% | 0 | 0 | 0 | 0 | 0 | 0 | 0 | 0 | 0% | 0 | 0 | 0% | Normal | 0% | 0 | 0 | 0 | [15 empty] | Commercial_School_New_Food Preparation_Steamer_ | 0 | 0
Commercial_School_New_Food Preparation_Natural Gas_Steamer_E6 | Commercial | School | New | Food Preparation | Natural Gas | Steamer | E6 |  | 0% | 0% | 0% | 0 | 0 | 0 | 0 | 0 | 0 | 0 | 0 | 0% | 0 | 0 | 0% | Normal | 0% | 0 | 0 | 0 | [15 empty] | Commercial_School_New_Food Preparation_Steamer_ | 0 | 0
Commercial_School_New_Food Preparation_Natural Gas_Steamer_E7 | Commercial | School | New | Food Preparation | Natural Gas | Steamer | E7 |  | 0% | 0% | 0% | 0 | 0 | 0 | 0 | 0 | 0 | 0 | 0 | 0% | 0 | 0 | 0% | Normal | 0% | 0 | 0 | 0 | [15 empty] | Commercial_School_New_Food Preparation_Steamer_ | 0 | 0
Commercial_School_New_Food Preparation_Natural Gas_Steamer_E8 | Commercial | School | New | Food Preparation | Natural Gas | Steamer | E8 |  | 0% | 0% | 0% | 0 | 0 | 0 | 0 | 0 | 0 | 0 | 0 | 0% | 0 | 0 | 0% | Normal | 0% | 0 | 0 | 0 | [15 empty] | Commercial_School_New_Food Preparation_Steamer_ | 0 | 0
Commercial_School_New_Food Preparation_Natural Gas_Steamer_E9 | Commercial | School | New | Food Preparation | Natural Gas | Steamer | E9 |  | 0% | 0% | 0% | 0 | 0 | 0 | 0 | 0 | 0 | 0 | 0 | 0% | 0 | 0 | 0% | Normal | 0% | 0 | 0 | 0 | [15 empty] | Commercial_School_New_Food Preparation_Steamer_ | 0 | 0
Commercial_School_New_Food Preparation_Natural Gas_Steamer_E10 | Commercial | School | New | Food Preparation | Natural Gas | Steamer | E10 |  | 0% | 0% | 0% | 0 | 0 | 0 | 0 | 0 | 0 | 0 | 0 | 0% | 0 | 0 | 0% | Normal | 0% | 0 | 0 | 0 | [15 empty] | Commercial_School_New_Food Preparation_Steamer_ | 0 | 0
Commercial_School_New_Food Preparation_Natural Gas_Commercial Food Prep Other_E1 | Commercial | School | New | Food Preparation | Natural Gas | Commercial Food Prep Other | E1 | Standard | 100% | 0% | 0% | 0.0070957 | 0 | 0 | 0 | 8 | 12 | 2021 | 2047 | 100% | 0 | 0 | 0% | Normal | 0% | 0.0085169 | 0 | 0 | 1 units | 1 | 0 | 5.9844e-06 | 1423.18 | 1000 | 0 | 0 |  | 2010 | 1.1857 | Default | Default | Default |  | Commercial_School_New_Food Preparation_Commercial Food Prep Other_Standard | 0.0070957 | 1000
Commercial_School_New_Food Preparation_Natural Gas_Commercial Food Prep Other_E2 | Commercial | School | New | Food Preparation | Natural Gas | Commercial Food Prep Other | E2 | ENERGY STAR | 74.27% | 0% | 0% | 0.0086196 | 0 | 0 | 0 | 8 | 12 | 2021 | 2047 | 100% | 0 | 0 | 0% | Normal | 0% | 0.0063256 | 0 | 0 | 1 units | 1 | 0 | 5.9844e-06 | 1057.0182 | 1214.7567 | 0 | 0 |  | 2010 | 1.1857 | N/A | N/A | N/A |  | Commercial_School_New_Food Preparation_Commercial Food Prep Other_ENERGY STAR | 0.0086196 | 1214.7567
Commercial_School_New_Food Preparation_Natural Gas_Commercial Food Prep Other_E3 | Commercial | School | New | Food Preparation | Natural Gas | Commercial Food Prep Other | E3 |  | 0% | 0% | 0% | 0 | 0 | 0 | 0 | 0 | 0 | 0 | 0 | 0% | 0 | 0 | 0% | Normal | 0% | 0 | 0 | 0 | [15 empty] | Commercial_School_New_Food Preparation_Commercial Food Prep Other_ | 0 | 0
Commercial_School_New_Food Preparation_Natural Gas_Commercial Food Prep Other_E4 | Commercial | School | New | Food Preparation | Natural Gas | Commercial Food Prep Other | E4 |  | 0% | 0% | 0% | 0 | 0 | 0 | 0 | 0 | 0 | 0 | 0 | 0% | 0 | 0 | 0% | Normal | 0% | 0 | 0 | 0 | [15 empty] | Commercial_School_New_Food Preparation_Commercial Food Prep Other_ | 0 | 0
Commercial_School_New_Food Preparation_Natural Gas_Commercial Food Prep Other_E5 | Commercial | School | New | Food Preparation | Natural Gas | Commercial Food Prep Other | E5 |  | 0% | 0% | 0% | 0 | 0 | 0 | 0 | 0 | 0 | 0 | 0 | 0% | 0 | 0 | 0% | Normal | 0% | 0 | 0 | 0 | [15 empty] | Commercial_School_New_Food Preparation_Commercial Food Prep Other_ | 0 | 0
Commercial_School_New_Food Preparation_Natural Gas_Commercial Food Prep Other_E6 | Commercial | School | New | Food Preparation | Natural Gas | Commercial Food Prep Other | E6 |  | 0% | 0% | 0% | 0 | 0 | 0 | 0 | 0 | 0 | 0 | 0 | 0% | 0 | 0 | 0% | Normal | 0% | 0 | 0 | 0 | [15 empty] | Commercial_School_New_Food Preparation_Commercial Food Prep Other_ | 0 | 0
Commercial_School_New_Food Preparation_Natural Gas_Commercial Food Prep Other_E7 | Commercial | School | New | Food Preparation | Natural Gas | Commercial Food Prep Other | E7 |  | 0% | 0% | 0% | 0 | 0 | 0 | 0 | 0 | 0 | 0 | 0 | 0% | 0 | 0 | 0% | Normal | 0% | 0 | 0 | 0 | [15 empty] | Commercial_School_New_Food Preparation_Commercial Food Prep Other_ | 0 | 0
Commercial_School_New_Food Preparation_Natural Gas_Commercial Food Prep Other_E8 | Commercial | School | New | Food Preparation | Natural Gas | Commercial Food Prep Other | E8 |  | 0% | 0% | 0% | 0 | 0 | 0 | 0 | 0 | 0 | 0 | 0 | 0% | 0 | 0 | 0% | Normal | 0% | 0 | 0 | 0 | [15 empty] | Commercial_School_New_Food Preparation_Commercial Food Prep Other_ | 0 | 0
Commercial_School_New_Food Preparation_Natural Gas_Commercial Food Prep Other_E9 | Commercial | School | New | Food Preparation | Natural Gas | Commercial Food Prep Other | E9 |  | 0% | 0% | 0% | 0 | 0 | 0 | 0 | 0 | 0 | 0 | 0 | 0% | 0 | 0 | 0% | Normal | 0% | 0 | 0 | 0 | [15 empty] | Commercial_School_New_Food Preparation_Commercial Food Prep Other_ | 0 | 0
Commercial_School_New_Food Preparation_Natural Gas_Commercial Food Prep Other_E10 | Commercial | School | New | Food Preparation | Natural Gas | Commercial Food Prep Other | E10 |  | 0% | 0% | 0% | 0 | 0 | 0 | 0 | 0 | 0 | 0 | 0 | 0% | 0 | 0 | 0% | Normal | 0% | 0 | 0 | 0 | [15 empty] | Commercial_School_New_Food Preparation_Commercial Food Prep Other_ | 0 | 0
Commercial_School_New_Miscellaneous_Natural Gas_Pool Heater_E1 | Commercial | School | New | Miscellaneous | Natural Gas | Pool Heater | E1 | Standard (EF .78) | 100% | 0% | 0% | 0.001207 | 0 | 0 | 0 | 4 | 8 | 2021 | 2047 | 100% | 0 | 0 | 0% | Normal | 0% | 0.00090085 | 0 | 0 | 1 units | 1 | 0 | 6.0501e-08 | 14890 | 18052 | 0 | 0 |  | 2014 | 1.1051 | DOE Commercial R&D 2016 - Table 7-6 | DOE Commercial R&D 2016 - Table 7-7 | DOE Commercial R&D 2016 - Table 7-8 |  | Commercial_School_New_Miscellaneous_Pool Heater_Standard (EF .78) | 0.001207 | 18052
Commercial_School_New_Miscellaneous_Natural Gas_Pool Heater_E2 | Commercial | School | New | Miscellaneous | Natural Gas | Pool Heater | E2 | Condensing (EF .90) | 85% | 0% | 0% | 0.0019762 | 0 | 0 | 0 | 4 | 8 | 2021 | 2047 | 100% | 0 | 0 | 0% | Normal | 0% | 0.00076573 | 0 | 0 | 1 units | 1 | 0 | 6.0501e-08 | 12656.5 | 29558 | 0 | 0 |  | 2014 | 1.1051 | DOE Commercial R&D 2016 - Table 7-6 | DOE Commercial R&D 2016 - Table 7-7 | DOE Commercial R&D 2016 - Table 7-9 |  | Commercial_School_New_Miscellaneous_Pool Heater_Condensing (EF .90) | 0.0019762 | 29558
Commercial_School_New_Miscellaneous_Natural Gas_Pool Heater_E3 | Commercial | School | New | Miscellaneous | Natural Gas | Pool Heater | E3 |  | 0% | 0% | 0% | 0 | 0 | 0 | 0 | 0 | 0 | 0 | 0 | 0% | 0 | 0 | 0% | Normal | 0% | 0 | 0 | 0 | [15 empty] | Commercial_School_New_Miscellaneous_Pool Heater_ | 0 | 0
Commercial_School_New_Miscellaneous_Natural Gas_Pool Heater_E4 | Commercial | School | New | Miscellaneous | Natural Gas | Pool Heater | E4 |  | 0% | 0% | 0% | 0 | 0 | 0 | 0 | 0 | 0 | 0 | 0 | 0% | 0 | 0 | 0% | Normal | 0% | 0 | 0 | 0 | [15 empty] | Commercial_School_New_Miscellaneous_Pool Heater_ | 0 | 0
Commercial_School_New_Miscellaneous_Natural Gas_Pool Heater_E5 | Commercial | School | New | Miscellaneous | Natural Gas | Pool Heater | E5 |  | 0% | 0% | 0% | 0 | 0 | 0 | 0 | 0 | 0 | 0 | 0 | 0% | 0 | 0 | 0% | Normal | 0% | 0 | 0 | 0 | [15 empty] | Commercial_School_New_Miscellaneous_Pool Heater_ | 0 | 0
Commercial_School_New_Miscellaneous_Natural Gas_Pool Heater_E6 | Commercial | School | New | Miscellaneous | Natural Gas | Pool Heater | E6 |  | 0% | 0% | 0% | 0 | 0 | 0 | 0 | 0 | 0 | 0 | 0 | 0% | 0 | 0 | 0% | Normal | 0% | 0 | 0 | 0 | [15 empty] | Commercial_School_New_Miscellaneous_Pool Heater_ | 0 | 0
Commercial_School_New_Miscellaneous_Natural Gas_Pool Heater_E7 | Commercial | School | New | Miscellaneous | Natural Gas | Pool Heater | E7 |  | 0% | 0% | 0% | 0 | 0 | 0 | 0 | 0 | 0 | 0 | 0 | 0% | 0 | 0 | 0% | Normal | 0% | 0 | 0 | 0 | [15 empty] | Commercial_School_New_Miscellaneous_Pool Heater_ | 0 | 0
Commercial_School_New_Miscellaneous_Natural Gas_Pool Heater_E8 | Commercial | School | New | Miscellaneous | Natural Gas | Pool Heater | E8 |  | 0% | 0% | 0% | 0 | 0 | 0 | 0 | 0 | 0 | 0 | 0 | 0% | 0 | 0 | 0% | Normal | 0% | 0 | 0 | 0 | [15 empty] | Commercial_School_New_Miscellaneous_Pool Heater_ | 0 | 0
Commercial_School_New_Miscellaneous_Natural Gas_Pool Heater_E9 | Commercial | School | New | Miscellaneous | Natural Gas | Pool Heater | E9 |  | 0% | 0% | 0% | 0 | 0 | 0 | 0 | 0 | 0 | 0 | 0 | 0% | 0 | 0 | 0% | Normal | 0% | 0 | 0 | 0 | [15 empty] | Commercial_School_New_Miscellaneous_Pool Heater_ | 0 | 0
Commercial_School_New_Miscellaneous_Natural Gas_Pool Heater_E10 | Commercial | School | New | Miscellaneous | Natural Gas | Pool Heater | E10 |  | 0% | 0% | 0% | 0 | 0 | 0 | 0 | 0 | 0 | 0 | 0 | 0% | 0 | 0 | 0% | Normal | 0% | 0 | 0 | 0 | [15 empty] | Commercial_School_New_Miscellaneous_Pool Heater_ | 0 | 0
Commercial_School_New_Miscellaneous_Natural Gas_Miscellaneous_E1 | Commercial | School | New | Miscellaneous | Natural Gas | Miscellaneous | E1 | Miscellaneous | 100% | 0% | 0% | 0.0032002 | 0 | 0 | 0 | 2 | 8 | 2021 | 2047 | 100% | 0 | 0 | 0% | Normal | 0% | 0.0029789 | 0 | 0 | 1 units | 1 | 0 | 0.0029789 | 1 | 1 | 0 | 0 |  | 2016 | 1.0743 | N/A | N/A | N/A |  | Commercial_School_New_Miscellaneous_Miscellaneous_Miscellaneous | 0.0032002 | 1
Commercial_School_New_Miscellaneous_Natural Gas_Miscellaneous_E2 | Commercial | School | New | Miscellaneous | Natural Gas | Miscellaneous | E2 |  | 0% | 0% | 0% | 0 | 0 | 0 | 0 | 0 | 0 | 0 | 0 | 0% | 0 | 0 | 0% | Normal | 0% | 0 | 0 | 0 | [15 empty] | Commercial_School_New_Miscellaneous_Miscellaneous_ | 0 | 0
Commercial_School_New_Miscellaneous_Natural Gas_Miscellaneous_E3 | Commercial | School | New | Miscellaneous | Natural Gas | Miscellaneous | E3 |  | 0% | 0% | 0% | 0 | 0 | 0 | 0 | 0 | 0 | 0 | 0 | 0% | 0 | 0 | 0% | Normal | 0% | 0 | 0 | 0 | [15 empty] | Commercial_School_New_Miscellaneous_Miscellaneous_ | 0 | 0
Commercial_School_New_Miscellaneous_Natural Gas_Miscellaneous_E4 | Commercial | School | New | Miscellaneous | Natural Gas | Miscellaneous | E4 |  | 0% | 0% | 0% | 0 | 0 | 0 | 0 | 0 | 0 | 0 | 0 | 0% | 0 | 0 | 0% | Normal | 0% | 0 | 0 | 0 | [15 empty] | Commercial_School_New_Miscellaneous_Miscellaneous_ | 0 | 0
Commercial_School_New_Miscellaneous_Natural Gas_Miscellaneous_E5 | Commercial | School | New | Miscellaneous | Natural Gas | Miscellaneous | E5 |  | 0% | 0% | 0% | 0 | 0 | 0 | 0 | 0 | 0 | 0 | 0 | 0% | 0 | 0 | 0% | Normal | 0% | 0 | 0 | 0 | [15 empty] | Commercial_School_New_Miscellaneous_Miscellaneous_ | 0 | 0
Commercial_School_New_Miscellaneous_Natural Gas_Miscellaneous_E6 | Commercial | School | New | Miscellaneous | Natural Gas | Miscellaneous | E6 |  | 0% | 0% | 0% | 0 | 0 | 0 | 0 | 0 | 0 | 0 | 0 | 0% | 0 | 0 | 0% | Normal | 0% | 0 | 0 | 0 | [15 empty] | Commercial_School_New_Miscellaneous_Miscellaneous_ | 0 | 0
Commercial_School_New_Miscellaneous_Natural Gas_Miscellaneous_E7 | Commercial | School | New | Miscellaneous | Natural Gas | Miscellaneous | E7 |  | 0% | 0% | 0% | 0 | 0 | 0 | 0 | 0 | 0 | 0 | 0 | 0% | 0 | 0 | 0% | Normal | 0% | 0 | 0 | 0 | [15 empty] | Commercial_School_New_Miscellaneous_Miscellaneous_ | 0 | 0
Commercial_School_New_Miscellaneous_Natural Gas_Miscellaneous_E8 | Commercial | School | New | Miscellaneous | Natural Gas | Miscellaneous | E8 |  | 0% | 0% | 0% | 0 | 0 | 0 | 0 | 0 | 0 | 0 | 0 | 0% | 0 | 0 | 0% | Normal | 0% | 0 | 0 | 0 | [15 empty] | Commercial_School_New_Miscellaneous_Miscellaneous_ | 0 | 0
Commercial_School_New_Miscellaneous_Natural Gas_Miscellaneous_E9 | Commercial | School | New | Miscellaneous | Natural Gas | Miscellaneous | E9 |  | 0% | 0% | 0% | 0 | 0 | 0 | 0 | 0 | 0 | 0 | 0 | 0% | 0 | 0 | 0% | Normal | 0% | 0 | 0 | 0 | [15 empty] | Commercial_School_New_Miscellaneous_Miscellaneous_ | 0 | 0
Commercial_School_New_Miscellaneous_Natural Gas_Miscellaneous_E10 | Commercial | School | New | Miscellaneous | Natural Gas | Miscellaneous | E10 |  | 0% | 0% | 0% | 0 | 0 | 0 | 0 | 0 | 0 | 0 | 0 | 0% | 0 | 0 | 0% | Normal | 0% | 0 | 0 | 0 | [15 empty] | Commercial_School_New_Miscellaneous_Miscellaneous_ | 0 | 0
Commercial_College_Existing_Space Heating_Natural Gas_Furnace_E1 | Commercial | College | Existing | Space Heating | Natural Gas | Furnace | E1 | AFUE 80% (Standard) | 100% | 0% | 0% | 0.18083 | 0.18944 | 0.029278 | 0 | 17 | 29 | 2021 | 2023 | 100% | 0 | 0 | 0% | Normal | 0% | 0.22277 | 0 | 0 | 400 kBtu/hr | 400 | 0 | 0.0648 | 0.22277 | 1050 | 1100 | 170 |  | 2017 | 1.0631 | EIA18_Tech Forecast Updates_p.90_Current Standard | EIA18_Tech Forecast Updates_p.90_Current Standard | AEG BEST |  | Commercial_College_Existing_Space Heating_Furnace_AFUE 80% (Standard) | 0.39956 | 2320
Commercial_College_Existing_Space Heating_Natural Gas_Furnace_E2 | Commercial | College | Existing | Space Heating | Natural Gas | Furnace | E2 | AFUE 90% | 88.89% | 0% | 0% | 0.30139 | 0.22389 | 0.030139 | 0 | 17 | 29 | 2021 | 2047 | 100% | 0 | 0 | 0% | Normal | 0% | 0.19801 | 0 | 0 | 400 kBtu/hr | 400 | 0 | 0.0648 | 0.19801 | 1750 | 1300 | 175 |  | 2017 | 1.0631 | EIA18_Tech Forecast Updates_p.90_2020 Typical | EIA18_Tech Forecast Updates_p.90_2020 Typical | AEG BEST |  | Commercial_College_Existing_Space Heating_Furnace_AFUE 90% | 0.55542 | 3225
Commercial_College_Existing_Space Heating_Natural Gas_Furnace_E3 | Commercial | College | Existing | Space Heating | Natural Gas | Furnace | E3 | AFUE 96% | 83.33% | 0% | 0% | 0.42194 | 0.25833 | 0.031 | 0 | 17 | 29 | 2021 | 2047 | 100% | 0 | 0 | 0% | Normal | 0% | 0.18564 | 0 | 0 | 400 kBtu/hr | 400 | 0 | 0.0648 | 0.18564 | 2450 | 1500 | 180 |  | 2017 | 1.0631 | EIA18_Tech Forecast Updates_p.90_2020 High | EIA18_Tech Forecast Updates_p.90_2020 High | AEG BEST |  | Commercial_College_Existing_Space Heating_Furnace_AFUE 96% | 0.71128 | 4130
Commercial_College_Existing_Space Heating_Natural Gas_Furnace_E4 | Commercial | College | Existing | Space Heating | Natural Gas | Furnace | E4 |  | 0% | 0% | 0% | 0 | 0 | 0 | 0 | 0 | 0 | 0 | 0 | 0% | 0 | 0 | 0% | Normal | 0% | 0 | 0 | 0 | [15 empty] | Commercial_College_Existing_Space Heating_Furnace_ | 0 | 0
Commercial_College_Existing_Space Heating_Natural Gas_Furnace_E5 | Commercial | College | Existing | Space Heating | Natural Gas | Furnace | E5 |  | 0% | 0% | 0% | 0 | 0 | 0 | 0 | 0 | 0 | 0 | 0 | 0% | 0 | 0 | 0% | Normal | 0% | 0 | 0 | 0 | [15 empty] | Commercial_College_Existing_Space Heating_Furnace_ | 0 | 0
Commercial_College_Existing_Space Heating_Natural Gas_Furnace_E6 | Commercial | College | Existing | Space Heating | Natural Gas | Furnace | E6 |  | 0% | 0% | 0% | 0 | 0 | 0 | 0 | 0 | 0 | 0 | 0 | 0% | 0 | 0 | 0% | Normal | 0% | 0 | 0 | 0 | [15 empty] | Commercial_College_Existing_Space Heating_Furnace_ | 0 | 0
Commercial_College_Existing_Space Heating_Natural Gas_Furnace_E7 | Commercial | College | Existing | Space Heating | Natural Gas | Furnace | E7 |  | 0% | 0% | 0% | 0 | 0 | 0 | 0 | 0 | 0 | 0 | 0 | 0% | 0 | 0 | 0% | Normal | 0% | 0 | 0 | 0 | [15 empty] | Commercial_College_Existing_Space Heating_Furnace_ | 0 | 0
Commercial_College_Existing_Space Heating_Natural Gas_Furnace_E8 | Commercial | College | Existing | Space Heating | Natural Gas | Furnace | E8 |  | 0% | 0% | 0% | 0 | 0 | 0 | 0 | 0 | 0 | 0 | 0 | 0% | 0 | 0 | 0% | Normal | 0% | 0 | 0 | 0 | [15 empty] | Commercial_College_Existing_Space Heating_Furnace_ | 0 | 0
Commercial_College_Existing_Space Heating_Natural Gas_Furnace_E9 | Commercial | College | Existing | Space Heating | Natural Gas | Furnace | E9 |  | 0% | 0% | 0% | 0 | 0 | 0 | 0 | 0 | 0 | 0 | 0 | 0% | 0 | 0 | 0% | Normal | 0% | 0 | 0 | 0 | [15 empty] | Commercial_College_Existing_Space Heating_Furnace_ | 0 | 0
Commercial_College_Existing_Space Heating_Natural Gas_Furnace_E10 | Commercial | College | Existing | Space Heating | Natural Gas | Furnace | E10 |  | 0% | 0% | 0% | 0 | 0 | 0 | 0 | 0 | 0 | 0 | 0 | 0% | 0 | 0 | 0% | Normal | 0% | 0 | 0 | 0 | [15 empty] | Commercial_College_Existing_Space Heating_Furnace_ | 0 | 0
Commercial_College_Existing_Space Heating_Natural Gas_Boiler_E1 | Commercial | College | Existing | Space Heating | Natural Gas | Boiler | E1 | AFUE 80% (Standard) | 100% | 0% | 0% | 1.4119 | 0.78249 | 0.1531 | 0 | 20 | 30 | 2021 | 2047 | 100% | 0 | 0 | 0% | Normal | 0% | 0.48123 | 0 | 0 | 800 kBtu/hr | 800 | 0 | 0.0648 | 0.48123 | 16600 | 9200 | 1800 |  | 2018 | 1.05 | EIA 2018 Tech Forecast | EIA 2018 Tech Forecast | AEG BEST |  | Commercial_College_Existing_Space Heating_Boiler_AFUE 80% (Standard) | 2.3475 | 27600
Commercial_College_Existing_Space Heating_Natural Gas_Boiler_E2 | Commercial | College | Existing | Space Heating | Natural Gas | Boiler | E2 | AFUE 85% | 94.12% | 0% | 0% | 1.9307 | 0.82927 | 0.1531 | 0 | 20 | 30 | 2021 | 2047 | 100% | 0 | 0 | 0% | Normal | 0% | 0.45293 | 0 | 0 | 800 kBtu/hr | 800 | 0 | 0.0648 | 0.45293 | 22700 | 9750 | 1800 |  | 2018 | 1.05 | EIA 2018 Tech Forecast | EIA 2018 Tech Forecast | AEG BEST |  | Commercial_College_Existing_Space Heating_Boiler_AFUE 85% | 2.9131 | 34250
Commercial_College_Existing_Space Heating_Natural Gas_Boiler_E3 | Commercial | College | Existing | Space Heating | Natural Gas | Boiler | E3 | AFUE 97% | 82.47% | 0% | 0% | 3.1251 | 0.77085 | 0.1531 | 0 | 20 | 30 | 2021 | 2047 | 100% | 0 | 0 | 0% | Normal | 0% | 0.39689 | 0 | 0 | 800 kBtu/hr | 800 | 0 | 0.0648 | 0.39689 | 36742.4242 | 9063.1313 | 1800 |  | 2018 | 1.05 | EIA 2018 Tech Forecast | EIA 2018 Tech Forecast | AEG BEST |  | Commercial_College_Existing_Space Heating_Boiler_AFUE 97% | 4.049 | 47605.5556
Commercial_College_Existing_Space Heating_Natural Gas_Boiler_E4 | Commercial | College | Existing | Space Heating | Natural Gas | Boiler | E4 | Convert to NG Air Source Heat Pump | 57.14% | 0% | 0% | 13.6328 | 0.78249 | 0.25613 | 0 | 10 | 20 | 2021 | 2047 | 100% | 0 | 0 | 0% | Normal | 0% | 0.27499 | 0 | 0 | 800 kBtu/hr | 800 | 0 | 0.0648 | 0.27499 | 158316.7533 | 9086.959 | 2974.436 |  | 2017 | 1.0631 | AEO 2021 - gas_eng-driven_RTHP-heat 2017 typical | AEO 2021 - gas_eng-driven_RTHP-heat 2017 typical | AEG BEST |  | Commercial_College_Existing_Space Heating_Boiler_Convert to NG Air Source Heat Pump | 14.6714 | 170378.1483
Commercial_College_Existing_Space Heating_Natural Gas_Boiler_E5 | Commercial | College | Existing | Space Heating | Natural Gas | Boiler | E5 |  | 0% | 0% | 0% | 0 | 0 | 0 | 0 | 0 | 0 | 0 | 0 | 0% | 0 | 0 | 0% | Normal | 0% | 0 | 0 | 0 | [15 empty] | Commercial_College_Existing_Space Heating_Boiler_ | 0 | 0
Commercial_College_Existing_Space Heating_Natural Gas_Boiler_E6 | Commercial | College | Existing | Space Heating | Natural Gas | Boiler | E6 |  | 0% | 0% | 0% | 0 | 0 | 0 | 0 | 0 | 0 | 0 | 0 | 0% | 0 | 0 | 0% | Normal | 0% | 0 | 0 | 0 | [15 empty] | Commercial_College_Existing_Space Heating_Boiler_ | 0 | 0
Commercial_College_Existing_Space Heating_Natural Gas_Boiler_E7 | Commercial | College | Existing | Space Heating | Natural Gas | Boiler | E7 |  | 0% | 0% | 0% | 0 | 0 | 0 | 0 | 0 | 0 | 0 | 0 | 0% | 0 | 0 | 0% | Normal | 0% | 0 | 0 | 0 | [15 empty] | Commercial_College_Existing_Space Heating_Boiler_ | 0 | 0
Commercial_College_Existing_Space Heating_Natural Gas_Boiler_E8 | Commercial | College | Existing | Space Heating | Natural Gas | Boiler | E8 |  | 0% | 0% | 0% | 0 | 0 | 0 | 0 | 0 | 0 | 0 | 0 | 0% | 0 | 0 | 0% | Normal | 0% | 0 | 0 | 0 | [15 empty] | Commercial_College_Existing_Space Heating_Boiler_ | 0 | 0
Commercial_College_Existing_Space Heating_Natural Gas_Boiler_E9 | Commercial | College | Existing | Space Heating | Natural Gas | Boiler | E9 |  | 0% | 0% | 0% | 0 | 0 | 0 | 0 | 0 | 0 | 0 | 0 | 0% | 0 | 0 | 0% | Normal | 0% | 0 | 0 | 0 | [15 empty] | Commercial_College_Existing_Space Heating_Boiler_ | 0 | 0
Commercial_College_Existing_Space Heating_Natural Gas_Boiler_E10 | Commercial | College | Existing | Space Heating | Natural Gas | Boiler | E10 |  | 0% | 0% | 0% | 0 | 0 | 0 | 0 | 0 | 0 | 0 | 0 | 0% | 0 | 0 | 0% | Normal | 0% | 0 | 0 | 0 | [15 empty] | Commercial_College_Existing_Space Heating_Boiler_ | 0 | 0
Commercial_College_Existing_Space Heating_Natural Gas_Unit Heater_E1 | Commercial | College | Existing | Space Heating | Natural Gas | Unit Heater | E1 | Standard | 100% | 0% | 0% | 0.06034 | 0 | 0 | 0 | 15 | 25 | 2021 | 2047 | 100% | 0 | 0 | 0% | Normal | 0% | 0.11424 | 0 | 0 | 120 kBtu/Hr | 120 | 0 | 5.4922e-05 | 2080 | 1010.4 | 0 | 0 |  | 2015 | 1.0873 | Xcel CO 2021/22 DSM Plan/TRM p.424 | Xcel CO 2021/22 DSM Plan/TRM p.416 | Xcel CO 2021/22 DSM Plan/TRM p.416 |  | Commercial_College_Existing_Space Heating_Unit Heater_Standard | 0.06034 | 1010.4
Commercial_College_Existing_Space Heating_Natural Gas_Unit Heater_E2 | Commercial | College | Existing | Space Heating | Natural Gas | Unit Heater | E2 | Condensing | 88.94% | 0% | 0% | 0.07195 | 0 | 0 | 0 | 15 | 25 | 2021 | 2047 | 100% | 0 | 0 | 0% | Normal | 0% | 0.10161 | 0 | 0 | 120 kBtu/Hr | 120 | 0 | 5.4922e-05 | 1850 | 1204.8 | 0 | 0 |  | 2015 | 1.0873 | Xcel CO 2021/22 DSM Plan/TRM p.424 | Xcel CO 2021/22 DSM Plan/TRM p.416 | Xcel CO 2021/22 DSM Plan/TRM p.416 |  | Commercial_College_Existing_Space Heating_Unit Heater_Condensing | 0.07195 | 1204.8
Commercial_College_Existing_Space Heating_Natural Gas_Unit Heater_E3 | Commercial | College | Existing | Space Heating | Natural Gas | Unit Heater | E3 | Infrared Radiant | 88.46% | 0% | 0% | 0.067722 | 0 | 0 | 0 | 10 | 20 | 2021 | 2047 | 100% | 0 | 0 | 0% | Normal | 0% | 0.10106 | 0 | 0 | 120 kBtu/Hr | 120 | 0 | 5.4922e-05 | 1840 | 1134 | 0 | 0 |  | 2015 | 1.0873 | Xcel CO 2021/22 DSM Plan/TRM p.424 | Xcel CO 2021/22 DSM Plan/TRM p.416 | Xcel CO 2021/22 DSM Plan/TRM p.416 |  | Commercial_College_Existing_Space Heating_Unit Heater_Infrared Radiant | 0.067722 | 1134
Commercial_College_Existing_Space Heating_Natural Gas_Unit Heater_E4 | Commercial | College | Existing | Space Heating | Natural Gas | Unit Heater | E4 |  | 0% | 0% | 0% | 0 | 0 | 0 | 0 | 0 | 0 | 0 | 0 | 0% | 0 | 0 | 0% | Normal | 0% | 0 | 0 | 0 | [15 empty] | Commercial_College_Existing_Space Heating_Unit Heater_ | 0 | 0
Commercial_College_Existing_Space Heating_Natural Gas_Unit Heater_E5 | Commercial | College | Existing | Space Heating | Natural Gas | Unit Heater | E5 |  | 0% | 0% | 0% | 0 | 0 | 0 | 0 | 0 | 0 | 0 | 0 | 0% | 0 | 0 | 0% | Normal | 0% | 0 | 0 | 0 | [15 empty] | Commercial_College_Existing_Space Heating_Unit Heater_ | 0 | 0
Commercial_College_Existing_Space Heating_Natural Gas_Unit Heater_E6 | Commercial | College | Existing | Space Heating | Natural Gas | Unit Heater | E6 |  | 0% | 0% | 0% | 0 | 0 | 0 | 0 | 0 | 0 | 0 | 0 | 0% | 0 | 0 | 0% | Normal | 0% | 0 | 0 | 0 | [15 empty] | Commercial_College_Existing_Space Heating_Unit Heater_ | 0 | 0
Commercial_College_Existing_Space Heating_Natural Gas_Unit Heater_E7 | Commercial | College | Existing | Space Heating | Natural Gas | Unit Heater | E7 |  | 0% | 0% | 0% | 0 | 0 | 0 | 0 | 0 | 0 | 0 | 0 | 0% | 0 | 0 | 0% | Normal | 0% | 0 | 0 | 0 | [15 empty] | Commercial_College_Existing_Space Heating_Unit Heater_ | 0 | 0
Commercial_College_Existing_Space Heating_Natural Gas_Unit Heater_E8 | Commercial | College | Existing | Space Heating | Natural Gas | Unit Heater | E8 |  | 0% | 0% | 0% | 0 | 0 | 0 | 0 | 0 | 0 | 0 | 0 | 0% | 0 | 0 | 0% | Normal | 0% | 0 | 0 | 0 | [15 empty] | Commercial_College_Existing_Space Heating_Unit Heater_ | 0 | 0
Commercial_College_Existing_Space Heating_Natural Gas_Unit Heater_E9 | Commercial | College | Existing | Space Heating | Natural Gas | Unit Heater | E9 |  | 0% | 0% | 0% | 0 | 0 | 0 | 0 | 0 | 0 | 0 | 0 | 0% | 0 | 0 | 0% | Normal | 0% | 0 | 0 | 0 | [15 empty] | Commercial_College_Existing_Space Heating_Unit Heater_ | 0 | 0
Commercial_College_Existing_Space Heating_Natural Gas_Unit Heater_E10 | Commercial | College | Existing | Space Heating | Natural Gas | Unit Heater | E10 |  | 0% | 0% | 0% | 0 | 0 | 0 | 0 | 0 | 0 | 0 | 0 | 0% | 0 | 0 | 0% | Normal | 0% | 0 | 0 | 0 | [15 empty] | Commercial_College_Existing_Space Heating_Unit Heater_ | 0 | 0
Commercial_College_Existing_Water Heating_Natural Gas_Water Heater_E1 | Commercial | College | Existing | Water Heating | Natural Gas | Water Heater | E1 | TE 88% | 100% | 0% | 0% | 0.1239 | 0 | 0.0069865 | 0 | 8 | 12 | 2021 | 2047 | 100% | 0 | 0 | 0% | Normal | 0% | 0.20103 | 0 | 0 | 1 kBtu/hr | 1 | 0 | 0.0041992 | 0.20103 | 27.755 | 0 | 1.565 |  | 2017 | 1.0631 | AEO 2021 - gas_water_heater 2017 ENERGY STAR | AEO 2021 - gas_water_heater 2017 ENERGY STAR | DHW_WH-Water Heating-PG&E-R7-14 |  | Commercial_College_Existing_Water Heating_Water Heater_TE 88% | 0.13089 | 29.32
Commercial_College_Existing_Water Heating_Natural Gas_Water Heater_E2 | Commercial | College | Existing | Water Heating | Natural Gas | Water Heater | E2 | TE 96% | 91.67% | 0% | 0% | 0.14405 | 0 | 0.0071286 | 0 | 8 | 12 | 2021 | 2047 | 100% | 0 | 0 | 0% | Normal | 0% | 0.18428 | 0 | 0 | 1 kBtu/hr | 1 | 0 | 0.0041992 | 0.18428 | 29.9234 | 0 | 1.4809 |  | 2012 | 1.1464 | AEO 2021 - gas_water_heater 2017 ENERGY STAR | AEO 2021 - gas_water_heater 2017 ENERGY STAR | DHW_WH-Water Heating-NMTRM-2016-7 |  | Commercial_College_Existing_Water Heating_Water Heater_TE 96% | 0.15117 | 31.4043
Commercial_College_Existing_Water Heating_Natural Gas_Water Heater_E3 | Commercial | College | Existing | Water Heating | Natural Gas | Water Heater | E3 | Tankless | 89.8% | 0% | 0% | 0.14448 | 0 | 0.0015133 | 0 | 8 | 12 | 2021 | 2047 | 100% | 0 | 0 | 0% | Normal | 0% | 0.18052 | 0 | 0 | 1 kBtu/hr | 1 | 0 | 0.0041992 | 0.18052 | 32.3633 | 0 | 0.33898 |  | 2017 | 1.0631 | EIA Ref. Case 2018 - Gas Tankless High Eff. | EIA Ref. Case 2018 - Gas Tankless High Eff. | DHW_WH-Water Heating-NMTRM-2016-9 |  | Commercial_College_Existing_Water Heating_Water Heater_Tankless | 0.14599 | 32.7023
Commercial_College_Existing_Water Heating_Natural Gas_Water Heater_E4 | Commercial | College | Existing | Water Heating | Natural Gas | Water Heater | E4 | NEEA Gas-Fired Absorption HPWH (COP 1.06) | 83.02% | 0% | 0% | 0.24113 | 0 | 0.057052 | 0 | 10 | 16 | 2023 | 2047 | 100% | 0 | 0 | 0% | Normal | 0% | 0.1669 | 0 | 0 | 1 kBtu/hr | 1 | 0 | 0.0041992 | 0.1669 | 56.3879 | 0 | 13.3416 |  | 2020 | 1.0183 | DHW_WH-Water Heating-DOE-2014-2 | NEEA Report #E20-309, Robur Heat Pump Field Trial. March 11, 2020. | DHW_WH-Water Heating-DOE-2014-1 |  | Commercial_College_Existing_Water Heating_Water Heater_NEEA Gas-Fired Absorption HPWH (COP 1.06) | 0.29818 | 69.7295
Commercial_College_Existing_Water Heating_Natural Gas_Water Heater_E5 | Commercial | College | Existing | Water Heating | Natural Gas | Water Heater | E5 |  | 0% | 0% | 0% | 0 | 0 | 0 | 0 | 0 | 0 | 0 | 0 | 0% | 0 | 0 | 0% | Normal | 0% | 0 | 0 | 0 | [15 empty] | Commercial_College_Existing_Water Heating_Water Heater_ | 0 | 0
Commercial_College_Existing_Water Heating_Natural Gas_Water Heater_E6 | Commercial | College | Existing | Water Heating | Natural Gas | Water Heater | E6 |  | 0% | 0% | 0% | 0 | 0 | 0 | 0 | 0 | 0 | 0 | 0 | 0% | 0 | 0 | 0% | Normal | 0% | 0 | 0 | 0 | [15 empty] | Commercial_College_Existing_Water Heating_Water Heater_ | 0 | 0
Commercial_College_Existing_Water Heating_Natural Gas_Water Heater_E7 | Commercial | College | Existing | Water Heating | Natural Gas | Water Heater | E7 |  | 0% | 0% | 0% | 0 | 0 | 0 | 0 | 0 | 0 | 0 | 0 | 0% | 0 | 0 | 0% | Normal | 0% | 0 | 0 | 0 | [15 empty] | Commercial_College_Existing_Water Heating_Water Heater_ | 0 | 0
Commercial_College_Existing_Water Heating_Natural Gas_Water Heater_E8 | Commercial | College | Existing | Water Heating | Natural Gas | Water Heater | E8 |  | 0% | 0% | 0% | 0 | 0 | 0 | 0 | 0 | 0 | 0 | 0 | 0% | 0 | 0 | 0% | Normal | 0% | 0 | 0 | 0 | [15 empty] | Commercial_College_Existing_Water Heating_Water Heater_ | 0 | 0
Commercial_College_Existing_Water Heating_Natural Gas_Water Heater_E9 | Commercial | College | Existing | Water Heating | Natural Gas | Water Heater | E9 |  | 0% | 0% | 0% | 0 | 0 | 0 | 0 | 0 | 0 | 0 | 0 | 0% | 0 | 0 | 0% | Normal | 0% | 0 | 0 | 0 | [15 empty] | Commercial_College_Existing_Water Heating_Water Heater_ | 0 | 0
Commercial_College_Existing_Water Heating_Natural Gas_Water Heater_E10 | Commercial | College | Existing | Water Heating | Natural Gas | Water Heater | E10 |  | 0% | 0% | 0% | 0 | 0 | 0 | 0 | 0 | 0 | 0 | 0 | 0% | 0 | 0 | 0% | Normal | 0% | 0 | 0 | 0 | [15 empty] | Commercial_College_Existing_Water Heating_Water Heater_ | 0 | 0
Commercial_College_Existing_Food Preparation_Natural Gas_Oven_E1 | Commercial | College | Existing | Food Preparation | Natural Gas | Oven | E1 | Standard | 100% | 0% | 0% | 0.14395 | 0.003036 | 0 | 0 | 10 | 14 | 2021 | 2047 | 100% | 0 | 0 | 0% | Normal | 0% | 0.014639 | 0 | 0 | 1 units | 1 | 0 | 1.7996e-05 | 813.4143 | 7112 | 150 | 0 |  | 2013 | 1.1247 | IL TRM - 4.2.1 - CI-FSE-CBOV-V02-160601 | ETO Measure Input Sheet - Com - Gas Convection Oven | IL TRM - 4.2.1 - CI-FSE-CBOV-V02-160601 |  | Commercial_College_Existing_Food Preparation_Oven_Standard | 0.14698 | 7262
Commercial_College_Existing_Food Preparation_Natural Gas_Oven_E2 | Commercial | College | Existing | Food Preparation | Natural Gas | Oven | E2 | ENERGY STAR (>42% Baking Efficiency) | 86.89% | 0% | 0% | 0.1518 | 0.003036 | 0 | 0 | 10 | 14 | 2021 | 2047 | 100% | 0 | 0 | 0% | Normal | 0% | 0.012719 | 0 | 0 | 1 units | 1 | 0 | 1.7996e-05 | 706.739 | 7500 | 150 | 0 |  | 2013 | 1.1247 | IL TRM - 4.2.1 - CI-FSE-CBOV-V02-160601 | EIA 2018 Tech Forecast | ETO Measure Input Sheet |  | Commercial_College_Existing_Food Preparation_Oven_ENERGY STAR (>42% Baking Efficiency) | 0.15484 | 7650
Commercial_College_Existing_Food Preparation_Natural Gas_Oven_E3 | Commercial | College | Existing | Food Preparation | Natural Gas | Oven | E3 |  | 0% | 0% | 0% | 0 | 0 | 0 | 0 | 0 | 0 | 0 | 0 | 0% | 0 | 0 | 0% | Normal | 0% | 0 | 0 | 0 | [15 empty] | Commercial_College_Existing_Food Preparation_Oven_ | 0 | 0
Commercial_College_Existing_Food Preparation_Natural Gas_Oven_E4 | Commercial | College | Existing | Food Preparation | Natural Gas | Oven | E4 |  | 0% | 0% | 0% | 0 | 0 | 0 | 0 | 0 | 0 | 0 | 0 | 0% | 0 | 0 | 0% | Normal | 0% | 0 | 0 | 0 | [15 empty] | Commercial_College_Existing_Food Preparation_Oven_ | 0 | 0
Commercial_College_Existing_Food Preparation_Natural Gas_Oven_E5 | Commercial | College | Existing | Food Preparation | Natural Gas | Oven | E5 |  | 0% | 0% | 0% | 0 | 0 | 0 | 0 | 0 | 0 | 0 | 0 | 0% | 0 | 0 | 0% | Normal | 0% | 0 | 0 | 0 | [15 empty] | Commercial_College_Existing_Food Preparation_Oven_ | 0 | 0
Commercial_College_Existing_Food Preparation_Natural Gas_Oven_E6 | Commercial | College | Existing | Food Preparation | Natural Gas | Oven | E6 |  | 0% | 0% | 0% | 0 | 0 | 0 | 0 | 0 | 0 | 0 | 0 | 0% | 0 | 0 | 0% | Normal | 0% | 0 | 0 | 0 | [15 empty] | Commercial_College_Existing_Food Preparation_Oven_ | 0 | 0
Commercial_College_Existing_Food Preparation_Natural Gas_Oven_E7 | Commercial | College | Existing | Food Preparation | Natural Gas | Oven | E7 |  | 0% | 0% | 0% | 0 | 0 | 0 | 0 | 0 | 0 | 0 | 0 | 0% | 0 | 0 | 0% | Normal | 0% | 0 | 0 | 0 | [15 empty] | Commercial_College_Existing_Food Preparation_Oven_ | 0 | 0
Commercial_College_Existing_Food Preparation_Natural Gas_Oven_E8 | Commercial | College | Existing | Food Preparation | Natural Gas | Oven | E8 |  | 0% | 0% | 0% | 0 | 0 | 0 | 0 | 0 | 0 | 0 | 0 | 0% | 0 | 0 | 0% | Normal | 0% | 0 | 0 | 0 | [15 empty] | Commercial_College_Existing_Food Preparation_Oven_ | 0 | 0
Commercial_College_Existing_Food Preparation_Natural Gas_Oven_E9 | Commercial | College | Existing | Food Preparation | Natural Gas | Oven | E9 |  | 0% | 0% | 0% | 0 | 0 | 0 | 0 | 0 | 0 | 0 | 0 | 0% | 0 | 0 | 0% | Normal | 0% | 0 | 0 | 0 | [15 empty] | Commercial_College_Existing_Food Preparation_Oven_ | 0 | 0
Commercial_College_Existing_Food Preparation_Natural Gas_Oven_E10 | Commercial | College | Existing | Food Preparation | Natural Gas | Oven | E10 |  | 0% | 0% | 0% | 0 | 0 | 0 | 0 | 0 | 0 | 0 | 0 | 0% | 0 | 0 | 0% | Normal | 0% | 0 | 0 | 0 | [15 empty] | Commercial_College_Existing_Food Preparation_Oven_ | 0 | 0
Commercial_College_Existing_Food Preparation_Natural Gas_Conveyor Oven_E1 | Commercial | College | Existing | Food Preparation | Natural Gas | Conveyor Oven | E1 | Standard | 100% | 0% | 0% | 0.10253 | 0 | 0 | 0 | 15 | 19 | 2021 | 2047 | 100% | 0 | 0 | 0% | Normal | 0% | 0.026737 | 0 | 0 | 1 units | 1 | 0 | 9.2659e-06 | 2885.475 | 10177 | 0 | 0 |  | 2015 | 1.0873 | IL TRM - 4.2.4 - CI-FSE-CVOV-V02-180101 | PGE Workpaper, PGECOFST117 R5, 2015 | MN TRM 3.1 - Gas Conveyor Oven v1.1 |  | Commercial_College_Existing_Food Preparation_Conveyor Oven_Standard | 0.10253 | 10177
Commercial_College_Existing_Food Preparation_Natural Gas_Conveyor Oven_E2 | Commercial | College | Existing | Food Preparation | Natural Gas | Conveyor Oven | E2 | Efficient (>42% Baking Efficiency) | 76.02% | 0% | 0% | 0.125 | 0 | 0 | 0 | 15 | 19 | 2021 | 2047 | 100% | 0 | 0 | 0% | Normal | 0% | 0.020324 | 0 | 0 | 1 units | 1 | 0 | 9.2659e-06 | 2193.4093 | 12407 | 0 | 0 |  | 2015 | 1.0873 | IL TRM - 4.2.4 - CI-FSE-CVOV-V02-180101 | PGE Workpaper, PGECOFST117 R5, 2015 | MN TRM 3.1 - Gas Conveyor Oven v1.1 |  | Commercial_College_Existing_Food Preparation_Conveyor Oven_Efficient (>42% Baking Efficiency) | 0.125 | 12407
Commercial_College_Existing_Food Preparation_Natural Gas_Conveyor Oven_E3 | Commercial | College | Existing | Food Preparation | Natural Gas | Conveyor Oven | E3 |  | 0% | 0% | 0% | 0 | 0 | 0 | 0 | 0 | 0 | 0 | 0 | 0% | 0 | 0 | 0% | Normal | 0% | 0 | 0 | 0 | [15 empty] | Commercial_College_Existing_Food Preparation_Conveyor Oven_ | 0 | 0
Commercial_College_Existing_Food Preparation_Natural Gas_Conveyor Oven_E4 | Commercial | College | Existing | Food Preparation | Natural Gas | Conveyor Oven | E4 |  | 0% | 0% | 0% | 0 | 0 | 0 | 0 | 0 | 0 | 0 | 0 | 0% | 0 | 0 | 0% | Normal | 0% | 0 | 0 | 0 | [15 empty] | Commercial_College_Existing_Food Preparation_Conveyor Oven_ | 0 | 0
Commercial_College_Existing_Food Preparation_Natural Gas_Conveyor Oven_E5 | Commercial | College | Existing | Food Preparation | Natural Gas | Conveyor Oven | E5 |  | 0% | 0% | 0% | 0 | 0 | 0 | 0 | 0 | 0 | 0 | 0 | 0% | 0 | 0 | 0% | Normal | 0% | 0 | 0 | 0 | [15 empty] | Commercial_College_Existing_Food Preparation_Conveyor Oven_ | 0 | 0
Commercial_College_Existing_Food Preparation_Natural Gas_Conveyor Oven_E6 | Commercial | College | Existing | Food Preparation | Natural Gas | Conveyor Oven | E6 |  | 0% | 0% | 0% | 0 | 0 | 0 | 0 | 0 | 0 | 0 | 0 | 0% | 0 | 0 | 0% | Normal | 0% | 0 | 0 | 0 | [15 empty] | Commercial_College_Existing_Food Preparation_Conveyor Oven_ | 0 | 0
Commercial_College_Existing_Food Preparation_Natural Gas_Conveyor Oven_E7 | Commercial | College | Existing | Food Preparation | Natural Gas | Conveyor Oven | E7 |  | 0% | 0% | 0% | 0 | 0 | 0 | 0 | 0 | 0 | 0 | 0 | 0% | 0 | 0 | 0% | Normal | 0% | 0 | 0 | 0 | [15 empty] | Commercial_College_Existing_Food Preparation_Conveyor Oven_ | 0 | 0
Commercial_College_Existing_Food Preparation_Natural Gas_Conveyor Oven_E8 | Commercial | College | Existing | Food Preparation | Natural Gas | Conveyor Oven | E8 |  | 0% | 0% | 0% | 0 | 0 | 0 | 0 | 0 | 0 | 0 | 0 | 0% | 0 | 0 | 0% | Normal | 0% | 0 | 0 | 0 | [15 empty] | Commercial_College_Existing_Food Preparation_Conveyor Oven_ | 0 | 0
Commercial_College_Existing_Food Preparation_Natural Gas_Conveyor Oven_E9 | Commercial | College | Existing | Food Preparation | Natural Gas | Conveyor Oven | E9 |  | 0% | 0% | 0% | 0 | 0 | 0 | 0 | 0 | 0 | 0 | 0 | 0% | 0 | 0 | 0% | Normal | 0% | 0 | 0 | 0 | [15 empty] | Commercial_College_Existing_Food Preparation_Conveyor Oven_ | 0 | 0
Commercial_College_Existing_Food Preparation_Natural Gas_Conveyor Oven_E10 | Commercial | College | Existing | Food Preparation | Natural Gas | Conveyor Oven | E10 |  | 0% | 0% | 0% | 0 | 0 | 0 | 0 | 0 | 0 | 0 | 0 | 0% | 0 | 0 | 0% | Normal | 0% | 0 | 0 | 0 | [15 empty] | Commercial_College_Existing_Food Preparation_Conveyor Oven_ | 0 | 0
Commercial_College_Existing_Food Preparation_Natural Gas_Double Rack Oven_E1 | Commercial | College | Existing | Food Preparation | Natural Gas | Double Rack Oven | E1 | Standard | 100% | 0% | 0% | 0.16247 | 0 | 0 | 0 | 8 | 16 | 2021 | 2047 | 100% | 0 | 0 | 0% | Normal | 0% | 0.045467 | 0 | 0 | 1 units | 1 | 0 | 1.1545e-05 | 3938.22 | 12513 | 0 | 0 |  | 2013 | 1.1247 | IL TRM - 4.2.18 - CI-FSE-RKOV-VO2-180101 | PGE Workpaper, PGECOFST109 R6, 2016 | IL TRM - 4.2.18 - CI-FSE-RKOV-VO2-180101 |  | Commercial_College_Existing_Food Preparation_Double Rack Oven_Standard | 0.16247 | 12513
Commercial_College_Existing_Food Preparation_Natural Gas_Double Rack Oven_E2 | Commercial | College | Existing | Food Preparation | Natural Gas | Double Rack Oven | E2 | FTSC Qualified (>50% Cooking Efficiency) | 58.82% | 0% | 0% | 0.22415 | 0 | 0 | 0 | 8 | 16 | 2021 | 2047 | 100% | 0 | 0 | 0% | Normal | 0% | 0.026745 | 0 | 0 | 1 units | 1 | 0 | 1.1545e-05 | 2316.6 | 16641 | 0 | 0 |  | 2011 | 1.1667 | IL TRM - 4.2.18 - CI-FSE-RKOV-VO2-180101 | PGE Workpaper, PGECOFST109 R6, 2016 | IL TRM - 4.2.18 - CI-FSE-RKOV-VO2-180101 |  | Commercial_College_Existing_Food Preparation_Double Rack Oven_FTSC Qualified (>50% Cooking Efficiency) | 0.22415 | 16641
Commercial_College_Existing_Food Preparation_Natural Gas_Double Rack Oven_E3 | Commercial | College | Existing | Food Preparation | Natural Gas | Double Rack Oven | E3 |  | 0% | 0% | 0% | 0 | 0 | 0 | 0 | 0 | 0 | 0 | 0 | 0% | 0 | 0 | 0% | Normal | 0% | 0 | 0 | 0 | [15 empty] | Commercial_College_Existing_Food Preparation_Double Rack Oven_ | 0 | 0
Commercial_College_Existing_Food Preparation_Natural Gas_Double Rack Oven_E4 | Commercial | College | Existing | Food Preparation | Natural Gas | Double Rack Oven | E4 |  | 0% | 0% | 0% | 0 | 0 | 0 | 0 | 0 | 0 | 0 | 0 | 0% | 0 | 0 | 0% | Normal | 0% | 0 | 0 | 0 | [15 empty] | Commercial_College_Existing_Food Preparation_Double Rack Oven_ | 0 | 0
Commercial_College_Existing_Food Preparation_Natural Gas_Double Rack Oven_E5 | Commercial | College | Existing | Food Preparation | Natural Gas | Double Rack Oven | E5 |  | 0% | 0% | 0% | 0 | 0 | 0 | 0 | 0 | 0 | 0 | 0 | 0% | 0 | 0 | 0% | Normal | 0% | 0 | 0 | 0 | [15 empty] | Commercial_College_Existing_Food Preparation_Double Rack Oven_ | 0 | 0
Commercial_College_Existing_Food Preparation_Natural Gas_Double Rack Oven_E6 | Commercial | College | Existing | Food Preparation | Natural Gas | Double Rack Oven | E6 |  | 0% | 0% | 0% | 0 | 0 | 0 | 0 | 0 | 0 | 0 | 0 | 0% | 0 | 0 | 0% | Normal | 0% | 0 | 0 | 0 | [15 empty] | Commercial_College_Existing_Food Preparation_Double Rack Oven_ | 0 | 0
Commercial_College_Existing_Food Preparation_Natural Gas_Double Rack Oven_E7 | Commercial | College | Existing | Food Preparation | Natural Gas | Double Rack Oven | E7 |  | 0% | 0% | 0% | 0 | 0 | 0 | 0 | 0 | 0 | 0 | 0 | 0% | 0 | 0 | 0% | Normal | 0% | 0 | 0 | 0 | [15 empty] | Commercial_College_Existing_Food Preparation_Double Rack Oven_ | 0 | 0
Commercial_College_Existing_Food Preparation_Natural Gas_Double Rack Oven_E8 | Commercial | College | Existing | Food Preparation | Natural Gas | Double Rack Oven | E8 |  | 0% | 0% | 0% | 0 | 0 | 0 | 0 | 0 | 0 | 0 | 0 | 0% | 0 | 0 | 0% | Normal | 0% | 0 | 0 | 0 | [15 empty] | Commercial_College_Existing_Food Preparation_Double Rack Oven_ | 0 | 0
Commercial_College_Existing_Food Preparation_Natural Gas_Double Rack Oven_E9 | Commercial | College | Existing | Food Preparation | Natural Gas | Double Rack Oven | E9 |  | 0% | 0% | 0% | 0 | 0 | 0 | 0 | 0 | 0 | 0 | 0 | 0% | 0 | 0 | 0% | Normal | 0% | 0 | 0 | 0 | [15 empty] | Commercial_College_Existing_Food Preparation_Double Rack Oven_ | 0 | 0
Commercial_College_Existing_Food Preparation_Natural Gas_Double Rack Oven_E10 | Commercial | College | Existing | Food Preparation | Natural Gas | Double Rack Oven | E10 |  | 0% | 0% | 0% | 0 | 0 | 0 | 0 | 0 | 0 | 0 | 0 | 0% | 0 | 0 | 0% | Normal | 0% | 0 | 0 | 0 | [15 empty] | Commercial_College_Existing_Food Preparation_Double Rack Oven_ | 0 | 0
Commercial_College_Existing_Food Preparation_Natural Gas_Fryer_E1 | Commercial | College | Existing | Food Preparation | Natural Gas | Fryer | E1 | Standard | 100% | 0% | 0% | 0.081729 | 0 | 0 | 0 | 7 | 11 | 2021 | 2021 | 100% | 0 | 0 | 0% | Normal | 0% | 0.023298 | 0 | 0 | 1 units | 1 | 0 | 2.251e-05 | 1034.9987 | 3379.7321 | 0 | 0 |  | 2016 | 1.0743 | RTF Wkbk - ComCookingFryer_v5_0 | RTF Wkbk - ComCookingFryer_v5_0 | RTF Wkbk - ComCookingFryer_v5_0 |  | Commercial_College_Existing_Food Preparation_Fryer_Standard | 0.081729 | 3379.7321
Commercial_College_Existing_Food Preparation_Natural Gas_Fryer_E2 | Commercial | College | Existing | Food Preparation | Natural Gas | Fryer | E2 | ENERGY STAR | 61.81% | 0% | 0% | 0.10273 | 0 | 0 | 0 | 7 | 11 | 2021 | 2047 | 100% | 0 | 0 | 0% | Normal | 0% | 0.0144 | 0 | 0 | 1 units | 1 | 0 | 2.251e-05 | 639.7296 | 4248.3333 | 0 | 0 |  | 2016 | 1.0743 | RTF Wkbk - ComCookingFryer_v5_0 | RTF Wkbk - ComCookingFryer_v5_0 | RTF Wkbk - ComCookingFryer_v5_0 |  | Commercial_College_Existing_Food Preparation_Fryer_ENERGY STAR | 0.10273 | 4248.3333
Commercial_College_Existing_Food Preparation_Natural Gas_Fryer_E3 | Commercial | College | Existing | Food Preparation | Natural Gas | Fryer | E3 |  | 0% | 0% | 0% | 0 | 0 | 0 | 0 | 0 | 0 | 0 | 0 | 0% | 0 | 0 | 0% | Normal | 0% | 0 | 0 | 0 | [15 empty] | Commercial_College_Existing_Food Preparation_Fryer_ | 0 | 0
Commercial_College_Existing_Food Preparation_Natural Gas_Fryer_E4 | Commercial | College | Existing | Food Preparation | Natural Gas | Fryer | E4 |  | 0% | 0% | 0% | 0 | 0 | 0 | 0 | 0 | 0 | 0 | 0 | 0% | 0 | 0 | 0% | Normal | 0% | 0 | 0 | 0 | [15 empty] | Commercial_College_Existing_Food Preparation_Fryer_ | 0 | 0
Commercial_College_Existing_Food Preparation_Natural Gas_Fryer_E5 | Commercial | College | Existing | Food Preparation | Natural Gas | Fryer | E5 |  | 0% | 0% | 0% | 0 | 0 | 0 | 0 | 0 | 0 | 0 | 0 | 0% | 0 | 0 | 0% | Normal | 0% | 0 | 0 | 0 | [15 empty] | Commercial_College_Existing_Food Preparation_Fryer_ | 0 | 0
Commercial_College_Existing_Food Preparation_Natural Gas_Fryer_E6 | Commercial | College | Existing | Food Preparation | Natural Gas | Fryer | E6 |  | 0% | 0% | 0% | 0 | 0 | 0 | 0 | 0 | 0 | 0 | 0 | 0% | 0 | 0 | 0% | Normal | 0% | 0 | 0 | 0 | [15 empty] | Commercial_College_Existing_Food Preparation_Fryer_ | 0 | 0
Commercial_College_Existing_Food Preparation_Natural Gas_Fryer_E7 | Commercial | College | Existing | Food Preparation | Natural Gas | Fryer | E7 |  | 0% | 0% | 0% | 0 | 0 | 0 | 0 | 0 | 0 | 0 | 0 | 0% | 0 | 0 | 0% | Normal | 0% | 0 | 0 | 0 | [15 empty] | Commercial_College_Existing_Food Preparation_Fryer_ | 0 | 0
Commercial_College_Existing_Food Preparation_Natural Gas_Fryer_E8 | Commercial | College | Existing | Food Preparation | Natural Gas | Fryer | E8 |  | 0% | 0% | 0% | 0 | 0 | 0 | 0 | 0 | 0 | 0 | 0 | 0% | 0 | 0 | 0% | Normal | 0% | 0 | 0 | 0 | [15 empty] | Commercial_College_Existing_Food Preparation_Fryer_ | 0 | 0
Commercial_College_Existing_Food Preparation_Natural Gas_Fryer_E9 | Commercial | College | Existing | Food Preparation | Natural Gas | Fryer | E9 |  | 0% | 0% | 0% | 0 | 0 | 0 | 0 | 0 | 0 | 0 | 0 | 0% | 0 | 0 | 0% | Normal | 0% | 0 | 0 | 0 | [15 empty] | Commercial_College_Existing_Food Preparation_Fryer_ | 0 | 0
Commercial_College_Existing_Food Preparation_Natural Gas_Fryer_E10 | Commercial | College | Existing | Food Preparation | Natural Gas | Fryer | E10 |  | 0% | 0% | 0% | 0 | 0 | 0 | 0 | 0 | 0 | 0 | 0 | 0% | 0 | 0 | 0% | Normal | 0% | 0 | 0 | 0 | [15 empty] | Commercial_College_Existing_Food Preparation_Fryer_ | 0 | 0
Commercial_College_Existing_Food Preparation_Natural Gas_Broiler_E1 | Commercial | College | Existing | Food Preparation | Natural Gas | Broiler | E1 | Standard | 100% | 0% | 0% | 0.097649 | 0 | 0 | 0 | 8 | 16 | 2021 | 2047 | 100% | 0 | 0 | 0% | Normal | 0% | 0.02252 | 0 | 0 | 1 units | 1 | 0 | 3.3478e-05 | 672.672 | 2500 | 0 | 0 |  | 2011 | 1.1667 | IL TRM - 4.2.14 - CI-FSE-IRBL-V02-180101 | Estimate | IL TRM - 4.2.14 - CI-FSE-IRBL-V02-180101 |  | Commercial_College_Existing_Food Preparation_Broiler_Standard | 0.097649 | 2500
Commercial_College_Existing_Food Preparation_Natural Gas_Broiler_E2 | Commercial | College | Existing | Food Preparation | Natural Gas | Broiler | E2 | Infrared Burners | 64.29% | 0% | 0% | 0.13671 | 0 | 0 | 0 | 8 | 16 | 2021 | 2047 | 100% | 0 | 0 | 0% | Normal | 0% | 0.014477 | 0 | 0 | 1 units | 1 | 0 | 3.3478e-05 | 432.432 | 3500 | 0 | 0 |  | 2011 | 1.1667 | IL TRM - 4.2.14 - CI-FSE-IRBL-V02-180101 | IL TRM - 4.2.14 - CI-FSE-IRBL-V02-180101 | IL TRM - 4.2.14 - CI-FSE-IRBL-V02-180101 |  | Commercial_College_Existing_Food Preparation_Broiler_Infrared Burners | 0.13671 | 3500
Commercial_College_Existing_Food Preparation_Natural Gas_Broiler_E3 | Commercial | College | Existing | Food Preparation | Natural Gas | Broiler | E3 |  | 0% | 0% | 0% | 0 | 0 | 0 | 0 | 0 | 0 | 0 | 0 | 0% | 0 | 0 | 0% | Normal | 0% | 0 | 0 | 0 | [15 empty] | Commercial_College_Existing_Food Preparation_Broiler_ | 0 | 0
Commercial_College_Existing_Food Preparation_Natural Gas_Broiler_E4 | Commercial | College | Existing | Food Preparation | Natural Gas | Broiler | E4 |  | 0% | 0% | 0% | 0 | 0 | 0 | 0 | 0 | 0 | 0 | 0 | 0% | 0 | 0 | 0% | Normal | 0% | 0 | 0 | 0 | [15 empty] | Commercial_College_Existing_Food Preparation_Broiler_ | 0 | 0
Commercial_College_Existing_Food Preparation_Natural Gas_Broiler_E5 | Commercial | College | Existing | Food Preparation | Natural Gas | Broiler | E5 |  | 0% | 0% | 0% | 0 | 0 | 0 | 0 | 0 | 0 | 0 | 0 | 0% | 0 | 0 | 0% | Normal | 0% | 0 | 0 | 0 | [15 empty] | Commercial_College_Existing_Food Preparation_Broiler_ | 0 | 0
Commercial_College_Existing_Food Preparation_Natural Gas_Broiler_E6 | Commercial | College | Existing | Food Preparation | Natural Gas | Broiler | E6 |  | 0% | 0% | 0% | 0 | 0 | 0 | 0 | 0 | 0 | 0 | 0 | 0% | 0 | 0 | 0% | Normal | 0% | 0 | 0 | 0 | [15 empty] | Commercial_College_Existing_Food Preparation_Broiler_ | 0 | 0
Commercial_College_Existing_Food Preparation_Natural Gas_Broiler_E7 | Commercial | College | Existing | Food Preparation | Natural Gas | Broiler | E7 |  | 0% | 0% | 0% | 0 | 0 | 0 | 0 | 0 | 0 | 0 | 0 | 0% | 0 | 0 | 0% | Normal | 0% | 0 | 0 | 0 | [15 empty] | Commercial_College_Existing_Food Preparation_Broiler_ | 0 | 0
Commercial_College_Existing_Food Preparation_Natural Gas_Broiler_E8 | Commercial | College | Existing | Food Preparation | Natural Gas | Broiler | E8 |  | 0% | 0% | 0% | 0 | 0 | 0 | 0 | 0 | 0 | 0 | 0 | 0% | 0 | 0 | 0% | Normal | 0% | 0 | 0 | 0 | [15 empty] | Commercial_College_Existing_Food Preparation_Broiler_ | 0 | 0
Commercial_College_Existing_Food Preparation_Natural Gas_Broiler_E9 | Commercial | College | Existing | Food Preparation | Natural Gas | Broiler | E9 |  | 0% | 0% | 0% | 0 | 0 | 0 | 0 | 0 | 0 | 0 | 0 | 0% | 0 | 0 | 0% | Normal | 0% | 0 | 0 | 0 | [15 empty] | Commercial_College_Existing_Food Preparation_Broiler_ | 0 | 0
Commercial_College_Existing_Food Preparation_Natural Gas_Broiler_E10 | Commercial | College | Existing | Food Preparation | Natural Gas | Broiler | E10 |  | 0% | 0% | 0% | 0 | 0 | 0 | 0 | 0 | 0 | 0 | 0 | 0% | 0 | 0 | 0% | Normal | 0% | 0 | 0 | 0 | [15 empty] | Commercial_College_Existing_Food Preparation_Broiler_ | 0 | 0
Commercial_College_Existing_Food Preparation_Natural Gas_Griddle_E1 | Commercial | College | Existing | Food Preparation | Natural Gas | Griddle | E1 | Standard | 100% | 0% | 0% | 0.075654 | 0 | 0 | 0 | 8 | 16 | 2021 | 2047 | 100% | 0 | 0 | 0% | Normal | 0% | 0.016091 | 0 | 0 | 1 units | 1 | 0 | 1.3062e-05 | 1231.891 | 5150 | 0 | 0 |  | 2013 | 1.1247 | IL TRM - 4.2.8 - CI-FSE-ESGR-V04-200101 | IL TRM - 4.2.8 - CI-FSE-ESGR-V04-200101 | IL TRM - 4.2.8 - CI-FSE-ESGR-V04-200101 |  | Commercial_College_Existing_Food Preparation_Griddle_Standard | 0.075654 | 5150
Commercial_College_Existing_Food Preparation_Natural Gas_Griddle_E2 | Commercial | College | Existing | Food Preparation | Natural Gas | Griddle | E2 | ENERGY STAR | 86.37% | 0% | 0% | 0.094016 | 0 | 0 | 0 | 8 | 16 | 2021 | 2047 | 100% | 0 | 0 | 0% | Normal | 0% | 0.013897 | 0 | 0 | 1 units | 1 | 0 | 1.3062e-05 | 1063.9446 | 6400 | 0 | 0 |  | 2013 | 1.1247 | IL TRM - 4.2.8 - CI-FSE-ESGR-V04-200101 | IL TRM - 4.2.8 - CI-FSE-ESGR-V04-200101 | IL TRM - 4.2.8 - CI-FSE-ESGR-V04-200101 |  | Commercial_College_Existing_Food Preparation_Griddle_ENERGY STAR | 0.094016 | 6400
Commercial_College_Existing_Food Preparation_Natural Gas_Griddle_E3 | Commercial | College | Existing | Food Preparation | Natural Gas | Griddle | E3 |  | 0% | 0% | 0% | 0 | 0 | 0 | 0 | 0 | 0 | 0 | 0 | 0% | 0 | 0 | 0% | Normal | 0% | 0 | 0 | 0 | [15 empty] | Commercial_College_Existing_Food Preparation_Griddle_ | 0 | 0
Commercial_College_Existing_Food Preparation_Natural Gas_Griddle_E4 | Commercial | College | Existing | Food Preparation | Natural Gas | Griddle | E4 |  | 0% | 0% | 0% | 0 | 0 | 0 | 0 | 0 | 0 | 0 | 0 | 0% | 0 | 0 | 0% | Normal | 0% | 0 | 0 | 0 | [15 empty] | Commercial_College_Existing_Food Preparation_Griddle_ | 0 | 0
Commercial_College_Existing_Food Preparation_Natural Gas_Griddle_E5 | Commercial | College | Existing | Food Preparation | Natural Gas | Griddle | E5 |  | 0% | 0% | 0% | 0 | 0 | 0 | 0 | 0 | 0 | 0 | 0 | 0% | 0 | 0 | 0% | Normal | 0% | 0 | 0 | 0 | [15 empty] | Commercial_College_Existing_Food Preparation_Griddle_ | 0 | 0
Commercial_College_Existing_Food Preparation_Natural Gas_Griddle_E6 | Commercial | College | Existing | Food Preparation | Natural Gas | Griddle | E6 |  | 0% | 0% | 0% | 0 | 0 | 0 | 0 | 0 | 0 | 0 | 0 | 0% | 0 | 0 | 0% | Normal | 0% | 0 | 0 | 0 | [15 empty] | Commercial_College_Existing_Food Preparation_Griddle_ | 0 | 0
Commercial_College_Existing_Food Preparation_Natural Gas_Griddle_E7 | Commercial | College | Existing | Food Preparation | Natural Gas | Griddle | E7 |  | 0% | 0% | 0% | 0 | 0 | 0 | 0 | 0 | 0 | 0 | 0 | 0% | 0 | 0 | 0% | Normal | 0% | 0 | 0 | 0 | [15 empty] | Commercial_College_Existing_Food Preparation_Griddle_ | 0 | 0
Commercial_College_Existing_Food Preparation_Natural Gas_Griddle_E8 | Commercial | College | Existing | Food Preparation | Natural Gas | Griddle | E8 |  | 0% | 0% | 0% | 0 | 0 | 0 | 0 | 0 | 0 | 0 | 0 | 0% | 0 | 0 | 0% | Normal | 0% | 0 | 0 | 0 | [15 empty] | Commercial_College_Existing_Food Preparation_Griddle_ | 0 | 0
Commercial_College_Existing_Food Preparation_Natural Gas_Griddle_E9 | Commercial | College | Existing | Food Preparation | Natural Gas | Griddle | E9 |  | 0% | 0% | 0% | 0 | 0 | 0 | 0 | 0 | 0 | 0 | 0 | 0% | 0 | 0 | 0% | Normal | 0% | 0 | 0 | 0 | [15 empty] | Commercial_College_Existing_Food Preparation_Griddle_ | 0 | 0
Commercial_College_Existing_Food Preparation_Natural Gas_Griddle_E10 | Commercial | College | Existing | Food Preparation | Natural Gas | Griddle | E10 |  | 0% | 0% | 0% | 0 | 0 | 0 | 0 | 0 | 0 | 0 | 0 | 0% | 0 | 0 | 0% | Normal | 0% | 0 | 0 | 0 | [15 empty] | Commercial_College_Existing_Food Preparation_Griddle_ | 0 | 0
Commercial_College_Existing_Food Preparation_Natural Gas_Range_E1 | Commercial | College | Existing | Food Preparation | Natural Gas | Range | E1 | Standard | 100% | 0% | 0% | 0.10234 | 0 | 0 | 0 | 8 | 12 | 2021 | 2047 | 100% | 0 | 0 | 0% | Normal | 0% | 0.015506 | 0 | 0 | 1 units | 1 | 0 | 1.2922e-05 | 1200 | 7450 | 0 | 0 |  | 2017 | 1.0631 | COOK_OVN-Food Preparation-AEO17-1 | EIA 2018 Tech Forecast | Navigant 2009 |  | Commercial_College_Existing_Food Preparation_Range_Standard | 0.10234 | 7450
Commercial_College_Existing_Food Preparation_Natural Gas_Range_E2 | Commercial | College | Existing | Food Preparation | Natural Gas | Range | E2 | High Efficiency | 85.71% | 0% | 0% | 0.10234 | 0 | 0 | 0 | 8 | 12 | 2021 | 2047 | 100% | 0 | 0 | 0% | Normal | 0% | 0.013291 | 0 | 0 | 1 units | 1 | 0 | 1.2922e-05 | 1028.5714 | 7450.01 | 0 | 0 |  | 2017 | 1.0631 | COOK_OVN-Food Preparation-AEO17-1 | EIA 2018 Tech Forecast | EIA 2018 Tech Forecast |  | Commercial_College_Existing_Food Preparation_Range_High Efficiency | 0.10234 | 7450.01
Commercial_College_Existing_Food Preparation_Natural Gas_Range_E3 | Commercial | College | Existing | Food Preparation | Natural Gas | Range | E3 |  | 0% | 0% | 0% | 0 | 0 | 0 | 0 | 0 | 0 | 0 | 0 | 0% | 0 | 0 | 0% | Normal | 0% | 0 | 0 | 0 | [15 empty] | Commercial_College_Existing_Food Preparation_Range_ | 0 | 0
Commercial_College_Existing_Food Preparation_Natural Gas_Range_E4 | Commercial | College | Existing | Food Preparation | Natural Gas | Range | E4 |  | 0% | 0% | 0% | 0 | 0 | 0 | 0 | 0 | 0 | 0 | 0 | 0% | 0 | 0 | 0% | Normal | 0% | 0 | 0 | 0 | [15 empty] | Commercial_College_Existing_Food Preparation_Range_ | 0 | 0
Commercial_College_Existing_Food Preparation_Natural Gas_Range_E5 | Commercial | College | Existing | Food Preparation | Natural Gas | Range | E5 |  | 0% | 0% | 0% | 0 | 0 | 0 | 0 | 0 | 0 | 0 | 0 | 0% | 0 | 0 | 0% | Normal | 0% | 0 | 0 | 0 | [15 empty] | Commercial_College_Existing_Food Preparation_Range_ | 0 | 0
Commercial_College_Existing_Food Preparation_Natural Gas_Range_E6 | Commercial | College | Existing | Food Preparation | Natural Gas | Range | E6 |  | 0% | 0% | 0% | 0 | 0 | 0 | 0 | 0 | 0 | 0 | 0 | 0% | 0 | 0 | 0% | Normal | 0% | 0 | 0 | 0 | [15 empty] | Commercial_College_Existing_Food Preparation_Range_ | 0 | 0
Commercial_College_Existing_Food Preparation_Natural Gas_Range_E7 | Commercial | College | Existing | Food Preparation | Natural Gas | Range | E7 |  | 0% | 0% | 0% | 0 | 0 | 0 | 0 | 0 | 0 | 0 | 0 | 0% | 0 | 0 | 0% | Normal | 0% | 0 | 0 | 0 | [15 empty] | Commercial_College_Existing_Food Preparation_Range_ | 0 | 0
Commercial_College_Existing_Food Preparation_Natural Gas_Range_E8 | Commercial | College | Existing | Food Preparation | Natural Gas | Range | E8 |  | 0% | 0% | 0% | 0 | 0 | 0 | 0 | 0 | 0 | 0 | 0 | 0% | 0 | 0 | 0% | Normal | 0% | 0 | 0 | 0 | [15 empty] | Commercial_College_Existing_Food Preparation_Range_ | 0 | 0
Commercial_College_Existing_Food Preparation_Natural Gas_Range_E9 | Commercial | College | Existing | Food Preparation | Natural Gas | Range | E9 |  | 0% | 0% | 0% | 0 | 0 | 0 | 0 | 0 | 0 | 0 | 0 | 0% | 0 | 0 | 0% | Normal | 0% | 0 | 0 | 0 | [15 empty] | Commercial_College_Existing_Food Preparation_Range_ | 0 | 0
Commercial_College_Existing_Food Preparation_Natural Gas_Range_E10 | Commercial | College | Existing | Food Preparation | Natural Gas | Range | E10 |  | 0% | 0% | 0% | 0 | 0 | 0 | 0 | 0 | 0 | 0 | 0 | 0% | 0 | 0 | 0% | Normal | 0% | 0 | 0 | 0 | [15 empty] | Commercial_College_Existing_Food Preparation_Range_ | 0 | 0
Commercial_College_Existing_Food Preparation_Natural Gas_Steamer_E1 | Commercial | College | Existing | Food Preparation | Natural Gas | Steamer | E1 | Standard | 100% | 0% | 0% | 0.21957 | 0 | 0 | 0 | 6 | 10 | 2021 | 2021 | 100% | 0 | 0 | 0% | Normal | 0% | 0.02887 | 0 | 0 | 1 units | 1 | 0 | 1.9593e-05 | 1473.5418 | 10431.946 | 0 | 0 |  | 2016 | 1.0743 | RTF Wkbk - ComCookingSteamer_v5_0 | RTF Wkbk - ComCookingSteamer_v5_0 | RTF Wkbk - ComCookingSteamer_v5_0 |  | Commercial_College_Existing_Food Preparation_Steamer_Standard | 0.21957 | 10431.946
Commercial_College_Existing_Food Preparation_Natural Gas_Steamer_E2 | Commercial | College | Existing | Food Preparation | Natural Gas | Steamer | E2 | ENERGY STAR | 17.54% | 0% | 0% | 0.21957 | 0 | -0.014457 | 0 | 6 | 10 | 2021 | 2047 | 100% | 0 | 0 | 0% | Normal | 0% | 0.0050627 | 0 | 0 | 1 units | 1 | 0 | 1.9593e-05 | 258.3998 | 10431.956 | 0 | -686.8492 |  | 2016 | 1.0743 | RTF Wkbk - ComCookingSteamer_v5_0 | RTF Wkbk - ComCookingSteamer_v5_0 | RTF Wkbk - ComCookingSteamer_v5_0 |  | Commercial_College_Existing_Food Preparation_Steamer_ENERGY STAR | 0.20511 | 9745.1068
Commercial_College_Existing_Food Preparation_Natural Gas_Steamer_E3 | Commercial | College | Existing | Food Preparation | Natural Gas | Steamer | E3 |  | 0% | 0% | 0% | 0 | 0 | 0 | 0 | 0 | 0 | 0 | 0 | 0% | 0 | 0 | 0% | Normal | 0% | 0 | 0 | 0 | [15 empty] | Commercial_College_Existing_Food Preparation_Steamer_ | 0 | 0
Commercial_College_Existing_Food Preparation_Natural Gas_Steamer_E4 | Commercial | College | Existing | Food Preparation | Natural Gas | Steamer | E4 |  | 0% | 0% | 0% | 0 | 0 | 0 | 0 | 0 | 0 | 0 | 0 | 0% | 0 | 0 | 0% | Normal | 0% | 0 | 0 | 0 | [15 empty] | Commercial_College_Existing_Food Preparation_Steamer_ | 0 | 0
Commercial_College_Existing_Food Preparation_Natural Gas_Steamer_E5 | Commercial | College | Existing | Food Preparation | Natural Gas | Steamer | E5 |  | 0% | 0% | 0% | 0 | 0 | 0 | 0 | 0 | 0 | 0 | 0 | 0% | 0 | 0 | 0% | Normal | 0% | 0 | 0 | 0 | [15 empty] | Commercial_College_Existing_Food Preparation_Steamer_ | 0 | 0
Commercial_College_Existing_Food Preparation_Natural Gas_Steamer_E6 | Commercial | College | Existing | Food Preparation | Natural Gas | Steamer | E6 |  | 0% | 0% | 0% | 0 | 0 | 0 | 0 | 0 | 0 | 0 | 0 | 0% | 0 | 0 | 0% | Normal | 0% | 0 | 0 | 0 | [15 empty] | Commercial_College_Existing_Food Preparation_Steamer_ | 0 | 0
Commercial_College_Existing_Food Preparation_Natural Gas_Steamer_E7 | Commercial | College | Existing | Food Preparation | Natural Gas | Steamer | E7 |  | 0% | 0% | 0% | 0 | 0 | 0 | 0 | 0 | 0 | 0 | 0 | 0% | 0 | 0 | 0% | Normal | 0% | 0 | 0 | 0 | [15 empty] | Commercial_College_Existing_Food Preparation_Steamer_ | 0 | 0
Commercial_College_Existing_Food Preparation_Natural Gas_Steamer_E8 | Commercial | College | Existing | Food Preparation | Natural Gas | Steamer | E8 |  | 0% | 0% | 0% | 0 | 0 | 0 | 0 | 0 | 0 | 0 | 0 | 0% | 0 | 0 | 0% | Normal | 0% | 0 | 0 | 0 | [15 empty] | Commercial_College_Existing_Food Preparation_Steamer_ | 0 | 0
Commercial_College_Existing_Food Preparation_Natural Gas_Steamer_E9 | Commercial | College | Existing | Food Preparation | Natural Gas | Steamer | E9 |  | 0% | 0% | 0% | 0 | 0 | 0 | 0 | 0 | 0 | 0 | 0 | 0% | 0 | 0 | 0% | Normal | 0% | 0 | 0 | 0 | [15 empty] | Commercial_College_Existing_Food Preparation_Steamer_ | 0 | 0
Commercial_College_Existing_Food Preparation_Natural Gas_Steamer_E10 | Commercial | College | Existing | Food Preparation | Natural Gas | Steamer | E10 |  | 0% | 0% | 0% | 0 | 0 | 0 | 0 | 0 | 0 | 0 | 0 | 0% | 0 | 0 | 0% | Normal | 0% | 0 | 0 | 0 | [15 empty] | Commercial_College_Existing_Food Preparation_Steamer_ | 0 | 0
Commercial_College_Existing_Food Preparation_Natural Gas_Commercial Food Prep Other_E1 | Commercial | College | Existing | Food Preparation | Natural Gas | Commercial Food Prep Other | E1 | Standard | 100% | 0% | 0% | 0.005762 | 0 | 0 | 0 | 8 | 12 | 2021 | 2047 | 100% | 0 | 0 | 0% | Normal | 0% | 0.0069161 | 0 | 0 | 1 units | 1 | 0 | 4.8596e-06 | 1423.18 | 1000 | 0 | 0 |  | 2010 | 1.1857 | Default | Default | Default |  | Commercial_College_Existing_Food Preparation_Commercial Food Prep Other_Standard | 0.005762 | 1000
Commercial_College_Existing_Food Preparation_Natural Gas_Commercial Food Prep Other_E2 | Commercial | College | Existing | Food Preparation | Natural Gas | Commercial Food Prep Other | E2 | ENERGY STAR | 74.27% | 0% | 0% | 0.0069995 | 0 | 0 | 0 | 8 | 12 | 2021 | 2047 | 100% | 0 | 0 | 0% | Normal | 0% | 0.0051367 | 0 | 0 | 1 units | 1 | 0 | 4.8596e-06 | 1057.0182 | 1214.7567 | 0 | 0 |  | 2010 | 1.1857 | N/A | N/A | N/A |  | Commercial_College_Existing_Food Preparation_Commercial Food Prep Other_ENERGY STAR | 0.0069995 | 1214.7567
Commercial_College_Existing_Food Preparation_Natural Gas_Commercial Food Prep Other_E3 | Commercial | College | Existing | Food Preparation | Natural Gas | Commercial Food Prep Other | E3 |  | 0% | 0% | 0% | 0 | 0 | 0 | 0 | 0 | 0 | 0 | 0 | 0% | 0 | 0 | 0% | Normal | 0% | 0 | 0 | 0 | [15 empty] | Commercial_College_Existing_Food Preparation_Commercial Food Prep Other_ | 0 | 0
Commercial_College_Existing_Food Preparation_Natural Gas_Commercial Food Prep Other_E4 | Commercial | College | Existing | Food Preparation | Natural Gas | Commercial Food Prep Other | E4 |  | 0% | 0% | 0% | 0 | 0 | 0 | 0 | 0 | 0 | 0 | 0 | 0% | 0 | 0 | 0% | Normal | 0% | 0 | 0 | 0 | [15 empty] | Commercial_College_Existing_Food Preparation_Commercial Food Prep Other_ | 0 | 0
Commercial_College_Existing_Food Preparation_Natural Gas_Commercial Food Prep Other_E5 | Commercial | College | Existing | Food Preparation | Natural Gas | Commercial Food Prep Other | E5 |  | 0% | 0% | 0% | 0 | 0 | 0 | 0 | 0 | 0 | 0 | 0 | 0% | 0 | 0 | 0% | Normal | 0% | 0 | 0 | 0 | [15 empty] | Commercial_College_Existing_Food Preparation_Commercial Food Prep Other_ | 0 | 0
Commercial_College_Existing_Food Preparation_Natural Gas_Commercial Food Prep Other_E6 | Commercial | College | Existing | Food Preparation | Natural Gas | Commercial Food Prep Other | E6 |  | 0% | 0% | 0% | 0 | 0 | 0 | 0 | 0 | 0 | 0 | 0 | 0% | 0 | 0 | 0% | Normal | 0% | 0 | 0 | 0 | [15 empty] | Commercial_College_Existing_Food Preparation_Commercial Food Prep Other_ | 0 | 0
Commercial_College_Existing_Food Preparation_Natural Gas_Commercial Food Prep Other_E7 | Commercial | College | Existing | Food Preparation | Natural Gas | Commercial Food Prep Other | E7 |  | 0% | 0% | 0% | 0 | 0 | 0 | 0 | 0 | 0 | 0 | 0 | 0% | 0 | 0 | 0% | Normal | 0% | 0 | 0 | 0 | [15 empty] | Commercial_College_Existing_Food Preparation_Commercial Food Prep Other_ | 0 | 0
Commercial_College_Existing_Food Preparation_Natural Gas_Commercial Food Prep Other_E8 | Commercial | College | Existing | Food Preparation | Natural Gas | Commercial Food Prep Other | E8 |  | 0% | 0% | 0% | 0 | 0 | 0 | 0 | 0 | 0 | 0 | 0 | 0% | 0 | 0 | 0% | Normal | 0% | 0 | 0 | 0 | [15 empty] | Commercial_College_Existing_Food Preparation_Commercial Food Prep Other_ | 0 | 0
Commercial_College_Existing_Food Preparation_Natural Gas_Commercial Food Prep Other_E9 | Commercial | College | Existing | Food Preparation | Natural Gas | Commercial Food Prep Other | E9 |  | 0% | 0% | 0% | 0 | 0 | 0 | 0 | 0 | 0 | 0 | 0 | 0% | 0 | 0 | 0% | Normal | 0% | 0 | 0 | 0 | [15 empty] | Commercial_College_Existing_Food Preparation_Commercial Food Prep Other_ | 0 | 0
Commercial_College_Existing_Food Preparation_Natural Gas_Commercial Food Prep Other_E10 | Commercial | College | Existing | Food Preparation | Natural Gas | Commercial Food Prep Other | E10 |  | 0% | 0% | 0% | 0 | 0 | 0 | 0 | 0 | 0 | 0 | 0 | 0% | 0 | 0 | 0% | Normal | 0% | 0 | 0 | 0 | [15 empty] | Commercial_College_Existing_Food Preparation_Commercial Food Prep Other_ | 0 | 0
Commercial_College_Existing_Miscellaneous_Natural Gas_Pool Heater_E1 | Commercial | College | Existing | Miscellaneous | Natural Gas | Pool Heater | E1 | Standard (EF .78) | 100% | 0% | 0% | 0.0030694 | 0 | 0 | 0 | 4 | 8 | 2021 | 2047 | 100% | 0 | 0 | 0% | Normal | 0% | 0.0022909 | 0 | 0 | 1 units | 1 | 0 | 1.5386e-07 | 14890 | 18052 | 0 | 0 |  | 2014 | 1.1051 | DOE Commercial R&D 2016 - Table 7-6 | DOE Commercial R&D 2016 - Table 7-7 | DOE Commercial R&D 2016 - Table 7-8 |  | Commercial_College_Existing_Miscellaneous_Pool Heater_Standard (EF .78) | 0.0030694 | 18052
Commercial_College_Existing_Miscellaneous_Natural Gas_Pool Heater_E2 | Commercial | College | Existing | Miscellaneous | Natural Gas | Pool Heater | E2 | Condensing (EF .90) | 85% | 0% | 0% | 0.0050258 | 0 | 0 | 0 | 4 | 8 | 2021 | 2047 | 100% | 0 | 0 | 0% | Normal | 0% | 0.0019473 | 0 | 0 | 1 units | 1 | 0 | 1.5386e-07 | 12656.5 | 29558 | 0 | 0 |  | 2014 | 1.1051 | DOE Commercial R&D 2016 - Table 7-6 | DOE Commercial R&D 2016 - Table 7-7 | DOE Commercial R&D 2016 - Table 7-9 |  | Commercial_College_Existing_Miscellaneous_Pool Heater_Condensing (EF .90) | 0.0050258 | 29558
Commercial_College_Existing_Miscellaneous_Natural Gas_Pool Heater_E3 | Commercial | College | Existing | Miscellaneous | Natural Gas | Pool Heater | E3 |  | 0% | 0% | 0% | 0 | 0 | 0 | 0 | 0 | 0 | 0 | 0 | 0% | 0 | 0 | 0% | Normal | 0% | 0 | 0 | 0 | [15 empty] | Commercial_College_Existing_Miscellaneous_Pool Heater_ | 0 | 0
Commercial_College_Existing_Miscellaneous_Natural Gas_Pool Heater_E4 | Commercial | College | Existing | Miscellaneous | Natural Gas | Pool Heater | E4 |  | 0% | 0% | 0% | 0 | 0 | 0 | 0 | 0 | 0 | 0 | 0 | 0% | 0 | 0 | 0% | Normal | 0% | 0 | 0 | 0 | [15 empty] | Commercial_College_Existing_Miscellaneous_Pool Heater_ | 0 | 0
Commercial_College_Existing_Miscellaneous_Natural Gas_Pool Heater_E5 | Commercial | College | Existing | Miscellaneous | Natural Gas | Pool Heater | E5 |  | 0% | 0% | 0% | 0 | 0 | 0 | 0 | 0 | 0 | 0 | 0 | 0% | 0 | 0 | 0% | Normal | 0% | 0 | 0 | 0 | [15 empty] | Commercial_College_Existing_Miscellaneous_Pool Heater_ | 0 | 0
Commercial_College_Existing_Miscellaneous_Natural Gas_Pool Heater_E6 | Commercial | College | Existing | Miscellaneous | Natural Gas | Pool Heater | E6 |  | 0% | 0% | 0% | 0 | 0 | 0 | 0 | 0 | 0 | 0 | 0 | 0% | 0 | 0 | 0% | Normal | 0% | 0 | 0 | 0 | [15 empty] | Commercial_College_Existing_Miscellaneous_Pool Heater_ | 0 | 0
Commercial_College_Existing_Miscellaneous_Natural Gas_Pool Heater_E7 | Commercial | College | Existing | Miscellaneous | Natural Gas | Pool Heater | E7 |  | 0% | 0% | 0% | 0 | 0 | 0 | 0 | 0 | 0 | 0 | 0 | 0% | 0 | 0 | 0% | Normal | 0% | 0 | 0 | 0 | [15 empty] | Commercial_College_Existing_Miscellaneous_Pool Heater_ | 0 | 0
Commercial_College_Existing_Miscellaneous_Natural Gas_Pool Heater_E8 | Commercial | College | Existing | Miscellaneous | Natural Gas | Pool Heater | E8 |  | 0% | 0% | 0% | 0 | 0 | 0 | 0 | 0 | 0 | 0 | 0 | 0% | 0 | 0 | 0% | Normal | 0% | 0 | 0 | 0 | [15 empty] | Commercial_College_Existing_Miscellaneous_Pool Heater_ | 0 | 0
Commercial_College_Existing_Miscellaneous_Natural Gas_Pool Heater_E9 | Commercial | College | Existing | Miscellaneous | Natural Gas | Pool Heater | E9 |  | 0% | 0% | 0% | 0 | 0 | 0 | 0 | 0 | 0 | 0 | 0 | 0% | 0 | 0 | 0% | Normal | 0% | 0 | 0 | 0 | [15 empty] | Commercial_College_Existing_Miscellaneous_Pool Heater_ | 0 | 0
Commercial_College_Existing_Miscellaneous_Natural Gas_Pool Heater_E10 | Commercial | College | Existing | Miscellaneous | Natural Gas | Pool Heater | E10 |  | 0% | 0% | 0% | 0 | 0 | 0 | 0 | 0 | 0 | 0 | 0 | 0% | 0 | 0 | 0% | Normal | 0% | 0 | 0 | 0 | [15 empty] | Commercial_College_Existing_Miscellaneous_Pool Heater_ | 0 | 0
Commercial_College_Existing_Miscellaneous_Natural Gas_Miscellaneous_E1 | Commercial | College | Existing | Miscellaneous | Natural Gas | Miscellaneous | E1 | Miscellaneous | 100% | 0% | 0% | 0.0056228 | 0 | 0 | 0 | 2 | 8 | 2021 | 2047 | 100% | 0 | 0 | 0% | Normal | 0% | 0.005234 | 0 | 0 | 1 units | 1 | 0 | 0.005234 | 1 | 1 | 0 | 0 |  | 2016 | 1.0743 | N/A | N/A | N/A |  | Commercial_College_Existing_Miscellaneous_Miscellaneous_Miscellaneous | 0.0056228 | 1
Commercial_College_Existing_Miscellaneous_Natural Gas_Miscellaneous_E2 | Commercial | College | Existing | Miscellaneous | Natural Gas | Miscellaneous | E2 |  | 0% | 0% | 0% | 0 | 0 | 0 | 0 | 0 | 0 | 0 | 0 | 0% | 0 | 0 | 0% | Normal | 0% | 0 | 0 | 0 | [15 empty] | Commercial_College_Existing_Miscellaneous_Miscellaneous_ | 0 | 0
Commercial_College_Existing_Miscellaneous_Natural Gas_Miscellaneous_E3 | Commercial | College | Existing | Miscellaneous | Natural Gas | Miscellaneous | E3 |  | 0% | 0% | 0% | 0 | 0 | 0 | 0 | 0 | 0 | 0 | 0 | 0% | 0 | 0 | 0% | Normal | 0% | 0 | 0 | 0 | [15 empty] | Commercial_College_Existing_Miscellaneous_Miscellaneous_ | 0 | 0
Commercial_College_Existing_Miscellaneous_Natural Gas_Miscellaneous_E4 | Commercial | College | Existing | Miscellaneous | Natural Gas | Miscellaneous | E4 |  | 0% | 0% | 0% | 0 | 0 | 0 | 0 | 0 | 0 | 0 | 0 | 0% | 0 | 0 | 0% | Normal | 0% | 0 | 0 | 0 | [15 empty] | Commercial_College_Existing_Miscellaneous_Miscellaneous_ | 0 | 0
Commercial_College_Existing_Miscellaneous_Natural Gas_Miscellaneous_E5 | Commercial | College | Existing | Miscellaneous | Natural Gas | Miscellaneous | E5 |  | 0% | 0% | 0% | 0 | 0 | 0 | 0 | 0 | 0 | 0 | 0 | 0% | 0 | 0 | 0% | Normal | 0% | 0 | 0 | 0 | [15 empty] | Commercial_College_Existing_Miscellaneous_Miscellaneous_ | 0 | 0
Commercial_College_Existing_Miscellaneous_Natural Gas_Miscellaneous_E6 | Commercial | College | Existing | Miscellaneous | Natural Gas | Miscellaneous | E6 |  | 0% | 0% | 0% | 0 | 0 | 0 | 0 | 0 | 0 | 0 | 0 | 0% | 0 | 0 | 0% | Normal | 0% | 0 | 0 | 0 | [15 empty] | Commercial_College_Existing_Miscellaneous_Miscellaneous_ | 0 | 0
Commercial_College_Existing_Miscellaneous_Natural Gas_Miscellaneous_E7 | Commercial | College | Existing | Miscellaneous | Natural Gas | Miscellaneous | E7 |  | 0% | 0% | 0% | 0 | 0 | 0 | 0 | 0 | 0 | 0 | 0 | 0% | 0 | 0 | 0% | Normal | 0% | 0 | 0 | 0 | [15 empty] | Commercial_College_Existing_Miscellaneous_Miscellaneous_ | 0 | 0
Commercial_College_Existing_Miscellaneous_Natural Gas_Miscellaneous_E8 | Commercial | College | Existing | Miscellaneous | Natural Gas | Miscellaneous | E8 |  | 0% | 0% | 0% | 0 | 0 | 0 | 0 | 0 | 0 | 0 | 0 | 0% | 0 | 0 | 0% | Normal | 0% | 0 | 0 | 0 | [15 empty] | Commercial_College_Existing_Miscellaneous_Miscellaneous_ | 0 | 0
Commercial_College_Existing_Miscellaneous_Natural Gas_Miscellaneous_E9 | Commercial | College | Existing | Miscellaneous | Natural Gas | Miscellaneous | E9 |  | 0% | 0% | 0% | 0 | 0 | 0 | 0 | 0 | 0 | 0 | 0 | 0% | 0 | 0 | 0% | Normal | 0% | 0 | 0 | 0 | [15 empty] | Commercial_College_Existing_Miscellaneous_Miscellaneous_ | 0 | 0
Commercial_College_Existing_Miscellaneous_Natural Gas_Miscellaneous_E10 | Commercial | College | Existing | Miscellaneous | Natural Gas | Miscellaneous | E10 |  | 0% | 0% | 0% | 0 | 0 | 0 | 0 | 0 | 0 | 0 | 0 | 0% | 0 | 0 | 0% | Normal | 0% | 0 | 0 | 0 | [15 empty] | Commercial_College_Existing_Miscellaneous_Miscellaneous_ | 0 | 0
Commercial_College_New_Space Heating_Natural Gas_Furnace_E1 | Commercial | College | New | Space Heating | Natural Gas | Furnace | E1 | AFUE 80% (Standard) | 100% | 0% | 0% | 0.18083 | 0.18944 | 0.029278 | 0 | 17 | 29 | 2021 | 2023 | 100% | 0 | 0 | 0% | Normal | 0% | 0.22277 | 0 | 0 | 400 kBtu/hr | 400 | 0 | 0.0648 | 0.22277 | 1050 | 1100 | 170 |  | 2017 | 1.0631 | EIA18_Tech Forecast Updates_p.90_Current Standard | EIA18_Tech Forecast Updates_p.90_Current Standard | AEG BEST |  | Commercial_College_New_Space Heating_Furnace_AFUE 80% (Standard) | 0.39956 | 2320
Commercial_College_New_Space Heating_Natural Gas_Furnace_E2 | Commercial | College | New | Space Heating | Natural Gas | Furnace | E2 | AFUE 90% | 88.89% | 0% | 0% | 0.30139 | 0.22389 | 0.030139 | 0 | 17 | 29 | 2021 | 2047 | 100% | 0 | 0 | 0% | Normal | 0% | 0.19801 | 0 | 0 | 400 kBtu/hr | 400 | 0 | 0.0648 | 0.19801 | 1750 | 1300 | 175 |  | 2017 | 1.0631 | EIA18_Tech Forecast Updates_p.90_2020 Typical | EIA18_Tech Forecast Updates_p.90_2020 Typical | AEG BEST |  | Commercial_College_New_Space Heating_Furnace_AFUE 90% | 0.55542 | 3225
Commercial_College_New_Space Heating_Natural Gas_Furnace_E3 | Commercial | College | New | Space Heating | Natural Gas | Furnace | E3 | AFUE 96% | 83.33% | 0% | 0% | 0.42194 | 0.25833 | 0.031 | 0 | 17 | 29 | 2021 | 2047 | 100% | 0 | 0 | 0% | Normal | 0% | 0.18564 | 0 | 0 | 400 kBtu/hr | 400 | 0 | 0.0648 | 0.18564 | 2450 | 1500 | 180 |  | 2017 | 1.0631 | EIA18_Tech Forecast Updates_p.90_2020 High | EIA18_Tech Forecast Updates_p.90_2020 High | AEG BEST |  | Commercial_College_New_Space Heating_Furnace_AFUE 96% | 0.71128 | 4130
Commercial_College_New_Space Heating_Natural Gas_Furnace_E4 | Commercial | College | New | Space Heating | Natural Gas | Furnace | E4 |  | 0% | 0% | 0% | 0 | 0 | 0 | 0 | 0 | 0 | 0 | 0 | 0% | 0 | 0 | 0% | Normal | 0% | 0 | 0 | 0 | [15 empty] | Commercial_College_New_Space Heating_Furnace_ | 0 | 0
Commercial_College_New_Space Heating_Natural Gas_Furnace_E5 | Commercial | College | New | Space Heating | Natural Gas | Furnace | E5 |  | 0% | 0% | 0% | 0 | 0 | 0 | 0 | 0 | 0 | 0 | 0 | 0% | 0 | 0 | 0% | Normal | 0% | 0 | 0 | 0 | [15 empty] | Commercial_College_New_Space Heating_Furnace_ | 0 | 0
Commercial_College_New_Space Heating_Natural Gas_Furnace_E6 | Commercial | College | New | Space Heating | Natural Gas | Furnace | E6 |  | 0% | 0% | 0% | 0 | 0 | 0 | 0 | 0 | 0 | 0 | 0 | 0% | 0 | 0 | 0% | Normal | 0% | 0 | 0 | 0 | [15 empty] | Commercial_College_New_Space Heating_Furnace_ | 0 | 0
Commercial_College_New_Space Heating_Natural Gas_Furnace_E7 | Commercial | College | New | Space Heating | Natural Gas | Furnace | E7 |  | 0% | 0% | 0% | 0 | 0 | 0 | 0 | 0 | 0 | 0 | 0 | 0% | 0 | 0 | 0% | Normal | 0% | 0 | 0 | 0 | [15 empty] | Commercial_College_New_Space Heating_Furnace_ | 0 | 0
Commercial_College_New_Space Heating_Natural Gas_Furnace_E8 | Commercial | College | New | Space Heating | Natural Gas | Furnace | E8 |  | 0% | 0% | 0% | 0 | 0 | 0 | 0 | 0 | 0 | 0 | 0 | 0% | 0 | 0 | 0% | Normal | 0% | 0 | 0 | 0 | [15 empty] | Commercial_College_New_Space Heating_Furnace_ | 0 | 0
Commercial_College_New_Space Heating_Natural Gas_Furnace_E9 | Commercial | College | New | Space Heating | Natural Gas | Furnace | E9 |  | 0% | 0% | 0% | 0 | 0 | 0 | 0 | 0 | 0 | 0 | 0 | 0% | 0 | 0 | 0% | Normal | 0% | 0 | 0 | 0 | [15 empty] | Commercial_College_New_Space Heating_Furnace_ | 0 | 0
Commercial_College_New_Space Heating_Natural Gas_Furnace_E10 | Commercial | College | New | Space Heating | Natural Gas | Furnace | E10 |  | 0% | 0% | 0% | 0 | 0 | 0 | 0 | 0 | 0 | 0 | 0 | 0% | 0 | 0 | 0% | Normal | 0% | 0 | 0 | 0 | [15 empty] | Commercial_College_New_Space Heating_Furnace_ | 0 | 0
Commercial_College_New_Space Heating_Natural Gas_Boiler_E1 | Commercial | College | New | Space Heating | Natural Gas | Boiler | E1 | AFUE 80% (Standard) | 100% | 0% | 0% | 1.4119 | 0.78249 | 0.1531 | 0 | 20 | 30 | 2021 | 2047 | 100% | 0 | 0 | 0% | Normal | 0% | 0.48123 | 0 | 0 | 800 kBtu/hr | 800 | 0 | 0.0648 | 0.48123 | 16600 | 9200 | 1800 |  | 2018 | 1.05 | EIA 2018 Tech Forecast | EIA 2018 Tech Forecast | AEG BEST |  | Commercial_College_New_Space Heating_Boiler_AFUE 80% (Standard) | 2.3475 | 27600
Commercial_College_New_Space Heating_Natural Gas_Boiler_E2 | Commercial | College | New | Space Heating | Natural Gas | Boiler | E2 | AFUE 85% | 94.12% | 0% | 0% | 1.9307 | 0.82927 | 0.1531 | 0 | 20 | 30 | 2021 | 2047 | 100% | 0 | 0 | 0% | Normal | 0% | 0.45293 | 0 | 0 | 800 kBtu/hr | 800 | 0 | 0.0648 | 0.45293 | 22700 | 9750 | 1800 |  | 2018 | 1.05 | EIA 2018 Tech Forecast | EIA 2018 Tech Forecast | AEG BEST |  | Commercial_College_New_Space Heating_Boiler_AFUE 85% | 2.9131 | 34250
Commercial_College_New_Space Heating_Natural Gas_Boiler_E3 | Commercial | College | New | Space Heating | Natural Gas | Boiler | E3 | AFUE 97% | 82.47% | 0% | 0% | 3.1251 | 0.77085 | 0.1531 | 0 | 20 | 30 | 2021 | 2047 | 100% | 0 | 0 | 0% | Normal | 0% | 0.39689 | 0 | 0 | 800 kBtu/hr | 800 | 0 | 0.0648 | 0.39689 | 36742.4242 | 9063.1313 | 1800 |  | 2018 | 1.05 | EIA 2018 Tech Forecast | EIA 2018 Tech Forecast | AEG BEST |  | Commercial_College_New_Space Heating_Boiler_AFUE 97% | 4.049 | 47605.5556
Commercial_College_New_Space Heating_Natural Gas_Boiler_E4 | Commercial | College | New | Space Heating | Natural Gas | Boiler | E4 | Convert to NG Air Source Heat Pump | 57.14% | 0% | 0% | 13.6328 | 0.78249 | 0.25613 | 0 | 10 | 20 | 2021 | 2047 | 100% | 0 | 0 | 0% | Normal | 0% | 0.27499 | 0 | 0 | 800 kBtu/hr | 800 | 0 | 0.0648 | 0.27499 | 158316.7533 | 9086.959 | 2974.436 |  | 2017 | 1.0631 | AEO 2021 - gas_eng-driven_RTHP-heat 2017 typical | AEO 2021 - gas_eng-driven_RTHP-heat 2017 typical | AEG BEST |  | Commercial_College_New_Space Heating_Boiler_Convert to NG Air Source Heat Pump | 14.6714 | 170378.1483
Commercial_College_New_Space Heating_Natural Gas_Boiler_E5 | Commercial | College | New | Space Heating | Natural Gas | Boiler | E5 |  | 0% | 0% | 0% | 0 | 0 | 0 | 0 | 0 | 0 | 0 | 0 | 0% | 0 | 0 | 0% | Normal | 0% | 0 | 0 | 0 | [15 empty] | Commercial_College_New_Space Heating_Boiler_ | 0 | 0
Commercial_College_New_Space Heating_Natural Gas_Boiler_E6 | Commercial | College | New | Space Heating | Natural Gas | Boiler | E6 |  | 0% | 0% | 0% | 0 | 0 | 0 | 0 | 0 | 0 | 0 | 0 | 0% | 0 | 0 | 0% | Normal | 0% | 0 | 0 | 0 | [15 empty] | Commercial_College_New_Space Heating_Boiler_ | 0 | 0
Commercial_College_New_Space Heating_Natural Gas_Boiler_E7 | Commercial | College | New | Space Heating | Natural Gas | Boiler | E7 |  | 0% | 0% | 0% | 0 | 0 | 0 | 0 | 0 | 0 | 0 | 0 | 0% | 0 | 0 | 0% | Normal | 0% | 0 | 0 | 0 | [15 empty] | Commercial_College_New_Space Heating_Boiler_ | 0 | 0
Commercial_College_New_Space Heating_Natural Gas_Boiler_E8 | Commercial | College | New | Space Heating | Natural Gas | Boiler | E8 |  | 0% | 0% | 0% | 0 | 0 | 0 | 0 | 0 | 0 | 0 | 0 | 0% | 0 | 0 | 0% | Normal | 0% | 0 | 0 | 0 | [15 empty] | Commercial_College_New_Space Heating_Boiler_ | 0 | 0
Commercial_College_New_Space Heating_Natural Gas_Boiler_E9 | Commercial | College | New | Space Heating | Natural Gas | Boiler | E9 |  | 0% | 0% | 0% | 0 | 0 | 0 | 0 | 0 | 0 | 0 | 0 | 0% | 0 | 0 | 0% | Normal | 0% | 0 | 0 | 0 | [15 empty] | Commercial_College_New_Space Heating_Boiler_ | 0 | 0
Commercial_College_New_Space Heating_Natural Gas_Boiler_E10 | Commercial | College | New | Space Heating | Natural Gas | Boiler | E10 |  | 0% | 0% | 0% | 0 | 0 | 0 | 0 | 0 | 0 | 0 | 0 | 0% | 0 | 0 | 0% | Normal | 0% | 0 | 0 | 0 | [15 empty] | Commercial_College_New_Space Heating_Boiler_ | 0 | 0
Commercial_College_New_Space Heating_Natural Gas_Unit Heater_E1 | Commercial | College | New | Space Heating | Natural Gas | Unit Heater | E1 | Standard | 100% | 0% | 0% | 0.06034 | 0 | 0 | 0 | 15 | 25 | 2021 | 2047 | 100% | 0 | 0 | 0% | Normal | 0% | 0.11424 | 0 | 0 | 120 kBtu/Hr | 120 | 0 | 5.4922e-05 | 2080 | 1010.4 | 0 | 0 |  | 2015 | 1.0873 | Xcel CO 2021/22 DSM Plan/TRM p.424 | Xcel CO 2021/22 DSM Plan/TRM p.416 | Xcel CO 2021/22 DSM Plan/TRM p.416 |  | Commercial_College_New_Space Heating_Unit Heater_Standard | 0.06034 | 1010.4
Commercial_College_New_Space Heating_Natural Gas_Unit Heater_E2 | Commercial | College | New | Space Heating | Natural Gas | Unit Heater | E2 | Condensing | 88.94% | 0% | 0% | 0.07195 | 0 | 0 | 0 | 15 | 25 | 2021 | 2047 | 100% | 0 | 0 | 0% | Normal | 0% | 0.10161 | 0 | 0 | 120 kBtu/Hr | 120 | 0 | 5.4922e-05 | 1850 | 1204.8 | 0 | 0 |  | 2015 | 1.0873 | Xcel CO 2021/22 DSM Plan/TRM p.424 | Xcel CO 2021/22 DSM Plan/TRM p.416 | Xcel CO 2021/22 DSM Plan/TRM p.416 |  | Commercial_College_New_Space Heating_Unit Heater_Condensing | 0.07195 | 1204.8
Commercial_College_New_Space Heating_Natural Gas_Unit Heater_E3 | Commercial | College | New | Space Heating | Natural Gas | Unit Heater | E3 | Infrared Radiant | 88.46% | 0% | 0% | 0.067722 | 0 | 0 | 0 | 10 | 20 | 2021 | 2047 | 100% | 0 | 0 | 0% | Normal | 0% | 0.10106 | 0 | 0 | 120 kBtu/Hr | 120 | 0 | 5.4922e-05 | 1840 | 1134 | 0 | 0 |  | 2015 | 1.0873 | Xcel CO 2021/22 DSM Plan/TRM p.424 | Xcel CO 2021/22 DSM Plan/TRM p.416 | Xcel CO 2021/22 DSM Plan/TRM p.416 |  | Commercial_College_New_Space Heating_Unit Heater_Infrared Radiant | 0.067722 | 1134
Commercial_College_New_Space Heating_Natural Gas_Unit Heater_E4 | Commercial | College | New | Space Heating | Natural Gas | Unit Heater | E4 |  | 0% | 0% | 0% | 0 | 0 | 0 | 0 | 0 | 0 | 0 | 0 | 0% | 0 | 0 | 0% | Normal | 0% | 0 | 0 | 0 | [15 empty] | Commercial_College_New_Space Heating_Unit Heater_ | 0 | 0
Commercial_College_New_Space Heating_Natural Gas_Unit Heater_E5 | Commercial | College | New | Space Heating | Natural Gas | Unit Heater | E5 |  | 0% | 0% | 0% | 0 | 0 | 0 | 0 | 0 | 0 | 0 | 0 | 0% | 0 | 0 | 0% | Normal | 0% | 0 | 0 | 0 | [15 empty] | Commercial_College_New_Space Heating_Unit Heater_ | 0 | 0
Commercial_College_New_Space Heating_Natural Gas_Unit Heater_E6 | Commercial | College | New | Space Heating | Natural Gas | Unit Heater | E6 |  | 0% | 0% | 0% | 0 | 0 | 0 | 0 | 0 | 0 | 0 | 0 | 0% | 0 | 0 | 0% | Normal | 0% | 0 | 0 | 0 | [15 empty] | Commercial_College_New_Space Heating_Unit Heater_ | 0 | 0
Commercial_College_New_Space Heating_Natural Gas_Unit Heater_E7 | Commercial | College | New | Space Heating | Natural Gas | Unit Heater | E7 |  | 0% | 0% | 0% | 0 | 0 | 0 | 0 | 0 | 0 | 0 | 0 | 0% | 0 | 0 | 0% | Normal | 0% | 0 | 0 | 0 | [15 empty] | Commercial_College_New_Space Heating_Unit Heater_ | 0 | 0
Commercial_College_New_Space Heating_Natural Gas_Unit Heater_E8 | Commercial | College | New | Space Heating | Natural Gas | Unit Heater | E8 |  | 0% | 0% | 0% | 0 | 0 | 0 | 0 | 0 | 0 | 0 | 0 | 0% | 0 | 0 | 0% | Normal | 0% | 0 | 0 | 0 | [15 empty] | Commercial_College_New_Space Heating_Unit Heater_ | 0 | 0
Commercial_College_New_Space Heating_Natural Gas_Unit Heater_E9 | Commercial | College | New | Space Heating | Natural Gas | Unit Heater | E9 |  | 0% | 0% | 0% | 0 | 0 | 0 | 0 | 0 | 0 | 0 | 0 | 0% | 0 | 0 | 0% | Normal | 0% | 0 | 0 | 0 | [15 empty] | Commercial_College_New_Space Heating_Unit Heater_ | 0 | 0
Commercial_College_New_Space Heating_Natural Gas_Unit Heater_E10 | Commercial | College | New | Space Heating | Natural Gas | Unit Heater | E10 |  | 0% | 0% | 0% | 0 | 0 | 0 | 0 | 0 | 0 | 0 | 0 | 0% | 0 | 0 | 0% | Normal | 0% | 0 | 0 | 0 | [15 empty] | Commercial_College_New_Space Heating_Unit Heater_ | 0 | 0
Commercial_College_New_Water Heating_Natural Gas_Water Heater_E1 | Commercial | College | New | Water Heating | Natural Gas | Water Heater | E1 | TE 88% | 100% | 0% | 0% | 0.1239 | 0 | 0.0069865 | 0 | 8 | 12 | 2021 | 2047 | 100% | 0 | 0 | 0% | Normal | 0% | 0.20103 | 0 | 0 | 1 kBtu/hr | 1 | 0 | 0.0041992 | 0.20103 | 27.755 | 0 | 1.565 |  | 2017 | 1.0631 | AEO 2021 - gas_water_heater 2017 ENERGY STAR | AEO 2021 - gas_water_heater 2017 ENERGY STAR | DHW_WH-Water Heating-PG&E-R7-14 |  | Commercial_College_New_Water Heating_Water Heater_TE 88% | 0.13089 | 29.32
Commercial_College_New_Water Heating_Natural Gas_Water Heater_E2 | Commercial | College | New | Water Heating | Natural Gas | Water Heater | E2 | TE 96% | 91.67% | 0% | 0% | 0.14405 | 0 | 0.0071286 | 0 | 8 | 12 | 2021 | 2047 | 100% | 0 | 0 | 0% | Normal | 0% | 0.18428 | 0 | 0 | 1 kBtu/hr | 1 | 0 | 0.0041992 | 0.18428 | 29.9234 | 0 | 1.4809 |  | 2012 | 1.1464 | AEO 2021 - gas_water_heater 2017 ENERGY STAR | AEO 2021 - gas_water_heater 2017 ENERGY STAR | DHW_WH-Water Heating-NMTRM-2016-7 |  | Commercial_College_New_Water Heating_Water Heater_TE 96% | 0.15117 | 31.4043
Commercial_College_New_Water Heating_Natural Gas_Water Heater_E3 | Commercial | College | New | Water Heating | Natural Gas | Water Heater | E3 | Tankless | 89.8% | 0% | 0% | 0.14448 | 0 | 0.0015133 | 0 | 8 | 12 | 2021 | 2047 | 100% | 0 | 0 | 0% | Normal | 0% | 0.18052 | 0 | 0 | 1 kBtu/hr | 1 | 0 | 0.0041992 | 0.18052 | 32.3633 | 0 | 0.33898 |  | 2017 | 1.0631 | EIA Ref. Case 2018 - Gas Tankless High Eff. | EIA Ref. Case 2018 - Gas Tankless High Eff. | DHW_WH-Water Heating-NMTRM-2016-9 |  | Commercial_College_New_Water Heating_Water Heater_Tankless | 0.14599 | 32.7023
Commercial_College_New_Water Heating_Natural Gas_Water Heater_E4 | Commercial | College | New | Water Heating | Natural Gas | Water Heater | E4 | NEEA Gas-Fired Absorption HPWH (COP 1.06) | 83.02% | 0% | 0% | 0.24113 | 0 | 0.057052 | 0 | 10 | 16 | 2023 | 2047 | 100% | 0 | 0 | 0% | Normal | 0% | 0.1669 | 0 | 0 | 1 kBtu/hr | 1 | 0 | 0.0041992 | 0.1669 | 56.3879 | 0 | 13.3416 |  | 2020 | 1.0183 | DHW_WH-Water Heating-DOE-2014-2 | NEEA Report #E20-309, Robur Heat Pump Field Trial. March 11, 2020. | DHW_WH-Water Heating-DOE-2014-1 |  | Commercial_College_New_Water Heating_Water Heater_NEEA Gas-Fired Absorption HPWH (COP 1.06) | 0.29818 | 69.7295
Commercial_College_New_Water Heating_Natural Gas_Water Heater_E5 | Commercial | College | New | Water Heating | Natural Gas | Water Heater | E5 |  | 0% | 0% | 0% | 0 | 0 | 0 | 0 | 0 | 0 | 0 | 0 | 0% | 0 | 0 | 0% | Normal | 0% | 0 | 0 | 0 | [15 empty] | Commercial_College_New_Water Heating_Water Heater_ | 0 | 0
Commercial_College_New_Water Heating_Natural Gas_Water Heater_E6 | Commercial | College | New | Water Heating | Natural Gas | Water Heater | E6 |  | 0% | 0% | 0% | 0 | 0 | 0 | 0 | 0 | 0 | 0 | 0 | 0% | 0 | 0 | 0% | Normal | 0% | 0 | 0 | 0 | [15 empty] | Commercial_College_New_Water Heating_Water Heater_ | 0 | 0
Commercial_College_New_Water Heating_Natural Gas_Water Heater_E7 | Commercial | College | New | Water Heating | Natural Gas | Water Heater | E7 |  | 0% | 0% | 0% | 0 | 0 | 0 | 0 | 0 | 0 | 0 | 0 | 0% | 0 | 0 | 0% | Normal | 0% | 0 | 0 | 0 | [15 empty] | Commercial_College_New_Water Heating_Water Heater_ | 0 | 0
Commercial_College_New_Water Heating_Natural Gas_Water Heater_E8 | Commercial | College | New | Water Heating | Natural Gas | Water Heater | E8 |  | 0% | 0% | 0% | 0 | 0 | 0 | 0 | 0 | 0 | 0 | 0 | 0% | 0 | 0 | 0% | Normal | 0% | 0 | 0 | 0 | [15 empty] | Commercial_College_New_Water Heating_Water Heater_ | 0 | 0
Commercial_College_New_Water Heating_Natural Gas_Water Heater_E9 | Commercial | College | New | Water Heating | Natural Gas | Water Heater | E9 |  | 0% | 0% | 0% | 0 | 0 | 0 | 0 | 0 | 0 | 0 | 0 | 0% | 0 | 0 | 0% | Normal | 0% | 0 | 0 | 0 | [15 empty] | Commercial_College_New_Water Heating_Water Heater_ | 0 | 0
Commercial_College_New_Water Heating_Natural Gas_Water Heater_E10 | Commercial | College | New | Water Heating | Natural Gas | Water Heater | E10 |  | 0% | 0% | 0% | 0 | 0 | 0 | 0 | 0 | 0 | 0 | 0 | 0% | 0 | 0 | 0% | Normal | 0% | 0 | 0 | 0 | [15 empty] | Commercial_College_New_Water Heating_Water Heater_ | 0 | 0
Commercial_College_New_Food Preparation_Natural Gas_Oven_E1 | Commercial | College | New | Food Preparation | Natural Gas | Oven | E1 | Standard | 100% | 0% | 0% | 0.14395 | 0.003036 | 0 | 0 | 10 | 14 | 2021 | 2047 | 100% | 0 | 0 | 0% | Normal | 0% | 0.014639 | 0 | 0 | 1 units | 1 | 0 | 1.7996e-05 | 813.4143 | 7112 | 150 | 0 |  | 2013 | 1.1247 | IL TRM - 4.2.1 - CI-FSE-CBOV-V02-160601 | ETO Measure Input Sheet - Com - Gas Convection Oven | IL TRM - 4.2.1 - CI-FSE-CBOV-V02-160601 |  | Commercial_College_New_Food Preparation_Oven_Standard | 0.14698 | 7262
Commercial_College_New_Food Preparation_Natural Gas_Oven_E2 | Commercial | College | New | Food Preparation | Natural Gas | Oven | E2 | ENERGY STAR (>42% Baking Efficiency) | 86.89% | 0% | 0% | 0.1518 | 0.003036 | 0 | 0 | 10 | 14 | 2021 | 2047 | 100% | 0 | 0 | 0% | Normal | 0% | 0.012719 | 0 | 0 | 1 units | 1 | 0 | 1.7996e-05 | 706.739 | 7500 | 150 | 0 |  | 2013 | 1.1247 | IL TRM - 4.2.1 - CI-FSE-CBOV-V02-160601 | EIA 2018 Tech Forecast | ETO Measure Input Sheet |  | Commercial_College_New_Food Preparation_Oven_ENERGY STAR (>42% Baking Efficiency) | 0.15484 | 7650
Commercial_College_New_Food Preparation_Natural Gas_Oven_E3 | Commercial | College | New | Food Preparation | Natural Gas | Oven | E3 |  | 0% | 0% | 0% | 0 | 0 | 0 | 0 | 0 | 0 | 0 | 0 | 0% | 0 | 0 | 0% | Normal | 0% | 0 | 0 | 0 | [15 empty] | Commercial_College_New_Food Preparation_Oven_ | 0 | 0
Commercial_College_New_Food Preparation_Natural Gas_Oven_E4 | Commercial | College | New | Food Preparation | Natural Gas | Oven | E4 |  | 0% | 0% | 0% | 0 | 0 | 0 | 0 | 0 | 0 | 0 | 0 | 0% | 0 | 0 | 0% | Normal | 0% | 0 | 0 | 0 | [15 empty] | Commercial_College_New_Food Preparation_Oven_ | 0 | 0
Commercial_College_New_Food Preparation_Natural Gas_Oven_E5 | Commercial | College | New | Food Preparation | Natural Gas | Oven | E5 |  | 0% | 0% | 0% | 0 | 0 | 0 | 0 | 0 | 0 | 0 | 0 | 0% | 0 | 0 | 0% | Normal | 0% | 0 | 0 | 0 | [15 empty] | Commercial_College_New_Food Preparation_Oven_ | 0 | 0
Commercial_College_New_Food Preparation_Natural Gas_Oven_E6 | Commercial | College | New | Food Preparation | Natural Gas | Oven | E6 |  | 0% | 0% | 0% | 0 | 0 | 0 | 0 | 0 | 0 | 0 | 0 | 0% | 0 | 0 | 0% | Normal | 0% | 0 | 0 | 0 | [15 empty] | Commercial_College_New_Food Preparation_Oven_ | 0 | 0
Commercial_College_New_Food Preparation_Natural Gas_Oven_E7 | Commercial | College | New | Food Preparation | Natural Gas | Oven | E7 |  | 0% | 0% | 0% | 0 | 0 | 0 | 0 | 0 | 0 | 0 | 0 | 0% | 0 | 0 | 0% | Normal | 0% | 0 | 0 | 0 | [15 empty] | Commercial_College_New_Food Preparation_Oven_ | 0 | 0
Commercial_College_New_Food Preparation_Natural Gas_Oven_E8 | Commercial | College | New | Food Preparation | Natural Gas | Oven | E8 |  | 0% | 0% | 0% | 0 | 0 | 0 | 0 | 0 | 0 | 0 | 0 | 0% | 0 | 0 | 0% | Normal | 0% | 0 | 0 | 0 | [15 empty] | Commercial_College_New_Food Preparation_Oven_ | 0 | 0
Commercial_College_New_Food Preparation_Natural Gas_Oven_E9 | Commercial | College | New | Food Preparation | Natural Gas | Oven | E9 |  | 0% | 0% | 0% | 0 | 0 | 0 | 0 | 0 | 0 | 0 | 0 | 0% | 0 | 0 | 0% | Normal | 0% | 0 | 0 | 0 | [15 empty] | Commercial_College_New_Food Preparation_Oven_ | 0 | 0
Commercial_College_New_Food Preparation_Natural Gas_Oven_E10 | Commercial | College | New | Food Preparation | Natural Gas | Oven | E10 |  | 0% | 0% | 0% | 0 | 0 | 0 | 0 | 0 | 0 | 0 | 0 | 0% | 0 | 0 | 0% | Normal | 0% | 0 | 0 | 0 | [15 empty] | Commercial_College_New_Food Preparation_Oven_ | 0 | 0
Commercial_College_New_Food Preparation_Natural Gas_Conveyor Oven_E1 | Commercial | College | New | Food Preparation | Natural Gas | Conveyor Oven | E1 | Standard | 100% | 0% | 0% | 0.10253 | 0 | 0 | 0 | 15 | 19 | 2021 | 2047 | 100% | 0 | 0 | 0% | Normal | 0% | 0.026737 | 0 | 0 | 1 units | 1 | 0 | 9.2659e-06 | 2885.475 | 10177 | 0 | 0 |  | 2015 | 1.0873 | IL TRM - 4.2.4 - CI-FSE-CVOV-V02-180101 | PGE Workpaper, PGECOFST117 R5, 2015 | MN TRM 3.1 - Gas Conveyor Oven v1.1 |  | Commercial_College_New_Food Preparation_Conveyor Oven_Standard | 0.10253 | 10177
Commercial_College_New_Food Preparation_Natural Gas_Conveyor Oven_E2 | Commercial | College | New | Food Preparation | Natural Gas | Conveyor Oven | E2 | Efficient (>42% Baking Efficiency) | 76.02% | 0% | 0% | 0.125 | 0 | 0 | 0 | 15 | 19 | 2021 | 2047 | 100% | 0 | 0 | 0% | Normal | 0% | 0.020324 | 0 | 0 | 1 units | 1 | 0 | 9.2659e-06 | 2193.4093 | 12407 | 0 | 0 |  | 2015 | 1.0873 | IL TRM - 4.2.4 - CI-FSE-CVOV-V02-180101 | PGE Workpaper, PGECOFST117 R5, 2015 | MN TRM 3.1 - Gas Conveyor Oven v1.1 |  | Commercial_College_New_Food Preparation_Conveyor Oven_Efficient (>42% Baking Efficiency) | 0.125 | 12407
Commercial_College_New_Food Preparation_Natural Gas_Conveyor Oven_E3 | Commercial | College | New | Food Preparation | Natural Gas | Conveyor Oven | E3 |  | 0% | 0% | 0% | 0 | 0 | 0 | 0 | 0 | 0 | 0 | 0 | 0% | 0 | 0 | 0% | Normal | 0% | 0 | 0 | 0 | [15 empty] | Commercial_College_New_Food Preparation_Conveyor Oven_ | 0 | 0
Commercial_College_New_Food Preparation_Natural Gas_Conveyor Oven_E4 | Commercial | College | New | Food Preparation | Natural Gas | Conveyor Oven | E4 |  | 0% | 0% | 0% | 0 | 0 | 0 | 0 | 0 | 0 | 0 | 0 | 0% | 0 | 0 | 0% | Normal | 0% | 0 | 0 | 0 | [15 empty] | Commercial_College_New_Food Preparation_Conveyor Oven_ | 0 | 0
Commercial_College_New_Food Preparation_Natural Gas_Conveyor Oven_E5 | Commercial | College | New | Food Preparation | Natural Gas | Conveyor Oven | E5 |  | 0% | 0% | 0% | 0 | 0 | 0 | 0 | 0 | 0 | 0 | 0 | 0% | 0 | 0 | 0% | Normal | 0% | 0 | 0 | 0 | [15 empty] | Commercial_College_New_Food Preparation_Conveyor Oven_ | 0 | 0
Commercial_College_New_Food Preparation_Natural Gas_Conveyor Oven_E6 | Commercial | College | New | Food Preparation | Natural Gas | Conveyor Oven | E6 |  | 0% | 0% | 0% | 0 | 0 | 0 | 0 | 0 | 0 | 0 | 0 | 0% | 0 | 0 | 0% | Normal | 0% | 0 | 0 | 0 | [15 empty] | Commercial_College_New_Food Preparation_Conveyor Oven_ | 0 | 0
Commercial_College_New_Food Preparation_Natural Gas_Conveyor Oven_E7 | Commercial | College | New | Food Preparation | Natural Gas | Conveyor Oven | E7 |  | 0% | 0% | 0% | 0 | 0 | 0 | 0 | 0 | 0 | 0 | 0 | 0% | 0 | 0 | 0% | Normal | 0% | 0 | 0 | 0 | [15 empty] | Commercial_College_New_Food Preparation_Conveyor Oven_ | 0 | 0
Commercial_College_New_Food Preparation_Natural Gas_Conveyor Oven_E8 | Commercial | College | New | Food Preparation | Natural Gas | Conveyor Oven | E8 |  | 0% | 0% | 0% | 0 | 0 | 0 | 0 | 0 | 0 | 0 | 0 | 0% | 0 | 0 | 0% | Normal | 0% | 0 | 0 | 0 | [15 empty] | Commercial_College_New_Food Preparation_Conveyor Oven_ | 0 | 0
Commercial_College_New_Food Preparation_Natural Gas_Conveyor Oven_E9 | Commercial | College | New | Food Preparation | Natural Gas | Conveyor Oven | E9 |  | 0% | 0% | 0% | 0 | 0 | 0 | 0 | 0 | 0 | 0 | 0 | 0% | 0 | 0 | 0% | Normal | 0% | 0 | 0 | 0 | [15 empty] | Commercial_College_New_Food Preparation_Conveyor Oven_ | 0 | 0
Commercial_College_New_Food Preparation_Natural Gas_Conveyor Oven_E10 | Commercial | College | New | Food Preparation | Natural Gas | Conveyor Oven | E10 |  | 0% | 0% | 0% | 0 | 0 | 0 | 0 | 0 | 0 | 0 | 0 | 0% | 0 | 0 | 0% | Normal | 0% | 0 | 0 | 0 | [15 empty] | Commercial_College_New_Food Preparation_Conveyor Oven_ | 0 | 0
Commercial_College_New_Food Preparation_Natural Gas_Double Rack Oven_E1 | Commercial | College | New | Food Preparation | Natural Gas | Double Rack Oven | E1 | Standard | 100% | 0% | 0% | 0.16247 | 0 | 0 | 0 | 8 | 16 | 2021 | 2047 | 100% | 0 | 0 | 0% | Normal | 0% | 0.045467 | 0 | 0 | 1 units | 1 | 0 | 1.1545e-05 | 3938.22 | 12513 | 0 | 0 |  | 2013 | 1.1247 | IL TRM - 4.2.18 - CI-FSE-RKOV-VO2-180101 | PGE Workpaper, PGECOFST109 R6, 2016 | IL TRM - 4.2.18 - CI-FSE-RKOV-VO2-180101 |  | Commercial_College_New_Food Preparation_Double Rack Oven_Standard | 0.16247 | 12513
Commercial_College_New_Food Preparation_Natural Gas_Double Rack Oven_E2 | Commercial | College | New | Food Preparation | Natural Gas | Double Rack Oven | E2 | FTSC Qualified (>50% Cooking Efficiency) | 58.82% | 0% | 0% | 0.22415 | 0 | 0 | 0 | 8 | 16 | 2021 | 2047 | 100% | 0 | 0 | 0% | Normal | 0% | 0.026745 | 0 | 0 | 1 units | 1 | 0 | 1.1545e-05 | 2316.6 | 16641 | 0 | 0 |  | 2011 | 1.1667 | IL TRM - 4.2.18 - CI-FSE-RKOV-VO2-180101 | PGE Workpaper, PGECOFST109 R6, 2016 | IL TRM - 4.2.18 - CI-FSE-RKOV-VO2-180101 |  | Commercial_College_New_Food Preparation_Double Rack Oven_FTSC Qualified (>50% Cooking Efficiency) | 0.22415 | 16641
Commercial_College_New_Food Preparation_Natural Gas_Double Rack Oven_E3 | Commercial | College | New | Food Preparation | Natural Gas | Double Rack Oven | E3 |  | 0% | 0% | 0% | 0 | 0 | 0 | 0 | 0 | 0 | 0 | 0 | 0% | 0 | 0 | 0% | Normal | 0% | 0 | 0 | 0 | [15 empty] | Commercial_College_New_Food Preparation_Double Rack Oven_ | 0 | 0
Commercial_College_New_Food Preparation_Natural Gas_Double Rack Oven_E4 | Commercial | College | New | Food Preparation | Natural Gas | Double Rack Oven | E4 |  | 0% | 0% | 0% | 0 | 0 | 0 | 0 | 0 | 0 | 0 | 0 | 0% | 0 | 0 | 0% | Normal | 0% | 0 | 0 | 0 | [15 empty] | Commercial_College_New_Food Preparation_Double Rack Oven_ | 0 | 0
Commercial_College_New_Food Preparation_Natural Gas_Double Rack Oven_E5 | Commercial | College | New | Food Preparation | Natural Gas | Double Rack Oven | E5 |  | 0% | 0% | 0% | 0 | 0 | 0 | 0 | 0 | 0 | 0 | 0 | 0% | 0 | 0 | 0% | Normal | 0% | 0 | 0 | 0 | [15 empty] | Commercial_College_New_Food Preparation_Double Rack Oven_ | 0 | 0
Commercial_College_New_Food Preparation_Natural Gas_Double Rack Oven_E6 | Commercial | College | New | Food Preparation | Natural Gas | Double Rack Oven | E6 |  | 0% | 0% | 0% | 0 | 0 | 0 | 0 | 0 | 0 | 0 | 0 | 0% | 0 | 0 | 0% | Normal | 0% | 0 | 0 | 0 | [15 empty] | Commercial_College_New_Food Preparation_Double Rack Oven_ | 0 | 0
Commercial_College_New_Food Preparation_Natural Gas_Double Rack Oven_E7 | Commercial | College | New | Food Preparation | Natural Gas | Double Rack Oven | E7 |  | 0% | 0% | 0% | 0 | 0 | 0 | 0 | 0 | 0 | 0 | 0 | 0% | 0 | 0 | 0% | Normal | 0% | 0 | 0 | 0 | [15 empty] | Commercial_College_New_Food Preparation_Double Rack Oven_ | 0 | 0
Commercial_College_New_Food Preparation_Natural Gas_Double Rack Oven_E8 | Commercial | College | New | Food Preparation | Natural Gas | Double Rack Oven | E8 |  | 0% | 0% | 0% | 0 | 0 | 0 | 0 | 0 | 0 | 0 | 0 | 0% | 0 | 0 | 0% | Normal | 0% | 0 | 0 | 0 | [15 empty] | Commercial_College_New_Food Preparation_Double Rack Oven_ | 0 | 0
Commercial_College_New_Food Preparation_Natural Gas_Double Rack Oven_E9 | Commercial | College | New | Food Preparation | Natural Gas | Double Rack Oven | E9 |  | 0% | 0% | 0% | 0 | 0 | 0 | 0 | 0 | 0 | 0 | 0 | 0% | 0 | 0 | 0% | Normal | 0% | 0 | 0 | 0 | [15 empty] | Commercial_College_New_Food Preparation_Double Rack Oven_ | 0 | 0
Commercial_College_New_Food Preparation_Natural Gas_Double Rack Oven_E10 | Commercial | College | New | Food Preparation | Natural Gas | Double Rack Oven | E10 |  | 0% | 0% | 0% | 0 | 0 | 0 | 0 | 0 | 0 | 0 | 0 | 0% | 0 | 0 | 0% | Normal | 0% | 0 | 0 | 0 | [15 empty] | Commercial_College_New_Food Preparation_Double Rack Oven_ | 0 | 0
Commercial_College_New_Food Preparation_Natural Gas_Fryer_E1 | Commercial | College | New | Food Preparation | Natural Gas | Fryer | E1 | Standard | 100% | 0% | 0% | 0.081729 | 0 | 0 | 0 | 7 | 11 | 2021 | 2021 | 100% | 0 | 0 | 0% | Normal | 0% | 0.023298 | 0 | 0 | 1 units | 1 | 0 | 2.251e-05 | 1034.9987 | 3379.7321 | 0 | 0 |  | 2016 | 1.0743 | RTF Wkbk - ComCookingFryer_v5_0 | RTF Wkbk - ComCookingFryer_v5_0 | RTF Wkbk - ComCookingFryer_v5_0 |  | Commercial_College_New_Food Preparation_Fryer_Standard | 0.081729 | 3379.7321
Commercial_College_New_Food Preparation_Natural Gas_Fryer_E2 | Commercial | College | New | Food Preparation | Natural Gas | Fryer | E2 | ENERGY STAR | 61.81% | 0% | 0% | 0.10273 | 0 | 0 | 0 | 7 | 11 | 2021 | 2047 | 100% | 0 | 0 | 0% | Normal | 0% | 0.0144 | 0 | 0 | 1 units | 1 | 0 | 2.251e-05 | 639.7296 | 4248.3333 | 0 | 0 |  | 2016 | 1.0743 | RTF Wkbk - ComCookingFryer_v5_0 | RTF Wkbk - ComCookingFryer_v5_0 | RTF Wkbk - ComCookingFryer_v5_0 |  | Commercial_College_New_Food Preparation_Fryer_ENERGY STAR | 0.10273 | 4248.3333
Commercial_College_New_Food Preparation_Natural Gas_Fryer_E3 | Commercial | College | New | Food Preparation | Natural Gas | Fryer | E3 |  | 0% | 0% | 0% | 0 | 0 | 0 | 0 | 0 | 0 | 0 | 0 | 0% | 0 | 0 | 0% | Normal | 0% | 0 | 0 | 0 | [15 empty] | Commercial_College_New_Food Preparation_Fryer_ | 0 | 0
Commercial_College_New_Food Preparation_Natural Gas_Fryer_E4 | Commercial | College | New | Food Preparation | Natural Gas | Fryer | E4 |  | 0% | 0% | 0% | 0 | 0 | 0 | 0 | 0 | 0 | 0 | 0 | 0% | 0 | 0 | 0% | Normal | 0% | 0 | 0 | 0 | [15 empty] | Commercial_College_New_Food Preparation_Fryer_ | 0 | 0
Commercial_College_New_Food Preparation_Natural Gas_Fryer_E5 | Commercial | College | New | Food Preparation | Natural Gas | Fryer | E5 |  | 0% | 0% | 0% | 0 | 0 | 0 | 0 | 0 | 0 | 0 | 0 | 0% | 0 | 0 | 0% | Normal | 0% | 0 | 0 | 0 | [15 empty] | Commercial_College_New_Food Preparation_Fryer_ | 0 | 0
Commercial_College_New_Food Preparation_Natural Gas_Fryer_E6 | Commercial | College | New | Food Preparation | Natural Gas | Fryer | E6 |  | 0% | 0% | 0% | 0 | 0 | 0 | 0 | 0 | 0 | 0 | 0 | 0% | 0 | 0 | 0% | Normal | 0% | 0 | 0 | 0 | [15 empty] | Commercial_College_New_Food Preparation_Fryer_ | 0 | 0
Commercial_College_New_Food Preparation_Natural Gas_Fryer_E7 | Commercial | College | New | Food Preparation | Natural Gas | Fryer | E7 |  | 0% | 0% | 0% | 0 | 0 | 0 | 0 | 0 | 0 | 0 | 0 | 0% | 0 | 0 | 0% | Normal | 0% | 0 | 0 | 0 | [15 empty] | Commercial_College_New_Food Preparation_Fryer_ | 0 | 0
Commercial_College_New_Food Preparation_Natural Gas_Fryer_E8 | Commercial | College | New | Food Preparation | Natural Gas | Fryer | E8 |  | 0% | 0% | 0% | 0 | 0 | 0 | 0 | 0 | 0 | 0 | 0 | 0% | 0 | 0 | 0% | Normal | 0% | 0 | 0 | 0 | [15 empty] | Commercial_College_New_Food Preparation_Fryer_ | 0 | 0
Commercial_College_New_Food Preparation_Natural Gas_Fryer_E9 | Commercial | College | New | Food Preparation | Natural Gas | Fryer | E9 |  | 0% | 0% | 0% | 0 | 0 | 0 | 0 | 0 | 0 | 0 | 0 | 0% | 0 | 0 | 0% | Normal | 0% | 0 | 0 | 0 | [15 empty] | Commercial_College_New_Food Preparation_Fryer_ | 0 | 0
Commercial_College_New_Food Preparation_Natural Gas_Fryer_E10 | Commercial | College | New | Food Preparation | Natural Gas | Fryer | E10 |  | 0% | 0% | 0% | 0 | 0 | 0 | 0 | 0 | 0 | 0 | 0 | 0% | 0 | 0 | 0% | Normal | 0% | 0 | 0 | 0 | [15 empty] | Commercial_College_New_Food Preparation_Fryer_ | 0 | 0
Commercial_College_New_Food Preparation_Natural Gas_Broiler_E1 | Commercial | College | New | Food Preparation | Natural Gas | Broiler | E1 | Standard | 100% | 0% | 0% | 0.097649 | 0 | 0 | 0 | 8 | 16 | 2021 | 2047 | 100% | 0 | 0 | 0% | Normal | 0% | 0.02252 | 0 | 0 | 1 units | 1 | 0 | 3.3478e-05 | 672.672 | 2500 | 0 | 0 |  | 2011 | 1.1667 | IL TRM - 4.2.14 - CI-FSE-IRBL-V02-180101 | Estimate | IL TRM - 4.2.14 - CI-FSE-IRBL-V02-180101 |  | Commercial_College_New_Food Preparation_Broiler_Standard | 0.097649 | 2500
Commercial_College_New_Food Preparation_Natural Gas_Broiler_E2 | Commercial | College | New | Food Preparation | Natural Gas | Broiler | E2 | Infrared Burners | 64.29% | 0% | 0% | 0.13671 | 0 | 0 | 0 | 8 | 16 | 2021 | 2047 | 100% | 0 | 0 | 0% | Normal | 0% | 0.014477 | 0 | 0 | 1 units | 1 | 0 | 3.3478e-05 | 432.432 | 3500 | 0 | 0 |  | 2011 | 1.1667 | IL TRM - 4.2.14 - CI-FSE-IRBL-V02-180101 | IL TRM - 4.2.14 - CI-FSE-IRBL-V02-180101 | IL TRM - 4.2.14 - CI-FSE-IRBL-V02-180101 |  | Commercial_College_New_Food Preparation_Broiler_Infrared Burners | 0.13671 | 3500
Commercial_College_New_Food Preparation_Natural Gas_Broiler_E3 | Commercial | College | New | Food Preparation | Natural Gas | Broiler | E3 |  | 0% | 0% | 0% | 0 | 0 | 0 | 0 | 0 | 0 | 0 | 0 | 0% | 0 | 0 | 0% | Normal | 0% | 0 | 0 | 0 | [15 empty] | Commercial_College_New_Food Preparation_Broiler_ | 0 | 0
Commercial_College_New_Food Preparation_Natural Gas_Broiler_E4 | Commercial | College | New | Food Preparation | Natural Gas | Broiler | E4 |  | 0% | 0% | 0% | 0 | 0 | 0 | 0 | 0 | 0 | 0 | 0 | 0% | 0 | 0 | 0% | Normal | 0% | 0 | 0 | 0 | [15 empty] | Commercial_College_New_Food Preparation_Broiler_ | 0 | 0
Commercial_College_New_Food Preparation_Natural Gas_Broiler_E5 | Commercial | College | New | Food Preparation | Natural Gas | Broiler | E5 |  | 0% | 0% | 0% | 0 | 0 | 0 | 0 | 0 | 0 | 0 | 0 | 0% | 0 | 0 | 0% | Normal | 0% | 0 | 0 | 0 | [15 empty] | Commercial_College_New_Food Preparation_Broiler_ | 0 | 0
Commercial_College_New_Food Preparation_Natural Gas_Broiler_E6 | Commercial | College | New | Food Preparation | Natural Gas | Broiler | E6 |  | 0% | 0% | 0% | 0 | 0 | 0 | 0 | 0 | 0 | 0 | 0 | 0% | 0 | 0 | 0% | Normal | 0% | 0 | 0 | 0 | [15 empty] | Commercial_College_New_Food Preparation_Broiler_ | 0 | 0
Commercial_College_New_Food Preparation_Natural Gas_Broiler_E7 | Commercial | College | New | Food Preparation | Natural Gas | Broiler | E7 |  | 0% | 0% | 0% | 0 | 0 | 0 | 0 | 0 | 0 | 0 | 0 | 0% | 0 | 0 | 0% | Normal | 0% | 0 | 0 | 0 | [15 empty] | Commercial_College_New_Food Preparation_Broiler_ | 0 | 0
Commercial_College_New_Food Preparation_Natural Gas_Broiler_E8 | Commercial | College | New | Food Preparation | Natural Gas | Broiler | E8 |  | 0% | 0% | 0% | 0 | 0 | 0 | 0 | 0 | 0 | 0 | 0 | 0% | 0 | 0 | 0% | Normal | 0% | 0 | 0 | 0 | [15 empty] | Commercial_College_New_Food Preparation_Broiler_ | 0 | 0
Commercial_College_New_Food Preparation_Natural Gas_Broiler_E9 | Commercial | College | New | Food Preparation | Natural Gas | Broiler | E9 |  | 0% | 0% | 0% | 0 | 0 | 0 | 0 | 0 | 0 | 0 | 0 | 0% | 0 | 0 | 0% | Normal | 0% | 0 | 0 | 0 | [15 empty] | Commercial_College_New_Food Preparation_Broiler_ | 0 | 0
Commercial_College_New_Food Preparation_Natural Gas_Broiler_E10 | Commercial | College | New | Food Preparation | Natural Gas | Broiler | E10 |  | 0% | 0% | 0% | 0 | 0 | 0 | 0 | 0 | 0 | 0 | 0 | 0% | 0 | 0 | 0% | Normal | 0% | 0 | 0 | 0 | [15 empty] | Commercial_College_New_Food Preparation_Broiler_ | 0 | 0
Commercial_College_New_Food Preparation_Natural Gas_Griddle_E1 | Commercial | College | New | Food Preparation | Natural Gas | Griddle | E1 | Standard | 100% | 0% | 0% | 0.075654 | 0 | 0 | 0 | 8 | 16 | 2021 | 2047 | 100% | 0 | 0 | 0% | Normal | 0% | 0.016091 | 0 | 0 | 1 units | 1 | 0 | 1.3062e-05 | 1231.891 | 5150 | 0 | 0 |  | 2013 | 1.1247 | IL TRM - 4.2.8 - CI-FSE-ESGR-V04-200101 | IL TRM - 4.2.8 - CI-FSE-ESGR-V04-200101 | IL TRM - 4.2.8 - CI-FSE-ESGR-V04-200101 |  | Commercial_College_New_Food Preparation_Griddle_Standard | 0.075654 | 5150
Commercial_College_New_Food Preparation_Natural Gas_Griddle_E2 | Commercial | College | New | Food Preparation | Natural Gas | Griddle | E2 | ENERGY STAR | 86.37% | 0% | 0% | 0.094016 | 0 | 0 | 0 | 8 | 16 | 2021 | 2047 | 100% | 0 | 0 | 0% | Normal | 0% | 0.013897 | 0 | 0 | 1 units | 1 | 0 | 1.3062e-05 | 1063.9446 | 6400 | 0 | 0 |  | 2013 | 1.1247 | IL TRM - 4.2.8 - CI-FSE-ESGR-V04-200101 | IL TRM - 4.2.8 - CI-FSE-ESGR-V04-200101 | IL TRM - 4.2.8 - CI-FSE-ESGR-V04-200101 |  | Commercial_College_New_Food Preparation_Griddle_ENERGY STAR | 0.094016 | 6400
Commercial_College_New_Food Preparation_Natural Gas_Griddle_E3 | Commercial | College | New | Food Preparation | Natural Gas | Griddle | E3 |  | 0% | 0% | 0% | 0 | 0 | 0 | 0 | 0 | 0 | 0 | 0 | 0% | 0 | 0 | 0% | Normal | 0% | 0 | 0 | 0 | [15 empty] | Commercial_College_New_Food Preparation_Griddle_ | 0 | 0
Commercial_College_New_Food Preparation_Natural Gas_Griddle_E4 | Commercial | College | New | Food Preparation | Natural Gas | Griddle | E4 |  | 0% | 0% | 0% | 0 | 0 | 0 | 0 | 0 | 0 | 0 | 0 | 0% | 0 | 0 | 0% | Normal | 0% | 0 | 0 | 0 | [15 empty] | Commercial_College_New_Food Preparation_Griddle_ | 0 | 0
Commercial_College_New_Food Preparation_Natural Gas_Griddle_E5 | Commercial | College | New | Food Preparation | Natural Gas | Griddle | E5 |  | 0% | 0% | 0% | 0 | 0 | 0 | 0 | 0 | 0 | 0 | 0 | 0% | 0 | 0 | 0% | Normal | 0% | 0 | 0 | 0 | [15 empty] | Commercial_College_New_Food Preparation_Griddle_ | 0 | 0
Commercial_College_New_Food Preparation_Natural Gas_Griddle_E6 | Commercial | College | New | Food Preparation | Natural Gas | Griddle | E6 |  | 0% | 0% | 0% | 0 | 0 | 0 | 0 | 0 | 0 | 0 | 0 | 0% | 0 | 0 | 0% | Normal | 0% | 0 | 0 | 0 | [15 empty] | Commercial_College_New_Food Preparation_Griddle_ | 0 | 0
Commercial_College_New_Food Preparation_Natural Gas_Griddle_E7 | Commercial | College | New | Food Preparation | Natural Gas | Griddle | E7 |  | 0% | 0% | 0% | 0 | 0 | 0 | 0 | 0 | 0 | 0 | 0 | 0% | 0 | 0 | 0% | Normal | 0% | 0 | 0 | 0 | [15 empty] | Commercial_College_New_Food Preparation_Griddle_ | 0 | 0
Commercial_College_New_Food Preparation_Natural Gas_Griddle_E8 | Commercial | College | New | Food Preparation | Natural Gas | Griddle | E8 |  | 0% | 0% | 0% | 0 | 0 | 0 | 0 | 0 | 0 | 0 | 0 | 0% | 0 | 0 | 0% | Normal | 0% | 0 | 0 | 0 | [15 empty] | Commercial_College_New_Food Preparation_Griddle_ | 0 | 0
Commercial_College_New_Food Preparation_Natural Gas_Griddle_E9 | Commercial | College | New | Food Preparation | Natural Gas | Griddle | E9 |  | 0% | 0% | 0% | 0 | 0 | 0 | 0 | 0 | 0 | 0 | 0 | 0% | 0 | 0 | 0% | Normal | 0% | 0 | 0 | 0 | [15 empty] | Commercial_College_New_Food Preparation_Griddle_ | 0 | 0
Commercial_College_New_Food Preparation_Natural Gas_Griddle_E10 | Commercial | College | New | Food Preparation | Natural Gas | Griddle | E10 |  | 0% | 0% | 0% | 0 | 0 | 0 | 0 | 0 | 0 | 0 | 0 | 0% | 0 | 0 | 0% | Normal | 0% | 0 | 0 | 0 | [15 empty] | Commercial_College_New_Food Preparation_Griddle_ | 0 | 0
Commercial_College_New_Food Preparation_Natural Gas_Range_E1 | Commercial | College | New | Food Preparation | Natural Gas | Range | E1 | Standard | 100% | 0% | 0% | 0.10234 | 0 | 0 | 0 | 8 | 12 | 2021 | 2047 | 100% | 0 | 0 | 0% | Normal | 0% | 0.015506 | 0 | 0 | 1 units | 1 | 0 | 1.2922e-05 | 1200 | 7450 | 0 | 0 |  | 2017 | 1.0631 | COOK_OVN-Food Preparation-AEO17-1 | EIA 2018 Tech Forecast | Navigant 2009 |  | Commercial_College_New_Food Preparation_Range_Standard | 0.10234 | 7450
Commercial_College_New_Food Preparation_Natural Gas_Range_E2 | Commercial | College | New | Food Preparation | Natural Gas | Range | E2 | High Efficiency | 85.71% | 0% | 0% | 0.10234 | 0 | 0 | 0 | 8 | 12 | 2021 | 2047 | 100% | 0 | 0 | 0% | Normal | 0% | 0.013291 | 0 | 0 | 1 units | 1 | 0 | 1.2922e-05 | 1028.5714 | 7450.01 | 0 | 0 |  | 2017 | 1.0631 | COOK_OVN-Food Preparation-AEO17-1 | EIA 2018 Tech Forecast | EIA 2018 Tech Forecast |  | Commercial_College_New_Food Preparation_Range_High Efficiency | 0.10234 | 7450.01
Commercial_College_New_Food Preparation_Natural Gas_Range_E3 | Commercial | College | New | Food Preparation | Natural Gas | Range | E3 |  | 0% | 0% | 0% | 0 | 0 | 0 | 0 | 0 | 0 | 0 | 0 | 0% | 0 | 0 | 0% | Normal | 0% | 0 | 0 | 0 | [15 empty] | Commercial_College_New_Food Preparation_Range_ | 0 | 0
Commercial_College_New_Food Preparation_Natural Gas_Range_E4 | Commercial | College | New | Food Preparation | Natural Gas | Range | E4 |  | 0% | 0% | 0% | 0 | 0 | 0 | 0 | 0 | 0 | 0 | 0 | 0% | 0 | 0 | 0% | Normal | 0% | 0 | 0 | 0 | [15 empty] | Commercial_College_New_Food Preparation_Range_ | 0 | 0
Commercial_College_New_Food Preparation_Natural Gas_Range_E5 | Commercial | College | New | Food Preparation | Natural Gas | Range | E5 |  | 0% | 0% | 0% | 0 | 0 | 0 | 0 | 0 | 0 | 0 | 0 | 0% | 0 | 0 | 0% | Normal | 0% | 0 | 0 | 0 | [15 empty] | Commercial_College_New_Food Preparation_Range_ | 0 | 0
Commercial_College_New_Food Preparation_Natural Gas_Range_E6 | Commercial | College | New | Food Preparation | Natural Gas | Range | E6 |  | 0% | 0% | 0% | 0 | 0 | 0 | 0 | 0 | 0 | 0 | 0 | 0% | 0 | 0 | 0% | Normal | 0% | 0 | 0 | 0 | [15 empty] | Commercial_College_New_Food Preparation_Range_ | 0 | 0
Commercial_College_New_Food Preparation_Natural Gas_Range_E7 | Commercial | College | New | Food Preparation | Natural Gas | Range | E7 |  | 0% | 0% | 0% | 0 | 0 | 0 | 0 | 0 | 0 | 0 | 0 | 0% | 0 | 0 | 0% | Normal | 0% | 0 | 0 | 0 | [15 empty] | Commercial_College_New_Food Preparation_Range_ | 0 | 0
Commercial_College_New_Food Preparation_Natural Gas_Range_E8 | Commercial | College | New | Food Preparation | Natural Gas | Range | E8 |  | 0% | 0% | 0% | 0 | 0 | 0 | 0 | 0 | 0 | 0 | 0 | 0% | 0 | 0 | 0% | Normal | 0% | 0 | 0 | 0 | [15 empty] | Commercial_College_New_Food Preparation_Range_ | 0 | 0
Commercial_College_New_Food Preparation_Natural Gas_Range_E9 | Commercial | College | New | Food Preparation | Natural Gas | Range | E9 |  | 0% | 0% | 0% | 0 | 0 | 0 | 0 | 0 | 0 | 0 | 0 | 0% | 0 | 0 | 0% | Normal | 0% | 0 | 0 | 0 | [15 empty] | Commercial_College_New_Food Preparation_Range_ | 0 | 0
Commercial_College_New_Food Preparation_Natural Gas_Range_E10 | Commercial | College | New | Food Preparation | Natural Gas | Range | E10 |  | 0% | 0% | 0% | 0 | 0 | 0 | 0 | 0 | 0 | 0 | 0 | 0% | 0 | 0 | 0% | Normal | 0% | 0 | 0 | 0 | [15 empty] | Commercial_College_New_Food Preparation_Range_ | 0 | 0
Commercial_College_New_Food Preparation_Natural Gas_Steamer_E1 | Commercial | College | New | Food Preparation | Natural Gas | Steamer | E1 | Standard | 100% | 0% | 0% | 0.21957 | 0 | 0 | 0 | 6 | 10 | 2021 | 2021 | 100% | 0 | 0 | 0% | Normal | 0% | 0.02887 | 0 | 0 | 1 units | 1 | 0 | 1.9593e-05 | 1473.5418 | 10431.946 | 0 | 0 |  | 2016 | 1.0743 | RTF Wkbk - ComCookingSteamer_v5_0 | RTF Wkbk - ComCookingSteamer_v5_0 | RTF Wkbk - ComCookingSteamer_v5_0 |  | Commercial_College_New_Food Preparation_Steamer_Standard | 0.21957 | 10431.946
Commercial_College_New_Food Preparation_Natural Gas_Steamer_E2 | Commercial | College | New | Food Preparation | Natural Gas | Steamer | E2 | ENERGY STAR | 17.54% | 0% | 0% | 0.21957 | 0 | -0.014457 | 0 | 6 | 10 | 2021 | 2047 | 100% | 0 | 0 | 0% | Normal | 0% | 0.0050627 | 0 | 0 | 1 units | 1 | 0 | 1.9593e-05 | 258.3998 | 10431.956 | 0 | -686.8492 |  | 2016 | 1.0743 | RTF Wkbk - ComCookingSteamer_v5_0 | RTF Wkbk - ComCookingSteamer_v5_0 | RTF Wkbk - ComCookingSteamer_v5_0 |  | Commercial_College_New_Food Preparation_Steamer_ENERGY STAR | 0.20511 | 9745.1068
Commercial_College_New_Food Preparation_Natural Gas_Steamer_E3 | Commercial | College | New | Food Preparation | Natural Gas | Steamer | E3 |  | 0% | 0% | 0% | 0 | 0 | 0 | 0 | 0 | 0 | 0 | 0 | 0% | 0 | 0 | 0% | Normal | 0% | 0 | 0 | 0 | [15 empty] | Commercial_College_New_Food Preparation_Steamer_ | 0 | 0
Commercial_College_New_Food Preparation_Natural Gas_Steamer_E4 | Commercial | College | New | Food Preparation | Natural Gas | Steamer | E4 |  | 0% | 0% | 0% | 0 | 0 | 0 | 0 | 0 | 0 | 0 | 0 | 0% | 0 | 0 | 0% | Normal | 0% | 0 | 0 | 0 | [15 empty] | Commercial_College_New_Food Preparation_Steamer_ | 0 | 0
Commercial_College_New_Food Preparation_Natural Gas_Steamer_E5 | Commercial | College | New | Food Preparation | Natural Gas | Steamer | E5 |  | 0% | 0% | 0% | 0 | 0 | 0 | 0 | 0 | 0 | 0 | 0 | 0% | 0 | 0 | 0% | Normal | 0% | 0 | 0 | 0 | [15 empty] | Commercial_College_New_Food Preparation_Steamer_ | 0 | 0
Commercial_College_New_Food Preparation_Natural Gas_Steamer_E6 | Commercial | College | New | Food Preparation | Natural Gas | Steamer | E6 |  | 0% | 0% | 0% | 0 | 0 | 0 | 0 | 0 | 0 | 0 | 0 | 0% | 0 | 0 | 0% | Normal | 0% | 0 | 0 | 0 | [15 empty] | Commercial_College_New_Food Preparation_Steamer_ | 0 | 0
Commercial_College_New_Food Preparation_Natural Gas_Steamer_E7 | Commercial | College | New | Food Preparation | Natural Gas | Steamer | E7 |  | 0% | 0% | 0% | 0 | 0 | 0 | 0 | 0 | 0 | 0 | 0 | 0% | 0 | 0 | 0% | Normal | 0% | 0 | 0 | 0 | [15 empty] | Commercial_College_New_Food Preparation_Steamer_ | 0 | 0
Commercial_College_New_Food Preparation_Natural Gas_Steamer_E8 | Commercial | College | New | Food Preparation | Natural Gas | Steamer | E8 |  | 0% | 0% | 0% | 0 | 0 | 0 | 0 | 0 | 0 | 0 | 0 | 0% | 0 | 0 | 0% | Normal | 0% | 0 | 0 | 0 | [15 empty] | Commercial_College_New_Food Preparation_Steamer_ | 0 | 0
Commercial_College_New_Food Preparation_Natural Gas_Steamer_E9 | Commercial | College | New | Food Preparation | Natural Gas | Steamer | E9 |  | 0% | 0% | 0% | 0 | 0 | 0 | 0 | 0 | 0 | 0 | 0 | 0% | 0 | 0 | 0% | Normal | 0% | 0 | 0 | 0 | [15 empty] | Commercial_College_New_Food Preparation_Steamer_ | 0 | 0
Commercial_College_New_Food Preparation_Natural Gas_Steamer_E10 | Commercial | College | New | Food Preparation | Natural Gas | Steamer | E10 |  | 0% | 0% | 0% | 0 | 0 | 0 | 0 | 0 | 0 | 0 | 0 | 0% | 0 | 0 | 0% | Normal | 0% | 0 | 0 | 0 | [15 empty] | Commercial_College_New_Food Preparation_Steamer_ | 0 | 0
Commercial_College_New_Food Preparation_Natural Gas_Commercial Food Prep Other_E1 | Commercial | College | New | Food Preparation | Natural Gas | Commercial Food Prep Other | E1 | Standard | 100% | 0% | 0% | 0.005762 | 0 | 0 | 0 | 8 | 12 | 2021 | 2047 | 100% | 0 | 0 | 0% | Normal | 0% | 0.0069161 | 0 | 0 | 1 units | 1 | 0 | 4.8596e-06 | 1423.18 | 1000 | 0 | 0 |  | 2010 | 1.1857 | Default | Default | Default |  | Commercial_College_New_Food Preparation_Commercial Food Prep Other_Standard | 0.005762 | 1000
Commercial_College_New_Food Preparation_Natural Gas_Commercial Food Prep Other_E2 | Commercial | College | New | Food Preparation | Natural Gas | Commercial Food Prep Other | E2 | ENERGY STAR | 74.27% | 0% | 0% | 0.0069995 | 0 | 0 | 0 | 8 | 12 | 2021 | 2047 | 100% | 0 | 0 | 0% | Normal | 0% | 0.0051367 | 0 | 0 | 1 units | 1 | 0 | 4.8596e-06 | 1057.0182 | 1214.7567 | 0 | 0 |  | 2010 | 1.1857 | N/A | N/A | N/A |  | Commercial_College_New_Food Preparation_Commercial Food Prep Other_ENERGY STAR | 0.0069995 | 1214.7567
Commercial_College_New_Food Preparation_Natural Gas_Commercial Food Prep Other_E3 | Commercial | College | New | Food Preparation | Natural Gas | Commercial Food Prep Other | E3 |  | 0% | 0% | 0% | 0 | 0 | 0 | 0 | 0 | 0 | 0 | 0 | 0% | 0 | 0 | 0% | Normal | 0% | 0 | 0 | 0 | [15 empty] | Commercial_College_New_Food Preparation_Commercial Food Prep Other_ | 0 | 0
Commercial_College_New_Food Preparation_Natural Gas_Commercial Food Prep Other_E4 | Commercial | College | New | Food Preparation | Natural Gas | Commercial Food Prep Other | E4 |  | 0% | 0% | 0% | 0 | 0 | 0 | 0 | 0 | 0 | 0 | 0 | 0% | 0 | 0 | 0% | Normal | 0% | 0 | 0 | 0 | [15 empty] | Commercial_College_New_Food Preparation_Commercial Food Prep Other_ | 0 | 0
Commercial_College_New_Food Preparation_Natural Gas_Commercial Food Prep Other_E5 | Commercial | College | New | Food Preparation | Natural Gas | Commercial Food Prep Other | E5 |  | 0% | 0% | 0% | 0 | 0 | 0 | 0 | 0 | 0 | 0 | 0 | 0% | 0 | 0 | 0% | Normal | 0% | 0 | 0 | 0 | [15 empty] | Commercial_College_New_Food Preparation_Commercial Food Prep Other_ | 0 | 0
Commercial_College_New_Food Preparation_Natural Gas_Commercial Food Prep Other_E6 | Commercial | College | New | Food Preparation | Natural Gas | Commercial Food Prep Other | E6 |  | 0% | 0% | 0% | 0 | 0 | 0 | 0 | 0 | 0 | 0 | 0 | 0% | 0 | 0 | 0% | Normal | 0% | 0 | 0 | 0 | [15 empty] | Commercial_College_New_Food Preparation_Commercial Food Prep Other_ | 0 | 0
Commercial_College_New_Food Preparation_Natural Gas_Commercial Food Prep Other_E7 | Commercial | College | New | Food Preparation | Natural Gas | Commercial Food Prep Other | E7 |  | 0% | 0% | 0% | 0 | 0 | 0 | 0 | 0 | 0 | 0 | 0 | 0% | 0 | 0 | 0% | Normal | 0% | 0 | 0 | 0 | [15 empty] | Commercial_College_New_Food Preparation_Commercial Food Prep Other_ | 0 | 0
Commercial_College_New_Food Preparation_Natural Gas_Commercial Food Prep Other_E8 | Commercial | College | New | Food Preparation | Natural Gas | Commercial Food Prep Other | E8 |  | 0% | 0% | 0% | 0 | 0 | 0 | 0 | 0 | 0 | 0 | 0 | 0% | 0 | 0 | 0% | Normal | 0% | 0 | 0 | 0 | [15 empty] | Commercial_College_New_Food Preparation_Commercial Food Prep Other_ | 0 | 0
Commercial_College_New_Food Preparation_Natural Gas_Commercial Food Prep Other_E9 | Commercial | College | New | Food Preparation | Natural Gas | Commercial Food Prep Other | E9 |  | 0% | 0% | 0% | 0 | 0 | 0 | 0 | 0 | 0 | 0 | 0 | 0% | 0 | 0 | 0% | Normal | 0% | 0 | 0 | 0 | [15 empty] | Commercial_College_New_Food Preparation_Commercial Food Prep Other_ | 0 | 0
Commercial_College_New_Food Preparation_Natural Gas_Commercial Food Prep Other_E10 | Commercial | College | New | Food Preparation | Natural Gas | Commercial Food Prep Other | E10 |  | 0% | 0% | 0% | 0 | 0 | 0 | 0 | 0 | 0 | 0 | 0 | 0% | 0 | 0 | 0% | Normal | 0% | 0 | 0 | 0 | [15 empty] | Commercial_College_New_Food Preparation_Commercial Food Prep Other_ | 0 | 0
Commercial_College_New_Miscellaneous_Natural Gas_Pool Heater_E1 | Commercial | College | New | Miscellaneous | Natural Gas | Pool Heater | E1 | Standard (EF .78) | 100% | 0% | 0% | 0.0030694 | 0 | 0 | 0 | 4 | 8 | 2021 | 2047 | 100% | 0 | 0 | 0% | Normal | 0% | 0.0022909 | 0 | 0 | 1 units | 1 | 0 | 1.5386e-07 | 14890 | 18052 | 0 | 0 |  | 2014 | 1.1051 | DOE Commercial R&D 2016 - Table 7-6 | DOE Commercial R&D 2016 - Table 7-7 | DOE Commercial R&D 2016 - Table 7-8 |  | Commercial_College_New_Miscellaneous_Pool Heater_Standard (EF .78) | 0.0030694 | 18052
Commercial_College_New_Miscellaneous_Natural Gas_Pool Heater_E2 | Commercial | College | New | Miscellaneous | Natural Gas | Pool Heater | E2 | Condensing (EF .90) | 85% | 0% | 0% | 0.0050258 | 0 | 0 | 0 | 4 | 8 | 2021 | 2047 | 100% | 0 | 0 | 0% | Normal | 0% | 0.0019473 | 0 | 0 | 1 units | 1 | 0 | 1.5386e-07 | 12656.5 | 29558 | 0 | 0 |  | 2014 | 1.1051 | DOE Commercial R&D 2016 - Table 7-6 | DOE Commercial R&D 2016 - Table 7-7 | DOE Commercial R&D 2016 - Table 7-9 |  | Commercial_College_New_Miscellaneous_Pool Heater_Condensing (EF .90) | 0.0050258 | 29558
Commercial_College_New_Miscellaneous_Natural Gas_Pool Heater_E3 | Commercial | College | New | Miscellaneous | Natural Gas | Pool Heater | E3 |  | 0% | 0% | 0% | 0 | 0 | 0 | 0 | 0 | 0 | 0 | 0 | 0% | 0 | 0 | 0% | Normal | 0% | 0 | 0 | 0 | [15 empty] | Commercial_College_New_Miscellaneous_Pool Heater_ | 0 | 0
Commercial_College_New_Miscellaneous_Natural Gas_Pool Heater_E4 | Commercial | College | New | Miscellaneous | Natural Gas | Pool Heater | E4 |  | 0% | 0% | 0% | 0 | 0 | 0 | 0 | 0 | 0 | 0 | 0 | 0% | 0 | 0 | 0% | Normal | 0% | 0 | 0 | 0 | [15 empty] | Commercial_College_New_Miscellaneous_Pool Heater_ | 0 | 0
Commercial_College_New_Miscellaneous_Natural Gas_Pool Heater_E5 | Commercial | College | New | Miscellaneous | Natural Gas | Pool Heater | E5 |  | 0% | 0% | 0% | 0 | 0 | 0 | 0 | 0 | 0 | 0 | 0 | 0% | 0 | 0 | 0% | Normal | 0% | 0 | 0 | 0 | [15 empty] | Commercial_College_New_Miscellaneous_Pool Heater_ | 0 | 0
Commercial_College_New_Miscellaneous_Natural Gas_Pool Heater_E6 | Commercial | College | New | Miscellaneous | Natural Gas | Pool Heater | E6 |  | 0% | 0% | 0% | 0 | 0 | 0 | 0 | 0 | 0 | 0 | 0 | 0% | 0 | 0 | 0% | Normal | 0% | 0 | 0 | 0 | [15 empty] | Commercial_College_New_Miscellaneous_Pool Heater_ | 0 | 0
Commercial_College_New_Miscellaneous_Natural Gas_Pool Heater_E7 | Commercial | College | New | Miscellaneous | Natural Gas | Pool Heater | E7 |  | 0% | 0% | 0% | 0 | 0 | 0 | 0 | 0 | 0 | 0 | 0 | 0% | 0 | 0 | 0% | Normal | 0% | 0 | 0 | 0 | [15 empty] | Commercial_College_New_Miscellaneous_Pool Heater_ | 0 | 0
Commercial_College_New_Miscellaneous_Natural Gas_Pool Heater_E8 | Commercial | College | New | Miscellaneous | Natural Gas | Pool Heater | E8 |  | 0% | 0% | 0% | 0 | 0 | 0 | 0 | 0 | 0 | 0 | 0 | 0% | 0 | 0 | 0% | Normal | 0% | 0 | 0 | 0 | [15 empty] | Commercial_College_New_Miscellaneous_Pool Heater_ | 0 | 0
Commercial_College_New_Miscellaneous_Natural Gas_Pool Heater_E9 | Commercial | College | New | Miscellaneous | Natural Gas | Pool Heater | E9 |  | 0% | 0% | 0% | 0 | 0 | 0 | 0 | 0 | 0 | 0 | 0 | 0% | 0 | 0 | 0% | Normal | 0% | 0 | 0 | 0 | [15 empty] | Commercial_College_New_Miscellaneous_Pool Heater_ | 0 | 0
Commercial_College_New_Miscellaneous_Natural Gas_Pool Heater_E10 | Commercial | College | New | Miscellaneous | Natural Gas | Pool Heater | E10 |  | 0% | 0% | 0% | 0 | 0 | 0 | 0 | 0 | 0 | 0 | 0 | 0% | 0 | 0 | 0% | Normal | 0% | 0 | 0 | 0 | [15 empty] | Commercial_College_New_Miscellaneous_Pool Heater_ | 0 | 0
Commercial_College_New_Miscellaneous_Natural Gas_Miscellaneous_E1 | Commercial | College | New | Miscellaneous | Natural Gas | Miscellaneous | E1 | Miscellaneous | 100% | 0% | 0% | 0.0056228 | 0 | 0 | 0 | 2 | 8 | 2021 | 2047 | 100% | 0 | 0 | 0% | Normal | 0% | 0.005234 | 0 | 0 | 1 units | 1 | 0 | 0.005234 | 1 | 1 | 0 | 0 |  | 2016 | 1.0743 | N/A | N/A | N/A |  | Commercial_College_New_Miscellaneous_Miscellaneous_Miscellaneous | 0.0056228 | 1
Commercial_College_New_Miscellaneous_Natural Gas_Miscellaneous_E2 | Commercial | College | New | Miscellaneous | Natural Gas | Miscellaneous | E2 |  | 0% | 0% | 0% | 0 | 0 | 0 | 0 | 0 | 0 | 0 | 0 | 0% | 0 | 0 | 0% | Normal | 0% | 0 | 0 | 0 | [15 empty] | Commercial_College_New_Miscellaneous_Miscellaneous_ | 0 | 0
Commercial_College_New_Miscellaneous_Natural Gas_Miscellaneous_E3 | Commercial | College | New | Miscellaneous | Natural Gas | Miscellaneous | E3 |  | 0% | 0% | 0% | 0 | 0 | 0 | 0 | 0 | 0 | 0 | 0 | 0% | 0 | 0 | 0% | Normal | 0% | 0 | 0 | 0 | [15 empty] | Commercial_College_New_Miscellaneous_Miscellaneous_ | 0 | 0
Commercial_College_New_Miscellaneous_Natural Gas_Miscellaneous_E4 | Commercial | College | New | Miscellaneous | Natural Gas | Miscellaneous | E4 |  | 0% | 0% | 0% | 0 | 0 | 0 | 0 | 0 | 0 | 0 | 0 | 0% | 0 | 0 | 0% | Normal | 0% | 0 | 0 | 0 | [15 empty] | Commercial_College_New_Miscellaneous_Miscellaneous_ | 0 | 0
Commercial_College_New_Miscellaneous_Natural Gas_Miscellaneous_E5 | Commercial | College | New | Miscellaneous | Natural Gas | Miscellaneous | E5 |  | 0% | 0% | 0% | 0 | 0 | 0 | 0 | 0 | 0 | 0 | 0 | 0% | 0 | 0 | 0% | Normal | 0% | 0 | 0 | 0 | [15 empty] | Commercial_College_New_Miscellaneous_Miscellaneous_ | 0 | 0
Commercial_College_New_Miscellaneous_Natural Gas_Miscellaneous_E6 | Commercial | College | New | Miscellaneous | Natural Gas | Miscellaneous | E6 |  | 0% | 0% | 0% | 0 | 0 | 0 | 0 | 0 | 0 | 0 | 0 | 0% | 0 | 0 | 0% | Normal | 0% | 0 | 0 | 0 | [15 empty] | Commercial_College_New_Miscellaneous_Miscellaneous_ | 0 | 0
Commercial_College_New_Miscellaneous_Natural Gas_Miscellaneous_E7 | Commercial | College | New | Miscellaneous | Natural Gas | Miscellaneous | E7 |  | 0% | 0% | 0% | 0 | 0 | 0 | 0 | 0 | 0 | 0 | 0 | 0% | 0 | 0 | 0% | Normal | 0% | 0 | 0 | 0 | [15 empty] | Commercial_College_New_Miscellaneous_Miscellaneous_ | 0 | 0
Commercial_College_New_Miscellaneous_Natural Gas_Miscellaneous_E8 | Commercial | College | New | Miscellaneous | Natural Gas | Miscellaneous | E8 |  | 0% | 0% | 0% | 0 | 0 | 0 | 0 | 0 | 0 | 0 | 0 | 0% | 0 | 0 | 0% | Normal | 0% | 0 | 0 | 0 | [15 empty] | Commercial_College_New_Miscellaneous_Miscellaneous_ | 0 | 0
Commercial_College_New_Miscellaneous_Natural Gas_Miscellaneous_E9 | Commercial | College | New | Miscellaneous | Natural Gas | Miscellaneous | E9 |  | 0% | 0% | 0% | 0 | 0 | 0 | 0 | 0 | 0 | 0 | 0 | 0% | 0 | 0 | 0% | Normal | 0% | 0 | 0 | 0 | [15 empty] | Commercial_College_New_Miscellaneous_Miscellaneous_ | 0 | 0
Commercial_College_New_Miscellaneous_Natural Gas_Miscellaneous_E10 | Commercial | College | New | Miscellaneous | Natural Gas | Miscellaneous | E10 |  | 0% | 0% | 0% | 0 | 0 | 0 | 0 | 0 | 0 | 0 | 0 | 0% | 0 | 0 | 0% | Normal | 0% | 0 | 0 | 0 | [15 empty] | Commercial_College_New_Miscellaneous_Miscellaneous_ | 0 | 0
Commercial_Health_Existing_Space Heating_Natural Gas_Furnace_E1 | Commercial | Health | Existing | Space Heating | Natural Gas | Furnace | E1 | AFUE 80% (Standard) | 100% | 0% | 0% | 0.18083 | 0.18944 | 0.029278 | 0 | 17 | 29 | 2021 | 2023 | 100% | 0 | 0 | 0% | Normal | 0% | 0.20528 | 0 | 0 | 400 kBtu/hr | 400 | 0 | 0.0648 | 0.20528 | 1050 | 1100 | 170 |  | 2017 | 1.0631 | EIA18_Tech Forecast Updates_p.90_Current Standard | EIA18_Tech Forecast Updates_p.90_Current Standard | AEG BEST |  | Commercial_Health_Existing_Space Heating_Furnace_AFUE 80% (Standard) | 0.39956 | 2320
Commercial_Health_Existing_Space Heating_Natural Gas_Furnace_E2 | Commercial | Health | Existing | Space Heating | Natural Gas | Furnace | E2 | AFUE 90% | 88.89% | 0% | 0% | 0.30139 | 0.22389 | 0.030139 | 0 | 17 | 29 | 2021 | 2047 | 100% | 0 | 0 | 0% | Normal | 0% | 0.18247 | 0 | 0 | 400 kBtu/hr | 400 | 0 | 0.0648 | 0.18247 | 1750 | 1300 | 175 |  | 2017 | 1.0631 | EIA18_Tech Forecast Updates_p.90_2020 Typical | EIA18_Tech Forecast Updates_p.90_2020 Typical | AEG BEST |  | Commercial_Health_Existing_Space Heating_Furnace_AFUE 90% | 0.55542 | 3225
Commercial_Health_Existing_Space Heating_Natural Gas_Furnace_E3 | Commercial | Health | Existing | Space Heating | Natural Gas | Furnace | E3 | AFUE 96% | 83.33% | 0% | 0% | 0.42194 | 0.25833 | 0.031 | 0 | 17 | 29 | 2021 | 2047 | 100% | 0 | 0 | 0% | Normal | 0% | 0.17106 | 0 | 0 | 400 kBtu/hr | 400 | 0 | 0.0648 | 0.17106 | 2450 | 1500 | 180 |  | 2017 | 1.0631 | EIA18_Tech Forecast Updates_p.90_2020 High | EIA18_Tech Forecast Updates_p.90_2020 High | AEG BEST |  | Commercial_Health_Existing_Space Heating_Furnace_AFUE 96% | 0.71128 | 4130
Commercial_Health_Existing_Space Heating_Natural Gas_Furnace_E4 | Commercial | Health | Existing | Space Heating | Natural Gas | Furnace | E4 |  | 0% | 0% | 0% | 0 | 0 | 0 | 0 | 0 | 0 | 0 | 0 | 0% | 0 | 0 | 0% | Normal | 0% | 0 | 0 | 0 | [15 empty] | Commercial_Health_Existing_Space Heating_Furnace_ | 0 | 0
Commercial_Health_Existing_Space Heating_Natural Gas_Furnace_E5 | Commercial | Health | Existing | Space Heating | Natural Gas | Furnace | E5 |  | 0% | 0% | 0% | 0 | 0 | 0 | 0 | 0 | 0 | 0 | 0 | 0% | 0 | 0 | 0% | Normal | 0% | 0 | 0 | 0 | [15 empty] | Commercial_Health_Existing_Space Heating_Furnace_ | 0 | 0
Commercial_Health_Existing_Space Heating_Natural Gas_Furnace_E6 | Commercial | Health | Existing | Space Heating | Natural Gas | Furnace | E6 |  | 0% | 0% | 0% | 0 | 0 | 0 | 0 | 0 | 0 | 0 | 0 | 0% | 0 | 0 | 0% | Normal | 0% | 0 | 0 | 0 | [15 empty] | Commercial_Health_Existing_Space Heating_Furnace_ | 0 | 0
Commercial_Health_Existing_Space Heating_Natural Gas_Furnace_E7 | Commercial | Health | Existing | Space Heating | Natural Gas | Furnace | E7 |  | 0% | 0% | 0% | 0 | 0 | 0 | 0 | 0 | 0 | 0 | 0 | 0% | 0 | 0 | 0% | Normal | 0% | 0 | 0 | 0 | [15 empty] | Commercial_Health_Existing_Space Heating_Furnace_ | 0 | 0
Commercial_Health_Existing_Space Heating_Natural Gas_Furnace_E8 | Commercial | Health | Existing | Space Heating | Natural Gas | Furnace | E8 |  | 0% | 0% | 0% | 0 | 0 | 0 | 0 | 0 | 0 | 0 | 0 | 0% | 0 | 0 | 0% | Normal | 0% | 0 | 0 | 0 | [15 empty] | Commercial_Health_Existing_Space Heating_Furnace_ | 0 | 0
Commercial_Health_Existing_Space Heating_Natural Gas_Furnace_E9 | Commercial | Health | Existing | Space Heating | Natural Gas | Furnace | E9 |  | 0% | 0% | 0% | 0 | 0 | 0 | 0 | 0 | 0 | 0 | 0 | 0% | 0 | 0 | 0% | Normal | 0% | 0 | 0 | 0 | [15 empty] | Commercial_Health_Existing_Space Heating_Furnace_ | 0 | 0
Commercial_Health_Existing_Space Heating_Natural Gas_Furnace_E10 | Commercial | Health | Existing | Space Heating | Natural Gas | Furnace | E10 |  | 0% | 0% | 0% | 0 | 0 | 0 | 0 | 0 | 0 | 0 | 0 | 0% | 0 | 0 | 0% | Normal | 0% | 0 | 0 | 0 | [15 empty] | Commercial_Health_Existing_Space Heating_Furnace_ | 0 | 0
Commercial_Health_Existing_Space Heating_Natural Gas_Boiler_E1 | Commercial | Health | Existing | Space Heating | Natural Gas | Boiler | E1 | AFUE 80% (Standard) | 100% | 0% | 0% | 1.4119 | 0.78249 | 0.1531 | 0 | 20 | 30 | 2021 | 2047 | 100% | 0 | 0 | 0% | Normal | 0% | 0.50175 | 0 | 0 | 800 kBtu/hr | 800 | 0 | 0.0648 | 0.50175 | 16600 | 9200 | 1800 |  | 2018 | 1.05 | EIA 2018 Tech Forecast | EIA 2018 Tech Forecast | AEG BEST |  | Commercial_Health_Existing_Space Heating_Boiler_AFUE 80% (Standard) | 2.3475 | 27600
Commercial_Health_Existing_Space Heating_Natural Gas_Boiler_E2 | Commercial | Health | Existing | Space Heating | Natural Gas | Boiler | E2 | AFUE 85% | 94.12% | 0% | 0% | 1.9307 | 0.82927 | 0.1531 | 0 | 20 | 30 | 2021 | 2047 | 100% | 0 | 0 | 0% | Normal | 0% | 0.47224 | 0 | 0 | 800 kBtu/hr | 800 | 0 | 0.0648 | 0.47224 | 22700 | 9750 | 1800 |  | 2018 | 1.05 | EIA 2018 Tech Forecast | EIA 2018 Tech Forecast | AEG BEST |  | Commercial_Health_Existing_Space Heating_Boiler_AFUE 85% | 2.9131 | 34250
Commercial_Health_Existing_Space Heating_Natural Gas_Boiler_E3 | Commercial | Health | Existing | Space Heating | Natural Gas | Boiler | E3 | AFUE 97% | 82.47% | 0% | 0% | 3.1251 | 0.77085 | 0.1531 | 0 | 20 | 30 | 2021 | 2047 | 100% | 0 | 0 | 0% | Normal | 0% | 0.41382 | 0 | 0 | 800 kBtu/hr | 800 | 0 | 0.0648 | 0.41382 | 36742.4242 | 9063.1313 | 1800 |  | 2018 | 1.05 | EIA 2018 Tech Forecast | EIA 2018 Tech Forecast | AEG BEST |  | Commercial_Health_Existing_Space Heating_Boiler_AFUE 97% | 4.049 | 47605.5556
Commercial_Health_Existing_Space Heating_Natural Gas_Boiler_E4 | Commercial | Health | Existing | Space Heating | Natural Gas | Boiler | E4 | Convert to NG Air Source Heat Pump | 57.14% | 0% | 0% | 13.6328 | 0.78249 | 0.25613 | 0 | 10 | 20 | 2021 | 2047 | 100% | 0 | 0 | 0% | Normal | 0% | 0.28672 | 0 | 0 | 800 kBtu/hr | 800 | 0 | 0.0648 | 0.28672 | 158316.7533 | 9086.959 | 2974.436 |  | 2017 | 1.0631 | AEO 2021 - gas_eng-driven_RTHP-heat 2017 typical | AEO 2021 - gas_eng-driven_RTHP-heat 2017 typical | AEG BEST |  | Commercial_Health_Existing_Space Heating_Boiler_Convert to NG Air Source Heat Pump | 14.6714 | 170378.1483
Commercial_Health_Existing_Space Heating_Natural Gas_Boiler_E5 | Commercial | Health | Existing | Space Heating | Natural Gas | Boiler | E5 |  | 0% | 0% | 0% | 0 | 0 | 0 | 0 | 0 | 0 | 0 | 0 | 0% | 0 | 0 | 0% | Normal | 0% | 0 | 0 | 0 | [15 empty] | Commercial_Health_Existing_Space Heating_Boiler_ | 0 | 0
Commercial_Health_Existing_Space Heating_Natural Gas_Boiler_E6 | Commercial | Health | Existing | Space Heating | Natural Gas | Boiler | E6 |  | 0% | 0% | 0% | 0 | 0 | 0 | 0 | 0 | 0 | 0 | 0 | 0% | 0 | 0 | 0% | Normal | 0% | 0 | 0 | 0 | [15 empty] | Commercial_Health_Existing_Space Heating_Boiler_ | 0 | 0
Commercial_Health_Existing_Space Heating_Natural Gas_Boiler_E7 | Commercial | Health | Existing | Space Heating | Natural Gas | Boiler | E7 |  | 0% | 0% | 0% | 0 | 0 | 0 | 0 | 0 | 0 | 0 | 0 | 0% | 0 | 0 | 0% | Normal | 0% | 0 | 0 | 0 | [15 empty] | Commercial_Health_Existing_Space Heating_Boiler_ | 0 | 0
Commercial_Health_Existing_Space Heating_Natural Gas_Boiler_E8 | Commercial | Health | Existing | Space Heating | Natural Gas | Boiler | E8 |  | 0% | 0% | 0% | 0 | 0 | 0 | 0 | 0 | 0 | 0 | 0 | 0% | 0 | 0 | 0% | Normal | 0% | 0 | 0 | 0 | [15 empty] | Commercial_Health_Existing_Space Heating_Boiler_ | 0 | 0
Commercial_Health_Existing_Space Heating_Natural Gas_Boiler_E9 | Commercial | Health | Existing | Space Heating | Natural Gas | Boiler | E9 |  | 0% | 0% | 0% | 0 | 0 | 0 | 0 | 0 | 0 | 0 | 0 | 0% | 0 | 0 | 0% | Normal | 0% | 0 | 0 | 0 | [15 empty] | Commercial_Health_Existing_Space Heating_Boiler_ | 0 | 0
Commercial_Health_Existing_Space Heating_Natural Gas_Boiler_E10 | Commercial | Health | Existing | Space Heating | Natural Gas | Boiler | E10 |  | 0% | 0% | 0% | 0 | 0 | 0 | 0 | 0 | 0 | 0 | 0 | 0% | 0 | 0 | 0% | Normal | 0% | 0 | 0 | 0 | [15 empty] | Commercial_Health_Existing_Space Heating_Boiler_ | 0 | 0
Commercial_Health_Existing_Space Heating_Natural Gas_Unit Heater_E1 | Commercial | Health | Existing | Space Heating | Natural Gas | Unit Heater | E1 | Standard | 100% | 0% | 0% | 0.055603 | 0 | 0 | 0 | 15 | 25 | 2021 | 2047 | 100% | 0 | 0 | 0% | Normal | 0% | 0.10527 | 0 | 0 | 120 kBtu/Hr | 120 | 0 | 5.061e-05 | 2080 | 1010.4 | 0 | 0 |  | 2015 | 1.0873 | Xcel CO 2021/22 DSM Plan/TRM p.424 | Xcel CO 2021/22 DSM Plan/TRM p.416 | Xcel CO 2021/22 DSM Plan/TRM p.416 |  | Commercial_Health_Existing_Space Heating_Unit Heater_Standard | 0.055603 | 1010.4
Commercial_Health_Existing_Space Heating_Natural Gas_Unit Heater_E2 | Commercial | Health | Existing | Space Heating | Natural Gas | Unit Heater | E2 | Condensing | 88.94% | 0% | 0% | 0.066301 | 0 | 0 | 0 | 15 | 25 | 2021 | 2047 | 100% | 0 | 0 | 0% | Normal | 0% | 0.093629 | 0 | 0 | 120 kBtu/Hr | 120 | 0 | 5.061e-05 | 1850 | 1204.8 | 0 | 0 |  | 2015 | 1.0873 | Xcel CO 2021/22 DSM Plan/TRM p.424 | Xcel CO 2021/22 DSM Plan/TRM p.416 | Xcel CO 2021/22 DSM Plan/TRM p.416 |  | Commercial_Health_Existing_Space Heating_Unit Heater_Condensing | 0.066301 | 1204.8
Commercial_Health_Existing_Space Heating_Natural Gas_Unit Heater_E3 | Commercial | Health | Existing | Space Heating | Natural Gas | Unit Heater | E3 | Infrared Radiant | 88.46% | 0% | 0% | 0.062405 | 0 | 0 | 0 | 10 | 20 | 2021 | 2047 | 100% | 0 | 0 | 0% | Normal | 0% | 0.093123 | 0 | 0 | 120 kBtu/Hr | 120 | 0 | 5.061e-05 | 1840 | 1134 | 0 | 0 |  | 2015 | 1.0873 | Xcel CO 2021/22 DSM Plan/TRM p.424 | Xcel CO 2021/22 DSM Plan/TRM p.416 | Xcel CO 2021/22 DSM Plan/TRM p.416 |  | Commercial_Health_Existing_Space Heating_Unit Heater_Infrared Radiant | 0.062405 | 1134
Commercial_Health_Existing_Space Heating_Natural Gas_Unit Heater_E4 | Commercial | Health | Existing | Space Heating | Natural Gas | Unit Heater | E4 |  | 0% | 0% | 0% | 0 | 0 | 0 | 0 | 0 | 0 | 0 | 0 | 0% | 0 | 0 | 0% | Normal | 0% | 0 | 0 | 0 | [15 empty] | Commercial_Health_Existing_Space Heating_Unit Heater_ | 0 | 0
Commercial_Health_Existing_Space Heating_Natural Gas_Unit Heater_E5 | Commercial | Health | Existing | Space Heating | Natural Gas | Unit Heater | E5 |  | 0% | 0% | 0% | 0 | 0 | 0 | 0 | 0 | 0 | 0 | 0 | 0% | 0 | 0 | 0% | Normal | 0% | 0 | 0 | 0 | [15 empty] | Commercial_Health_Existing_Space Heating_Unit Heater_ | 0 | 0
Commercial_Health_Existing_Space Heating_Natural Gas_Unit Heater_E6 | Commercial | Health | Existing | Space Heating | Natural Gas | Unit Heater | E6 |  | 0% | 0% | 0% | 0 | 0 | 0 | 0 | 0 | 0 | 0 | 0 | 0% | 0 | 0 | 0% | Normal | 0% | 0 | 0 | 0 | [15 empty] | Commercial_Health_Existing_Space Heating_Unit Heater_ | 0 | 0
Commercial_Health_Existing_Space Heating_Natural Gas_Unit Heater_E7 | Commercial | Health | Existing | Space Heating | Natural Gas | Unit Heater | E7 |  | 0% | 0% | 0% | 0 | 0 | 0 | 0 | 0 | 0 | 0 | 0 | 0% | 0 | 0 | 0% | Normal | 0% | 0 | 0 | 0 | [15 empty] | Commercial_Health_Existing_Space Heating_Unit Heater_ | 0 | 0
Commercial_Health_Existing_Space Heating_Natural Gas_Unit Heater_E8 | Commercial | Health | Existing | Space Heating | Natural Gas | Unit Heater | E8 |  | 0% | 0% | 0% | 0 | 0 | 0 | 0 | 0 | 0 | 0 | 0 | 0% | 0 | 0 | 0% | Normal | 0% | 0 | 0 | 0 | [15 empty] | Commercial_Health_Existing_Space Heating_Unit Heater_ | 0 | 0
Commercial_Health_Existing_Space Heating_Natural Gas_Unit Heater_E9 | Commercial | Health | Existing | Space Heating | Natural Gas | Unit Heater | E9 |  | 0% | 0% | 0% | 0 | 0 | 0 | 0 | 0 | 0 | 0 | 0 | 0% | 0 | 0 | 0% | Normal | 0% | 0 | 0 | 0 | [15 empty] | Commercial_Health_Existing_Space Heating_Unit Heater_ | 0 | 0
Commercial_Health_Existing_Space Heating_Natural Gas_Unit Heater_E10 | Commercial | Health | Existing | Space Heating | Natural Gas | Unit Heater | E10 |  | 0% | 0% | 0% | 0 | 0 | 0 | 0 | 0 | 0 | 0 | 0 | 0% | 0 | 0 | 0% | Normal | 0% | 0 | 0 | 0 | [15 empty] | Commercial_Health_Existing_Space Heating_Unit Heater_ | 0 | 0
Commercial_Health_Existing_Water Heating_Natural Gas_Water Heater_E1 | Commercial | Health | Existing | Water Heating | Natural Gas | Water Heater | E1 | TE 88% | 100% | 0% | 0% | 0.2748 | 0 | 0.015495 | 0 | 8 | 12 | 2021 | 2047 | 100% | 0 | 0 | 0% | Normal | 0% | 0.44586 | 0 | 0 | 1 kBtu/hr | 1 | 0 | 0.0093131 | 0.44586 | 27.755 | 0 | 1.565 |  | 2017 | 1.0631 | AEO 2021 - gas_water_heater 2017 ENERGY STAR | AEO 2021 - gas_water_heater 2017 ENERGY STAR | DHW_WH-Water Heating-PG&E-R7-14 |  | Commercial_Health_Existing_Water Heating_Water Heater_TE 88% | 0.29029 | 29.32
Commercial_Health_Existing_Water Heating_Natural Gas_Water Heater_E2 | Commercial | Health | Existing | Water Heating | Natural Gas | Water Heater | E2 | TE 96% | 91.67% | 0% | 0% | 0.31947 | 0 | 0.01581 | 0 | 8 | 12 | 2021 | 2047 | 100% | 0 | 0 | 0% | Normal | 0% | 0.4087 | 0 | 0 | 1 kBtu/hr | 1 | 0 | 0.0093131 | 0.4087 | 29.9234 | 0 | 1.4809 |  | 2012 | 1.1464 | AEO 2021 - gas_water_heater 2017 ENERGY STAR | AEO 2021 - gas_water_heater 2017 ENERGY STAR | DHW_WH-Water Heating-NMTRM-2016-7 |  | Commercial_Health_Existing_Water Heating_Water Heater_TE 96% | 0.33528 | 31.4043
Commercial_Health_Existing_Water Heating_Natural Gas_Water Heater_E3 | Commercial | Health | Existing | Water Heating | Natural Gas | Water Heater | E3 | Tankless | 89.8% | 0% | 0% | 0.32042 | 0 | 0.0033562 | 0 | 8 | 12 | 2021 | 2047 | 100% | 0 | 0 | 0% | Normal | 0% | 0.40036 | 0 | 0 | 1 kBtu/hr | 1 | 0 | 0.0093131 | 0.40036 | 32.3633 | 0 | 0.33898 |  | 2017 | 1.0631 | EIA Ref. Case 2018 - Gas Tankless High Eff. | EIA Ref. Case 2018 - Gas Tankless High Eff. | DHW_WH-Water Heating-NMTRM-2016-9 |  | Commercial_Health_Existing_Water Heating_Water Heater_Tankless | 0.32378 | 32.7023
Commercial_Health_Existing_Water Heating_Natural Gas_Water Heater_E4 | Commercial | Health | Existing | Water Heating | Natural Gas | Water Heater | E4 | NEEA Gas-Fired Absorption HPWH (COP 1.06) | 83.02% | 0% | 0% | 0.53478 | 0 | 0.12653 | 0 | 10 | 16 | 2023 | 2047 | 100% | 0 | 0 | 0% | Normal | 0% | 0.37015 | 0 | 0 | 1 kBtu/hr | 1 | 0 | 0.0093131 | 0.37015 | 56.3879 | 0 | 13.3416 |  | 2020 | 1.0183 | DHW_WH-Water Heating-DOE-2014-2 | NEEA Report #E20-309, Robur Heat Pump Field Trial. March 11, 2020. | DHW_WH-Water Heating-DOE-2014-1 |  | Commercial_Health_Existing_Water Heating_Water Heater_NEEA Gas-Fired Absorption HPWH (COP 1.06) | 0.66131 | 69.7295
Commercial_Health_Existing_Water Heating_Natural Gas_Water Heater_E5 | Commercial | Health | Existing | Water Heating | Natural Gas | Water Heater | E5 |  | 0% | 0% | 0% | 0 | 0 | 0 | 0 | 0 | 0 | 0 | 0 | 0% | 0 | 0 | 0% | Normal | 0% | 0 | 0 | 0 | [15 empty] | Commercial_Health_Existing_Water Heating_Water Heater_ | 0 | 0
Commercial_Health_Existing_Water Heating_Natural Gas_Water Heater_E6 | Commercial | Health | Existing | Water Heating | Natural Gas | Water Heater | E6 |  | 0% | 0% | 0% | 0 | 0 | 0 | 0 | 0 | 0 | 0 | 0 | 0% | 0 | 0 | 0% | Normal | 0% | 0 | 0 | 0 | [15 empty] | Commercial_Health_Existing_Water Heating_Water Heater_ | 0 | 0
Commercial_Health_Existing_Water Heating_Natural Gas_Water Heater_E7 | Commercial | Health | Existing | Water Heating | Natural Gas | Water Heater | E7 |  | 0% | 0% | 0% | 0 | 0 | 0 | 0 | 0 | 0 | 0 | 0 | 0% | 0 | 0 | 0% | Normal | 0% | 0 | 0 | 0 | [15 empty] | Commercial_Health_Existing_Water Heating_Water Heater_ | 0 | 0
Commercial_Health_Existing_Water Heating_Natural Gas_Water Heater_E8 | Commercial | Health | Existing | Water Heating | Natural Gas | Water Heater | E8 |  | 0% | 0% | 0% | 0 | 0 | 0 | 0 | 0 | 0 | 0 | 0 | 0% | 0 | 0 | 0% | Normal | 0% | 0 | 0 | 0 | [15 empty] | Commercial_Health_Existing_Water Heating_Water Heater_ | 0 | 0
Commercial_Health_Existing_Water Heating_Natural Gas_Water Heater_E9 | Commercial | Health | Existing | Water Heating | Natural Gas | Water Heater | E9 |  | 0% | 0% | 0% | 0 | 0 | 0 | 0 | 0 | 0 | 0 | 0 | 0% | 0 | 0 | 0% | Normal | 0% | 0 | 0 | 0 | [15 empty] | Commercial_Health_Existing_Water Heating_Water Heater_ | 0 | 0
Commercial_Health_Existing_Water Heating_Natural Gas_Water Heater_E10 | Commercial | Health | Existing | Water Heating | Natural Gas | Water Heater | E10 |  | 0% | 0% | 0% | 0 | 0 | 0 | 0 | 0 | 0 | 0 | 0 | 0% | 0 | 0 | 0% | Normal | 0% | 0 | 0 | 0 | [15 empty] | Commercial_Health_Existing_Water Heating_Water Heater_ | 0 | 0
Commercial_Health_Existing_Food Preparation_Natural Gas_Oven_E1 | Commercial | Health | Existing | Food Preparation | Natural Gas | Oven | E1 | Standard | 100% | 0% | 0% | 2.0495 | 0.043226 | 0 | 0 | 10 | 14 | 2021 | 2047 | 100% | 0 | 0 | 0% | Normal | 0% | 0.20842 | 0 | 0 | 1 units | 1 | 0 | 0.00025623 | 813.4143 | 7112 | 150 | 0 |  | 2013 | 1.1247 | IL TRM - 4.2.1 - CI-FSE-CBOV-V02-160601 | ETO Measure Input Sheet - Com - Gas Convection Oven | IL TRM - 4.2.1 - CI-FSE-CBOV-V02-160601 |  | Commercial_Health_Existing_Food Preparation_Oven_Standard | 2.0927 | 7262
Commercial_Health_Existing_Food Preparation_Natural Gas_Oven_E2 | Commercial | Health | Existing | Food Preparation | Natural Gas | Oven | E2 | ENERGY STAR (>42% Baking Efficiency) | 86.89% | 0% | 0% | 2.1613 | 0.043226 | 0 | 0 | 10 | 14 | 2021 | 2047 | 100% | 0 | 0 | 0% | Normal | 0% | 0.18109 | 0 | 0 | 1 units | 1 | 0 | 0.00025623 | 706.739 | 7500 | 150 | 0 |  | 2013 | 1.1247 | IL TRM - 4.2.1 - CI-FSE-CBOV-V02-160601 | EIA 2018 Tech Forecast | ETO Measure Input Sheet |  | Commercial_Health_Existing_Food Preparation_Oven_ENERGY STAR (>42% Baking Efficiency) | 2.2045 | 7650
Commercial_Health_Existing_Food Preparation_Natural Gas_Oven_E3 | Commercial | Health | Existing | Food Preparation | Natural Gas | Oven | E3 |  | 0% | 0% | 0% | 0 | 0 | 0 | 0 | 0 | 0 | 0 | 0 | 0% | 0 | 0 | 0% | Normal | 0% | 0 | 0 | 0 | [15 empty] | Commercial_Health_Existing_Food Preparation_Oven_ | 0 | 0
Commercial_Health_Existing_Food Preparation_Natural Gas_Oven_E4 | Commercial | Health | Existing | Food Preparation | Natural Gas | Oven | E4 |  | 0% | 0% | 0% | 0 | 0 | 0 | 0 | 0 | 0 | 0 | 0 | 0% | 0 | 0 | 0% | Normal | 0% | 0 | 0 | 0 | [15 empty] | Commercial_Health_Existing_Food Preparation_Oven_ | 0 | 0
Commercial_Health_Existing_Food Preparation_Natural Gas_Oven_E5 | Commercial | Health | Existing | Food Preparation | Natural Gas | Oven | E5 |  | 0% | 0% | 0% | 0 | 0 | 0 | 0 | 0 | 0 | 0 | 0 | 0% | 0 | 0 | 0% | Normal | 0% | 0 | 0 | 0 | [15 empty] | Commercial_Health_Existing_Food Preparation_Oven_ | 0 | 0
Commercial_Health_Existing_Food Preparation_Natural Gas_Oven_E6 | Commercial | Health | Existing | Food Preparation | Natural Gas | Oven | E6 |  | 0% | 0% | 0% | 0 | 0 | 0 | 0 | 0 | 0 | 0 | 0 | 0% | 0 | 0 | 0% | Normal | 0% | 0 | 0 | 0 | [15 empty] | Commercial_Health_Existing_Food Preparation_Oven_ | 0 | 0
Commercial_Health_Existing_Food Preparation_Natural Gas_Oven_E7 | Commercial | Health | Existing | Food Preparation | Natural Gas | Oven | E7 |  | 0% | 0% | 0% | 0 | 0 | 0 | 0 | 0 | 0 | 0 | 0 | 0% | 0 | 0 | 0% | Normal | 0% | 0 | 0 | 0 | [15 empty] | Commercial_Health_Existing_Food Preparation_Oven_ | 0 | 0
Commercial_Health_Existing_Food Preparation_Natural Gas_Oven_E8 | Commercial | Health | Existing | Food Preparation | Natural Gas | Oven | E8 |  | 0% | 0% | 0% | 0 | 0 | 0 | 0 | 0 | 0 | 0 | 0 | 0% | 0 | 0 | 0% | Normal | 0% | 0 | 0 | 0 | [15 empty] | Commercial_Health_Existing_Food Preparation_Oven_ | 0 | 0
Commercial_Health_Existing_Food Preparation_Natural Gas_Oven_E9 | Commercial | Health | Existing | Food Preparation | Natural Gas | Oven | E9 |  | 0% | 0% | 0% | 0 | 0 | 0 | 0 | 0 | 0 | 0 | 0 | 0% | 0 | 0 | 0% | Normal | 0% | 0 | 0 | 0 | [15 empty] | Commercial_Health_Existing_Food Preparation_Oven_ | 0 | 0
Commercial_Health_Existing_Food Preparation_Natural Gas_Oven_E10 | Commercial | Health | Existing | Food Preparation | Natural Gas | Oven | E10 |  | 0% | 0% | 0% | 0 | 0 | 0 | 0 | 0 | 0 | 0 | 0 | 0% | 0 | 0 | 0% | Normal | 0% | 0 | 0 | 0 | [15 empty] | Commercial_Health_Existing_Food Preparation_Oven_ | 0 | 0
Commercial_Health_Existing_Food Preparation_Natural Gas_Conveyor Oven_E1 | Commercial | Health | Existing | Food Preparation | Natural Gas | Conveyor Oven | E1 | Standard | 100% | 0% | 0% | 1.4599 | 0 | 0 | 0 | 15 | 19 | 2021 | 2047 | 100% | 0 | 0 | 0% | Normal | 0% | 0.38067 | 0 | 0 | 1 units | 1 | 0 | 0.00013193 | 2885.475 | 10177 | 0 | 0 |  | 2015 | 1.0873 | IL TRM - 4.2.4 - CI-FSE-CVOV-V02-180101 | PGE Workpaper, PGECOFST117 R5, 2015 | MN TRM 3.1 - Gas Conveyor Oven v1.1 |  | Commercial_Health_Existing_Food Preparation_Conveyor Oven_Standard | 1.4599 | 10177
Commercial_Health_Existing_Food Preparation_Natural Gas_Conveyor Oven_E2 | Commercial | Health | Existing | Food Preparation | Natural Gas | Conveyor Oven | E2 | Efficient (>42% Baking Efficiency) | 76.02% | 0% | 0% | 1.7798 | 0 | 0 | 0 | 15 | 19 | 2021 | 2047 | 100% | 0 | 0 | 0% | Normal | 0% | 0.28937 | 0 | 0 | 1 units | 1 | 0 | 0.00013193 | 2193.4093 | 12407 | 0 | 0 |  | 2015 | 1.0873 | IL TRM - 4.2.4 - CI-FSE-CVOV-V02-180101 | PGE Workpaper, PGECOFST117 R5, 2015 | MN TRM 3.1 - Gas Conveyor Oven v1.1 |  | Commercial_Health_Existing_Food Preparation_Conveyor Oven_Efficient (>42% Baking Efficiency) | 1.7798 | 12407
Commercial_Health_Existing_Food Preparation_Natural Gas_Conveyor Oven_E3 | Commercial | Health | Existing | Food Preparation | Natural Gas | Conveyor Oven | E3 |  | 0% | 0% | 0% | 0 | 0 | 0 | 0 | 0 | 0 | 0 | 0 | 0% | 0 | 0 | 0% | Normal | 0% | 0 | 0 | 0 | [15 empty] | Commercial_Health_Existing_Food Preparation_Conveyor Oven_ | 0 | 0
Commercial_Health_Existing_Food Preparation_Natural Gas_Conveyor Oven_E4 | Commercial | Health | Existing | Food Preparation | Natural Gas | Conveyor Oven | E4 |  | 0% | 0% | 0% | 0 | 0 | 0 | 0 | 0 | 0 | 0 | 0 | 0% | 0 | 0 | 0% | Normal | 0% | 0 | 0 | 0 | [15 empty] | Commercial_Health_Existing_Food Preparation_Conveyor Oven_ | 0 | 0
Commercial_Health_Existing_Food Preparation_Natural Gas_Conveyor Oven_E5 | Commercial | Health | Existing | Food Preparation | Natural Gas | Conveyor Oven | E5 |  | 0% | 0% | 0% | 0 | 0 | 0 | 0 | 0 | 0 | 0 | 0 | 0% | 0 | 0 | 0% | Normal | 0% | 0 | 0 | 0 | [15 empty] | Commercial_Health_Existing_Food Preparation_Conveyor Oven_ | 0 | 0
Commercial_Health_Existing_Food Preparation_Natural Gas_Conveyor Oven_E6 | Commercial | Health | Existing | Food Preparation | Natural Gas | Conveyor Oven | E6 |  | 0% | 0% | 0% | 0 | 0 | 0 | 0 | 0 | 0 | 0 | 0 | 0% | 0 | 0 | 0% | Normal | 0% | 0 | 0 | 0 | [15 empty] | Commercial_Health_Existing_Food Preparation_Conveyor Oven_ | 0 | 0
Commercial_Health_Existing_Food Preparation_Natural Gas_Conveyor Oven_E7 | Commercial | Health | Existing | Food Preparation | Natural Gas | Conveyor Oven | E7 |  | 0% | 0% | 0% | 0 | 0 | 0 | 0 | 0 | 0 | 0 | 0 | 0% | 0 | 0 | 0% | Normal | 0% | 0 | 0 | 0 | [15 empty] | Commercial_Health_Existing_Food Preparation_Conveyor Oven_ | 0 | 0
Commercial_Health_Existing_Food Preparation_Natural Gas_Conveyor Oven_E8 | Commercial | Health | Existing | Food Preparation | Natural Gas | Conveyor Oven | E8 |  | 0% | 0% | 0% | 0 | 0 | 0 | 0 | 0 | 0 | 0 | 0 | 0% | 0 | 0 | 0% | Normal | 0% | 0 | 0 | 0 | [15 empty] | Commercial_Health_Existing_Food Preparation_Conveyor Oven_ | 0 | 0
Commercial_Health_Existing_Food Preparation_Natural Gas_Conveyor Oven_E9 | Commercial | Health | Existing | Food Preparation | Natural Gas | Conveyor Oven | E9 |  | 0% | 0% | 0% | 0 | 0 | 0 | 0 | 0 | 0 | 0 | 0 | 0% | 0 | 0 | 0% | Normal | 0% | 0 | 0 | 0 | [15 empty] | Commercial_Health_Existing_Food Preparation_Conveyor Oven_ | 0 | 0
Commercial_Health_Existing_Food Preparation_Natural Gas_Conveyor Oven_E10 | Commercial | Health | Existing | Food Preparation | Natural Gas | Conveyor Oven | E10 |  | 0% | 0% | 0% | 0 | 0 | 0 | 0 | 0 | 0 | 0 | 0 | 0% | 0 | 0 | 0% | Normal | 0% | 0 | 0 | 0 | [15 empty] | Commercial_Health_Existing_Food Preparation_Conveyor Oven_ | 0 | 0
Commercial_Health_Existing_Food Preparation_Natural Gas_Double Rack Oven_E1 | Commercial | Health | Existing | Food Preparation | Natural Gas | Double Rack Oven | E1 | Standard | 100% | 0% | 0% | 2.3132 | 0 | 0 | 0 | 8 | 16 | 2021 | 2047 | 100% | 0 | 0 | 0% | Normal | 0% | 0.64735 | 0 | 0 | 1 units | 1 | 0 | 0.00016438 | 3938.22 | 12513 | 0 | 0 |  | 2013 | 1.1247 | IL TRM - 4.2.18 - CI-FSE-RKOV-VO2-180101 | PGE Workpaper, PGECOFST109 R6, 2016 | IL TRM - 4.2.18 - CI-FSE-RKOV-VO2-180101 |  | Commercial_Health_Existing_Food Preparation_Double Rack Oven_Standard | 2.3132 | 12513
Commercial_Health_Existing_Food Preparation_Natural Gas_Double Rack Oven_E2 | Commercial | Health | Existing | Food Preparation | Natural Gas | Double Rack Oven | E2 | FTSC Qualified (>50% Cooking Efficiency) | 58.82% | 0% | 0% | 3.1914 | 0 | 0 | 0 | 8 | 16 | 2021 | 2047 | 100% | 0 | 0 | 0% | Normal | 0% | 0.38079 | 0 | 0 | 1 units | 1 | 0 | 0.00016438 | 2316.6 | 16641 | 0 | 0 |  | 2011 | 1.1667 | IL TRM - 4.2.18 - CI-FSE-RKOV-VO2-180101 | PGE Workpaper, PGECOFST109 R6, 2016 | IL TRM - 4.2.18 - CI-FSE-RKOV-VO2-180101 |  | Commercial_Health_Existing_Food Preparation_Double Rack Oven_FTSC Qualified (>50% Cooking Efficiency) | 3.1914 | 16641
Commercial_Health_Existing_Food Preparation_Natural Gas_Double Rack Oven_E3 | Commercial | Health | Existing | Food Preparation | Natural Gas | Double Rack Oven | E3 |  | 0% | 0% | 0% | 0 | 0 | 0 | 0 | 0 | 0 | 0 | 0 | 0% | 0 | 0 | 0% | Normal | 0% | 0 | 0 | 0 | [15 empty] | Commercial_Health_Existing_Food Preparation_Double Rack Oven_ | 0 | 0
Commercial_Health_Existing_Food Preparation_Natural Gas_Double Rack Oven_E4 | Commercial | Health | Existing | Food Preparation | Natural Gas | Double Rack Oven | E4 |  | 0% | 0% | 0% | 0 | 0 | 0 | 0 | 0 | 0 | 0 | 0 | 0% | 0 | 0 | 0% | Normal | 0% | 0 | 0 | 0 | [15 empty] | Commercial_Health_Existing_Food Preparation_Double Rack Oven_ | 0 | 0
Commercial_Health_Existing_Food Preparation_Natural Gas_Double Rack Oven_E5 | Commercial | Health | Existing | Food Preparation | Natural Gas | Double Rack Oven | E5 |  | 0% | 0% | 0% | 0 | 0 | 0 | 0 | 0 | 0 | 0 | 0 | 0% | 0 | 0 | 0% | Normal | 0% | 0 | 0 | 0 | [15 empty] | Commercial_Health_Existing_Food Preparation_Double Rack Oven_ | 0 | 0
Commercial_Health_Existing_Food Preparation_Natural Gas_Double Rack Oven_E6 | Commercial | Health | Existing | Food Preparation | Natural Gas | Double Rack Oven | E6 |  | 0% | 0% | 0% | 0 | 0 | 0 | 0 | 0 | 0 | 0 | 0 | 0% | 0 | 0 | 0% | Normal | 0% | 0 | 0 | 0 | [15 empty] | Commercial_Health_Existing_Food Preparation_Double Rack Oven_ | 0 | 0
Commercial_Health_Existing_Food Preparation_Natural Gas_Double Rack Oven_E7 | Commercial | Health | Existing | Food Preparation | Natural Gas | Double Rack Oven | E7 |  | 0% | 0% | 0% | 0 | 0 | 0 | 0 | 0 | 0 | 0 | 0 | 0% | 0 | 0 | 0% | Normal | 0% | 0 | 0 | 0 | [15 empty] | Commercial_Health_Existing_Food Preparation_Double Rack Oven_ | 0 | 0
Commercial_Health_Existing_Food Preparation_Natural Gas_Double Rack Oven_E8 | Commercial | Health | Existing | Food Preparation | Natural Gas | Double Rack Oven | E8 |  | 0% | 0% | 0% | 0 | 0 | 0 | 0 | 0 | 0 | 0 | 0 | 0% | 0 | 0 | 0% | Normal | 0% | 0 | 0 | 0 | [15 empty] | Commercial_Health_Existing_Food Preparation_Double Rack Oven_ | 0 | 0
Commercial_Health_Existing_Food Preparation_Natural Gas_Double Rack Oven_E9 | Commercial | Health | Existing | Food Preparation | Natural Gas | Double Rack Oven | E9 |  | 0% | 0% | 0% | 0 | 0 | 0 | 0 | 0 | 0 | 0 | 0 | 0% | 0 | 0 | 0% | Normal | 0% | 0 | 0 | 0 | [15 empty] | Commercial_Health_Existing_Food Preparation_Double Rack Oven_ | 0 | 0
Commercial_Health_Existing_Food Preparation_Natural Gas_Double Rack Oven_E10 | Commercial | Health | Existing | Food Preparation | Natural Gas | Double Rack Oven | E10 |  | 0% | 0% | 0% | 0 | 0 | 0 | 0 | 0 | 0 | 0 | 0 | 0% | 0 | 0 | 0% | Normal | 0% | 0 | 0 | 0 | [15 empty] | Commercial_Health_Existing_Food Preparation_Double Rack Oven_ | 0 | 0
Commercial_Health_Existing_Food Preparation_Natural Gas_Fryer_E1 | Commercial | Health | Existing | Food Preparation | Natural Gas | Fryer | E1 | Standard | 100% | 0% | 0% | 1.1636 | 0 | 0 | 0 | 7 | 11 | 2021 | 2021 | 100% | 0 | 0 | 0% | Normal | 0% | 0.33171 | 0 | 0 | 1 units | 1 | 0 | 0.00032049 | 1034.9987 | 3379.7321 | 0 | 0 |  | 2016 | 1.0743 | RTF Wkbk - ComCookingFryer_v5_0 | RTF Wkbk - ComCookingFryer_v5_0 | RTF Wkbk - ComCookingFryer_v5_0 |  | Commercial_Health_Existing_Food Preparation_Fryer_Standard | 1.1636 | 3379.7321
Commercial_Health_Existing_Food Preparation_Natural Gas_Fryer_E2 | Commercial | Health | Existing | Food Preparation | Natural Gas | Fryer | E2 | ENERGY STAR | 61.81% | 0% | 0% | 1.4627 | 0 | 0 | 0 | 7 | 11 | 2021 | 2047 | 100% | 0 | 0 | 0% | Normal | 0% | 0.20503 | 0 | 0 | 1 units | 1 | 0 | 0.00032049 | 639.7296 | 4248.3333 | 0 | 0 |  | 2016 | 1.0743 | RTF Wkbk - ComCookingFryer_v5_0 | RTF Wkbk - ComCookingFryer_v5_0 | RTF Wkbk - ComCookingFryer_v5_0 |  | Commercial_Health_Existing_Food Preparation_Fryer_ENERGY STAR | 1.4627 | 4248.3333
Commercial_Health_Existing_Food Preparation_Natural Gas_Fryer_E3 | Commercial | Health | Existing | Food Preparation | Natural Gas | Fryer | E3 |  | 0% | 0% | 0% | 0 | 0 | 0 | 0 | 0 | 0 | 0 | 0 | 0% | 0 | 0 | 0% | Normal | 0% | 0 | 0 | 0 | [15 empty] | Commercial_Health_Existing_Food Preparation_Fryer_ | 0 | 0
Commercial_Health_Existing_Food Preparation_Natural Gas_Fryer_E4 | Commercial | Health | Existing | Food Preparation | Natural Gas | Fryer | E4 |  | 0% | 0% | 0% | 0 | 0 | 0 | 0 | 0 | 0 | 0 | 0 | 0% | 0 | 0 | 0% | Normal | 0% | 0 | 0 | 0 | [15 empty] | Commercial_Health_Existing_Food Preparation_Fryer_ | 0 | 0
Commercial_Health_Existing_Food Preparation_Natural Gas_Fryer_E5 | Commercial | Health | Existing | Food Preparation | Natural Gas | Fryer | E5 |  | 0% | 0% | 0% | 0 | 0 | 0 | 0 | 0 | 0 | 0 | 0 | 0% | 0 | 0 | 0% | Normal | 0% | 0 | 0 | 0 | [15 empty] | Commercial_Health_Existing_Food Preparation_Fryer_ | 0 | 0
Commercial_Health_Existing_Food Preparation_Natural Gas_Fryer_E6 | Commercial | Health | Existing | Food Preparation | Natural Gas | Fryer | E6 |  | 0% | 0% | 0% | 0 | 0 | 0 | 0 | 0 | 0 | 0 | 0 | 0% | 0 | 0 | 0% | Normal | 0% | 0 | 0 | 0 | [15 empty] | Commercial_Health_Existing_Food Preparation_Fryer_ | 0 | 0
Commercial_Health_Existing_Food Preparation_Natural Gas_Fryer_E7 | Commercial | Health | Existing | Food Preparation | Natural Gas | Fryer | E7 |  | 0% | 0% | 0% | 0 | 0 | 0 | 0 | 0 | 0 | 0 | 0 | 0% | 0 | 0 | 0% | Normal | 0% | 0 | 0 | 0 | [15 empty] | Commercial_Health_Existing_Food Preparation_Fryer_ | 0 | 0
Commercial_Health_Existing_Food Preparation_Natural Gas_Fryer_E8 | Commercial | Health | Existing | Food Preparation | Natural Gas | Fryer | E8 |  | 0% | 0% | 0% | 0 | 0 | 0 | 0 | 0 | 0 | 0 | 0 | 0% | 0 | 0 | 0% | Normal | 0% | 0 | 0 | 0 | [15 empty] | Commercial_Health_Existing_Food Preparation_Fryer_ | 0 | 0
Commercial_Health_Existing_Food Preparation_Natural Gas_Fryer_E9 | Commercial | Health | Existing | Food Preparation | Natural Gas | Fryer | E9 |  | 0% | 0% | 0% | 0 | 0 | 0 | 0 | 0 | 0 | 0 | 0 | 0% | 0 | 0 | 0% | Normal | 0% | 0 | 0 | 0 | [15 empty] | Commercial_Health_Existing_Food Preparation_Fryer_ | 0 | 0
Commercial_Health_Existing_Food Preparation_Natural Gas_Fryer_E10 | Commercial | Health | Existing | Food Preparation | Natural Gas | Fryer | E10 |  | 0% | 0% | 0% | 0 | 0 | 0 | 0 | 0 | 0 | 0 | 0 | 0% | 0 | 0 | 0% | Normal | 0% | 0 | 0 | 0 | [15 empty] | Commercial_Health_Existing_Food Preparation_Fryer_ | 0 | 0
Commercial_Health_Existing_Food Preparation_Natural Gas_Broiler_E1 | Commercial | Health | Existing | Food Preparation | Natural Gas | Broiler | E1 | Standard | 100% | 0% | 0% | 1.3903 | 0 | 0 | 0 | 8 | 16 | 2021 | 2047 | 100% | 0 | 0 | 0% | Normal | 0% | 0.32064 | 0 | 0 | 1 units | 1 | 0 | 0.00047666 | 672.672 | 2500 | 0 | 0 |  | 2011 | 1.1667 | IL TRM - 4.2.14 - CI-FSE-IRBL-V02-180101 | Estimate | IL TRM - 4.2.14 - CI-FSE-IRBL-V02-180101 |  | Commercial_Health_Existing_Food Preparation_Broiler_Standard | 1.3903 | 2500
Commercial_Health_Existing_Food Preparation_Natural Gas_Broiler_E2 | Commercial | Health | Existing | Food Preparation | Natural Gas | Broiler | E2 | Infrared Burners | 64.29% | 0% | 0% | 1.9464 | 0 | 0 | 0 | 8 | 16 | 2021 | 2047 | 100% | 0 | 0 | 0% | Normal | 0% | 0.20612 | 0 | 0 | 1 units | 1 | 0 | 0.00047666 | 432.432 | 3500 | 0 | 0 |  | 2011 | 1.1667 | IL TRM - 4.2.14 - CI-FSE-IRBL-V02-180101 | IL TRM - 4.2.14 - CI-FSE-IRBL-V02-180101 | IL TRM - 4.2.14 - CI-FSE-IRBL-V02-180101 |  | Commercial_Health_Existing_Food Preparation_Broiler_Infrared Burners | 1.9464 | 3500
Commercial_Health_Existing_Food Preparation_Natural Gas_Broiler_E3 | Commercial | Health | Existing | Food Preparation | Natural Gas | Broiler | E3 |  | 0% | 0% | 0% | 0 | 0 | 0 | 0 | 0 | 0 | 0 | 0 | 0% | 0 | 0 | 0% | Normal | 0% | 0 | 0 | 0 | [15 empty] | Commercial_Health_Existing_Food Preparation_Broiler_ | 0 | 0
Commercial_Health_Existing_Food Preparation_Natural Gas_Broiler_E4 | Commercial | Health | Existing | Food Preparation | Natural Gas | Broiler | E4 |  | 0% | 0% | 0% | 0 | 0 | 0 | 0 | 0 | 0 | 0 | 0 | 0% | 0 | 0 | 0% | Normal | 0% | 0 | 0 | 0 | [15 empty] | Commercial_Health_Existing_Food Preparation_Broiler_ | 0 | 0
Commercial_Health_Existing_Food Preparation_Natural Gas_Broiler_E5 | Commercial | Health | Existing | Food Preparation | Natural Gas | Broiler | E5 |  | 0% | 0% | 0% | 0 | 0 | 0 | 0 | 0 | 0 | 0 | 0 | 0% | 0 | 0 | 0% | Normal | 0% | 0 | 0 | 0 | [15 empty] | Commercial_Health_Existing_Food Preparation_Broiler_ | 0 | 0
Commercial_Health_Existing_Food Preparation_Natural Gas_Broiler_E6 | Commercial | Health | Existing | Food Preparation | Natural Gas | Broiler | E6 |  | 0% | 0% | 0% | 0 | 0 | 0 | 0 | 0 | 0 | 0 | 0 | 0% | 0 | 0 | 0% | Normal | 0% | 0 | 0 | 0 | [15 empty] | Commercial_Health_Existing_Food Preparation_Broiler_ | 0 | 0
Commercial_Health_Existing_Food Preparation_Natural Gas_Broiler_E7 | Commercial | Health | Existing | Food Preparation | Natural Gas | Broiler | E7 |  | 0% | 0% | 0% | 0 | 0 | 0 | 0 | 0 | 0 | 0 | 0 | 0% | 0 | 0 | 0% | Normal | 0% | 0 | 0 | 0 | [15 empty] | Commercial_Health_Existing_Food Preparation_Broiler_ | 0 | 0
Commercial_Health_Existing_Food Preparation_Natural Gas_Broiler_E8 | Commercial | Health | Existing | Food Preparation | Natural Gas | Broiler | E8 |  | 0% | 0% | 0% | 0 | 0 | 0 | 0 | 0 | 0 | 0 | 0 | 0% | 0 | 0 | 0% | Normal | 0% | 0 | 0 | 0 | [15 empty] | Commercial_Health_Existing_Food Preparation_Broiler_ | 0 | 0
Commercial_Health_Existing_Food Preparation_Natural Gas_Broiler_E9 | Commercial | Health | Existing | Food Preparation | Natural Gas | Broiler | E9 |  | 0% | 0% | 0% | 0 | 0 | 0 | 0 | 0 | 0 | 0 | 0 | 0% | 0 | 0 | 0% | Normal | 0% | 0 | 0 | 0 | [15 empty] | Commercial_Health_Existing_Food Preparation_Broiler_ | 0 | 0
Commercial_Health_Existing_Food Preparation_Natural Gas_Broiler_E10 | Commercial | Health | Existing | Food Preparation | Natural Gas | Broiler | E10 |  | 0% | 0% | 0% | 0 | 0 | 0 | 0 | 0 | 0 | 0 | 0 | 0% | 0 | 0 | 0% | Normal | 0% | 0 | 0 | 0 | [15 empty] | Commercial_Health_Existing_Food Preparation_Broiler_ | 0 | 0
Commercial_Health_Existing_Food Preparation_Natural Gas_Griddle_E1 | Commercial | Health | Existing | Food Preparation | Natural Gas | Griddle | E1 | Standard | 100% | 0% | 0% | 1.0771 | 0 | 0 | 0 | 8 | 16 | 2021 | 2047 | 100% | 0 | 0 | 0% | Normal | 0% | 0.2291 | 0 | 0 | 1 units | 1 | 0 | 0.00018597 | 1231.891 | 5150 | 0 | 0 |  | 2013 | 1.1247 | IL TRM - 4.2.8 - CI-FSE-ESGR-V04-200101 | IL TRM - 4.2.8 - CI-FSE-ESGR-V04-200101 | IL TRM - 4.2.8 - CI-FSE-ESGR-V04-200101 |  | Commercial_Health_Existing_Food Preparation_Griddle_Standard | 1.0771 | 5150
Commercial_Health_Existing_Food Preparation_Natural Gas_Griddle_E2 | Commercial | Health | Existing | Food Preparation | Natural Gas | Griddle | E2 | ENERGY STAR | 86.37% | 0% | 0% | 1.3386 | 0 | 0 | 0 | 8 | 16 | 2021 | 2047 | 100% | 0 | 0 | 0% | Normal | 0% | 0.19786 | 0 | 0 | 1 units | 1 | 0 | 0.00018597 | 1063.9446 | 6400 | 0 | 0 |  | 2013 | 1.1247 | IL TRM - 4.2.8 - CI-FSE-ESGR-V04-200101 | IL TRM - 4.2.8 - CI-FSE-ESGR-V04-200101 | IL TRM - 4.2.8 - CI-FSE-ESGR-V04-200101 |  | Commercial_Health_Existing_Food Preparation_Griddle_ENERGY STAR | 1.3386 | 6400
Commercial_Health_Existing_Food Preparation_Natural Gas_Griddle_E3 | Commercial | Health | Existing | Food Preparation | Natural Gas | Griddle | E3 |  | 0% | 0% | 0% | 0 | 0 | 0 | 0 | 0 | 0 | 0 | 0 | 0% | 0 | 0 | 0% | Normal | 0% | 0 | 0 | 0 | [15 empty] | Commercial_Health_Existing_Food Preparation_Griddle_ | 0 | 0
Commercial_Health_Existing_Food Preparation_Natural Gas_Griddle_E4 | Commercial | Health | Existing | Food Preparation | Natural Gas | Griddle | E4 |  | 0% | 0% | 0% | 0 | 0 | 0 | 0 | 0 | 0 | 0 | 0 | 0% | 0 | 0 | 0% | Normal | 0% | 0 | 0 | 0 | [15 empty] | Commercial_Health_Existing_Food Preparation_Griddle_ | 0 | 0
Commercial_Health_Existing_Food Preparation_Natural Gas_Griddle_E5 | Commercial | Health | Existing | Food Preparation | Natural Gas | Griddle | E5 |  | 0% | 0% | 0% | 0 | 0 | 0 | 0 | 0 | 0 | 0 | 0 | 0% | 0 | 0 | 0% | Normal | 0% | 0 | 0 | 0 | [15 empty] | Commercial_Health_Existing_Food Preparation_Griddle_ | 0 | 0
Commercial_Health_Existing_Food Preparation_Natural Gas_Griddle_E6 | Commercial | Health | Existing | Food Preparation | Natural Gas | Griddle | E6 |  | 0% | 0% | 0% | 0 | 0 | 0 | 0 | 0 | 0 | 0 | 0 | 0% | 0 | 0 | 0% | Normal | 0% | 0 | 0 | 0 | [15 empty] | Commercial_Health_Existing_Food Preparation_Griddle_ | 0 | 0
Commercial_Health_Existing_Food Preparation_Natural Gas_Griddle_E7 | Commercial | Health | Existing | Food Preparation | Natural Gas | Griddle | E7 |  | 0% | 0% | 0% | 0 | 0 | 0 | 0 | 0 | 0 | 0 | 0 | 0% | 0 | 0 | 0% | Normal | 0% | 0 | 0 | 0 | [15 empty] | Commercial_Health_Existing_Food Preparation_Griddle_ | 0 | 0
Commercial_Health_Existing_Food Preparation_Natural Gas_Griddle_E8 | Commercial | Health | Existing | Food Preparation | Natural Gas | Griddle | E8 |  | 0% | 0% | 0% | 0 | 0 | 0 | 0 | 0 | 0 | 0 | 0 | 0% | 0 | 0 | 0% | Normal | 0% | 0 | 0 | 0 | [15 empty] | Commercial_Health_Existing_Food Preparation_Griddle_ | 0 | 0
Commercial_Health_Existing_Food Preparation_Natural Gas_Griddle_E9 | Commercial | Health | Existing | Food Preparation | Natural Gas | Griddle | E9 |  | 0% | 0% | 0% | 0 | 0 | 0 | 0 | 0 | 0 | 0 | 0 | 0% | 0 | 0 | 0% | Normal | 0% | 0 | 0 | 0 | [15 empty] | Commercial_Health_Existing_Food Preparation_Griddle_ | 0 | 0
Commercial_Health_Existing_Food Preparation_Natural Gas_Griddle_E10 | Commercial | Health | Existing | Food Preparation | Natural Gas | Griddle | E10 |  | 0% | 0% | 0% | 0 | 0 | 0 | 0 | 0 | 0 | 0 | 0 | 0% | 0 | 0 | 0% | Normal | 0% | 0 | 0 | 0 | [15 empty] | Commercial_Health_Existing_Food Preparation_Griddle_ | 0 | 0
Commercial_Health_Existing_Food Preparation_Natural Gas_Range_E1 | Commercial | Health | Existing | Food Preparation | Natural Gas | Range | E1 | Standard | 100% | 0% | 0% | 1.4571 | 0 | 0 | 0 | 8 | 12 | 2021 | 2047 | 100% | 0 | 0 | 0% | Normal | 0% | 0.22077 | 0 | 0 | 1 units | 1 | 0 | 0.00018398 | 1200 | 7450 | 0 | 0 |  | 2017 | 1.0631 | COOK_OVN-Food Preparation-AEO17-1 | EIA 2018 Tech Forecast | Navigant 2009 |  | Commercial_Health_Existing_Food Preparation_Range_Standard | 1.4571 | 7450
Commercial_Health_Existing_Food Preparation_Natural Gas_Range_E2 | Commercial | Health | Existing | Food Preparation | Natural Gas | Range | E2 | High Efficiency | 85.71% | 0% | 0% | 1.4571 | 0 | 0 | 0 | 8 | 12 | 2021 | 2047 | 100% | 0 | 0 | 0% | Normal | 0% | 0.18923 | 0 | 0 | 1 units | 1 | 0 | 0.00018398 | 1028.5714 | 7450.01 | 0 | 0 |  | 2017 | 1.0631 | COOK_OVN-Food Preparation-AEO17-1 | EIA 2018 Tech Forecast | EIA 2018 Tech Forecast |  | Commercial_Health_Existing_Food Preparation_Range_High Efficiency | 1.4571 | 7450.01
Commercial_Health_Existing_Food Preparation_Natural Gas_Range_E3 | Commercial | Health | Existing | Food Preparation | Natural Gas | Range | E3 |  | 0% | 0% | 0% | 0 | 0 | 0 | 0 | 0 | 0 | 0 | 0 | 0% | 0 | 0 | 0% | Normal | 0% | 0 | 0 | 0 | [15 empty] | Commercial_Health_Existing_Food Preparation_Range_ | 0 | 0
Commercial_Health_Existing_Food Preparation_Natural Gas_Range_E4 | Commercial | Health | Existing | Food Preparation | Natural Gas | Range | E4 |  | 0% | 0% | 0% | 0 | 0 | 0 | 0 | 0 | 0 | 0 | 0 | 0% | 0 | 0 | 0% | Normal | 0% | 0 | 0 | 0 | [15 empty] | Commercial_Health_Existing_Food Preparation_Range_ | 0 | 0
Commercial_Health_Existing_Food Preparation_Natural Gas_Range_E5 | Commercial | Health | Existing | Food Preparation | Natural Gas | Range | E5 |  | 0% | 0% | 0% | 0 | 0 | 0 | 0 | 0 | 0 | 0 | 0 | 0% | 0 | 0 | 0% | Normal | 0% | 0 | 0 | 0 | [15 empty] | Commercial_Health_Existing_Food Preparation_Range_ | 0 | 0
Commercial_Health_Existing_Food Preparation_Natural Gas_Range_E6 | Commercial | Health | Existing | Food Preparation | Natural Gas | Range | E6 |  | 0% | 0% | 0% | 0 | 0 | 0 | 0 | 0 | 0 | 0 | 0 | 0% | 0 | 0 | 0% | Normal | 0% | 0 | 0 | 0 | [15 empty] | Commercial_Health_Existing_Food Preparation_Range_ | 0 | 0
Commercial_Health_Existing_Food Preparation_Natural Gas_Range_E7 | Commercial | Health | Existing | Food Preparation | Natural Gas | Range | E7 |  | 0% | 0% | 0% | 0 | 0 | 0 | 0 | 0 | 0 | 0 | 0 | 0% | 0 | 0 | 0% | Normal | 0% | 0 | 0 | 0 | [15 empty] | Commercial_Health_Existing_Food Preparation_Range_ | 0 | 0
Commercial_Health_Existing_Food Preparation_Natural Gas_Range_E8 | Commercial | Health | Existing | Food Preparation | Natural Gas | Range | E8 |  | 0% | 0% | 0% | 0 | 0 | 0 | 0 | 0 | 0 | 0 | 0 | 0% | 0 | 0 | 0% | Normal | 0% | 0 | 0 | 0 | [15 empty] | Commercial_Health_Existing_Food Preparation_Range_ | 0 | 0
Commercial_Health_Existing_Food Preparation_Natural Gas_Range_E9 | Commercial | Health | Existing | Food Preparation | Natural Gas | Range | E9 |  | 0% | 0% | 0% | 0 | 0 | 0 | 0 | 0 | 0 | 0 | 0 | 0% | 0 | 0 | 0% | Normal | 0% | 0 | 0 | 0 | [15 empty] | Commercial_Health_Existing_Food Preparation_Range_ | 0 | 0
Commercial_Health_Existing_Food Preparation_Natural Gas_Range_E10 | Commercial | Health | Existing | Food Preparation | Natural Gas | Range | E10 |  | 0% | 0% | 0% | 0 | 0 | 0 | 0 | 0 | 0 | 0 | 0 | 0% | 0 | 0 | 0% | Normal | 0% | 0 | 0 | 0 | [15 empty] | Commercial_Health_Existing_Food Preparation_Range_ | 0 | 0
Commercial_Health_Existing_Food Preparation_Natural Gas_Steamer_E1 | Commercial | Health | Existing | Food Preparation | Natural Gas | Steamer | E1 | Standard | 100% | 0% | 0% | 3.1262 | 0 | 0 | 0 | 6 | 10 | 2021 | 2021 | 100% | 0 | 0 | 0% | Normal | 0% | 0.41105 | 0 | 0 | 1 units | 1 | 0 | 0.00027896 | 1473.5418 | 10431.946 | 0 | 0 |  | 2016 | 1.0743 | RTF Wkbk - ComCookingSteamer_v5_0 | RTF Wkbk - ComCookingSteamer_v5_0 | RTF Wkbk - ComCookingSteamer_v5_0 |  | Commercial_Health_Existing_Food Preparation_Steamer_Standard | 3.1262 | 10431.946
Commercial_Health_Existing_Food Preparation_Natural Gas_Steamer_E2 | Commercial | Health | Existing | Food Preparation | Natural Gas | Steamer | E2 | ENERGY STAR | 17.54% | 0% | 0% | 3.1262 | 0 | -0.20583 | 0 | 6 | 10 | 2021 | 2047 | 100% | 0 | 0 | 0% | Normal | 0% | 0.072082 | 0 | 0 | 1 units | 1 | 0 | 0.00027896 | 258.3998 | 10431.956 | 0 | -686.8492 |  | 2016 | 1.0743 | RTF Wkbk - ComCookingSteamer_v5_0 | RTF Wkbk - ComCookingSteamer_v5_0 | RTF Wkbk - ComCookingSteamer_v5_0 |  | Commercial_Health_Existing_Food Preparation_Steamer_ENERGY STAR | 2.9204 | 9745.1068
Commercial_Health_Existing_Food Preparation_Natural Gas_Steamer_E3 | Commercial | Health | Existing | Food Preparation | Natural Gas | Steamer | E3 |  | 0% | 0% | 0% | 0 | 0 | 0 | 0 | 0 | 0 | 0 | 0 | 0% | 0 | 0 | 0% | Normal | 0% | 0 | 0 | 0 | [15 empty] | Commercial_Health_Existing_Food Preparation_Steamer_ | 0 | 0
Commercial_Health_Existing_Food Preparation_Natural Gas_Steamer_E4 | Commercial | Health | Existing | Food Preparation | Natural Gas | Steamer | E4 |  | 0% | 0% | 0% | 0 | 0 | 0 | 0 | 0 | 0 | 0 | 0 | 0% | 0 | 0 | 0% | Normal | 0% | 0 | 0 | 0 | [15 empty] | Commercial_Health_Existing_Food Preparation_Steamer_ | 0 | 0
Commercial_Health_Existing_Food Preparation_Natural Gas_Steamer_E5 | Commercial | Health | Existing | Food Preparation | Natural Gas | Steamer | E5 |  | 0% | 0% | 0% | 0 | 0 | 0 | 0 | 0 | 0 | 0 | 0 | 0% | 0 | 0 | 0% | Normal | 0% | 0 | 0 | 0 | [15 empty] | Commercial_Health_Existing_Food Preparation_Steamer_ | 0 | 0
Commercial_Health_Existing_Food Preparation_Natural Gas_Steamer_E6 | Commercial | Health | Existing | Food Preparation | Natural Gas | Steamer | E6 |  | 0% | 0% | 0% | 0 | 0 | 0 | 0 | 0 | 0 | 0 | 0 | 0% | 0 | 0 | 0% | Normal | 0% | 0 | 0 | 0 | [15 empty] | Commercial_Health_Existing_Food Preparation_Steamer_ | 0 | 0
Commercial_Health_Existing_Food Preparation_Natural Gas_Steamer_E7 | Commercial | Health | Existing | Food Preparation | Natural Gas | Steamer | E7 |  | 0% | 0% | 0% | 0 | 0 | 0 | 0 | 0 | 0 | 0 | 0 | 0% | 0 | 0 | 0% | Normal | 0% | 0 | 0 | 0 | [15 empty] | Commercial_Health_Existing_Food Preparation_Steamer_ | 0 | 0
Commercial_Health_Existing_Food Preparation_Natural Gas_Steamer_E8 | Commercial | Health | Existing | Food Preparation | Natural Gas | Steamer | E8 |  | 0% | 0% | 0% | 0 | 0 | 0 | 0 | 0 | 0 | 0 | 0 | 0% | 0 | 0 | 0% | Normal | 0% | 0 | 0 | 0 | [15 empty] | Commercial_Health_Existing_Food Preparation_Steamer_ | 0 | 0
Commercial_Health_Existing_Food Preparation_Natural Gas_Steamer_E9 | Commercial | Health | Existing | Food Preparation | Natural Gas | Steamer | E9 |  | 0% | 0% | 0% | 0 | 0 | 0 | 0 | 0 | 0 | 0 | 0 | 0% | 0 | 0 | 0% | Normal | 0% | 0 | 0 | 0 | [15 empty] | Commercial_Health_Existing_Food Preparation_Steamer_ | 0 | 0
Commercial_Health_Existing_Food Preparation_Natural Gas_Steamer_E10 | Commercial | Health | Existing | Food Preparation | Natural Gas | Steamer | E10 |  | 0% | 0% | 0% | 0 | 0 | 0 | 0 | 0 | 0 | 0 | 0 | 0% | 0 | 0 | 0% | Normal | 0% | 0 | 0 | 0 | [15 empty] | Commercial_Health_Existing_Food Preparation_Steamer_ | 0 | 0
Commercial_Health_Existing_Food Preparation_Natural Gas_Commercial Food Prep Other_E1 | Commercial | Health | Existing | Food Preparation | Natural Gas | Commercial Food Prep Other | E1 | Standard | 100% | 0% | 0% | 0.082039 | 0 | 0 | 0 | 8 | 12 | 2021 | 2047 | 100% | 0 | 0 | 0% | Normal | 0% | 0.09847 | 0 | 0 | 1 units | 1 | 0 | 6.919e-05 | 1423.18 | 1000 | 0 | 0 |  | 2010 | 1.1857 | Default | Default | Default |  | Commercial_Health_Existing_Food Preparation_Commercial Food Prep Other_Standard | 0.082039 | 1000
Commercial_Health_Existing_Food Preparation_Natural Gas_Commercial Food Prep Other_E2 | Commercial | Health | Existing | Food Preparation | Natural Gas | Commercial Food Prep Other | E2 | ENERGY STAR | 74.27% | 0% | 0% | 0.099657 | 0 | 0 | 0 | 8 | 12 | 2021 | 2047 | 100% | 0 | 0 | 0% | Normal | 0% | 0.073135 | 0 | 0 | 1 units | 1 | 0 | 6.919e-05 | 1057.0182 | 1214.7567 | 0 | 0 |  | 2010 | 1.1857 | N/A | N/A | N/A |  | Commercial_Health_Existing_Food Preparation_Commercial Food Prep Other_ENERGY STAR | 0.099657 | 1214.7567
Commercial_Health_Existing_Food Preparation_Natural Gas_Commercial Food Prep Other_E3 | Commercial | Health | Existing | Food Preparation | Natural Gas | Commercial Food Prep Other | E3 |  | 0% | 0% | 0% | 0 | 0 | 0 | 0 | 0 | 0 | 0 | 0 | 0% | 0 | 0 | 0% | Normal | 0% | 0 | 0 | 0 | [15 empty] | Commercial_Health_Existing_Food Preparation_Commercial Food Prep Other_ | 0 | 0
Commercial_Health_Existing_Food Preparation_Natural Gas_Commercial Food Prep Other_E4 | Commercial | Health | Existing | Food Preparation | Natural Gas | Commercial Food Prep Other | E4 |  | 0% | 0% | 0% | 0 | 0 | 0 | 0 | 0 | 0 | 0 | 0 | 0% | 0 | 0 | 0% | Normal | 0% | 0 | 0 | 0 | [15 empty] | Commercial_Health_Existing_Food Preparation_Commercial Food Prep Other_ | 0 | 0
Commercial_Health_Existing_Food Preparation_Natural Gas_Commercial Food Prep Other_E5 | Commercial | Health | Existing | Food Preparation | Natural Gas | Commercial Food Prep Other | E5 |  | 0% | 0% | 0% | 0 | 0 | 0 | 0 | 0 | 0 | 0 | 0 | 0% | 0 | 0 | 0% | Normal | 0% | 0 | 0 | 0 | [15 empty] | Commercial_Health_Existing_Food Preparation_Commercial Food Prep Other_ | 0 | 0
Commercial_Health_Existing_Food Preparation_Natural Gas_Commercial Food Prep Other_E6 | Commercial | Health | Existing | Food Preparation | Natural Gas | Commercial Food Prep Other | E6 |  | 0% | 0% | 0% | 0 | 0 | 0 | 0 | 0 | 0 | 0 | 0 | 0% | 0 | 0 | 0% | Normal | 0% | 0 | 0 | 0 | [15 empty] | Commercial_Health_Existing_Food Preparation_Commercial Food Prep Other_ | 0 | 0
Commercial_Health_Existing_Food Preparation_Natural Gas_Commercial Food Prep Other_E7 | Commercial | Health | Existing | Food Preparation | Natural Gas | Commercial Food Prep Other | E7 |  | 0% | 0% | 0% | 0 | 0 | 0 | 0 | 0 | 0 | 0 | 0 | 0% | 0 | 0 | 0% | Normal | 0% | 0 | 0 | 0 | [15 empty] | Commercial_Health_Existing_Food Preparation_Commercial Food Prep Other_ | 0 | 0
Commercial_Health_Existing_Food Preparation_Natural Gas_Commercial Food Prep Other_E8 | Commercial | Health | Existing | Food Preparation | Natural Gas | Commercial Food Prep Other | E8 |  | 0% | 0% | 0% | 0 | 0 | 0 | 0 | 0 | 0 | 0 | 0 | 0% | 0 | 0 | 0% | Normal | 0% | 0 | 0 | 0 | [15 empty] | Commercial_Health_Existing_Food Preparation_Commercial Food Prep Other_ | 0 | 0
Commercial_Health_Existing_Food Preparation_Natural Gas_Commercial Food Prep Other_E9 | Commercial | Health | Existing | Food Preparation | Natural Gas | Commercial Food Prep Other | E9 |  | 0% | 0% | 0% | 0 | 0 | 0 | 0 | 0 | 0 | 0 | 0 | 0% | 0 | 0 | 0% | Normal | 0% | 0 | 0 | 0 | [15 empty] | Commercial_Health_Existing_Food Preparation_Commercial Food Prep Other_ | 0 | 0
Commercial_Health_Existing_Food Preparation_Natural Gas_Commercial Food Prep Other_E10 | Commercial | Health | Existing | Food Preparation | Natural Gas | Commercial Food Prep Other | E10 |  | 0% | 0% | 0% | 0 | 0 | 0 | 0 | 0 | 0 | 0 | 0 | 0% | 0 | 0 | 0% | Normal | 0% | 0 | 0 | 0 | [15 empty] | Commercial_Health_Existing_Food Preparation_Commercial Food Prep Other_ | 0 | 0
Commercial_Health_Existing_Miscellaneous_Natural Gas_Pool Heater_E1 | Commercial | Health | Existing | Miscellaneous | Natural Gas | Pool Heater | E1 | Standard (EF .78) | 100% | 0% | 0% | 0.013398 | 0 | 0 | 0 | 4 | 8 | 2021 | 2047 | 100% | 0 | 0 | 0% | Normal | 0% | 0.01 | 0 | 0 | 1 units | 1 | 0 | 6.7159e-07 | 14890 | 18052 | 0 | 0 |  | 2014 | 1.1051 | DOE Commercial R&D 2016 - Table 7-6 | DOE Commercial R&D 2016 - Table 7-7 | DOE Commercial R&D 2016 - Table 7-8 |  | Commercial_Health_Existing_Miscellaneous_Pool Heater_Standard (EF .78) | 0.013398 | 18052
Commercial_Health_Existing_Miscellaneous_Natural Gas_Pool Heater_E2 | Commercial | Health | Existing | Miscellaneous | Natural Gas | Pool Heater | E2 | Condensing (EF .90) | 85% | 0% | 0% | 0.021937 | 0 | 0 | 0 | 4 | 8 | 2021 | 2047 | 100% | 0 | 0 | 0% | Normal | 0% | 0.0085 | 0 | 0 | 1 units | 1 | 0 | 6.7159e-07 | 12656.5 | 29558 | 0 | 0 |  | 2014 | 1.1051 | DOE Commercial R&D 2016 - Table 7-6 | DOE Commercial R&D 2016 - Table 7-7 | DOE Commercial R&D 2016 - Table 7-9 |  | Commercial_Health_Existing_Miscellaneous_Pool Heater_Condensing (EF .90) | 0.021937 | 29558
Commercial_Health_Existing_Miscellaneous_Natural Gas_Pool Heater_E3 | Commercial | Health | Existing | Miscellaneous | Natural Gas | Pool Heater | E3 |  | 0% | 0% | 0% | 0 | 0 | 0 | 0 | 0 | 0 | 0 | 0 | 0% | 0 | 0 | 0% | Normal | 0% | 0 | 0 | 0 | [15 empty] | Commercial_Health_Existing_Miscellaneous_Pool Heater_ | 0 | 0
Commercial_Health_Existing_Miscellaneous_Natural Gas_Pool Heater_E4 | Commercial | Health | Existing | Miscellaneous | Natural Gas | Pool Heater | E4 |  | 0% | 0% | 0% | 0 | 0 | 0 | 0 | 0 | 0 | 0 | 0 | 0% | 0 | 0 | 0% | Normal | 0% | 0 | 0 | 0 | [15 empty] | Commercial_Health_Existing_Miscellaneous_Pool Heater_ | 0 | 0
Commercial_Health_Existing_Miscellaneous_Natural Gas_Pool Heater_E5 | Commercial | Health | Existing | Miscellaneous | Natural Gas | Pool Heater | E5 |  | 0% | 0% | 0% | 0 | 0 | 0 | 0 | 0 | 0 | 0 | 0 | 0% | 0 | 0 | 0% | Normal | 0% | 0 | 0 | 0 | [15 empty] | Commercial_Health_Existing_Miscellaneous_Pool Heater_ | 0 | 0
Commercial_Health_Existing_Miscellaneous_Natural Gas_Pool Heater_E6 | Commercial | Health | Existing | Miscellaneous | Natural Gas | Pool Heater | E6 |  | 0% | 0% | 0% | 0 | 0 | 0 | 0 | 0 | 0 | 0 | 0 | 0% | 0 | 0 | 0% | Normal | 0% | 0 | 0 | 0 | [15 empty] | Commercial_Health_Existing_Miscellaneous_Pool Heater_ | 0 | 0
Commercial_Health_Existing_Miscellaneous_Natural Gas_Pool Heater_E7 | Commercial | Health | Existing | Miscellaneous | Natural Gas | Pool Heater | E7 |  | 0% | 0% | 0% | 0 | 0 | 0 | 0 | 0 | 0 | 0 | 0 | 0% | 0 | 0 | 0% | Normal | 0% | 0 | 0 | 0 | [15 empty] | Commercial_Health_Existing_Miscellaneous_Pool Heater_ | 0 | 0
Commercial_Health_Existing_Miscellaneous_Natural Gas_Pool Heater_E8 | Commercial | Health | Existing | Miscellaneous | Natural Gas | Pool Heater | E8 |  | 0% | 0% | 0% | 0 | 0 | 0 | 0 | 0 | 0 | 0 | 0 | 0% | 0 | 0 | 0% | Normal | 0% | 0 | 0 | 0 | [15 empty] | Commercial_Health_Existing_Miscellaneous_Pool Heater_ | 0 | 0
Commercial_Health_Existing_Miscellaneous_Natural Gas_Pool Heater_E9 | Commercial | Health | Existing | Miscellaneous | Natural Gas | Pool Heater | E9 |  | 0% | 0% | 0% | 0 | 0 | 0 | 0 | 0 | 0 | 0 | 0 | 0% | 0 | 0 | 0% | Normal | 0% | 0 | 0 | 0 | [15 empty] | Commercial_Health_Existing_Miscellaneous_Pool Heater_ | 0 | 0
Commercial_Health_Existing_Miscellaneous_Natural Gas_Pool Heater_E10 | Commercial | Health | Existing | Miscellaneous | Natural Gas | Pool Heater | E10 |  | 0% | 0% | 0% | 0 | 0 | 0 | 0 | 0 | 0 | 0 | 0 | 0% | 0 | 0 | 0% | Normal | 0% | 0 | 0 | 0 | [15 empty] | Commercial_Health_Existing_Miscellaneous_Pool Heater_ | 0 | 0
Commercial_Health_Existing_Miscellaneous_Natural Gas_Miscellaneous_E1 | Commercial | Health | Existing | Miscellaneous | Natural Gas | Miscellaneous | E1 | Miscellaneous | 100% | 0% | 0% | 0.0057106 | 0 | 0 | 0 | 2 | 8 | 2021 | 2047 | 100% | 0 | 0 | 0% | Normal | 0% | 0.0053158 | 0 | 0 | 1 units | 1 | 0 | 0.0053158 | 1 | 1 | 0 | 0 |  | 2016 | 1.0743 | N/A | N/A | N/A |  | Commercial_Health_Existing_Miscellaneous_Miscellaneous_Miscellaneous | 0.0057106 | 1
Commercial_Health_Existing_Miscellaneous_Natural Gas_Miscellaneous_E2 | Commercial | Health | Existing | Miscellaneous | Natural Gas | Miscellaneous | E2 |  | 0% | 0% | 0% | 0 | 0 | 0 | 0 | 0 | 0 | 0 | 0 | 0% | 0 | 0 | 0% | Normal | 0% | 0 | 0 | 0 | [15 empty] | Commercial_Health_Existing_Miscellaneous_Miscellaneous_ | 0 | 0
Commercial_Health_Existing_Miscellaneous_Natural Gas_Miscellaneous_E3 | Commercial | Health | Existing | Miscellaneous | Natural Gas | Miscellaneous | E3 |  | 0% | 0% | 0% | 0 | 0 | 0 | 0 | 0 | 0 | 0 | 0 | 0% | 0 | 0 | 0% | Normal | 0% | 0 | 0 | 0 | [15 empty] | Commercial_Health_Existing_Miscellaneous_Miscellaneous_ | 0 | 0
Commercial_Health_Existing_Miscellaneous_Natural Gas_Miscellaneous_E4 | Commercial | Health | Existing | Miscellaneous | Natural Gas | Miscellaneous | E4 |  | 0% | 0% | 0% | 0 | 0 | 0 | 0 | 0 | 0 | 0 | 0 | 0% | 0 | 0 | 0% | Normal | 0% | 0 | 0 | 0 | [15 empty] | Commercial_Health_Existing_Miscellaneous_Miscellaneous_ | 0 | 0
Commercial_Health_Existing_Miscellaneous_Natural Gas_Miscellaneous_E5 | Commercial | Health | Existing | Miscellaneous | Natural Gas | Miscellaneous | E5 |  | 0% | 0% | 0% | 0 | 0 | 0 | 0 | 0 | 0 | 0 | 0 | 0% | 0 | 0 | 0% | Normal | 0% | 0 | 0 | 0 | [15 empty] | Commercial_Health_Existing_Miscellaneous_Miscellaneous_ | 0 | 0
Commercial_Health_Existing_Miscellaneous_Natural Gas_Miscellaneous_E6 | Commercial | Health | Existing | Miscellaneous | Natural Gas | Miscellaneous | E6 |  | 0% | 0% | 0% | 0 | 0 | 0 | 0 | 0 | 0 | 0 | 0 | 0% | 0 | 0 | 0% | Normal | 0% | 0 | 0 | 0 | [15 empty] | Commercial_Health_Existing_Miscellaneous_Miscellaneous_ | 0 | 0
Commercial_Health_Existing_Miscellaneous_Natural Gas_Miscellaneous_E7 | Commercial | Health | Existing | Miscellaneous | Natural Gas | Miscellaneous | E7 |  | 0% | 0% | 0% | 0 | 0 | 0 | 0 | 0 | 0 | 0 | 0 | 0% | 0 | 0 | 0% | Normal | 0% | 0 | 0 | 0 | [15 empty] | Commercial_Health_Existing_Miscellaneous_Miscellaneous_ | 0 | 0
Commercial_Health_Existing_Miscellaneous_Natural Gas_Miscellaneous_E8 | Commercial | Health | Existing | Miscellaneous | Natural Gas | Miscellaneous | E8 |  | 0% | 0% | 0% | 0 | 0 | 0 | 0 | 0 | 0 | 0 | 0 | 0% | 0 | 0 | 0% | Normal | 0% | 0 | 0 | 0 | [15 empty] | Commercial_Health_Existing_Miscellaneous_Miscellaneous_ | 0 | 0
Commercial_Health_Existing_Miscellaneous_Natural Gas_Miscellaneous_E9 | Commercial | Health | Existing | Miscellaneous | Natural Gas | Miscellaneous | E9 |  | 0% | 0% | 0% | 0 | 0 | 0 | 0 | 0 | 0 | 0 | 0 | 0% | 0 | 0 | 0% | Normal | 0% | 0 | 0 | 0 | [15 empty] | Commercial_Health_Existing_Miscellaneous_Miscellaneous_ | 0 | 0
Commercial_Health_Existing_Miscellaneous_Natural Gas_Miscellaneous_E10 | Commercial | Health | Existing | Miscellaneous | Natural Gas | Miscellaneous | E10 |  | 0% | 0% | 0% | 0 | 0 | 0 | 0 | 0 | 0 | 0 | 0 | 0% | 0 | 0 | 0% | Normal | 0% | 0 | 0 | 0 | [15 empty] | Commercial_Health_Existing_Miscellaneous_Miscellaneous_ | 0 | 0
Commercial_Health_New_Space Heating_Natural Gas_Furnace_E1 | Commercial | Health | New | Space Heating | Natural Gas | Furnace | E1 | AFUE 80% (Standard) | 100% | 0% | 0% | 0.18083 | 0.18944 | 0.029278 | 0 | 17 | 29 | 2021 | 2023 | 100% | 0 | 0 | 0% | Normal | 0% | 0.20528 | 0 | 0 | 400 kBtu/hr | 400 | 0 | 0.0648 | 0.20528 | 1050 | 1100 | 170 |  | 2017 | 1.0631 | EIA18_Tech Forecast Updates_p.90_Current Standard | EIA18_Tech Forecast Updates_p.90_Current Standard | AEG BEST |  | Commercial_Health_New_Space Heating_Furnace_AFUE 80% (Standard) | 0.39956 | 2320
Commercial_Health_New_Space Heating_Natural Gas_Furnace_E2 | Commercial | Health | New | Space Heating | Natural Gas | Furnace | E2 | AFUE 90% | 88.89% | 0% | 0% | 0.30139 | 0.22389 | 0.030139 | 0 | 17 | 29 | 2021 | 2047 | 100% | 0 | 0 | 0% | Normal | 0% | 0.18247 | 0 | 0 | 400 kBtu/hr | 400 | 0 | 0.0648 | 0.18247 | 1750 | 1300 | 175 |  | 2017 | 1.0631 | EIA18_Tech Forecast Updates_p.90_2020 Typical | EIA18_Tech Forecast Updates_p.90_2020 Typical | AEG BEST |  | Commercial_Health_New_Space Heating_Furnace_AFUE 90% | 0.55542 | 3225
Commercial_Health_New_Space Heating_Natural Gas_Furnace_E3 | Commercial | Health | New | Space Heating | Natural Gas | Furnace | E3 | AFUE 96% | 83.33% | 0% | 0% | 0.42194 | 0.25833 | 0.031 | 0 | 17 | 29 | 2021 | 2047 | 100% | 0 | 0 | 0% | Normal | 0% | 0.17106 | 0 | 0 | 400 kBtu/hr | 400 | 0 | 0.0648 | 0.17106 | 2450 | 1500 | 180 |  | 2017 | 1.0631 | EIA18_Tech Forecast Updates_p.90_2020 High | EIA18_Tech Forecast Updates_p.90_2020 High | AEG BEST |  | Commercial_Health_New_Space Heating_Furnace_AFUE 96% | 0.71128 | 4130
Commercial_Health_New_Space Heating_Natural Gas_Furnace_E4 | Commercial | Health | New | Space Heating | Natural Gas | Furnace | E4 |  | 0% | 0% | 0% | 0 | 0 | 0 | 0 | 0 | 0 | 0 | 0 | 0% | 0 | 0 | 0% | Normal | 0% | 0 | 0 | 0 | [15 empty] | Commercial_Health_New_Space Heating_Furnace_ | 0 | 0
Commercial_Health_New_Space Heating_Natural Gas_Furnace_E5 | Commercial | Health | New | Space Heating | Natural Gas | Furnace | E5 |  | 0% | 0% | 0% | 0 | 0 | 0 | 0 | 0 | 0 | 0 | 0 | 0% | 0 | 0 | 0% | Normal | 0% | 0 | 0 | 0 | [15 empty] | Commercial_Health_New_Space Heating_Furnace_ | 0 | 0
Commercial_Health_New_Space Heating_Natural Gas_Furnace_E6 | Commercial | Health | New | Space Heating | Natural Gas | Furnace | E6 |  | 0% | 0% | 0% | 0 | 0 | 0 | 0 | 0 | 0 | 0 | 0 | 0% | 0 | 0 | 0% | Normal | 0% | 0 | 0 | 0 | [15 empty] | Commercial_Health_New_Space Heating_Furnace_ | 0 | 0
Commercial_Health_New_Space Heating_Natural Gas_Furnace_E7 | Commercial | Health | New | Space Heating | Natural Gas | Furnace | E7 |  | 0% | 0% | 0% | 0 | 0 | 0 | 0 | 0 | 0 | 0 | 0 | 0% | 0 | 0 | 0% | Normal | 0% | 0 | 0 | 0 | [15 empty] | Commercial_Health_New_Space Heating_Furnace_ | 0 | 0
Commercial_Health_New_Space Heating_Natural Gas_Furnace_E8 | Commercial | Health | New | Space Heating | Natural Gas | Furnace | E8 |  | 0% | 0% | 0% | 0 | 0 | 0 | 0 | 0 | 0 | 0 | 0 | 0% | 0 | 0 | 0% | Normal | 0% | 0 | 0 | 0 | [15 empty] | Commercial_Health_New_Space Heating_Furnace_ | 0 | 0
Commercial_Health_New_Space Heating_Natural Gas_Furnace_E9 | Commercial | Health | New | Space Heating | Natural Gas | Furnace | E9 |  | 0% | 0% | 0% | 0 | 0 | 0 | 0 | 0 | 0 | 0 | 0 | 0% | 0 | 0 | 0% | Normal | 0% | 0 | 0 | 0 | [15 empty] | Commercial_Health_New_Space Heating_Furnace_ | 0 | 0
Commercial_Health_New_Space Heating_Natural Gas_Furnace_E10 | Commercial | Health | New | Space Heating | Natural Gas | Furnace | E10 |  | 0% | 0% | 0% | 0 | 0 | 0 | 0 | 0 | 0 | 0 | 0 | 0% | 0 | 0 | 0% | Normal | 0% | 0 | 0 | 0 | [15 empty] | Commercial_Health_New_Space Heating_Furnace_ | 0 | 0
Commercial_Health_New_Space Heating_Natural Gas_Boiler_E1 | Commercial | Health | New | Space Heating | Natural Gas | Boiler | E1 | AFUE 80% (Standard) | 100% | 0% | 0% | 1.4119 | 0.78249 | 0.1531 | 0 | 20 | 30 | 2021 | 2047 | 100% | 0 | 0 | 0% | Normal | 0% | 0.50175 | 0 | 0 | 800 kBtu/hr | 800 | 0 | 0.0648 | 0.50175 | 16600 | 9200 | 1800 |  | 2018 | 1.05 | EIA 2018 Tech Forecast | EIA 2018 Tech Forecast | AEG BEST |  | Commercial_Health_New_Space Heating_Boiler_AFUE 80% (Standard) | 2.3475 | 27600
Commercial_Health_New_Space Heating_Natural Gas_Boiler_E2 | Commercial | Health | New | Space Heating | Natural Gas | Boiler | E2 | AFUE 85% | 94.12% | 0% | 0% | 1.9307 | 0.82927 | 0.1531 | 0 | 20 | 30 | 2021 | 2047 | 100% | 0 | 0 | 0% | Normal | 0% | 0.47224 | 0 | 0 | 800 kBtu/hr | 800 | 0 | 0.0648 | 0.47224 | 22700 | 9750 | 1800 |  | 2018 | 1.05 | EIA 2018 Tech Forecast | EIA 2018 Tech Forecast | AEG BEST |  | Commercial_Health_New_Space Heating_Boiler_AFUE 85% | 2.9131 | 34250
Commercial_Health_New_Space Heating_Natural Gas_Boiler_E3 | Commercial | Health | New | Space Heating | Natural Gas | Boiler | E3 | AFUE 97% | 82.47% | 0% | 0% | 3.1251 | 0.77085 | 0.1531 | 0 | 20 | 30 | 2021 | 2047 | 100% | 0 | 0 | 0% | Normal | 0% | 0.41382 | 0 | 0 | 800 kBtu/hr | 800 | 0 | 0.0648 | 0.41382 | 36742.4242 | 9063.1313 | 1800 |  | 2018 | 1.05 | EIA 2018 Tech Forecast | EIA 2018 Tech Forecast | AEG BEST |  | Commercial_Health_New_Space Heating_Boiler_AFUE 97% | 4.049 | 47605.5556
Commercial_Health_New_Space Heating_Natural Gas_Boiler_E4 | Commercial | Health | New | Space Heating | Natural Gas | Boiler | E4 | Convert to NG Air Source Heat Pump | 57.14% | 0% | 0% | 13.6328 | 0.78249 | 0.25613 | 0 | 10 | 20 | 2021 | 2047 | 100% | 0 | 0 | 0% | Normal | 0% | 0.28672 | 0 | 0 | 800 kBtu/hr | 800 | 0 | 0.0648 | 0.28672 | 158316.7533 | 9086.959 | 2974.436 |  | 2017 | 1.0631 | AEO 2021 - gas_eng-driven_RTHP-heat 2017 typical | AEO 2021 - gas_eng-driven_RTHP-heat 2017 typical | AEG BEST |  | Commercial_Health_New_Space Heating_Boiler_Convert to NG Air Source Heat Pump | 14.6714 | 170378.1483
Commercial_Health_New_Space Heating_Natural Gas_Boiler_E5 | Commercial | Health | New | Space Heating | Natural Gas | Boiler | E5 |  | 0% | 0% | 0% | 0 | 0 | 0 | 0 | 0 | 0 | 0 | 0 | 0% | 0 | 0 | 0% | Normal | 0% | 0 | 0 | 0 | [15 empty] | Commercial_Health_New_Space Heating_Boiler_ | 0 | 0
Commercial_Health_New_Space Heating_Natural Gas_Boiler_E6 | Commercial | Health | New | Space Heating | Natural Gas | Boiler | E6 |  | 0% | 0% | 0% | 0 | 0 | 0 | 0 | 0 | 0 | 0 | 0 | 0% | 0 | 0 | 0% | Normal | 0% | 0 | 0 | 0 | [15 empty] | Commercial_Health_New_Space Heating_Boiler_ | 0 | 0
Commercial_Health_New_Space Heating_Natural Gas_Boiler_E7 | Commercial | Health | New | Space Heating | Natural Gas | Boiler | E7 |  | 0% | 0% | 0% | 0 | 0 | 0 | 0 | 0 | 0 | 0 | 0 | 0% | 0 | 0 | 0% | Normal | 0% | 0 | 0 | 0 | [15 empty] | Commercial_Health_New_Space Heating_Boiler_ | 0 | 0
Commercial_Health_New_Space Heating_Natural Gas_Boiler_E8 | Commercial | Health | New | Space Heating | Natural Gas | Boiler | E8 |  | 0% | 0% | 0% | 0 | 0 | 0 | 0 | 0 | 0 | 0 | 0 | 0% | 0 | 0 | 0% | Normal | 0% | 0 | 0 | 0 | [15 empty] | Commercial_Health_New_Space Heating_Boiler_ | 0 | 0
Commercial_Health_New_Space Heating_Natural Gas_Boiler_E9 | Commercial | Health | New | Space Heating | Natural Gas | Boiler | E9 |  | 0% | 0% | 0% | 0 | 0 | 0 | 0 | 0 | 0 | 0 | 0 | 0% | 0 | 0 | 0% | Normal | 0% | 0 | 0 | 0 | [15 empty] | Commercial_Health_New_Space Heating_Boiler_ | 0 | 0
Commercial_Health_New_Space Heating_Natural Gas_Boiler_E10 | Commercial | Health | New | Space Heating | Natural Gas | Boiler | E10 |  | 0% | 0% | 0% | 0 | 0 | 0 | 0 | 0 | 0 | 0 | 0 | 0% | 0 | 0 | 0% | Normal | 0% | 0 | 0 | 0 | [15 empty] | Commercial_Health_New_Space Heating_Boiler_ | 0 | 0
Commercial_Health_New_Space Heating_Natural Gas_Unit Heater_E1 | Commercial | Health | New | Space Heating | Natural Gas | Unit Heater | E1 | Standard | 100% | 0% | 0% | 0.055603 | 0 | 0 | 0 | 15 | 25 | 2021 | 2047 | 100% | 0 | 0 | 0% | Normal | 0% | 0.10527 | 0 | 0 | 120 kBtu/Hr | 120 | 0 | 5.061e-05 | 2080 | 1010.4 | 0 | 0 |  | 2015 | 1.0873 | Xcel CO 2021/22 DSM Plan/TRM p.424 | Xcel CO 2021/22 DSM Plan/TRM p.416 | Xcel CO 2021/22 DSM Plan/TRM p.416 |  | Commercial_Health_New_Space Heating_Unit Heater_Standard | 0.055603 | 1010.4
Commercial_Health_New_Space Heating_Natural Gas_Unit Heater_E2 | Commercial | Health | New | Space Heating | Natural Gas | Unit Heater | E2 | Condensing | 88.94% | 0% | 0% | 0.066301 | 0 | 0 | 0 | 15 | 25 | 2021 | 2047 | 100% | 0 | 0 | 0% | Normal | 0% | 0.093629 | 0 | 0 | 120 kBtu/Hr | 120 | 0 | 5.061e-05 | 1850 | 1204.8 | 0 | 0 |  | 2015 | 1.0873 | Xcel CO 2021/22 DSM Plan/TRM p.424 | Xcel CO 2021/22 DSM Plan/TRM p.416 | Xcel CO 2021/22 DSM Plan/TRM p.416 |  | Commercial_Health_New_Space Heating_Unit Heater_Condensing | 0.066301 | 1204.8
Commercial_Health_New_Space Heating_Natural Gas_Unit Heater_E3 | Commercial | Health | New | Space Heating | Natural Gas | Unit Heater | E3 | Infrared Radiant | 88.46% | 0% | 0% | 0.062405 | 0 | 0 | 0 | 10 | 20 | 2021 | 2047 | 100% | 0 | 0 | 0% | Normal | 0% | 0.093123 | 0 | 0 | 120 kBtu/Hr | 120 | 0 | 5.061e-05 | 1840 | 1134 | 0 | 0 |  | 2015 | 1.0873 | Xcel CO 2021/22 DSM Plan/TRM p.424 | Xcel CO 2021/22 DSM Plan/TRM p.416 | Xcel CO 2021/22 DSM Plan/TRM p.416 |  | Commercial_Health_New_Space Heating_Unit Heater_Infrared Radiant | 0.062405 | 1134
Commercial_Health_New_Space Heating_Natural Gas_Unit Heater_E4 | Commercial | Health | New | Space Heating | Natural Gas | Unit Heater | E4 |  | 0% | 0% | 0% | 0 | 0 | 0 | 0 | 0 | 0 | 0 | 0 | 0% | 0 | 0 | 0% | Normal | 0% | 0 | 0 | 0 | [15 empty] | Commercial_Health_New_Space Heating_Unit Heater_ | 0 | 0
Commercial_Health_New_Space Heating_Natural Gas_Unit Heater_E5 | Commercial | Health | New | Space Heating | Natural Gas | Unit Heater | E5 |  | 0% | 0% | 0% | 0 | 0 | 0 | 0 | 0 | 0 | 0 | 0 | 0% | 0 | 0 | 0% | Normal | 0% | 0 | 0 | 0 | [15 empty] | Commercial_Health_New_Space Heating_Unit Heater_ | 0 | 0
Commercial_Health_New_Space Heating_Natural Gas_Unit Heater_E6 | Commercial | Health | New | Space Heating | Natural Gas | Unit Heater | E6 |  | 0% | 0% | 0% | 0 | 0 | 0 | 0 | 0 | 0 | 0 | 0 | 0% | 0 | 0 | 0% | Normal | 0% | 0 | 0 | 0 | [15 empty] | Commercial_Health_New_Space Heating_Unit Heater_ | 0 | 0
Commercial_Health_New_Space Heating_Natural Gas_Unit Heater_E7 | Commercial | Health | New | Space Heating | Natural Gas | Unit Heater | E7 |  | 0% | 0% | 0% | 0 | 0 | 0 | 0 | 0 | 0 | 0 | 0 | 0% | 0 | 0 | 0% | Normal | 0% | 0 | 0 | 0 | [15 empty] | Commercial_Health_New_Space Heating_Unit Heater_ | 0 | 0
Commercial_Health_New_Space Heating_Natural Gas_Unit Heater_E8 | Commercial | Health | New | Space Heating | Natural Gas | Unit Heater | E8 |  | 0% | 0% | 0% | 0 | 0 | 0 | 0 | 0 | 0 | 0 | 0 | 0% | 0 | 0 | 0% | Normal | 0% | 0 | 0 | 0 | [15 empty] | Commercial_Health_New_Space Heating_Unit Heater_ | 0 | 0
Commercial_Health_New_Space Heating_Natural Gas_Unit Heater_E9 | Commercial | Health | New | Space Heating | Natural Gas | Unit Heater | E9 |  | 0% | 0% | 0% | 0 | 0 | 0 | 0 | 0 | 0 | 0 | 0 | 0% | 0 | 0 | 0% | Normal | 0% | 0 | 0 | 0 | [15 empty] | Commercial_Health_New_Space Heating_Unit Heater_ | 0 | 0
Commercial_Health_New_Space Heating_Natural Gas_Unit Heater_E10 | Commercial | Health | New | Space Heating | Natural Gas | Unit Heater | E10 |  | 0% | 0% | 0% | 0 | 0 | 0 | 0 | 0 | 0 | 0 | 0 | 0% | 0 | 0 | 0% | Normal | 0% | 0 | 0 | 0 | [15 empty] | Commercial_Health_New_Space Heating_Unit Heater_ | 0 | 0
Commercial_Health_New_Water Heating_Natural Gas_Water Heater_E1 | Commercial | Health | New | Water Heating | Natural Gas | Water Heater | E1 | TE 88% | 100% | 0% | 0% | 0.2748 | 0 | 0.015495 | 0 | 8 | 12 | 2021 | 2047 | 100% | 0 | 0 | 0% | Normal | 0% | 0.44586 | 0 | 0 | 1 kBtu/hr | 1 | 0 | 0.0093131 | 0.44586 | 27.755 | 0 | 1.565 |  | 2017 | 1.0631 | AEO 2021 - gas_water_heater 2017 ENERGY STAR | AEO 2021 - gas_water_heater 2017 ENERGY STAR | DHW_WH-Water Heating-PG&E-R7-14 |  | Commercial_Health_New_Water Heating_Water Heater_TE 88% | 0.29029 | 29.32
Commercial_Health_New_Water Heating_Natural Gas_Water Heater_E2 | Commercial | Health | New | Water Heating | Natural Gas | Water Heater | E2 | TE 96% | 91.67% | 0% | 0% | 0.31947 | 0 | 0.01581 | 0 | 8 | 12 | 2021 | 2047 | 100% | 0 | 0 | 0% | Normal | 0% | 0.4087 | 0 | 0 | 1 kBtu/hr | 1 | 0 | 0.0093131 | 0.4087 | 29.9234 | 0 | 1.4809 |  | 2012 | 1.1464 | AEO 2021 - gas_water_heater 2017 ENERGY STAR | AEO 2021 - gas_water_heater 2017 ENERGY STAR | DHW_WH-Water Heating-NMTRM-2016-7 |  | Commercial_Health_New_Water Heating_Water Heater_TE 96% | 0.33528 | 31.4043
Commercial_Health_New_Water Heating_Natural Gas_Water Heater_E3 | Commercial | Health | New | Water Heating | Natural Gas | Water Heater | E3 | Tankless | 89.8% | 0% | 0% | 0.32042 | 0 | 0.0033562 | 0 | 8 | 12 | 2021 | 2047 | 100% | 0 | 0 | 0% | Normal | 0% | 0.40036 | 0 | 0 | 1 kBtu/hr | 1 | 0 | 0.0093131 | 0.40036 | 32.3633 | 0 | 0.33898 |  | 2017 | 1.0631 | EIA Ref. Case 2018 - Gas Tankless High Eff. | EIA Ref. Case 2018 - Gas Tankless High Eff. | DHW_WH-Water Heating-NMTRM-2016-9 |  | Commercial_Health_New_Water Heating_Water Heater_Tankless | 0.32378 | 32.7023
Commercial_Health_New_Water Heating_Natural Gas_Water Heater_E4 | Commercial | Health | New | Water Heating | Natural Gas | Water Heater | E4 | NEEA Gas-Fired Absorption HPWH (COP 1.06) | 83.02% | 0% | 0% | 0.53478 | 0 | 0.12653 | 0 | 10 | 16 | 2023 | 2047 | 100% | 0 | 0 | 0% | Normal | 0% | 0.37015 | 0 | 0 | 1 kBtu/hr | 1 | 0 | 0.0093131 | 0.37015 | 56.3879 | 0 | 13.3416 |  | 2020 | 1.0183 | DHW_WH-Water Heating-DOE-2014-2 | NEEA Report #E20-309, Robur Heat Pump Field Trial. March 11, 2020. | DHW_WH-Water Heating-DOE-2014-1 |  | Commercial_Health_New_Water Heating_Water Heater_NEEA Gas-Fired Absorption HPWH (COP 1.06) | 0.66131 | 69.7295
Commercial_Health_New_Water Heating_Natural Gas_Water Heater_E5 | Commercial | Health | New | Water Heating | Natural Gas | Water Heater | E5 |  | 0% | 0% | 0% | 0 | 0 | 0 | 0 | 0 | 0 | 0 | 0 | 0% | 0 | 0 | 0% | Normal | 0% | 0 | 0 | 0 | [15 empty] | Commercial_Health_New_Water Heating_Water Heater_ | 0 | 0
Commercial_Health_New_Water Heating_Natural Gas_Water Heater_E6 | Commercial | Health | New | Water Heating | Natural Gas | Water Heater | E6 |  | 0% | 0% | 0% | 0 | 0 | 0 | 0 | 0 | 0 | 0 | 0 | 0% | 0 | 0 | 0% | Normal | 0% | 0 | 0 | 0 | [15 empty] | Commercial_Health_New_Water Heating_Water Heater_ | 0 | 0
Commercial_Health_New_Water Heating_Natural Gas_Water Heater_E7 | Commercial | Health | New | Water Heating | Natural Gas | Water Heater | E7 |  | 0% | 0% | 0% | 0 | 0 | 0 | 0 | 0 | 0 | 0 | 0 | 0% | 0 | 0 | 0% | Normal | 0% | 0 | 0 | 0 | [15 empty] | Commercial_Health_New_Water Heating_Water Heater_ | 0 | 0
Commercial_Health_New_Water Heating_Natural Gas_Water Heater_E8 | Commercial | Health | New | Water Heating | Natural Gas | Water Heater | E8 |  | 0% | 0% | 0% | 0 | 0 | 0 | 0 | 0 | 0 | 0 | 0 | 0% | 0 | 0 | 0% | Normal | 0% | 0 | 0 | 0 | [15 empty] | Commercial_Health_New_Water Heating_Water Heater_ | 0 | 0
Commercial_Health_New_Water Heating_Natural Gas_Water Heater_E9 | Commercial | Health | New | Water Heating | Natural Gas | Water Heater | E9 |  | 0% | 0% | 0% | 0 | 0 | 0 | 0 | 0 | 0 | 0 | 0 | 0% | 0 | 0 | 0% | Normal | 0% | 0 | 0 | 0 | [15 empty] | Commercial_Health_New_Water Heating_Water Heater_ | 0 | 0
Commercial_Health_New_Water Heating_Natural Gas_Water Heater_E10 | Commercial | Health | New | Water Heating | Natural Gas | Water Heater | E10 |  | 0% | 0% | 0% | 0 | 0 | 0 | 0 | 0 | 0 | 0 | 0 | 0% | 0 | 0 | 0% | Normal | 0% | 0 | 0 | 0 | [15 empty] | Commercial_Health_New_Water Heating_Water Heater_ | 0 | 0
Commercial_Health_New_Food Preparation_Natural Gas_Oven_E1 | Commercial | Health | New | Food Preparation | Natural Gas | Oven | E1 | Standard | 100% | 0% | 0% | 2.0495 | 0.043226 | 0 | 0 | 10 | 14 | 2021 | 2047 | 100% | 0 | 0 | 0% | Normal | 0% | 0.20842 | 0 | 0 | 1 units | 1 | 0 | 0.00025623 | 813.4143 | 7112 | 150 | 0 |  | 2013 | 1.1247 | IL TRM - 4.2.1 - CI-FSE-CBOV-V02-160601 | ETO Measure Input Sheet - Com - Gas Convection Oven | IL TRM - 4.2.1 - CI-FSE-CBOV-V02-160601 |  | Commercial_Health_New_Food Preparation_Oven_Standard | 2.0927 | 7262
Commercial_Health_New_Food Preparation_Natural Gas_Oven_E2 | Commercial | Health | New | Food Preparation | Natural Gas | Oven | E2 | ENERGY STAR (>42% Baking Efficiency) | 86.89% | 0% | 0% | 2.1613 | 0.043226 | 0 | 0 | 10 | 14 | 2021 | 2047 | 100% | 0 | 0 | 0% | Normal | 0% | 0.18109 | 0 | 0 | 1 units | 1 | 0 | 0.00025623 | 706.739 | 7500 | 150 | 0 |  | 2013 | 1.1247 | IL TRM - 4.2.1 - CI-FSE-CBOV-V02-160601 | EIA 2018 Tech Forecast | ETO Measure Input Sheet |  | Commercial_Health_New_Food Preparation_Oven_ENERGY STAR (>42% Baking Efficiency) | 2.2045 | 7650
Commercial_Health_New_Food Preparation_Natural Gas_Oven_E3 | Commercial | Health | New | Food Preparation | Natural Gas | Oven | E3 |  | 0% | 0% | 0% | 0 | 0 | 0 | 0 | 0 | 0 | 0 | 0 | 0% | 0 | 0 | 0% | Normal | 0% | 0 | 0 | 0 | [15 empty] | Commercial_Health_New_Food Preparation_Oven_ | 0 | 0
Commercial_Health_New_Food Preparation_Natural Gas_Oven_E4 | Commercial | Health | New | Food Preparation | Natural Gas | Oven | E4 |  | 0% | 0% | 0% | 0 | 0 | 0 | 0 | 0 | 0 | 0 | 0 | 0% | 0 | 0 | 0% | Normal | 0% | 0 | 0 | 0 | [15 empty] | Commercial_Health_New_Food Preparation_Oven_ | 0 | 0
Commercial_Health_New_Food Preparation_Natural Gas_Oven_E5 | Commercial | Health | New | Food Preparation | Natural Gas | Oven | E5 |  | 0% | 0% | 0% | 0 | 0 | 0 | 0 | 0 | 0 | 0 | 0 | 0% | 0 | 0 | 0% | Normal | 0% | 0 | 0 | 0 | [15 empty] | Commercial_Health_New_Food Preparation_Oven_ | 0 | 0
Commercial_Health_New_Food Preparation_Natural Gas_Oven_E6 | Commercial | Health | New | Food Preparation | Natural Gas | Oven | E6 |  | 0% | 0% | 0% | 0 | 0 | 0 | 0 | 0 | 0 | 0 | 0 | 0% | 0 | 0 | 0% | Normal | 0% | 0 | 0 | 0 | [15 empty] | Commercial_Health_New_Food Preparation_Oven_ | 0 | 0
Commercial_Health_New_Food Preparation_Natural Gas_Oven_E7 | Commercial | Health | New | Food Preparation | Natural Gas | Oven | E7 |  | 0% | 0% | 0% | 0 | 0 | 0 | 0 | 0 | 0 | 0 | 0 | 0% | 0 | 0 | 0% | Normal | 0% | 0 | 0 | 0 | [15 empty] | Commercial_Health_New_Food Preparation_Oven_ | 0 | 0
Commercial_Health_New_Food Preparation_Natural Gas_Oven_E8 | Commercial | Health | New | Food Preparation | Natural Gas | Oven | E8 |  | 0% | 0% | 0% | 0 | 0 | 0 | 0 | 0 | 0 | 0 | 0 | 0% | 0 | 0 | 0% | Normal | 0% | 0 | 0 | 0 | [15 empty] | Commercial_Health_New_Food Preparation_Oven_ | 0 | 0
Commercial_Health_New_Food Preparation_Natural Gas_Oven_E9 | Commercial | Health | New | Food Preparation | Natural Gas | Oven | E9 |  | 0% | 0% | 0% | 0 | 0 | 0 | 0 | 0 | 0 | 0 | 0 | 0% | 0 | 0 | 0% | Normal | 0% | 0 | 0 | 0 | [15 empty] | Commercial_Health_New_Food Preparation_Oven_ | 0 | 0
Commercial_Health_New_Food Preparation_Natural Gas_Oven_E10 | Commercial | Health | New | Food Preparation | Natural Gas | Oven | E10 |  | 0% | 0% | 0% | 0 | 0 | 0 | 0 | 0 | 0 | 0 | 0 | 0% | 0 | 0 | 0% | Normal | 0% | 0 | 0 | 0 | [15 empty] | Commercial_Health_New_Food Preparation_Oven_ | 0 | 0
Commercial_Health_New_Food Preparation_Natural Gas_Conveyor Oven_E1 | Commercial | Health | New | Food Preparation | Natural Gas | Conveyor Oven | E1 | Standard | 100% | 0% | 0% | 1.4599 | 0 | 0 | 0 | 15 | 19 | 2021 | 2047 | 100% | 0 | 0 | 0% | Normal | 0% | 0.38067 | 0 | 0 | 1 units | 1 | 0 | 0.00013193 | 2885.475 | 10177 | 0 | 0 |  | 2015 | 1.0873 | IL TRM - 4.2.4 - CI-FSE-CVOV-V02-180101 | PGE Workpaper, PGECOFST117 R5, 2015 | MN TRM 3.1 - Gas Conveyor Oven v1.1 |  | Commercial_Health_New_Food Preparation_Conveyor Oven_Standard | 1.4599 | 10177
Commercial_Health_New_Food Preparation_Natural Gas_Conveyor Oven_E2 | Commercial | Health | New | Food Preparation | Natural Gas | Conveyor Oven | E2 | Efficient (>42% Baking Efficiency) | 76.02% | 0% | 0% | 1.7798 | 0 | 0 | 0 | 15 | 19 | 2021 | 2047 | 100% | 0 | 0 | 0% | Normal | 0% | 0.28937 | 0 | 0 | 1 units | 1 | 0 | 0.00013193 | 2193.4093 | 12407 | 0 | 0 |  | 2015 | 1.0873 | IL TRM - 4.2.4 - CI-FSE-CVOV-V02-180101 | PGE Workpaper, PGECOFST117 R5, 2015 | MN TRM 3.1 - Gas Conveyor Oven v1.1 |  | Commercial_Health_New_Food Preparation_Conveyor Oven_Efficient (>42% Baking Efficiency) | 1.7798 | 12407
Commercial_Health_New_Food Preparation_Natural Gas_Conveyor Oven_E3 | Commercial | Health | New | Food Preparation | Natural Gas | Conveyor Oven | E3 |  | 0% | 0% | 0% | 0 | 0 | 0 | 0 | 0 | 0 | 0 | 0 | 0% | 0 | 0 | 0% | Normal | 0% | 0 | 0 | 0 | [15 empty] | Commercial_Health_New_Food Preparation_Conveyor Oven_ | 0 | 0
Commercial_Health_New_Food Preparation_Natural Gas_Conveyor Oven_E4 | Commercial | Health | New | Food Preparation | Natural Gas | Conveyor Oven | E4 |  | 0% | 0% | 0% | 0 | 0 | 0 | 0 | 0 | 0 | 0 | 0 | 0% | 0 | 0 | 0% | Normal | 0% | 0 | 0 | 0 | [15 empty] | Commercial_Health_New_Food Preparation_Conveyor Oven_ | 0 | 0
Commercial_Health_New_Food Preparation_Natural Gas_Conveyor Oven_E5 | Commercial | Health | New | Food Preparation | Natural Gas | Conveyor Oven | E5 |  | 0% | 0% | 0% | 0 | 0 | 0 | 0 | 0 | 0 | 0 | 0 | 0% | 0 | 0 | 0% | Normal | 0% | 0 | 0 | 0 | [15 empty] | Commercial_Health_New_Food Preparation_Conveyor Oven_ | 0 | 0
Commercial_Health_New_Food Preparation_Natural Gas_Conveyor Oven_E6 | Commercial | Health | New | Food Preparation | Natural Gas | Conveyor Oven | E6 |  | 0% | 0% | 0% | 0 | 0 | 0 | 0 | 0 | 0 | 0 | 0 | 0% | 0 | 0 | 0% | Normal | 0% | 0 | 0 | 0 | [15 empty] | Commercial_Health_New_Food Preparation_Conveyor Oven_ | 0 | 0
Commercial_Health_New_Food Preparation_Natural Gas_Conveyor Oven_E7 | Commercial | Health | New | Food Preparation | Natural Gas | Conveyor Oven | E7 |  | 0% | 0% | 0% | 0 | 0 | 0 | 0 | 0 | 0 | 0 | 0 | 0% | 0 | 0 | 0% | Normal | 0% | 0 | 0 | 0 | [15 empty] | Commercial_Health_New_Food Preparation_Conveyor Oven_ | 0 | 0
Commercial_Health_New_Food Preparation_Natural Gas_Conveyor Oven_E8 | Commercial | Health | New | Food Preparation | Natural Gas | Conveyor Oven | E8 |  | 0% | 0% | 0% | 0 | 0 | 0 | 0 | 0 | 0 | 0 | 0 | 0% | 0 | 0 | 0% | Normal | 0% | 0 | 0 | 0 | [15 empty] | Commercial_Health_New_Food Preparation_Conveyor Oven_ | 0 | 0
Commercial_Health_New_Food Preparation_Natural Gas_Conveyor Oven_E9 | Commercial | Health | New | Food Preparation | Natural Gas | Conveyor Oven | E9 |  | 0% | 0% | 0% | 0 | 0 | 0 | 0 | 0 | 0 | 0 | 0 | 0% | 0 | 0 | 0% | Normal | 0% | 0 | 0 | 0 | [15 empty] | Commercial_Health_New_Food Preparation_Conveyor Oven_ | 0 | 0
Commercial_Health_New_Food Preparation_Natural Gas_Conveyor Oven_E10 | Commercial | Health | New | Food Preparation | Natural Gas | Conveyor Oven | E10 |  | 0% | 0% | 0% | 0 | 0 | 0 | 0 | 0 | 0 | 0 | 0 | 0% | 0 | 0 | 0% | Normal | 0% | 0 | 0 | 0 | [15 empty] | Commercial_Health_New_Food Preparation_Conveyor Oven_ | 0 | 0
Commercial_Health_New_Food Preparation_Natural Gas_Double Rack Oven_E1 | Commercial | Health | New | Food Preparation | Natural Gas | Double Rack Oven | E1 | Standard | 100% | 0% | 0% | 2.3132 | 0 | 0 | 0 | 8 | 16 | 2021 | 2047 | 100% | 0 | 0 | 0% | Normal | 0% | 0.64735 | 0 | 0 | 1 units | 1 | 0 | 0.00016438 | 3938.22 | 12513 | 0 | 0 |  | 2013 | 1.1247 | IL TRM - 4.2.18 - CI-FSE-RKOV-VO2-180101 | PGE Workpaper, PGECOFST109 R6, 2016 | IL TRM - 4.2.18 - CI-FSE-RKOV-VO2-180101 |  | Commercial_Health_New_Food Preparation_Double Rack Oven_Standard | 2.3132 | 12513
Commercial_Health_New_Food Preparation_Natural Gas_Double Rack Oven_E2 | Commercial | Health | New | Food Preparation | Natural Gas | Double Rack Oven | E2 | FTSC Qualified (>50% Cooking Efficiency) | 58.82% | 0% | 0% | 3.1914 | 0 | 0 | 0 | 8 | 16 | 2021 | 2047 | 100% | 0 | 0 | 0% | Normal | 0% | 0.38079 | 0 | 0 | 1 units | 1 | 0 | 0.00016438 | 2316.6 | 16641 | 0 | 0 |  | 2011 | 1.1667 | IL TRM - 4.2.18 - CI-FSE-RKOV-VO2-180101 | PGE Workpaper, PGECOFST109 R6, 2016 | IL TRM - 4.2.18 - CI-FSE-RKOV-VO2-180101 |  | Commercial_Health_New_Food Preparation_Double Rack Oven_FTSC Qualified (>50% Cooking Efficiency) | 3.1914 | 16641
Commercial_Health_New_Food Preparation_Natural Gas_Double Rack Oven_E3 | Commercial | Health | New | Food Preparation | Natural Gas | Double Rack Oven | E3 |  | 0% | 0% | 0% | 0 | 0 | 0 | 0 | 0 | 0 | 0 | 0 | 0% | 0 | 0 | 0% | Normal | 0% | 0 | 0 | 0 | [15 empty] | Commercial_Health_New_Food Preparation_Double Rack Oven_ | 0 | 0
Commercial_Health_New_Food Preparation_Natural Gas_Double Rack Oven_E4 | Commercial | Health | New | Food Preparation | Natural Gas | Double Rack Oven | E4 |  | 0% | 0% | 0% | 0 | 0 | 0 | 0 | 0 | 0 | 0 | 0 | 0% | 0 | 0 | 0% | Normal | 0% | 0 | 0 | 0 | [15 empty] | Commercial_Health_New_Food Preparation_Double Rack Oven_ | 0 | 0
Commercial_Health_New_Food Preparation_Natural Gas_Double Rack Oven_E5 | Commercial | Health | New | Food Preparation | Natural Gas | Double Rack Oven | E5 |  | 0% | 0% | 0% | 0 | 0 | 0 | 0 | 0 | 0 | 0 | 0 | 0% | 0 | 0 | 0% | Normal | 0% | 0 | 0 | 0 | [15 empty] | Commercial_Health_New_Food Preparation_Double Rack Oven_ | 0 | 0
Commercial_Health_New_Food Preparation_Natural Gas_Double Rack Oven_E6 | Commercial | Health | New | Food Preparation | Natural Gas | Double Rack Oven | E6 |  | 0% | 0% | 0% | 0 | 0 | 0 | 0 | 0 | 0 | 0 | 0 | 0% | 0 | 0 | 0% | Normal | 0% | 0 | 0 | 0 | [15 empty] | Commercial_Health_New_Food Preparation_Double Rack Oven_ | 0 | 0
Commercial_Health_New_Food Preparation_Natural Gas_Double Rack Oven_E7 | Commercial | Health | New | Food Preparation | Natural Gas | Double Rack Oven | E7 |  | 0% | 0% | 0% | 0 | 0 | 0 | 0 | 0 | 0 | 0 | 0 | 0% | 0 | 0 | 0% | Normal | 0% | 0 | 0 | 0 | [15 empty] | Commercial_Health_New_Food Preparation_Double Rack Oven_ | 0 | 0
Commercial_Health_New_Food Preparation_Natural Gas_Double Rack Oven_E8 | Commercial | Health | New | Food Preparation | Natural Gas | Double Rack Oven | E8 |  | 0% | 0% | 0% | 0 | 0 | 0 | 0 | 0 | 0 | 0 | 0 | 0% | 0 | 0 | 0% | Normal | 0% | 0 | 0 | 0 | [15 empty] | Commercial_Health_New_Food Preparation_Double Rack Oven_ | 0 | 0
Commercial_Health_New_Food Preparation_Natural Gas_Double Rack Oven_E9 | Commercial | Health | New | Food Preparation | Natural Gas | Double Rack Oven | E9 |  | 0% | 0% | 0% | 0 | 0 | 0 | 0 | 0 | 0 | 0 | 0 | 0% | 0 | 0 | 0% | Normal | 0% | 0 | 0 | 0 | [15 empty] | Commercial_Health_New_Food Preparation_Double Rack Oven_ | 0 | 0
Commercial_Health_New_Food Preparation_Natural Gas_Double Rack Oven_E10 | Commercial | Health | New | Food Preparation | Natural Gas | Double Rack Oven | E10 |  | 0% | 0% | 0% | 0 | 0 | 0 | 0 | 0 | 0 | 0 | 0 | 0% | 0 | 0 | 0% | Normal | 0% | 0 | 0 | 0 | [15 empty] | Commercial_Health_New_Food Preparation_Double Rack Oven_ | 0 | 0
Commercial_Health_New_Food Preparation_Natural Gas_Fryer_E1 | Commercial | Health | New | Food Preparation | Natural Gas | Fryer | E1 | Standard | 100% | 0% | 0% | 1.1636 | 0 | 0 | 0 | 7 | 11 | 2021 | 2021 | 100% | 0 | 0 | 0% | Normal | 0% | 0.33171 | 0 | 0 | 1 units | 1 | 0 | 0.00032049 | 1034.9987 | 3379.7321 | 0 | 0 |  | 2016 | 1.0743 | RTF Wkbk - ComCookingFryer_v5_0 | RTF Wkbk - ComCookingFryer_v5_0 | RTF Wkbk - ComCookingFryer_v5_0 |  | Commercial_Health_New_Food Preparation_Fryer_Standard | 1.1636 | 3379.7321
Commercial_Health_New_Food Preparation_Natural Gas_Fryer_E2 | Commercial | Health | New | Food Preparation | Natural Gas | Fryer | E2 | ENERGY STAR | 61.81% | 0% | 0% | 1.4627 | 0 | 0 | 0 | 7 | 11 | 2021 | 2047 | 100% | 0 | 0 | 0% | Normal | 0% | 0.20503 | 0 | 0 | 1 units | 1 | 0 | 0.00032049 | 639.7296 | 4248.3333 | 0 | 0 |  | 2016 | 1.0743 | RTF Wkbk - ComCookingFryer_v5_0 | RTF Wkbk - ComCookingFryer_v5_0 | RTF Wkbk - ComCookingFryer_v5_0 |  | Commercial_Health_New_Food Preparation_Fryer_ENERGY STAR | 1.4627 | 4248.3333
Commercial_Health_New_Food Preparation_Natural Gas_Fryer_E3 | Commercial | Health | New | Food Preparation | Natural Gas | Fryer | E3 |  | 0% | 0% | 0% | 0 | 0 | 0 | 0 | 0 | 0 | 0 | 0 | 0% | 0 | 0 | 0% | Normal | 0% | 0 | 0 | 0 | [15 empty] | Commercial_Health_New_Food Preparation_Fryer_ | 0 | 0
Commercial_Health_New_Food Preparation_Natural Gas_Fryer_E4 | Commercial | Health | New | Food Preparation | Natural Gas | Fryer | E4 |  | 0% | 0% | 0% | 0 | 0 | 0 | 0 | 0 | 0 | 0 | 0 | 0% | 0 | 0 | 0% | Normal | 0% | 0 | 0 | 0 | [15 empty] | Commercial_Health_New_Food Preparation_Fryer_ | 0 | 0
Commercial_Health_New_Food Preparation_Natural Gas_Fryer_E5 | Commercial | Health | New | Food Preparation | Natural Gas | Fryer | E5 |  | 0% | 0% | 0% | 0 | 0 | 0 | 0 | 0 | 0 | 0 | 0 | 0% | 0 | 0 | 0% | Normal | 0% | 0 | 0 | 0 | [15 empty] | Commercial_Health_New_Food Preparation_Fryer_ | 0 | 0
Commercial_Health_New_Food Preparation_Natural Gas_Fryer_E6 | Commercial | Health | New | Food Preparation | Natural Gas | Fryer | E6 |  | 0% | 0% | 0% | 0 | 0 | 0 | 0 | 0 | 0 | 0 | 0 | 0% | 0 | 0 | 0% | Normal | 0% | 0 | 0 | 0 | [15 empty] | Commercial_Health_New_Food Preparation_Fryer_ | 0 | 0
Commercial_Health_New_Food Preparation_Natural Gas_Fryer_E7 | Commercial | Health | New | Food Preparation | Natural Gas | Fryer | E7 |  | 0% | 0% | 0% | 0 | 0 | 0 | 0 | 0 | 0 | 0 | 0 | 0% | 0 | 0 | 0% | Normal | 0% | 0 | 0 | 0 | [15 empty] | Commercial_Health_New_Food Preparation_Fryer_ | 0 | 0
Commercial_Health_New_Food Preparation_Natural Gas_Fryer_E8 | Commercial | Health | New | Food Preparation | Natural Gas | Fryer | E8 |  | 0% | 0% | 0% | 0 | 0 | 0 | 0 | 0 | 0 | 0 | 0 | 0% | 0 | 0 | 0% | Normal | 0% | 0 | 0 | 0 | [15 empty] | Commercial_Health_New_Food Preparation_Fryer_ | 0 | 0
Commercial_Health_New_Food Preparation_Natural Gas_Fryer_E9 | Commercial | Health | New | Food Preparation | Natural Gas | Fryer | E9 |  | 0% | 0% | 0% | 0 | 0 | 0 | 0 | 0 | 0 | 0 | 0 | 0% | 0 | 0 | 0% | Normal | 0% | 0 | 0 | 0 | [15 empty] | Commercial_Health_New_Food Preparation_Fryer_ | 0 | 0
Commercial_Health_New_Food Preparation_Natural Gas_Fryer_E10 | Commercial | Health | New | Food Preparation | Natural Gas | Fryer | E10 |  | 0% | 0% | 0% | 0 | 0 | 0 | 0 | 0 | 0 | 0 | 0 | 0% | 0 | 0 | 0% | Normal | 0% | 0 | 0 | 0 | [15 empty] | Commercial_Health_New_Food Preparation_Fryer_ | 0 | 0
Commercial_Health_New_Food Preparation_Natural Gas_Broiler_E1 | Commercial | Health | New | Food Preparation | Natural Gas | Broiler | E1 | Standard | 100% | 0% | 0% | 1.3903 | 0 | 0 | 0 | 8 | 16 | 2021 | 2047 | 100% | 0 | 0 | 0% | Normal | 0% | 0.32064 | 0 | 0 | 1 units | 1 | 0 | 0.00047666 | 672.672 | 2500 | 0 | 0 |  | 2011 | 1.1667 | IL TRM - 4.2.14 - CI-FSE-IRBL-V02-180101 | Estimate | IL TRM - 4.2.14 - CI-FSE-IRBL-V02-180101 |  | Commercial_Health_New_Food Preparation_Broiler_Standard | 1.3903 | 2500
Commercial_Health_New_Food Preparation_Natural Gas_Broiler_E2 | Commercial | Health | New | Food Preparation | Natural Gas | Broiler | E2 | Infrared Burners | 64.29% | 0% | 0% | 1.9464 | 0 | 0 | 0 | 8 | 16 | 2021 | 2047 | 100% | 0 | 0 | 0% | Normal | 0% | 0.20612 | 0 | 0 | 1 units | 1 | 0 | 0.00047666 | 432.432 | 3500 | 0 | 0 |  | 2011 | 1.1667 | IL TRM - 4.2.14 - CI-FSE-IRBL-V02-180101 | IL TRM - 4.2.14 - CI-FSE-IRBL-V02-180101 | IL TRM - 4.2.14 - CI-FSE-IRBL-V02-180101 |  | Commercial_Health_New_Food Preparation_Broiler_Infrared Burners | 1.9464 | 3500
Commercial_Health_New_Food Preparation_Natural Gas_Broiler_E3 | Commercial | Health | New | Food Preparation | Natural Gas | Broiler | E3 |  | 0% | 0% | 0% | 0 | 0 | 0 | 0 | 0 | 0 | 0 | 0 | 0% | 0 | 0 | 0% | Normal | 0% | 0 | 0 | 0 | [15 empty] | Commercial_Health_New_Food Preparation_Broiler_ | 0 | 0
Commercial_Health_New_Food Preparation_Natural Gas_Broiler_E4 | Commercial | Health | New | Food Preparation | Natural Gas | Broiler | E4 |  | 0% | 0% | 0% | 0 | 0 | 0 | 0 | 0 | 0 | 0 | 0 | 0% | 0 | 0 | 0% | Normal | 0% | 0 | 0 | 0 | [15 empty] | Commercial_Health_New_Food Preparation_Broiler_ | 0 | 0
Commercial_Health_New_Food Preparation_Natural Gas_Broiler_E5 | Commercial | Health | New | Food Preparation | Natural Gas | Broiler | E5 |  | 0% | 0% | 0% | 0 | 0 | 0 | 0 | 0 | 0 | 0 | 0 | 0% | 0 | 0 | 0% | Normal | 0% | 0 | 0 | 0 | [15 empty] | Commercial_Health_New_Food Preparation_Broiler_ | 0 | 0
Commercial_Health_New_Food Preparation_Natural Gas_Broiler_E6 | Commercial | Health | New | Food Preparation | Natural Gas | Broiler | E6 |  | 0% | 0% | 0% | 0 | 0 | 0 | 0 | 0 | 0 | 0 | 0 | 0% | 0 | 0 | 0% | Normal | 0% | 0 | 0 | 0 | [15 empty] | Commercial_Health_New_Food Preparation_Broiler_ | 0 | 0
Commercial_Health_New_Food Preparation_Natural Gas_Broiler_E7 | Commercial | Health | New | Food Preparation | Natural Gas | Broiler | E7 |  | 0% | 0% | 0% | 0 | 0 | 0 | 0 | 0 | 0 | 0 | 0 | 0% | 0 | 0 | 0% | Normal | 0% | 0 | 0 | 0 | [15 empty] | Commercial_Health_New_Food Preparation_Broiler_ | 0 | 0
Commercial_Health_New_Food Preparation_Natural Gas_Broiler_E8 | Commercial | Health | New | Food Preparation | Natural Gas | Broiler | E8 |  | 0% | 0% | 0% | 0 | 0 | 0 | 0 | 0 | 0 | 0 | 0 | 0% | 0 | 0 | 0% | Normal | 0% | 0 | 0 | 0 | [15 empty] | Commercial_Health_New_Food Preparation_Broiler_ | 0 | 0
Commercial_Health_New_Food Preparation_Natural Gas_Broiler_E9 | Commercial | Health | New | Food Preparation | Natural Gas | Broiler | E9 |  | 0% | 0% | 0% | 0 | 0 | 0 | 0 | 0 | 0 | 0 | 0 | 0% | 0 | 0 | 0% | Normal | 0% | 0 | 0 | 0 | [15 empty] | Commercial_Health_New_Food Preparation_Broiler_ | 0 | 0
Commercial_Health_New_Food Preparation_Natural Gas_Broiler_E10 | Commercial | Health | New | Food Preparation | Natural Gas | Broiler | E10 |  | 0% | 0% | 0% | 0 | 0 | 0 | 0 | 0 | 0 | 0 | 0 | 0% | 0 | 0 | 0% | Normal | 0% | 0 | 0 | 0 | [15 empty] | Commercial_Health_New_Food Preparation_Broiler_ | 0 | 0
Commercial_Health_New_Food Preparation_Natural Gas_Griddle_E1 | Commercial | Health | New | Food Preparation | Natural Gas | Griddle | E1 | Standard | 100% | 0% | 0% | 1.0771 | 0 | 0 | 0 | 8 | 16 | 2021 | 2047 | 100% | 0 | 0 | 0% | Normal | 0% | 0.2291 | 0 | 0 | 1 units | 1 | 0 | 0.00018597 | 1231.891 | 5150 | 0 | 0 |  | 2013 | 1.1247 | IL TRM - 4.2.8 - CI-FSE-ESGR-V04-200101 | IL TRM - 4.2.8 - CI-FSE-ESGR-V04-200101 | IL TRM - 4.2.8 - CI-FSE-ESGR-V04-200101 |  | Commercial_Health_New_Food Preparation_Griddle_Standard | 1.0771 | 5150
Commercial_Health_New_Food Preparation_Natural Gas_Griddle_E2 | Commercial | Health | New | Food Preparation | Natural Gas | Griddle | E2 | ENERGY STAR | 86.37% | 0% | 0% | 1.3386 | 0 | 0 | 0 | 8 | 16 | 2021 | 2047 | 100% | 0 | 0 | 0% | Normal | 0% | 0.19786 | 0 | 0 | 1 units | 1 | 0 | 0.00018597 | 1063.9446 | 6400 | 0 | 0 |  | 2013 | 1.1247 | IL TRM - 4.2.8 - CI-FSE-ESGR-V04-200101 | IL TRM - 4.2.8 - CI-FSE-ESGR-V04-200101 | IL TRM - 4.2.8 - CI-FSE-ESGR-V04-200101 |  | Commercial_Health_New_Food Preparation_Griddle_ENERGY STAR | 1.3386 | 6400
Commercial_Health_New_Food Preparation_Natural Gas_Griddle_E3 | Commercial | Health | New | Food Preparation | Natural Gas | Griddle | E3 |  | 0% | 0% | 0% | 0 | 0 | 0 | 0 | 0 | 0 | 0 | 0 | 0% | 0 | 0 | 0% | Normal | 0% | 0 | 0 | 0 | [15 empty] | Commercial_Health_New_Food Preparation_Griddle_ | 0 | 0
Commercial_Health_New_Food Preparation_Natural Gas_Griddle_E4 | Commercial | Health | New | Food Preparation | Natural Gas | Griddle | E4 |  | 0% | 0% | 0% | 0 | 0 | 0 | 0 | 0 | 0 | 0 | 0 | 0% | 0 | 0 | 0% | Normal | 0% | 0 | 0 | 0 | [15 empty] | Commercial_Health_New_Food Preparation_Griddle_ | 0 | 0
Commercial_Health_New_Food Preparation_Natural Gas_Griddle_E5 | Commercial | Health | New | Food Preparation | Natural Gas | Griddle | E5 |  | 0% | 0% | 0% | 0 | 0 | 0 | 0 | 0 | 0 | 0 | 0 | 0% | 0 | 0 | 0% | Normal | 0% | 0 | 0 | 0 | [15 empty] | Commercial_Health_New_Food Preparation_Griddle_ | 0 | 0
Commercial_Health_New_Food Preparation_Natural Gas_Griddle_E6 | Commercial | Health | New | Food Preparation | Natural Gas | Griddle | E6 |  | 0% | 0% | 0% | 0 | 0 | 0 | 0 | 0 | 0 | 0 | 0 | 0% | 0 | 0 | 0% | Normal | 0% | 0 | 0 | 0 | [15 empty] | Commercial_Health_New_Food Preparation_Griddle_ | 0 | 0
Commercial_Health_New_Food Preparation_Natural Gas_Griddle_E7 | Commercial | Health | New | Food Preparation | Natural Gas | Griddle | E7 |  | 0% | 0% | 0% | 0 | 0 | 0 | 0 | 0 | 0 | 0 | 0 | 0% | 0 | 0 | 0% | Normal | 0% | 0 | 0 | 0 | [15 empty] | Commercial_Health_New_Food Preparation_Griddle_ | 0 | 0
Commercial_Health_New_Food Preparation_Natural Gas_Griddle_E8 | Commercial | Health | New | Food Preparation | Natural Gas | Griddle | E8 |  | 0% | 0% | 0% | 0 | 0 | 0 | 0 | 0 | 0 | 0 | 0 | 0% | 0 | 0 | 0% | Normal | 0% | 0 | 0 | 0 | [15 empty] | Commercial_Health_New_Food Preparation_Griddle_ | 0 | 0
Commercial_Health_New_Food Preparation_Natural Gas_Griddle_E9 | Commercial | Health | New | Food Preparation | Natural Gas | Griddle | E9 |  | 0% | 0% | 0% | 0 | 0 | 0 | 0 | 0 | 0 | 0 | 0 | 0% | 0 | 0 | 0% | Normal | 0% | 0 | 0 | 0 | [15 empty] | Commercial_Health_New_Food Preparation_Griddle_ | 0 | 0
Commercial_Health_New_Food Preparation_Natural Gas_Griddle_E10 | Commercial | Health | New | Food Preparation | Natural Gas | Griddle | E10 |  | 0% | 0% | 0% | 0 | 0 | 0 | 0 | 0 | 0 | 0 | 0 | 0% | 0 | 0 | 0% | Normal | 0% | 0 | 0 | 0 | [15 empty] | Commercial_Health_New_Food Preparation_Griddle_ | 0 | 0
Commercial_Health_New_Food Preparation_Natural Gas_Range_E1 | Commercial | Health | New | Food Preparation | Natural Gas | Range | E1 | Standard | 100% | 0% | 0% | 1.4571 | 0 | 0 | 0 | 8 | 12 | 2021 | 2047 | 100% | 0 | 0 | 0% | Normal | 0% | 0.22077 | 0 | 0 | 1 units | 1 | 0 | 0.00018398 | 1200 | 7450 | 0 | 0 |  | 2017 | 1.0631 | COOK_OVN-Food Preparation-AEO17-1 | EIA 2018 Tech Forecast | Navigant 2009 |  | Commercial_Health_New_Food Preparation_Range_Standard | 1.4571 | 7450
Commercial_Health_New_Food Preparation_Natural Gas_Range_E2 | Commercial | Health | New | Food Preparation | Natural Gas | Range | E2 | High Efficiency | 85.71% | 0% | 0% | 1.4571 | 0 | 0 | 0 | 8 | 12 | 2021 | 2047 | 100% | 0 | 0 | 0% | Normal | 0% | 0.18923 | 0 | 0 | 1 units | 1 | 0 | 0.00018398 | 1028.5714 | 7450.01 | 0 | 0 |  | 2017 | 1.0631 | COOK_OVN-Food Preparation-AEO17-1 | EIA 2018 Tech Forecast | EIA 2018 Tech Forecast |  | Commercial_Health_New_Food Preparation_Range_High Efficiency | 1.4571 | 7450.01
Commercial_Health_New_Food Preparation_Natural Gas_Range_E3 | Commercial | Health | New | Food Preparation | Natural Gas | Range | E3 |  | 0% | 0% | 0% | 0 | 0 | 0 | 0 | 0 | 0 | 0 | 0 | 0% | 0 | 0 | 0% | Normal | 0% | 0 | 0 | 0 | [15 empty] | Commercial_Health_New_Food Preparation_Range_ | 0 | 0
Commercial_Health_New_Food Preparation_Natural Gas_Range_E4 | Commercial | Health | New | Food Preparation | Natural Gas | Range | E4 |  | 0% | 0% | 0% | 0 | 0 | 0 | 0 | 0 | 0 | 0 | 0 | 0% | 0 | 0 | 0% | Normal | 0% | 0 | 0 | 0 | [15 empty] | Commercial_Health_New_Food Preparation_Range_ | 0 | 0
Commercial_Health_New_Food Preparation_Natural Gas_Range_E5 | Commercial | Health | New | Food Preparation | Natural Gas | Range | E5 |  | 0% | 0% | 0% | 0 | 0 | 0 | 0 | 0 | 0 | 0 | 0 | 0% | 0 | 0 | 0% | Normal | 0% | 0 | 0 | 0 | [15 empty] | Commercial_Health_New_Food Preparation_Range_ | 0 | 0
Commercial_Health_New_Food Preparation_Natural Gas_Range_E6 | Commercial | Health | New | Food Preparation | Natural Gas | Range | E6 |  | 0% | 0% | 0% | 0 | 0 | 0 | 0 | 0 | 0 | 0 | 0 | 0% | 0 | 0 | 0% | Normal | 0% | 0 | 0 | 0 | [15 empty] | Commercial_Health_New_Food Preparation_Range_ | 0 | 0
Commercial_Health_New_Food Preparation_Natural Gas_Range_E7 | Commercial | Health | New | Food Preparation | Natural Gas | Range | E7 |  | 0% | 0% | 0% | 0 | 0 | 0 | 0 | 0 | 0 | 0 | 0 | 0% | 0 | 0 | 0% | Normal | 0% | 0 | 0 | 0 | [15 empty] | Commercial_Health_New_Food Preparation_Range_ | 0 | 0
Commercial_Health_New_Food Preparation_Natural Gas_Range_E8 | Commercial | Health | New | Food Preparation | Natural Gas | Range | E8 |  | 0% | 0% | 0% | 0 | 0 | 0 | 0 | 0 | 0 | 0 | 0 | 0% | 0 | 0 | 0% | Normal | 0% | 0 | 0 | 0 | [15 empty] | Commercial_Health_New_Food Preparation_Range_ | 0 | 0
Commercial_Health_New_Food Preparation_Natural Gas_Range_E9 | Commercial | Health | New | Food Preparation | Natural Gas | Range | E9 |  | 0% | 0% | 0% | 0 | 0 | 0 | 0 | 0 | 0 | 0 | 0 | 0% | 0 | 0 | 0% | Normal | 0% | 0 | 0 | 0 | [15 empty] | Commercial_Health_New_Food Preparation_Range_ | 0 | 0
Commercial_Health_New_Food Preparation_Natural Gas_Range_E10 | Commercial | Health | New | Food Preparation | Natural Gas | Range | E10 |  | 0% | 0% | 0% | 0 | 0 | 0 | 0 | 0 | 0 | 0 | 0 | 0% | 0 | 0 | 0% | Normal | 0% | 0 | 0 | 0 | [15 empty] | Commercial_Health_New_Food Preparation_Range_ | 0 | 0
Commercial_Health_New_Food Preparation_Natural Gas_Steamer_E1 | Commercial | Health | New | Food Preparation | Natural Gas | Steamer | E1 | Standard | 100% | 0% | 0% | 3.1262 | 0 | 0 | 0 | 6 | 10 | 2021 | 2021 | 100% | 0 | 0 | 0% | Normal | 0% | 0.41105 | 0 | 0 | 1 units | 1 | 0 | 0.00027896 | 1473.5418 | 10431.946 | 0 | 0 |  | 2016 | 1.0743 | RTF Wkbk - ComCookingSteamer_v5_0 | RTF Wkbk - ComCookingSteamer_v5_0 | RTF Wkbk - ComCookingSteamer_v5_0 |  | Commercial_Health_New_Food Preparation_Steamer_Standard | 3.1262 | 10431.946
Commercial_Health_New_Food Preparation_Natural Gas_Steamer_E2 | Commercial | Health | New | Food Preparation | Natural Gas | Steamer | E2 | ENERGY STAR | 17.54% | 0% | 0% | 3.1262 | 0 | -0.20583 | 0 | 6 | 10 | 2021 | 2047 | 100% | 0 | 0 | 0% | Normal | 0% | 0.072082 | 0 | 0 | 1 units | 1 | 0 | 0.00027896 | 258.3998 | 10431.956 | 0 | -686.8492 |  | 2016 | 1.0743 | RTF Wkbk - ComCookingSteamer_v5_0 | RTF Wkbk - ComCookingSteamer_v5_0 | RTF Wkbk - ComCookingSteamer_v5_0 |  | Commercial_Health_New_Food Preparation_Steamer_ENERGY STAR | 2.9204 | 9745.1068
Commercial_Health_New_Food Preparation_Natural Gas_Steamer_E3 | Commercial | Health | New | Food Preparation | Natural Gas | Steamer | E3 |  | 0% | 0% | 0% | 0 | 0 | 0 | 0 | 0 | 0 | 0 | 0 | 0% | 0 | 0 | 0% | Normal | 0% | 0 | 0 | 0 | [15 empty] | Commercial_Health_New_Food Preparation_Steamer_ | 0 | 0
Commercial_Health_New_Food Preparation_Natural Gas_Steamer_E4 | Commercial | Health | New | Food Preparation | Natural Gas | Steamer | E4 |  | 0% | 0% | 0% | 0 | 0 | 0 | 0 | 0 | 0 | 0 | 0 | 0% | 0 | 0 | 0% | Normal | 0% | 0 | 0 | 0 | [15 empty] | Commercial_Health_New_Food Preparation_Steamer_ | 0 | 0
Commercial_Health_New_Food Preparation_Natural Gas_Steamer_E5 | Commercial | Health | New | Food Preparation | Natural Gas | Steamer | E5 |  | 0% | 0% | 0% | 0 | 0 | 0 | 0 | 0 | 0 | 0 | 0 | 0% | 0 | 0 | 0% | Normal | 0% | 0 | 0 | 0 | [15 empty] | Commercial_Health_New_Food Preparation_Steamer_ | 0 | 0
Commercial_Health_New_Food Preparation_Natural Gas_Steamer_E6 | Commercial | Health | New | Food Preparation | Natural Gas | Steamer | E6 |  | 0% | 0% | 0% | 0 | 0 | 0 | 0 | 0 | 0 | 0 | 0 | 0% | 0 | 0 | 0% | Normal | 0% | 0 | 0 | 0 | [15 empty] | Commercial_Health_New_Food Preparation_Steamer_ | 0 | 0
Commercial_Health_New_Food Preparation_Natural Gas_Steamer_E7 | Commercial | Health | New | Food Preparation | Natural Gas | Steamer | E7 |  | 0% | 0% | 0% | 0 | 0 | 0 | 0 | 0 | 0 | 0 | 0 | 0% | 0 | 0 | 0% | Normal | 0% | 0 | 0 | 0 | [15 empty] | Commercial_Health_New_Food Preparation_Steamer_ | 0 | 0
Commercial_Health_New_Food Preparation_Natural Gas_Steamer_E8 | Commercial | Health | New | Food Preparation | Natural Gas | Steamer | E8 |  | 0% | 0% | 0% | 0 | 0 | 0 | 0 | 0 | 0 | 0 | 0 | 0% | 0 | 0 | 0% | Normal | 0% | 0 | 0 | 0 | [15 empty] | Commercial_Health_New_Food Preparation_Steamer_ | 0 | 0
Commercial_Health_New_Food Preparation_Natural Gas_Steamer_E9 | Commercial | Health | New | Food Preparation | Natural Gas | Steamer | E9 |  | 0% | 0% | 0% | 0 | 0 | 0 | 0 | 0 | 0 | 0 | 0 | 0% | 0 | 0 | 0% | Normal | 0% | 0 | 0 | 0 | [15 empty] | Commercial_Health_New_Food Preparation_Steamer_ | 0 | 0
Commercial_Health_New_Food Preparation_Natural Gas_Steamer_E10 | Commercial | Health | New | Food Preparation | Natural Gas | Steamer | E10 |  | 0% | 0% | 0% | 0 | 0 | 0 | 0 | 0 | 0 | 0 | 0 | 0% | 0 | 0 | 0% | Normal | 0% | 0 | 0 | 0 | [15 empty] | Commercial_Health_New_Food Preparation_Steamer_ | 0 | 0
Commercial_Health_New_Food Preparation_Natural Gas_Commercial Food Prep Other_E1 | Commercial | Health | New | Food Preparation | Natural Gas | Commercial Food Prep Other | E1 | Standard | 100% | 0% | 0% | 0.082039 | 0 | 0 | 0 | 8 | 12 | 2021 | 2047 | 100% | 0 | 0 | 0% | Normal | 0% | 0.09847 | 0 | 0 | 1 units | 1 | 0 | 6.919e-05 | 1423.18 | 1000 | 0 | 0 |  | 2010 | 1.1857 | Default | Default | Default |  | Commercial_Health_New_Food Preparation_Commercial Food Prep Other_Standard | 0.082039 | 1000
Commercial_Health_New_Food Preparation_Natural Gas_Commercial Food Prep Other_E2 | Commercial | Health | New | Food Preparation | Natural Gas | Commercial Food Prep Other | E2 | ENERGY STAR | 74.27% | 0% | 0% | 0.099657 | 0 | 0 | 0 | 8 | 12 | 2021 | 2047 | 100% | 0 | 0 | 0% | Normal | 0% | 0.073135 | 0 | 0 | 1 units | 1 | 0 | 6.919e-05 | 1057.0182 | 1214.7567 | 0 | 0 |  | 2010 | 1.1857 | N/A | N/A | N/A |  | Commercial_Health_New_Food Preparation_Commercial Food Prep Other_ENERGY STAR | 0.099657 | 1214.7567
Commercial_Health_New_Food Preparation_Natural Gas_Commercial Food Prep Other_E3 | Commercial | Health | New | Food Preparation | Natural Gas | Commercial Food Prep Other | E3 |  | 0% | 0% | 0% | 0 | 0 | 0 | 0 | 0 | 0 | 0 | 0 | 0% | 0 | 0 | 0% | Normal | 0% | 0 | 0 | 0 | [15 empty] | Commercial_Health_New_Food Preparation_Commercial Food Prep Other_ | 0 | 0
Commercial_Health_New_Food Preparation_Natural Gas_Commercial Food Prep Other_E4 | Commercial | Health | New | Food Preparation | Natural Gas | Commercial Food Prep Other | E4 |  | 0% | 0% | 0% | 0 | 0 | 0 | 0 | 0 | 0 | 0 | 0 | 0% | 0 | 0 | 0% | Normal | 0% | 0 | 0 | 0 | [15 empty] | Commercial_Health_New_Food Preparation_Commercial Food Prep Other_ | 0 | 0
Commercial_Health_New_Food Preparation_Natural Gas_Commercial Food Prep Other_E5 | Commercial | Health | New | Food Preparation | Natural Gas | Commercial Food Prep Other | E5 |  | 0% | 0% | 0% | 0 | 0 | 0 | 0 | 0 | 0 | 0 | 0 | 0% | 0 | 0 | 0% | Normal | 0% | 0 | 0 | 0 | [15 empty] | Commercial_Health_New_Food Preparation_Commercial Food Prep Other_ | 0 | 0
Commercial_Health_New_Food Preparation_Natural Gas_Commercial Food Prep Other_E6 | Commercial | Health | New | Food Preparation | Natural Gas | Commercial Food Prep Other | E6 |  | 0% | 0% | 0% | 0 | 0 | 0 | 0 | 0 | 0 | 0 | 0 | 0% | 0 | 0 | 0% | Normal | 0% | 0 | 0 | 0 | [15 empty] | Commercial_Health_New_Food Preparation_Commercial Food Prep Other_ | 0 | 0
Commercial_Health_New_Food Preparation_Natural Gas_Commercial Food Prep Other_E7 | Commercial | Health | New | Food Preparation | Natural Gas | Commercial Food Prep Other | E7 |  | 0% | 0% | 0% | 0 | 0 | 0 | 0 | 0 | 0 | 0 | 0 | 0% | 0 | 0 | 0% | Normal | 0% | 0 | 0 | 0 | [15 empty] | Commercial_Health_New_Food Preparation_Commercial Food Prep Other_ | 0 | 0
Commercial_Health_New_Food Preparation_Natural Gas_Commercial Food Prep Other_E8 | Commercial | Health | New | Food Preparation | Natural Gas | Commercial Food Prep Other | E8 |  | 0% | 0% | 0% | 0 | 0 | 0 | 0 | 0 | 0 | 0 | 0 | 0% | 0 | 0 | 0% | Normal | 0% | 0 | 0 | 0 | [15 empty] | Commercial_Health_New_Food Preparation_Commercial Food Prep Other_ | 0 | 0
Commercial_Health_New_Food Preparation_Natural Gas_Commercial Food Prep Other_E9 | Commercial | Health | New | Food Preparation | Natural Gas | Commercial Food Prep Other | E9 |  | 0% | 0% | 0% | 0 | 0 | 0 | 0 | 0 | 0 | 0 | 0 | 0% | 0 | 0 | 0% | Normal | 0% | 0 | 0 | 0 | [15 empty] | Commercial_Health_New_Food Preparation_Commercial Food Prep Other_ | 0 | 0
Commercial_Health_New_Food Preparation_Natural Gas_Commercial Food Prep Other_E10 | Commercial | Health | New | Food Preparation | Natural Gas | Commercial Food Prep Other | E10 |  | 0% | 0% | 0% | 0 | 0 | 0 | 0 | 0 | 0 | 0 | 0 | 0% | 0 | 0 | 0% | Normal | 0% | 0 | 0 | 0 | [15 empty] | Commercial_Health_New_Food Preparation_Commercial Food Prep Other_ | 0 | 0
Commercial_Health_New_Miscellaneous_Natural Gas_Pool Heater_E1 | Commercial | Health | New | Miscellaneous | Natural Gas | Pool Heater | E1 | Standard (EF .78) | 100% | 0% | 0% | 0.013398 | 0 | 0 | 0 | 4 | 8 | 2021 | 2047 | 100% | 0 | 0 | 0% | Normal | 0% | 0.01 | 0 | 0 | 1 units | 1 | 0 | 6.7159e-07 | 14890 | 18052 | 0 | 0 |  | 2014 | 1.1051 | DOE Commercial R&D 2016 - Table 7-6 | DOE Commercial R&D 2016 - Table 7-7 | DOE Commercial R&D 2016 - Table 7-8 |  | Commercial_Health_New_Miscellaneous_Pool Heater_Standard (EF .78) | 0.013398 | 18052
Commercial_Health_New_Miscellaneous_Natural Gas_Pool Heater_E2 | Commercial | Health | New | Miscellaneous | Natural Gas | Pool Heater | E2 | Condensing (EF .90) | 85% | 0% | 0% | 0.021937 | 0 | 0 | 0 | 4 | 8 | 2021 | 2047 | 100% | 0 | 0 | 0% | Normal | 0% | 0.0085 | 0 | 0 | 1 units | 1 | 0 | 6.7159e-07 | 12656.5 | 29558 | 0 | 0 |  | 2014 | 1.1051 | DOE Commercial R&D 2016 - Table 7-6 | DOE Commercial R&D 2016 - Table 7-7 | DOE Commercial R&D 2016 - Table 7-9 |  | Commercial_Health_New_Miscellaneous_Pool Heater_Condensing (EF .90) | 0.021937 | 29558
Commercial_Health_New_Miscellaneous_Natural Gas_Pool Heater_E3 | Commercial | Health | New | Miscellaneous | Natural Gas | Pool Heater | E3 |  | 0% | 0% | 0% | 0 | 0 | 0 | 0 | 0 | 0 | 0 | 0 | 0% | 0 | 0 | 0% | Normal | 0% | 0 | 0 | 0 | [15 empty] | Commercial_Health_New_Miscellaneous_Pool Heater_ | 0 | 0
Commercial_Health_New_Miscellaneous_Natural Gas_Pool Heater_E4 | Commercial | Health | New | Miscellaneous | Natural Gas | Pool Heater | E4 |  | 0% | 0% | 0% | 0 | 0 | 0 | 0 | 0 | 0 | 0 | 0 | 0% | 0 | 0 | 0% | Normal | 0% | 0 | 0 | 0 | [15 empty] | Commercial_Health_New_Miscellaneous_Pool Heater_ | 0 | 0
Commercial_Health_New_Miscellaneous_Natural Gas_Pool Heater_E5 | Commercial | Health | New | Miscellaneous | Natural Gas | Pool Heater | E5 |  | 0% | 0% | 0% | 0 | 0 | 0 | 0 | 0 | 0 | 0 | 0 | 0% | 0 | 0 | 0% | Normal | 0% | 0 | 0 | 0 | [15 empty] | Commercial_Health_New_Miscellaneous_Pool Heater_ | 0 | 0
Commercial_Health_New_Miscellaneous_Natural Gas_Pool Heater_E6 | Commercial | Health | New | Miscellaneous | Natural Gas | Pool Heater | E6 |  | 0% | 0% | 0% | 0 | 0 | 0 | 0 | 0 | 0 | 0 | 0 | 0% | 0 | 0 | 0% | Normal | 0% | 0 | 0 | 0 | [15 empty] | Commercial_Health_New_Miscellaneous_Pool Heater_ | 0 | 0
Commercial_Health_New_Miscellaneous_Natural Gas_Pool Heater_E7 | Commercial | Health | New | Miscellaneous | Natural Gas | Pool Heater | E7 |  | 0% | 0% | 0% | 0 | 0 | 0 | 0 | 0 | 0 | 0 | 0 | 0% | 0 | 0 | 0% | Normal | 0% | 0 | 0 | 0 | [15 empty] | Commercial_Health_New_Miscellaneous_Pool Heater_ | 0 | 0
Commercial_Health_New_Miscellaneous_Natural Gas_Pool Heater_E8 | Commercial | Health | New | Miscellaneous | Natural Gas | Pool Heater | E8 |  | 0% | 0% | 0% | 0 | 0 | 0 | 0 | 0 | 0 | 0 | 0 | 0% | 0 | 0 | 0% | Normal | 0% | 0 | 0 | 0 | [15 empty] | Commercial_Health_New_Miscellaneous_Pool Heater_ | 0 | 0
Commercial_Health_New_Miscellaneous_Natural Gas_Pool Heater_E9 | Commercial | Health | New | Miscellaneous | Natural Gas | Pool Heater | E9 |  | 0% | 0% | 0% | 0 | 0 | 0 | 0 | 0 | 0 | 0 | 0 | 0% | 0 | 0 | 0% | Normal | 0% | 0 | 0 | 0 | [15 empty] | Commercial_Health_New_Miscellaneous_Pool Heater_ | 0 | 0
Commercial_Health_New_Miscellaneous_Natural Gas_Pool Heater_E10 | Commercial | Health | New | Miscellaneous | Natural Gas | Pool Heater | E10 |  | 0% | 0% | 0% | 0 | 0 | 0 | 0 | 0 | 0 | 0 | 0 | 0% | 0 | 0 | 0% | Normal | 0% | 0 | 0 | 0 | [15 empty] | Commercial_Health_New_Miscellaneous_Pool Heater_ | 0 | 0
Commercial_Health_New_Miscellaneous_Natural Gas_Miscellaneous_E1 | Commercial | Health | New | Miscellaneous | Natural Gas | Miscellaneous | E1 | Miscellaneous | 100% | 0% | 0% | 0.0057106 | 0 | 0 | 0 | 2 | 8 | 2021 | 2047 | 100% | 0 | 0 | 0% | Normal | 0% | 0.0053158 | 0 | 0 | 1 units | 1 | 0 | 0.0053158 | 1 | 1 | 0 | 0 |  | 2016 | 1.0743 | N/A | N/A | N/A |  | Commercial_Health_New_Miscellaneous_Miscellaneous_Miscellaneous | 0.0057106 | 1
Commercial_Health_New_Miscellaneous_Natural Gas_Miscellaneous_E2 | Commercial | Health | New | Miscellaneous | Natural Gas | Miscellaneous | E2 |  | 0% | 0% | 0% | 0 | 0 | 0 | 0 | 0 | 0 | 0 | 0 | 0% | 0 | 0 | 0% | Normal | 0% | 0 | 0 | 0 | [15 empty] | Commercial_Health_New_Miscellaneous_Miscellaneous_ | 0 | 0
Commercial_Health_New_Miscellaneous_Natural Gas_Miscellaneous_E3 | Commercial | Health | New | Miscellaneous | Natural Gas | Miscellaneous | E3 |  | 0% | 0% | 0% | 0 | 0 | 0 | 0 | 0 | 0 | 0 | 0 | 0% | 0 | 0 | 0% | Normal | 0% | 0 | 0 | 0 | [15 empty] | Commercial_Health_New_Miscellaneous_Miscellaneous_ | 0 | 0
Commercial_Health_New_Miscellaneous_Natural Gas_Miscellaneous_E4 | Commercial | Health | New | Miscellaneous | Natural Gas | Miscellaneous | E4 |  | 0% | 0% | 0% | 0 | 0 | 0 | 0 | 0 | 0 | 0 | 0 | 0% | 0 | 0 | 0% | Normal | 0% | 0 | 0 | 0 | [15 empty] | Commercial_Health_New_Miscellaneous_Miscellaneous_ | 0 | 0
Commercial_Health_New_Miscellaneous_Natural Gas_Miscellaneous_E5 | Commercial | Health | New | Miscellaneous | Natural Gas | Miscellaneous | E5 |  | 0% | 0% | 0% | 0 | 0 | 0 | 0 | 0 | 0 | 0 | 0 | 0% | 0 | 0 | 0% | Normal | 0% | 0 | 0 | 0 | [15 empty] | Commercial_Health_New_Miscellaneous_Miscellaneous_ | 0 | 0
Commercial_Health_New_Miscellaneous_Natural Gas_Miscellaneous_E6 | Commercial | Health | New | Miscellaneous | Natural Gas | Miscellaneous | E6 |  | 0% | 0% | 0% | 0 | 0 | 0 | 0 | 0 | 0 | 0 | 0 | 0% | 0 | 0 | 0% | Normal | 0% | 0 | 0 | 0 | [15 empty] | Commercial_Health_New_Miscellaneous_Miscellaneous_ | 0 | 0
Commercial_Health_New_Miscellaneous_Natural Gas_Miscellaneous_E7 | Commercial | Health | New | Miscellaneous | Natural Gas | Miscellaneous | E7 |  | 0% | 0% | 0% | 0 | 0 | 0 | 0 | 0 | 0 | 0 | 0 | 0% | 0 | 0 | 0% | Normal | 0% | 0 | 0 | 0 | [15 empty] | Commercial_Health_New_Miscellaneous_Miscellaneous_ | 0 | 0
Commercial_Health_New_Miscellaneous_Natural Gas_Miscellaneous_E8 | Commercial | Health | New | Miscellaneous | Natural Gas | Miscellaneous | E8 |  | 0% | 0% | 0% | 0 | 0 | 0 | 0 | 0 | 0 | 0 | 0 | 0% | 0 | 0 | 0% | Normal | 0% | 0 | 0 | 0 | [15 empty] | Commercial_Health_New_Miscellaneous_Miscellaneous_ | 0 | 0
Commercial_Health_New_Miscellaneous_Natural Gas_Miscellaneous_E9 | Commercial | Health | New | Miscellaneous | Natural Gas | Miscellaneous | E9 |  | 0% | 0% | 0% | 0 | 0 | 0 | 0 | 0 | 0 | 0 | 0 | 0% | 0 | 0 | 0% | Normal | 0% | 0 | 0 | 0 | [15 empty] | Commercial_Health_New_Miscellaneous_Miscellaneous_ | 0 | 0
Commercial_Health_New_Miscellaneous_Natural Gas_Miscellaneous_E10 | Commercial | Health | New | Miscellaneous | Natural Gas | Miscellaneous | E10 |  | 0% | 0% | 0% | 0 | 0 | 0 | 0 | 0 | 0 | 0 | 0 | 0% | 0 | 0 | 0% | Normal | 0% | 0 | 0 | 0 | [15 empty] | Commercial_Health_New_Miscellaneous_Miscellaneous_ | 0 | 0
Commercial_Lodging_Existing_Space Heating_Natural Gas_Furnace_E1 | Commercial | Lodging | Existing | Space Heating | Natural Gas | Furnace | E1 | AFUE 80% (Standard) | 100% | 0% | 0% | 0.12471 | 0.13065 | 0.020192 | 0 | 17 | 29 | 2021 | 2023 | 100% | 0 | 0 | 0% | Normal | 0% | 0.49867 | 0 | 0 | 400 kBtu/hr | 400 | 0 | 0.04469 | 0.49867 | 1050 | 1100 | 170 |  | 2017 | 1.0631 | EIA18_Tech Forecast Updates_p.90_Current Standard | EIA18_Tech Forecast Updates_p.90_Current Standard | AEG BEST |  | Commercial_Lodging_Existing_Space Heating_Furnace_AFUE 80% (Standard) | 0.27556 | 2320
Commercial_Lodging_Existing_Space Heating_Natural Gas_Furnace_E2 | Commercial | Lodging | Existing | Space Heating | Natural Gas | Furnace | E2 | AFUE 90% | 88.89% | 0% | 0% | 0.20785 | 0.15441 | 0.020785 | 0 | 17 | 29 | 2021 | 2047 | 100% | 0 | 0 | 0% | Normal | 0% | 0.44327 | 0 | 0 | 400 kBtu/hr | 400 | 0 | 0.04469 | 0.44327 | 1750 | 1300 | 175 |  | 2017 | 1.0631 | EIA18_Tech Forecast Updates_p.90_2020 Typical | EIA18_Tech Forecast Updates_p.90_2020 Typical | AEG BEST |  | Commercial_Lodging_Existing_Space Heating_Furnace_AFUE 90% | 0.38305 | 3225
Commercial_Lodging_Existing_Space Heating_Natural Gas_Furnace_E3 | Commercial | Lodging | Existing | Space Heating | Natural Gas | Furnace | E3 | AFUE 96% | 83.33% | 0% | 0% | 0.291 | 0.17816 | 0.021379 | 0 | 17 | 29 | 2021 | 2047 | 100% | 0 | 0 | 0% | Normal | 0% | 0.41556 | 0 | 0 | 400 kBtu/hr | 400 | 0 | 0.04469 | 0.41556 | 2450 | 1500 | 180 |  | 2017 | 1.0631 | EIA18_Tech Forecast Updates_p.90_2020 High | EIA18_Tech Forecast Updates_p.90_2020 High | AEG BEST |  | Commercial_Lodging_Existing_Space Heating_Furnace_AFUE 96% | 0.49054 | 4130
Commercial_Lodging_Existing_Space Heating_Natural Gas_Furnace_E4 | Commercial | Lodging | Existing | Space Heating | Natural Gas | Furnace | E4 |  | 0% | 0% | 0% | 0 | 0 | 0 | 0 | 0 | 0 | 0 | 0 | 0% | 0 | 0 | 0% | Normal | 0% | 0 | 0 | 0 | [15 empty] | Commercial_Lodging_Existing_Space Heating_Furnace_ | 0 | 0
Commercial_Lodging_Existing_Space Heating_Natural Gas_Furnace_E5 | Commercial | Lodging | Existing | Space Heating | Natural Gas | Furnace | E5 |  | 0% | 0% | 0% | 0 | 0 | 0 | 0 | 0 | 0 | 0 | 0 | 0% | 0 | 0 | 0% | Normal | 0% | 0 | 0 | 0 | [15 empty] | Commercial_Lodging_Existing_Space Heating_Furnace_ | 0 | 0
Commercial_Lodging_Existing_Space Heating_Natural Gas_Furnace_E6 | Commercial | Lodging | Existing | Space Heating | Natural Gas | Furnace | E6 |  | 0% | 0% | 0% | 0 | 0 | 0 | 0 | 0 | 0 | 0 | 0 | 0% | 0 | 0 | 0% | Normal | 0% | 0 | 0 | 0 | [15 empty] | Commercial_Lodging_Existing_Space Heating_Furnace_ | 0 | 0
Commercial_Lodging_Existing_Space Heating_Natural Gas_Furnace_E7 | Commercial | Lodging | Existing | Space Heating | Natural Gas | Furnace | E7 |  | 0% | 0% | 0% | 0 | 0 | 0 | 0 | 0 | 0 | 0 | 0 | 0% | 0 | 0 | 0% | Normal | 0% | 0 | 0 | 0 | [15 empty] | Commercial_Lodging_Existing_Space Heating_Furnace_ | 0 | 0
Commercial_Lodging_Existing_Space Heating_Natural Gas_Furnace_E8 | Commercial | Lodging | Existing | Space Heating | Natural Gas | Furnace | E8 |  | 0% | 0% | 0% | 0 | 0 | 0 | 0 | 0 | 0 | 0 | 0 | 0% | 0 | 0 | 0% | Normal | 0% | 0 | 0 | 0 | [15 empty] | Commercial_Lodging_Existing_Space Heating_Furnace_ | 0 | 0
Commercial_Lodging_Existing_Space Heating_Natural Gas_Furnace_E9 | Commercial | Lodging | Existing | Space Heating | Natural Gas | Furnace | E9 |  | 0% | 0% | 0% | 0 | 0 | 0 | 0 | 0 | 0 | 0 | 0 | 0% | 0 | 0 | 0% | Normal | 0% | 0 | 0 | 0 | [15 empty] | Commercial_Lodging_Existing_Space Heating_Furnace_ | 0 | 0
Commercial_Lodging_Existing_Space Heating_Natural Gas_Furnace_E10 | Commercial | Lodging | Existing | Space Heating | Natural Gas | Furnace | E10 |  | 0% | 0% | 0% | 0 | 0 | 0 | 0 | 0 | 0 | 0 | 0 | 0% | 0 | 0 | 0% | Normal | 0% | 0 | 0 | 0 | [15 empty] | Commercial_Lodging_Existing_Space Heating_Furnace_ | 0 | 0
Commercial_Lodging_Existing_Space Heating_Natural Gas_Boiler_E1 | Commercial | Lodging | Existing | Space Heating | Natural Gas | Boiler | E1 | AFUE 80% (Standard) | 100% | 0% | 0% | 0.97371 | 0.53965 | 0.10558 | 0 | 20 | 30 | 2021 | 2047 | 100% | 0 | 0 | 0% | Normal | 0% | 0.66563 | 0 | 0 | 800 kBtu/hr | 800 | 0 | 0.04469 | 0.66563 | 16600 | 9200 | 1800 |  | 2018 | 1.05 | EIA 2018 Tech Forecast | EIA 2018 Tech Forecast | AEG BEST |  | Commercial_Lodging_Existing_Space Heating_Boiler_AFUE 80% (Standard) | 1.6189 | 27600
Commercial_Lodging_Existing_Space Heating_Natural Gas_Boiler_E2 | Commercial | Lodging | Existing | Space Heating | Natural Gas | Boiler | E2 | AFUE 85% | 94.12% | 0% | 0% | 1.3315 | 0.57191 | 0.10558 | 0 | 20 | 30 | 2021 | 2047 | 100% | 0 | 0 | 0% | Normal | 0% | 0.62648 | 0 | 0 | 800 kBtu/hr | 800 | 0 | 0.04469 | 0.62648 | 22700 | 9750 | 1800 |  | 2018 | 1.05 | EIA 2018 Tech Forecast | EIA 2018 Tech Forecast | AEG BEST |  | Commercial_Lodging_Existing_Space Heating_Boiler_AFUE 85% | 2.009 | 34250
Commercial_Lodging_Existing_Space Heating_Natural Gas_Boiler_E3 | Commercial | Lodging | Existing | Space Heating | Natural Gas | Boiler | E3 | AFUE 97% | 82.47% | 0% | 0% | 2.1552 | 0.53162 | 0.10558 | 0 | 20 | 30 | 2021 | 2047 | 100% | 0 | 0 | 0% | Normal | 0% | 0.54897 | 0 | 0 | 800 kBtu/hr | 800 | 0 | 0.04469 | 0.54897 | 36742.4242 | 9063.1313 | 1800 |  | 2018 | 1.05 | EIA 2018 Tech Forecast | EIA 2018 Tech Forecast | AEG BEST |  | Commercial_Lodging_Existing_Space Heating_Boiler_AFUE 97% | 2.7924 | 47605.5556
Commercial_Lodging_Existing_Space Heating_Natural Gas_Boiler_E4 | Commercial | Lodging | Existing | Space Heating | Natural Gas | Boiler | E4 | Convert to NG Air Source Heat Pump | 57.14% | 0% | 0% | 9.4019 | 0.53965 | 0.17664 | 0 | 10 | 20 | 2021 | 2047 | 100% | 0 | 0 | 0% | Normal | 0% | 0.38036 | 0 | 0 | 800 kBtu/hr | 800 | 0 | 0.04469 | 0.38036 | 158316.7533 | 9086.959 | 2974.436 |  | 2017 | 1.0631 | AEO 2021 - gas_eng-driven_RTHP-heat 2017 typical | AEO 2021 - gas_eng-driven_RTHP-heat 2017 typical | AEG BEST |  | Commercial_Lodging_Existing_Space Heating_Boiler_Convert to NG Air Source Heat Pump | 10.1182 | 170378.1483
Commercial_Lodging_Existing_Space Heating_Natural Gas_Boiler_E5 | Commercial | Lodging | Existing | Space Heating | Natural Gas | Boiler | E5 |  | 0% | 0% | 0% | 0 | 0 | 0 | 0 | 0 | 0 | 0 | 0 | 0% | 0 | 0 | 0% | Normal | 0% | 0 | 0 | 0 | [15 empty] | Commercial_Lodging_Existing_Space Heating_Boiler_ | 0 | 0
Commercial_Lodging_Existing_Space Heating_Natural Gas_Boiler_E6 | Commercial | Lodging | Existing | Space Heating | Natural Gas | Boiler | E6 |  | 0% | 0% | 0% | 0 | 0 | 0 | 0 | 0 | 0 | 0 | 0 | 0% | 0 | 0 | 0% | Normal | 0% | 0 | 0 | 0 | [15 empty] | Commercial_Lodging_Existing_Space Heating_Boiler_ | 0 | 0
Commercial_Lodging_Existing_Space Heating_Natural Gas_Boiler_E7 | Commercial | Lodging | Existing | Space Heating | Natural Gas | Boiler | E7 |  | 0% | 0% | 0% | 0 | 0 | 0 | 0 | 0 | 0 | 0 | 0 | 0% | 0 | 0 | 0% | Normal | 0% | 0 | 0 | 0 | [15 empty] | Commercial_Lodging_Existing_Space Heating_Boiler_ | 0 | 0
Commercial_Lodging_Existing_Space Heating_Natural Gas_Boiler_E8 | Commercial | Lodging | Existing | Space Heating | Natural Gas | Boiler | E8 |  | 0% | 0% | 0% | 0 | 0 | 0 | 0 | 0 | 0 | 0 | 0 | 0% | 0 | 0 | 0% | Normal | 0% | 0 | 0 | 0 | [15 empty] | Commercial_Lodging_Existing_Space Heating_Boiler_ | 0 | 0
Commercial_Lodging_Existing_Space Heating_Natural Gas_Boiler_E9 | Commercial | Lodging | Existing | Space Heating | Natural Gas | Boiler | E9 |  | 0% | 0% | 0% | 0 | 0 | 0 | 0 | 0 | 0 | 0 | 0 | 0% | 0 | 0 | 0% | Normal | 0% | 0 | 0 | 0 | [15 empty] | Commercial_Lodging_Existing_Space Heating_Boiler_ | 0 | 0
Commercial_Lodging_Existing_Space Heating_Natural Gas_Boiler_E10 | Commercial | Lodging | Existing | Space Heating | Natural Gas | Boiler | E10 |  | 0% | 0% | 0% | 0 | 0 | 0 | 0 | 0 | 0 | 0 | 0 | 0% | 0 | 0 | 0% | Normal | 0% | 0 | 0 | 0 | [15 empty] | Commercial_Lodging_Existing_Space Heating_Boiler_ | 0 | 0
Commercial_Lodging_Existing_Space Heating_Natural Gas_Unit Heater_E1 | Commercial | Lodging | Existing | Space Heating | Natural Gas | Unit Heater | E1 | Standard | 100% | 0% | 0% | 0.13508 | 0 | 0 | 0 | 15 | 25 | 2021 | 2047 | 100% | 0 | 0 | 0% | Normal | 0% | 0.25573 | 0 | 0 | 120 kBtu/Hr | 120 | 0 | 0.00012295 | 2080 | 1010.4 | 0 | 0 |  | 2015 | 1.0873 | Xcel CO 2021/22 DSM Plan/TRM p.424 | Xcel CO 2021/22 DSM Plan/TRM p.416 | Xcel CO 2021/22 DSM Plan/TRM p.416 |  | Commercial_Lodging_Existing_Space Heating_Unit Heater_Standard | 0.13508 | 1010.4
Commercial_Lodging_Existing_Space Heating_Natural Gas_Unit Heater_E2 | Commercial | Lodging | Existing | Space Heating | Natural Gas | Unit Heater | E2 | Condensing | 88.94% | 0% | 0% | 0.16106 | 0 | 0 | 0 | 15 | 25 | 2021 | 2047 | 100% | 0 | 0 | 0% | Normal | 0% | 0.22745 | 0 | 0 | 120 kBtu/Hr | 120 | 0 | 0.00012295 | 1850 | 1204.8 | 0 | 0 |  | 2015 | 1.0873 | Xcel CO 2021/22 DSM Plan/TRM p.424 | Xcel CO 2021/22 DSM Plan/TRM p.416 | Xcel CO 2021/22 DSM Plan/TRM p.416 |  | Commercial_Lodging_Existing_Space Heating_Unit Heater_Condensing | 0.16106 | 1204.8
Commercial_Lodging_Existing_Space Heating_Natural Gas_Unit Heater_E3 | Commercial | Lodging | Existing | Space Heating | Natural Gas | Unit Heater | E3 | Infrared Radiant | 88.46% | 0% | 0% | 0.1516 | 0 | 0 | 0 | 10 | 20 | 2021 | 2047 | 100% | 0 | 0 | 0% | Normal | 0% | 0.22622 | 0 | 0 | 120 kBtu/Hr | 120 | 0 | 0.00012295 | 1840 | 1134 | 0 | 0 |  | 2015 | 1.0873 | Xcel CO 2021/22 DSM Plan/TRM p.424 | Xcel CO 2021/22 DSM Plan/TRM p.416 | Xcel CO 2021/22 DSM Plan/TRM p.416 |  | Commercial_Lodging_Existing_Space Heating_Unit Heater_Infrared Radiant | 0.1516 | 1134
Commercial_Lodging_Existing_Space Heating_Natural Gas_Unit Heater_E4 | Commercial | Lodging | Existing | Space Heating | Natural Gas | Unit Heater | E4 |  | 0% | 0% | 0% | 0 | 0 | 0 | 0 | 0 | 0 | 0 | 0 | 0% | 0 | 0 | 0% | Normal | 0% | 0 | 0 | 0 | [15 empty] | Commercial_Lodging_Existing_Space Heating_Unit Heater_ | 0 | 0
Commercial_Lodging_Existing_Space Heating_Natural Gas_Unit Heater_E5 | Commercial | Lodging | Existing | Space Heating | Natural Gas | Unit Heater | E5 |  | 0% | 0% | 0% | 0 | 0 | 0 | 0 | 0 | 0 | 0 | 0 | 0% | 0 | 0 | 0% | Normal | 0% | 0 | 0 | 0 | [15 empty] | Commercial_Lodging_Existing_Space Heating_Unit Heater_ | 0 | 0
Commercial_Lodging_Existing_Space Heating_Natural Gas_Unit Heater_E6 | Commercial | Lodging | Existing | Space Heating | Natural Gas | Unit Heater | E6 |  | 0% | 0% | 0% | 0 | 0 | 0 | 0 | 0 | 0 | 0 | 0 | 0% | 0 | 0 | 0% | Normal | 0% | 0 | 0 | 0 | [15 empty] | Commercial_Lodging_Existing_Space Heating_Unit Heater_ | 0 | 0
Commercial_Lodging_Existing_Space Heating_Natural Gas_Unit Heater_E7 | Commercial | Lodging | Existing | Space Heating | Natural Gas | Unit Heater | E7 |  | 0% | 0% | 0% | 0 | 0 | 0 | 0 | 0 | 0 | 0 | 0 | 0% | 0 | 0 | 0% | Normal | 0% | 0 | 0 | 0 | [15 empty] | Commercial_Lodging_Existing_Space Heating_Unit Heater_ | 0 | 0
Commercial_Lodging_Existing_Space Heating_Natural Gas_Unit Heater_E8 | Commercial | Lodging | Existing | Space Heating | Natural Gas | Unit Heater | E8 |  | 0% | 0% | 0% | 0 | 0 | 0 | 0 | 0 | 0 | 0 | 0 | 0% | 0 | 0 | 0% | Normal | 0% | 0 | 0 | 0 | [15 empty] | Commercial_Lodging_Existing_Space Heating_Unit Heater_ | 0 | 0
Commercial_Lodging_Existing_Space Heating_Natural Gas_Unit Heater_E9 | Commercial | Lodging | Existing | Space Heating | Natural Gas | Unit Heater | E9 |  | 0% | 0% | 0% | 0 | 0 | 0 | 0 | 0 | 0 | 0 | 0 | 0% | 0 | 0 | 0% | Normal | 0% | 0 | 0 | 0 | [15 empty] | Commercial_Lodging_Existing_Space Heating_Unit Heater_ | 0 | 0
Commercial_Lodging_Existing_Space Heating_Natural Gas_Unit Heater_E10 | Commercial | Lodging | Existing | Space Heating | Natural Gas | Unit Heater | E10 |  | 0% | 0% | 0% | 0 | 0 | 0 | 0 | 0 | 0 | 0 | 0 | 0% | 0 | 0 | 0% | Normal | 0% | 0 | 0 | 0 | [15 empty] | Commercial_Lodging_Existing_Space Heating_Unit Heater_ | 0 | 0
Commercial_Lodging_Existing_Water Heating_Natural Gas_Water Heater_E1 | Commercial | Lodging | Existing | Water Heating | Natural Gas | Water Heater | E1 | TE 88% | 100% | 0% | 0% | 0.21884 | 0 | 0.012339 | 0 | 8 | 12 | 2021 | 2047 | 100% | 0 | 0 | 0% | Normal | 0% | 0.35506 | 0 | 0 | 1 kBtu/hr | 1 | 0 | 0.0074166 | 0.35506 | 27.755 | 0 | 1.565 |  | 2017 | 1.0631 | AEO 2021 - gas_water_heater 2017 ENERGY STAR | AEO 2021 - gas_water_heater 2017 ENERGY STAR | DHW_WH-Water Heating-PG&E-R7-14 |  | Commercial_Lodging_Existing_Water Heating_Water Heater_TE 88% | 0.23118 | 29.32
Commercial_Lodging_Existing_Water Heating_Natural Gas_Water Heater_E2 | Commercial | Lodging | Existing | Water Heating | Natural Gas | Water Heater | E2 | TE 96% | 91.67% | 0% | 0% | 0.25441 | 0 | 0.01259 | 0 | 8 | 12 | 2021 | 2047 | 100% | 0 | 0 | 0% | Normal | 0% | 0.32548 | 0 | 0 | 1 kBtu/hr | 1 | 0 | 0.0074166 | 0.32548 | 29.9234 | 0 | 1.4809 |  | 2012 | 1.1464 | AEO 2021 - gas_water_heater 2017 ENERGY STAR | AEO 2021 - gas_water_heater 2017 ENERGY STAR | DHW_WH-Water Heating-NMTRM-2016-7 |  | Commercial_Lodging_Existing_Water Heating_Water Heater_TE 96% | 0.267 | 31.4043
Commercial_Lodging_Existing_Water Heating_Natural Gas_Water Heater_E3 | Commercial | Lodging | Existing | Water Heating | Natural Gas | Water Heater | E3 | Tankless | 89.8% | 0% | 0% | 0.25517 | 0 | 0.0026727 | 0 | 8 | 12 | 2021 | 2047 | 100% | 0 | 0 | 0% | Normal | 0% | 0.31883 | 0 | 0 | 1 kBtu/hr | 1 | 0 | 0.0074166 | 0.31883 | 32.3633 | 0 | 0.33898 |  | 2017 | 1.0631 | EIA Ref. Case 2018 - Gas Tankless High Eff. | EIA Ref. Case 2018 - Gas Tankless High Eff. | DHW_WH-Water Heating-NMTRM-2016-9 |  | Commercial_Lodging_Existing_Water Heating_Water Heater_Tankless | 0.25784 | 32.7023
Commercial_Lodging_Existing_Water Heating_Natural Gas_Water Heater_E4 | Commercial | Lodging | Existing | Water Heating | Natural Gas | Water Heater | E4 | NEEA Gas-Fired Absorption HPWH (COP 1.06) | 83.02% | 0% | 0% | 0.42588 | 0 | 0.10076 | 0 | 10 | 16 | 2023 | 2047 | 100% | 0 | 0 | 0% | Normal | 0% | 0.29477 | 0 | 0 | 1 kBtu/hr | 1 | 0 | 0.0074166 | 0.29477 | 56.3879 | 0 | 13.3416 |  | 2020 | 1.0183 | DHW_WH-Water Heating-DOE-2014-2 | NEEA Report #E20-309, Robur Heat Pump Field Trial. March 11, 2020. | DHW_WH-Water Heating-DOE-2014-1 |  | Commercial_Lodging_Existing_Water Heating_Water Heater_NEEA Gas-Fired Absorption HPWH (COP 1.06) | 0.52664 | 69.7295
Commercial_Lodging_Existing_Water Heating_Natural Gas_Water Heater_E5 | Commercial | Lodging | Existing | Water Heating | Natural Gas | Water Heater | E5 |  | 0% | 0% | 0% | 0 | 0 | 0 | 0 | 0 | 0 | 0 | 0 | 0% | 0 | 0 | 0% | Normal | 0% | 0 | 0 | 0 | [15 empty] | Commercial_Lodging_Existing_Water Heating_Water Heater_ | 0 | 0
Commercial_Lodging_Existing_Water Heating_Natural Gas_Water Heater_E6 | Commercial | Lodging | Existing | Water Heating | Natural Gas | Water Heater | E6 |  | 0% | 0% | 0% | 0 | 0 | 0 | 0 | 0 | 0 | 0 | 0 | 0% | 0 | 0 | 0% | Normal | 0% | 0 | 0 | 0 | [15 empty] | Commercial_Lodging_Existing_Water Heating_Water Heater_ | 0 | 0
Commercial_Lodging_Existing_Water Heating_Natural Gas_Water Heater_E7 | Commercial | Lodging | Existing | Water Heating | Natural Gas | Water Heater | E7 |  | 0% | 0% | 0% | 0 | 0 | 0 | 0 | 0 | 0 | 0 | 0 | 0% | 0 | 0 | 0% | Normal | 0% | 0 | 0 | 0 | [15 empty] | Commercial_Lodging_Existing_Water Heating_Water Heater_ | 0 | 0
Commercial_Lodging_Existing_Water Heating_Natural Gas_Water Heater_E8 | Commercial | Lodging | Existing | Water Heating | Natural Gas | Water Heater | E8 |  | 0% | 0% | 0% | 0 | 0 | 0 | 0 | 0 | 0 | 0 | 0 | 0% | 0 | 0 | 0% | Normal | 0% | 0 | 0 | 0 | [15 empty] | Commercial_Lodging_Existing_Water Heating_Water Heater_ | 0 | 0
Commercial_Lodging_Existing_Water Heating_Natural Gas_Water Heater_E9 | Commercial | Lodging | Existing | Water Heating | Natural Gas | Water Heater | E9 |  | 0% | 0% | 0% | 0 | 0 | 0 | 0 | 0 | 0 | 0 | 0 | 0% | 0 | 0 | 0% | Normal | 0% | 0 | 0 | 0 | [15 empty] | Commercial_Lodging_Existing_Water Heating_Water Heater_ | 0 | 0
Commercial_Lodging_Existing_Water Heating_Natural Gas_Water Heater_E10 | Commercial | Lodging | Existing | Water Heating | Natural Gas | Water Heater | E10 |  | 0% | 0% | 0% | 0 | 0 | 0 | 0 | 0 | 0 | 0 | 0 | 0% | 0 | 0 | 0% | Normal | 0% | 0 | 0 | 0 | [15 empty] | Commercial_Lodging_Existing_Water Heating_Water Heater_ | 0 | 0
Commercial_Lodging_Existing_Food Preparation_Natural Gas_Oven_E1 | Commercial | Lodging | Existing | Food Preparation | Natural Gas | Oven | E1 | Standard | 100% | 0% | 0% | 0.6154 | 0.012979 | 0 | 0 | 10 | 14 | 2021 | 2047 | 100% | 0 | 0 | 0% | Normal | 0% | 0.062583 | 0 | 0 | 1 units | 1 | 0 | 7.6938e-05 | 813.4143 | 7112 | 150 | 0 |  | 2013 | 1.1247 | IL TRM - 4.2.1 - CI-FSE-CBOV-V02-160601 | ETO Measure Input Sheet - Com - Gas Convection Oven | IL TRM - 4.2.1 - CI-FSE-CBOV-V02-160601 |  | Commercial_Lodging_Existing_Food Preparation_Oven_Standard | 0.62838 | 7262
Commercial_Lodging_Existing_Food Preparation_Natural Gas_Oven_E2 | Commercial | Lodging | Existing | Food Preparation | Natural Gas | Oven | E2 | ENERGY STAR (>42% Baking Efficiency) | 86.89% | 0% | 0% | 0.64897 | 0.012979 | 0 | 0 | 10 | 14 | 2021 | 2047 | 100% | 0 | 0 | 0% | Normal | 0% | 0.054375 | 0 | 0 | 1 units | 1 | 0 | 7.6938e-05 | 706.739 | 7500 | 150 | 0 |  | 2013 | 1.1247 | IL TRM - 4.2.1 - CI-FSE-CBOV-V02-160601 | EIA 2018 Tech Forecast | ETO Measure Input Sheet |  | Commercial_Lodging_Existing_Food Preparation_Oven_ENERGY STAR (>42% Baking Efficiency) | 0.66195 | 7650
Commercial_Lodging_Existing_Food Preparation_Natural Gas_Oven_E3 | Commercial | Lodging | Existing | Food Preparation | Natural Gas | Oven | E3 |  | 0% | 0% | 0% | 0 | 0 | 0 | 0 | 0 | 0 | 0 | 0 | 0% | 0 | 0 | 0% | Normal | 0% | 0 | 0 | 0 | [15 empty] | Commercial_Lodging_Existing_Food Preparation_Oven_ | 0 | 0
Commercial_Lodging_Existing_Food Preparation_Natural Gas_Oven_E4 | Commercial | Lodging | Existing | Food Preparation | Natural Gas | Oven | E4 |  | 0% | 0% | 0% | 0 | 0 | 0 | 0 | 0 | 0 | 0 | 0 | 0% | 0 | 0 | 0% | Normal | 0% | 0 | 0 | 0 | [15 empty] | Commercial_Lodging_Existing_Food Preparation_Oven_ | 0 | 0
Commercial_Lodging_Existing_Food Preparation_Natural Gas_Oven_E5 | Commercial | Lodging | Existing | Food Preparation | Natural Gas | Oven | E5 |  | 0% | 0% | 0% | 0 | 0 | 0 | 0 | 0 | 0 | 0 | 0 | 0% | 0 | 0 | 0% | Normal | 0% | 0 | 0 | 0 | [15 empty] | Commercial_Lodging_Existing_Food Preparation_Oven_ | 0 | 0
Commercial_Lodging_Existing_Food Preparation_Natural Gas_Oven_E6 | Commercial | Lodging | Existing | Food Preparation | Natural Gas | Oven | E6 |  | 0% | 0% | 0% | 0 | 0 | 0 | 0 | 0 | 0 | 0 | 0 | 0% | 0 | 0 | 0% | Normal | 0% | 0 | 0 | 0 | [15 empty] | Commercial_Lodging_Existing_Food Preparation_Oven_ | 0 | 0
Commercial_Lodging_Existing_Food Preparation_Natural Gas_Oven_E7 | Commercial | Lodging | Existing | Food Preparation | Natural Gas | Oven | E7 |  | 0% | 0% | 0% | 0 | 0 | 0 | 0 | 0 | 0 | 0 | 0 | 0% | 0 | 0 | 0% | Normal | 0% | 0 | 0 | 0 | [15 empty] | Commercial_Lodging_Existing_Food Preparation_Oven_ | 0 | 0
Commercial_Lodging_Existing_Food Preparation_Natural Gas_Oven_E8 | Commercial | Lodging | Existing | Food Preparation | Natural Gas | Oven | E8 |  | 0% | 0% | 0% | 0 | 0 | 0 | 0 | 0 | 0 | 0 | 0 | 0% | 0 | 0 | 0% | Normal | 0% | 0 | 0 | 0 | [15 empty] | Commercial_Lodging_Existing_Food Preparation_Oven_ | 0 | 0
Commercial_Lodging_Existing_Food Preparation_Natural Gas_Oven_E9 | Commercial | Lodging | Existing | Food Preparation | Natural Gas | Oven | E9 |  | 0% | 0% | 0% | 0 | 0 | 0 | 0 | 0 | 0 | 0 | 0 | 0% | 0 | 0 | 0% | Normal | 0% | 0 | 0 | 0 | [15 empty] | Commercial_Lodging_Existing_Food Preparation_Oven_ | 0 | 0
Commercial_Lodging_Existing_Food Preparation_Natural Gas_Oven_E10 | Commercial | Lodging | Existing | Food Preparation | Natural Gas | Oven | E10 |  | 0% | 0% | 0% | 0 | 0 | 0 | 0 | 0 | 0 | 0 | 0 | 0% | 0 | 0 | 0% | Normal | 0% | 0 | 0 | 0 | [15 empty] | Commercial_Lodging_Existing_Food Preparation_Oven_ | 0 | 0
Commercial_Lodging_Existing_Food Preparation_Natural Gas_Conveyor Oven_E1 | Commercial | Lodging | Existing | Food Preparation | Natural Gas | Conveyor Oven | E1 | Standard | 100% | 0% | 0% | 0.43836 | 0 | 0 | 0 | 15 | 19 | 2021 | 2047 | 100% | 0 | 0 | 0% | Normal | 0% | 0.1143 | 0 | 0 | 1 units | 1 | 0 | 3.9614e-05 | 2885.475 | 10177 | 0 | 0 |  | 2015 | 1.0873 | IL TRM - 4.2.4 - CI-FSE-CVOV-V02-180101 | PGE Workpaper, PGECOFST117 R5, 2015 | MN TRM 3.1 - Gas Conveyor Oven v1.1 |  | Commercial_Lodging_Existing_Food Preparation_Conveyor Oven_Standard | 0.43836 | 10177
Commercial_Lodging_Existing_Food Preparation_Natural Gas_Conveyor Oven_E2 | Commercial | Lodging | Existing | Food Preparation | Natural Gas | Conveyor Oven | E2 | Efficient (>42% Baking Efficiency) | 76.02% | 0% | 0% | 0.53441 | 0 | 0 | 0 | 15 | 19 | 2021 | 2047 | 100% | 0 | 0 | 0% | Normal | 0% | 0.086889 | 0 | 0 | 1 units | 1 | 0 | 3.9614e-05 | 2193.4093 | 12407 | 0 | 0 |  | 2015 | 1.0873 | IL TRM - 4.2.4 - CI-FSE-CVOV-V02-180101 | PGE Workpaper, PGECOFST117 R5, 2015 | MN TRM 3.1 - Gas Conveyor Oven v1.1 |  | Commercial_Lodging_Existing_Food Preparation_Conveyor Oven_Efficient (>42% Baking Efficiency) | 0.53441 | 12407
Commercial_Lodging_Existing_Food Preparation_Natural Gas_Conveyor Oven_E3 | Commercial | Lodging | Existing | Food Preparation | Natural Gas | Conveyor Oven | E3 |  | 0% | 0% | 0% | 0 | 0 | 0 | 0 | 0 | 0 | 0 | 0 | 0% | 0 | 0 | 0% | Normal | 0% | 0 | 0 | 0 | [15 empty] | Commercial_Lodging_Existing_Food Preparation_Conveyor Oven_ | 0 | 0
Commercial_Lodging_Existing_Food Preparation_Natural Gas_Conveyor Oven_E4 | Commercial | Lodging | Existing | Food Preparation | Natural Gas | Conveyor Oven | E4 |  | 0% | 0% | 0% | 0 | 0 | 0 | 0 | 0 | 0 | 0 | 0 | 0% | 0 | 0 | 0% | Normal | 0% | 0 | 0 | 0 | [15 empty] | Commercial_Lodging_Existing_Food Preparation_Conveyor Oven_ | 0 | 0
Commercial_Lodging_Existing_Food Preparation_Natural Gas_Conveyor Oven_E5 | Commercial | Lodging | Existing | Food Preparation | Natural Gas | Conveyor Oven | E5 |  | 0% | 0% | 0% | 0 | 0 | 0 | 0 | 0 | 0 | 0 | 0 | 0% | 0 | 0 | 0% | Normal | 0% | 0 | 0 | 0 | [15 empty] | Commercial_Lodging_Existing_Food Preparation_Conveyor Oven_ | 0 | 0
Commercial_Lodging_Existing_Food Preparation_Natural Gas_Conveyor Oven_E6 | Commercial | Lodging | Existing | Food Preparation | Natural Gas | Conveyor Oven | E6 |  | 0% | 0% | 0% | 0 | 0 | 0 | 0 | 0 | 0 | 0 | 0 | 0% | 0 | 0 | 0% | Normal | 0% | 0 | 0 | 0 | [15 empty] | Commercial_Lodging_Existing_Food Preparation_Conveyor Oven_ | 0 | 0
Commercial_Lodging_Existing_Food Preparation_Natural Gas_Conveyor Oven_E7 | Commercial | Lodging | Existing | Food Preparation | Natural Gas | Conveyor Oven | E7 |  | 0% | 0% | 0% | 0 | 0 | 0 | 0 | 0 | 0 | 0 | 0 | 0% | 0 | 0 | 0% | Normal | 0% | 0 | 0 | 0 | [15 empty] | Commercial_Lodging_Existing_Food Preparation_Conveyor Oven_ | 0 | 0
Commercial_Lodging_Existing_Food Preparation_Natural Gas_Conveyor Oven_E8 | Commercial | Lodging | Existing | Food Preparation | Natural Gas | Conveyor Oven | E8 |  | 0% | 0% | 0% | 0 | 0 | 0 | 0 | 0 | 0 | 0 | 0 | 0% | 0 | 0 | 0% | Normal | 0% | 0 | 0 | 0 | [15 empty] | Commercial_Lodging_Existing_Food Preparation_Conveyor Oven_ | 0 | 0
Commercial_Lodging_Existing_Food Preparation_Natural Gas_Conveyor Oven_E9 | Commercial | Lodging | Existing | Food Preparation | Natural Gas | Conveyor Oven | E9 |  | 0% | 0% | 0% | 0 | 0 | 0 | 0 | 0 | 0 | 0 | 0 | 0% | 0 | 0 | 0% | Normal | 0% | 0 | 0 | 0 | [15 empty] | Commercial_Lodging_Existing_Food Preparation_Conveyor Oven_ | 0 | 0
Commercial_Lodging_Existing_Food Preparation_Natural Gas_Conveyor Oven_E10 | Commercial | Lodging | Existing | Food Preparation | Natural Gas | Conveyor Oven | E10 |  | 0% | 0% | 0% | 0 | 0 | 0 | 0 | 0 | 0 | 0 | 0 | 0% | 0 | 0 | 0% | Normal | 0% | 0 | 0 | 0 | [15 empty] | Commercial_Lodging_Existing_Food Preparation_Conveyor Oven_ | 0 | 0
Commercial_Lodging_Existing_Food Preparation_Natural Gas_Double Rack Oven_E1 | Commercial | Lodging | Existing | Food Preparation | Natural Gas | Double Rack Oven | E1 | Standard | 100% | 0% | 0% | 0.6946 | 0 | 0 | 0 | 8 | 16 | 2021 | 2047 | 100% | 0 | 0 | 0% | Normal | 0% | 0.19438 | 0 | 0 | 1 units | 1 | 0 | 4.9357e-05 | 3938.22 | 12513 | 0 | 0 |  | 2013 | 1.1247 | IL TRM - 4.2.18 - CI-FSE-RKOV-VO2-180101 | PGE Workpaper, PGECOFST109 R6, 2016 | IL TRM - 4.2.18 - CI-FSE-RKOV-VO2-180101 |  | Commercial_Lodging_Existing_Food Preparation_Double Rack Oven_Standard | 0.6946 | 12513
Commercial_Lodging_Existing_Food Preparation_Natural Gas_Double Rack Oven_E2 | Commercial | Lodging | Existing | Food Preparation | Natural Gas | Double Rack Oven | E2 | FTSC Qualified (>50% Cooking Efficiency) | 58.82% | 0% | 0% | 0.95828 | 0 | 0 | 0 | 8 | 16 | 2021 | 2047 | 100% | 0 | 0 | 0% | Normal | 0% | 0.11434 | 0 | 0 | 1 units | 1 | 0 | 4.9357e-05 | 2316.6 | 16641 | 0 | 0 |  | 2011 | 1.1667 | IL TRM - 4.2.18 - CI-FSE-RKOV-VO2-180101 | PGE Workpaper, PGECOFST109 R6, 2016 | IL TRM - 4.2.18 - CI-FSE-RKOV-VO2-180101 |  | Commercial_Lodging_Existing_Food Preparation_Double Rack Oven_FTSC Qualified (>50% Cooking Efficiency) | 0.95828 | 16641
Commercial_Lodging_Existing_Food Preparation_Natural Gas_Double Rack Oven_E3 | Commercial | Lodging | Existing | Food Preparation | Natural Gas | Double Rack Oven | E3 |  | 0% | 0% | 0% | 0 | 0 | 0 | 0 | 0 | 0 | 0 | 0 | 0% | 0 | 0 | 0% | Normal | 0% | 0 | 0 | 0 | [15 empty] | Commercial_Lodging_Existing_Food Preparation_Double Rack Oven_ | 0 | 0
Commercial_Lodging_Existing_Food Preparation_Natural Gas_Double Rack Oven_E4 | Commercial | Lodging | Existing | Food Preparation | Natural Gas | Double Rack Oven | E4 |  | 0% | 0% | 0% | 0 | 0 | 0 | 0 | 0 | 0 | 0 | 0 | 0% | 0 | 0 | 0% | Normal | 0% | 0 | 0 | 0 | [15 empty] | Commercial_Lodging_Existing_Food Preparation_Double Rack Oven_ | 0 | 0
Commercial_Lodging_Existing_Food Preparation_Natural Gas_Double Rack Oven_E5 | Commercial | Lodging | Existing | Food Preparation | Natural Gas | Double Rack Oven | E5 |  | 0% | 0% | 0% | 0 | 0 | 0 | 0 | 0 | 0 | 0 | 0 | 0% | 0 | 0 | 0% | Normal | 0% | 0 | 0 | 0 | [15 empty] | Commercial_Lodging_Existing_Food Preparation_Double Rack Oven_ | 0 | 0
Commercial_Lodging_Existing_Food Preparation_Natural Gas_Double Rack Oven_E6 | Commercial | Lodging | Existing | Food Preparation | Natural Gas | Double Rack Oven | E6 |  | 0% | 0% | 0% | 0 | 0 | 0 | 0 | 0 | 0 | 0 | 0 | 0% | 0 | 0 | 0% | Normal | 0% | 0 | 0 | 0 | [15 empty] | Commercial_Lodging_Existing_Food Preparation_Double Rack Oven_ | 0 | 0
Commercial_Lodging_Existing_Food Preparation_Natural Gas_Double Rack Oven_E7 | Commercial | Lodging | Existing | Food Preparation | Natural Gas | Double Rack Oven | E7 |  | 0% | 0% | 0% | 0 | 0 | 0 | 0 | 0 | 0 | 0 | 0 | 0% | 0 | 0 | 0% | Normal | 0% | 0 | 0 | 0 | [15 empty] | Commercial_Lodging_Existing_Food Preparation_Double Rack Oven_ | 0 | 0
Commercial_Lodging_Existing_Food Preparation_Natural Gas_Double Rack Oven_E8 | Commercial | Lodging | Existing | Food Preparation | Natural Gas | Double Rack Oven | E8 |  | 0% | 0% | 0% | 0 | 0 | 0 | 0 | 0 | 0 | 0 | 0 | 0% | 0 | 0 | 0% | Normal | 0% | 0 | 0 | 0 | [15 empty] | Commercial_Lodging_Existing_Food Preparation_Double Rack Oven_ | 0 | 0
Commercial_Lodging_Existing_Food Preparation_Natural Gas_Double Rack Oven_E9 | Commercial | Lodging | Existing | Food Preparation | Natural Gas | Double Rack Oven | E9 |  | 0% | 0% | 0% | 0 | 0 | 0 | 0 | 0 | 0 | 0 | 0 | 0% | 0 | 0 | 0% | Normal | 0% | 0 | 0 | 0 | [15 empty] | Commercial_Lodging_Existing_Food Preparation_Double Rack Oven_ | 0 | 0
Commercial_Lodging_Existing_Food Preparation_Natural Gas_Double Rack Oven_E10 | Commercial | Lodging | Existing | Food Preparation | Natural Gas | Double Rack Oven | E10 |  | 0% | 0% | 0% | 0 | 0 | 0 | 0 | 0 | 0 | 0 | 0 | 0% | 0 | 0 | 0% | Normal | 0% | 0 | 0 | 0 | [15 empty] | Commercial_Lodging_Existing_Food Preparation_Double Rack Oven_ | 0 | 0
Commercial_Lodging_Existing_Food Preparation_Natural Gas_Fryer_E1 | Commercial | Lodging | Existing | Food Preparation | Natural Gas | Fryer | E1 | Standard | 100% | 0% | 0% | 0.34941 | 0 | 0 | 0 | 7 | 11 | 2021 | 2021 | 100% | 0 | 0 | 0% | Normal | 0% | 0.099602 | 0 | 0 | 1 units | 1 | 0 | 9.6234e-05 | 1034.9987 | 3379.7321 | 0 | 0 |  | 2016 | 1.0743 | RTF Wkbk - ComCookingFryer_v5_0 | RTF Wkbk - ComCookingFryer_v5_0 | RTF Wkbk - ComCookingFryer_v5_0 |  | Commercial_Lodging_Existing_Food Preparation_Fryer_Standard | 0.34941 | 3379.7321
Commercial_Lodging_Existing_Food Preparation_Natural Gas_Fryer_E2 | Commercial | Lodging | Existing | Food Preparation | Natural Gas | Fryer | E2 | ENERGY STAR | 61.81% | 0% | 0% | 0.4392 | 0 | 0 | 0 | 7 | 11 | 2021 | 2047 | 100% | 0 | 0 | 0% | Normal | 0% | 0.061564 | 0 | 0 | 1 units | 1 | 0 | 9.6234e-05 | 639.7296 | 4248.3333 | 0 | 0 |  | 2016 | 1.0743 | RTF Wkbk - ComCookingFryer_v5_0 | RTF Wkbk - ComCookingFryer_v5_0 | RTF Wkbk - ComCookingFryer_v5_0 |  | Commercial_Lodging_Existing_Food Preparation_Fryer_ENERGY STAR | 0.4392 | 4248.3333
Commercial_Lodging_Existing_Food Preparation_Natural Gas_Fryer_E3 | Commercial | Lodging | Existing | Food Preparation | Natural Gas | Fryer | E3 |  | 0% | 0% | 0% | 0 | 0 | 0 | 0 | 0 | 0 | 0 | 0 | 0% | 0 | 0 | 0% | Normal | 0% | 0 | 0 | 0 | [15 empty] | Commercial_Lodging_Existing_Food Preparation_Fryer_ | 0 | 0
Commercial_Lodging_Existing_Food Preparation_Natural Gas_Fryer_E4 | Commercial | Lodging | Existing | Food Preparation | Natural Gas | Fryer | E4 |  | 0% | 0% | 0% | 0 | 0 | 0 | 0 | 0 | 0 | 0 | 0 | 0% | 0 | 0 | 0% | Normal | 0% | 0 | 0 | 0 | [15 empty] | Commercial_Lodging_Existing_Food Preparation_Fryer_ | 0 | 0
Commercial_Lodging_Existing_Food Preparation_Natural Gas_Fryer_E5 | Commercial | Lodging | Existing | Food Preparation | Natural Gas | Fryer | E5 |  | 0% | 0% | 0% | 0 | 0 | 0 | 0 | 0 | 0 | 0 | 0 | 0% | 0 | 0 | 0% | Normal | 0% | 0 | 0 | 0 | [15 empty] | Commercial_Lodging_Existing_Food Preparation_Fryer_ | 0 | 0
Commercial_Lodging_Existing_Food Preparation_Natural Gas_Fryer_E6 | Commercial | Lodging | Existing | Food Preparation | Natural Gas | Fryer | E6 |  | 0% | 0% | 0% | 0 | 0 | 0 | 0 | 0 | 0 | 0 | 0 | 0% | 0 | 0 | 0% | Normal | 0% | 0 | 0 | 0 | [15 empty] | Commercial_Lodging_Existing_Food Preparation_Fryer_ | 0 | 0
Commercial_Lodging_Existing_Food Preparation_Natural Gas_Fryer_E7 | Commercial | Lodging | Existing | Food Preparation | Natural Gas | Fryer | E7 |  | 0% | 0% | 0% | 0 | 0 | 0 | 0 | 0 | 0 | 0 | 0 | 0% | 0 | 0 | 0% | Normal | 0% | 0 | 0 | 0 | [15 empty] | Commercial_Lodging_Existing_Food Preparation_Fryer_ | 0 | 0
Commercial_Lodging_Existing_Food Preparation_Natural Gas_Fryer_E8 | Commercial | Lodging | Existing | Food Preparation | Natural Gas | Fryer | E8 |  | 0% | 0% | 0% | 0 | 0 | 0 | 0 | 0 | 0 | 0 | 0 | 0% | 0 | 0 | 0% | Normal | 0% | 0 | 0 | 0 | [15 empty] | Commercial_Lodging_Existing_Food Preparation_Fryer_ | 0 | 0
Commercial_Lodging_Existing_Food Preparation_Natural Gas_Fryer_E9 | Commercial | Lodging | Existing | Food Preparation | Natural Gas | Fryer | E9 |  | 0% | 0% | 0% | 0 | 0 | 0 | 0 | 0 | 0 | 0 | 0 | 0% | 0 | 0 | 0% | Normal | 0% | 0 | 0 | 0 | [15 empty] | Commercial_Lodging_Existing_Food Preparation_Fryer_ | 0 | 0
Commercial_Lodging_Existing_Food Preparation_Natural Gas_Fryer_E10 | Commercial | Lodging | Existing | Food Preparation | Natural Gas | Fryer | E10 |  | 0% | 0% | 0% | 0 | 0 | 0 | 0 | 0 | 0 | 0 | 0 | 0% | 0 | 0 | 0% | Normal | 0% | 0 | 0 | 0 | [15 empty] | Commercial_Lodging_Existing_Food Preparation_Fryer_ | 0 | 0
Commercial_Lodging_Existing_Food Preparation_Natural Gas_Broiler_E1 | Commercial | Lodging | Existing | Food Preparation | Natural Gas | Broiler | E1 | Standard | 100% | 0% | 0% | 0.41747 | 0 | 0 | 0 | 8 | 16 | 2021 | 2047 | 100% | 0 | 0 | 0% | Normal | 0% | 0.096277 | 0 | 0 | 1 units | 1 | 0 | 0.00014313 | 672.672 | 2500 | 0 | 0 |  | 2011 | 1.1667 | IL TRM - 4.2.14 - CI-FSE-IRBL-V02-180101 | Estimate | IL TRM - 4.2.14 - CI-FSE-IRBL-V02-180101 |  | Commercial_Lodging_Existing_Food Preparation_Broiler_Standard | 0.41747 | 2500
Commercial_Lodging_Existing_Food Preparation_Natural Gas_Broiler_E2 | Commercial | Lodging | Existing | Food Preparation | Natural Gas | Broiler | E2 | Infrared Burners | 64.29% | 0% | 0% | 0.58446 | 0 | 0 | 0 | 8 | 16 | 2021 | 2047 | 100% | 0 | 0 | 0% | Normal | 0% | 0.061892 | 0 | 0 | 1 units | 1 | 0 | 0.00014313 | 432.432 | 3500 | 0 | 0 |  | 2011 | 1.1667 | IL TRM - 4.2.14 - CI-FSE-IRBL-V02-180101 | IL TRM - 4.2.14 - CI-FSE-IRBL-V02-180101 | IL TRM - 4.2.14 - CI-FSE-IRBL-V02-180101 |  | Commercial_Lodging_Existing_Food Preparation_Broiler_Infrared Burners | 0.58446 | 3500
Commercial_Lodging_Existing_Food Preparation_Natural Gas_Broiler_E3 | Commercial | Lodging | Existing | Food Preparation | Natural Gas | Broiler | E3 |  | 0% | 0% | 0% | 0 | 0 | 0 | 0 | 0 | 0 | 0 | 0 | 0% | 0 | 0 | 0% | Normal | 0% | 0 | 0 | 0 | [15 empty] | Commercial_Lodging_Existing_Food Preparation_Broiler_ | 0 | 0
Commercial_Lodging_Existing_Food Preparation_Natural Gas_Broiler_E4 | Commercial | Lodging | Existing | Food Preparation | Natural Gas | Broiler | E4 |  | 0% | 0% | 0% | 0 | 0 | 0 | 0 | 0 | 0 | 0 | 0 | 0% | 0 | 0 | 0% | Normal | 0% | 0 | 0 | 0 | [15 empty] | Commercial_Lodging_Existing_Food Preparation_Broiler_ | 0 | 0
Commercial_Lodging_Existing_Food Preparation_Natural Gas_Broiler_E5 | Commercial | Lodging | Existing | Food Preparation | Natural Gas | Broiler | E5 |  | 0% | 0% | 0% | 0 | 0 | 0 | 0 | 0 | 0 | 0 | 0 | 0% | 0 | 0 | 0% | Normal | 0% | 0 | 0 | 0 | [15 empty] | Commercial_Lodging_Existing_Food Preparation_Broiler_ | 0 | 0
Commercial_Lodging_Existing_Food Preparation_Natural Gas_Broiler_E6 | Commercial | Lodging | Existing | Food Preparation | Natural Gas | Broiler | E6 |  | 0% | 0% | 0% | 0 | 0 | 0 | 0 | 0 | 0 | 0 | 0 | 0% | 0 | 0 | 0% | Normal | 0% | 0 | 0 | 0 | [15 empty] | Commercial_Lodging_Existing_Food Preparation_Broiler_ | 0 | 0
Commercial_Lodging_Existing_Food Preparation_Natural Gas_Broiler_E7 | Commercial | Lodging | Existing | Food Preparation | Natural Gas | Broiler | E7 |  | 0% | 0% | 0% | 0 | 0 | 0 | 0 | 0 | 0 | 0 | 0 | 0% | 0 | 0 | 0% | Normal | 0% | 0 | 0 | 0 | [15 empty] | Commercial_Lodging_Existing_Food Preparation_Broiler_ | 0 | 0
Commercial_Lodging_Existing_Food Preparation_Natural Gas_Broiler_E8 | Commercial | Lodging | Existing | Food Preparation | Natural Gas | Broiler | E8 |  | 0% | 0% | 0% | 0 | 0 | 0 | 0 | 0 | 0 | 0 | 0 | 0% | 0 | 0 | 0% | Normal | 0% | 0 | 0 | 0 | [15 empty] | Commercial_Lodging_Existing_Food Preparation_Broiler_ | 0 | 0
Commercial_Lodging_Existing_Food Preparation_Natural Gas_Broiler_E9 | Commercial | Lodging | Existing | Food Preparation | Natural Gas | Broiler | E9 |  | 0% | 0% | 0% | 0 | 0 | 0 | 0 | 0 | 0 | 0 | 0 | 0% | 0 | 0 | 0% | Normal | 0% | 0 | 0 | 0 | [15 empty] | Commercial_Lodging_Existing_Food Preparation_Broiler_ | 0 | 0
Commercial_Lodging_Existing_Food Preparation_Natural Gas_Broiler_E10 | Commercial | Lodging | Existing | Food Preparation | Natural Gas | Broiler | E10 |  | 0% | 0% | 0% | 0 | 0 | 0 | 0 | 0 | 0 | 0 | 0 | 0% | 0 | 0 | 0% | Normal | 0% | 0 | 0 | 0 | [15 empty] | Commercial_Lodging_Existing_Food Preparation_Broiler_ | 0 | 0
Commercial_Lodging_Existing_Food Preparation_Natural Gas_Griddle_E1 | Commercial | Lodging | Existing | Food Preparation | Natural Gas | Griddle | E1 | Standard | 100% | 0% | 0% | 0.32343 | 0 | 0 | 0 | 8 | 16 | 2021 | 2047 | 100% | 0 | 0 | 0% | Normal | 0% | 0.06879 | 0 | 0 | 1 units | 1 | 0 | 5.5841e-05 | 1231.891 | 5150 | 0 | 0 |  | 2013 | 1.1247 | IL TRM - 4.2.8 - CI-FSE-ESGR-V04-200101 | IL TRM - 4.2.8 - CI-FSE-ESGR-V04-200101 | IL TRM - 4.2.8 - CI-FSE-ESGR-V04-200101 |  | Commercial_Lodging_Existing_Food Preparation_Griddle_Standard | 0.32343 | 5150
Commercial_Lodging_Existing_Food Preparation_Natural Gas_Griddle_E2 | Commercial | Lodging | Existing | Food Preparation | Natural Gas | Griddle | E2 | ENERGY STAR | 86.37% | 0% | 0% | 0.40194 | 0 | 0 | 0 | 8 | 16 | 2021 | 2047 | 100% | 0 | 0 | 0% | Normal | 0% | 0.059412 | 0 | 0 | 1 units | 1 | 0 | 5.5841e-05 | 1063.9446 | 6400 | 0 | 0 |  | 2013 | 1.1247 | IL TRM - 4.2.8 - CI-FSE-ESGR-V04-200101 | IL TRM - 4.2.8 - CI-FSE-ESGR-V04-200101 | IL TRM - 4.2.8 - CI-FSE-ESGR-V04-200101 |  | Commercial_Lodging_Existing_Food Preparation_Griddle_ENERGY STAR | 0.40194 | 6400
Commercial_Lodging_Existing_Food Preparation_Natural Gas_Griddle_E3 | Commercial | Lodging | Existing | Food Preparation | Natural Gas | Griddle | E3 |  | 0% | 0% | 0% | 0 | 0 | 0 | 0 | 0 | 0 | 0 | 0 | 0% | 0 | 0 | 0% | Normal | 0% | 0 | 0 | 0 | [15 empty] | Commercial_Lodging_Existing_Food Preparation_Griddle_ | 0 | 0
Commercial_Lodging_Existing_Food Preparation_Natural Gas_Griddle_E4 | Commercial | Lodging | Existing | Food Preparation | Natural Gas | Griddle | E4 |  | 0% | 0% | 0% | 0 | 0 | 0 | 0 | 0 | 0 | 0 | 0 | 0% | 0 | 0 | 0% | Normal | 0% | 0 | 0 | 0 | [15 empty] | Commercial_Lodging_Existing_Food Preparation_Griddle_ | 0 | 0
Commercial_Lodging_Existing_Food Preparation_Natural Gas_Griddle_E5 | Commercial | Lodging | Existing | Food Preparation | Natural Gas | Griddle | E5 |  | 0% | 0% | 0% | 0 | 0 | 0 | 0 | 0 | 0 | 0 | 0 | 0% | 0 | 0 | 0% | Normal | 0% | 0 | 0 | 0 | [15 empty] | Commercial_Lodging_Existing_Food Preparation_Griddle_ | 0 | 0
Commercial_Lodging_Existing_Food Preparation_Natural Gas_Griddle_E6 | Commercial | Lodging | Existing | Food Preparation | Natural Gas | Griddle | E6 |  | 0% | 0% | 0% | 0 | 0 | 0 | 0 | 0 | 0 | 0 | 0 | 0% | 0 | 0 | 0% | Normal | 0% | 0 | 0 | 0 | [15 empty] | Commercial_Lodging_Existing_Food Preparation_Griddle_ | 0 | 0
Commercial_Lodging_Existing_Food Preparation_Natural Gas_Griddle_E7 | Commercial | Lodging | Existing | Food Preparation | Natural Gas | Griddle | E7 |  | 0% | 0% | 0% | 0 | 0 | 0 | 0 | 0 | 0 | 0 | 0 | 0% | 0 | 0 | 0% | Normal | 0% | 0 | 0 | 0 | [15 empty] | Commercial_Lodging_Existing_Food Preparation_Griddle_ | 0 | 0
Commercial_Lodging_Existing_Food Preparation_Natural Gas_Griddle_E8 | Commercial | Lodging | Existing | Food Preparation | Natural Gas | Griddle | E8 |  | 0% | 0% | 0% | 0 | 0 | 0 | 0 | 0 | 0 | 0 | 0 | 0% | 0 | 0 | 0% | Normal | 0% | 0 | 0 | 0 | [15 empty] | Commercial_Lodging_Existing_Food Preparation_Griddle_ | 0 | 0
Commercial_Lodging_Existing_Food Preparation_Natural Gas_Griddle_E9 | Commercial | Lodging | Existing | Food Preparation | Natural Gas | Griddle | E9 |  | 0% | 0% | 0% | 0 | 0 | 0 | 0 | 0 | 0 | 0 | 0 | 0% | 0 | 0 | 0% | Normal | 0% | 0 | 0 | 0 | [15 empty] | Commercial_Lodging_Existing_Food Preparation_Griddle_ | 0 | 0
Commercial_Lodging_Existing_Food Preparation_Natural Gas_Griddle_E10 | Commercial | Lodging | Existing | Food Preparation | Natural Gas | Griddle | E10 |  | 0% | 0% | 0% | 0 | 0 | 0 | 0 | 0 | 0 | 0 | 0 | 0% | 0 | 0 | 0% | Normal | 0% | 0 | 0 | 0 | [15 empty] | Commercial_Lodging_Existing_Food Preparation_Griddle_ | 0 | 0
Commercial_Lodging_Existing_Food Preparation_Natural Gas_Range_E1 | Commercial | Lodging | Existing | Food Preparation | Natural Gas | Range | E1 | Standard | 100% | 0% | 0% | 0.43753 | 0 | 0 | 0 | 8 | 12 | 2021 | 2047 | 100% | 0 | 0 | 0% | Normal | 0% | 0.066292 | 0 | 0 | 1 units | 1 | 0 | 5.5243e-05 | 1200 | 7450 | 0 | 0 |  | 2017 | 1.0631 | COOK_OVN-Food Preparation-AEO17-1 | EIA 2018 Tech Forecast | Navigant 2009 |  | Commercial_Lodging_Existing_Food Preparation_Range_Standard | 0.43753 | 7450
Commercial_Lodging_Existing_Food Preparation_Natural Gas_Range_E2 | Commercial | Lodging | Existing | Food Preparation | Natural Gas | Range | E2 | High Efficiency | 85.71% | 0% | 0% | 0.43753 | 0 | 0 | 0 | 8 | 12 | 2021 | 2047 | 100% | 0 | 0 | 0% | Normal | 0% | 0.056822 | 0 | 0 | 1 units | 1 | 0 | 5.5243e-05 | 1028.5714 | 7450.01 | 0 | 0 |  | 2017 | 1.0631 | COOK_OVN-Food Preparation-AEO17-1 | EIA 2018 Tech Forecast | EIA 2018 Tech Forecast |  | Commercial_Lodging_Existing_Food Preparation_Range_High Efficiency | 0.43753 | 7450.01
Commercial_Lodging_Existing_Food Preparation_Natural Gas_Range_E3 | Commercial | Lodging | Existing | Food Preparation | Natural Gas | Range | E3 |  | 0% | 0% | 0% | 0 | 0 | 0 | 0 | 0 | 0 | 0 | 0 | 0% | 0 | 0 | 0% | Normal | 0% | 0 | 0 | 0 | [15 empty] | Commercial_Lodging_Existing_Food Preparation_Range_ | 0 | 0
Commercial_Lodging_Existing_Food Preparation_Natural Gas_Range_E4 | Commercial | Lodging | Existing | Food Preparation | Natural Gas | Range | E4 |  | 0% | 0% | 0% | 0 | 0 | 0 | 0 | 0 | 0 | 0 | 0 | 0% | 0 | 0 | 0% | Normal | 0% | 0 | 0 | 0 | [15 empty] | Commercial_Lodging_Existing_Food Preparation_Range_ | 0 | 0
Commercial_Lodging_Existing_Food Preparation_Natural Gas_Range_E5 | Commercial | Lodging | Existing | Food Preparation | Natural Gas | Range | E5 |  | 0% | 0% | 0% | 0 | 0 | 0 | 0 | 0 | 0 | 0 | 0 | 0% | 0 | 0 | 0% | Normal | 0% | 0 | 0 | 0 | [15 empty] | Commercial_Lodging_Existing_Food Preparation_Range_ | 0 | 0
Commercial_Lodging_Existing_Food Preparation_Natural Gas_Range_E6 | Commercial | Lodging | Existing | Food Preparation | Natural Gas | Range | E6 |  | 0% | 0% | 0% | 0 | 0 | 0 | 0 | 0 | 0 | 0 | 0 | 0% | 0 | 0 | 0% | Normal | 0% | 0 | 0 | 0 | [15 empty] | Commercial_Lodging_Existing_Food Preparation_Range_ | 0 | 0
Commercial_Lodging_Existing_Food Preparation_Natural Gas_Range_E7 | Commercial | Lodging | Existing | Food Preparation | Natural Gas | Range | E7 |  | 0% | 0% | 0% | 0 | 0 | 0 | 0 | 0 | 0 | 0 | 0 | 0% | 0 | 0 | 0% | Normal | 0% | 0 | 0 | 0 | [15 empty] | Commercial_Lodging_Existing_Food Preparation_Range_ | 0 | 0
Commercial_Lodging_Existing_Food Preparation_Natural Gas_Range_E8 | Commercial | Lodging | Existing | Food Preparation | Natural Gas | Range | E8 |  | 0% | 0% | 0% | 0 | 0 | 0 | 0 | 0 | 0 | 0 | 0 | 0% | 0 | 0 | 0% | Normal | 0% | 0 | 0 | 0 | [15 empty] | Commercial_Lodging_Existing_Food Preparation_Range_ | 0 | 0
Commercial_Lodging_Existing_Food Preparation_Natural Gas_Range_E9 | Commercial | Lodging | Existing | Food Preparation | Natural Gas | Range | E9 |  | 0% | 0% | 0% | 0 | 0 | 0 | 0 | 0 | 0 | 0 | 0 | 0% | 0 | 0 | 0% | Normal | 0% | 0 | 0 | 0 | [15 empty] | Commercial_Lodging_Existing_Food Preparation_Range_ | 0 | 0
Commercial_Lodging_Existing_Food Preparation_Natural Gas_Range_E10 | Commercial | Lodging | Existing | Food Preparation | Natural Gas | Range | E10 |  | 0% | 0% | 0% | 0 | 0 | 0 | 0 | 0 | 0 | 0 | 0 | 0% | 0 | 0 | 0% | Normal | 0% | 0 | 0 | 0 | [15 empty] | Commercial_Lodging_Existing_Food Preparation_Range_ | 0 | 0
Commercial_Lodging_Existing_Food Preparation_Natural Gas_Steamer_E1 | Commercial | Lodging | Existing | Food Preparation | Natural Gas | Steamer | E1 | Standard | 100% | 0% | 0% | 0.93871 | 0 | 0 | 0 | 6 | 10 | 2021 | 2021 | 100% | 0 | 0 | 0% | Normal | 0% | 0.12343 | 0 | 0 | 1 units | 1 | 0 | 8.3762e-05 | 1473.5418 | 10431.946 | 0 | 0 |  | 2016 | 1.0743 | RTF Wkbk - ComCookingSteamer_v5_0 | RTF Wkbk - ComCookingSteamer_v5_0 | RTF Wkbk - ComCookingSteamer_v5_0 |  | Commercial_Lodging_Existing_Food Preparation_Steamer_Standard | 0.93871 | 10431.946
Commercial_Lodging_Existing_Food Preparation_Natural Gas_Steamer_E2 | Commercial | Lodging | Existing | Food Preparation | Natural Gas | Steamer | E2 | ENERGY STAR | 17.54% | 0% | 0% | 0.93871 | 0 | -0.061805 | 0 | 6 | 10 | 2021 | 2047 | 100% | 0 | 0 | 0% | Normal | 0% | 0.021644 | 0 | 0 | 1 units | 1 | 0 | 8.3762e-05 | 258.3998 | 10431.956 | 0 | -686.8492 |  | 2016 | 1.0743 | RTF Wkbk - ComCookingSteamer_v5_0 | RTF Wkbk - ComCookingSteamer_v5_0 | RTF Wkbk - ComCookingSteamer_v5_0 |  | Commercial_Lodging_Existing_Food Preparation_Steamer_ENERGY STAR | 0.8769 | 9745.1068
Commercial_Lodging_Existing_Food Preparation_Natural Gas_Steamer_E3 | Commercial | Lodging | Existing | Food Preparation | Natural Gas | Steamer | E3 |  | 0% | 0% | 0% | 0 | 0 | 0 | 0 | 0 | 0 | 0 | 0 | 0% | 0 | 0 | 0% | Normal | 0% | 0 | 0 | 0 | [15 empty] | Commercial_Lodging_Existing_Food Preparation_Steamer_ | 0 | 0
Commercial_Lodging_Existing_Food Preparation_Natural Gas_Steamer_E4 | Commercial | Lodging | Existing | Food Preparation | Natural Gas | Steamer | E4 |  | 0% | 0% | 0% | 0 | 0 | 0 | 0 | 0 | 0 | 0 | 0 | 0% | 0 | 0 | 0% | Normal | 0% | 0 | 0 | 0 | [15 empty] | Commercial_Lodging_Existing_Food Preparation_Steamer_ | 0 | 0
Commercial_Lodging_Existing_Food Preparation_Natural Gas_Steamer_E5 | Commercial | Lodging | Existing | Food Preparation | Natural Gas | Steamer | E5 |  | 0% | 0% | 0% | 0 | 0 | 0 | 0 | 0 | 0 | 0 | 0 | 0% | 0 | 0 | 0% | Normal | 0% | 0 | 0 | 0 | [15 empty] | Commercial_Lodging_Existing_Food Preparation_Steamer_ | 0 | 0
Commercial_Lodging_Existing_Food Preparation_Natural Gas_Steamer_E6 | Commercial | Lodging | Existing | Food Preparation | Natural Gas | Steamer | E6 |  | 0% | 0% | 0% | 0 | 0 | 0 | 0 | 0 | 0 | 0 | 0 | 0% | 0 | 0 | 0% | Normal | 0% | 0 | 0 | 0 | [15 empty] | Commercial_Lodging_Existing_Food Preparation_Steamer_ | 0 | 0
Commercial_Lodging_Existing_Food Preparation_Natural Gas_Steamer_E7 | Commercial | Lodging | Existing | Food Preparation | Natural Gas | Steamer | E7 |  | 0% | 0% | 0% | 0 | 0 | 0 | 0 | 0 | 0 | 0 | 0 | 0% | 0 | 0 | 0% | Normal | 0% | 0 | 0 | 0 | [15 empty] | Commercial_Lodging_Existing_Food Preparation_Steamer_ | 0 | 0
Commercial_Lodging_Existing_Food Preparation_Natural Gas_Steamer_E8 | Commercial | Lodging | Existing | Food Preparation | Natural Gas | Steamer | E8 |  | 0% | 0% | 0% | 0 | 0 | 0 | 0 | 0 | 0 | 0 | 0 | 0% | 0 | 0 | 0% | Normal | 0% | 0 | 0 | 0 | [15 empty] | Commercial_Lodging_Existing_Food Preparation_Steamer_ | 0 | 0
Commercial_Lodging_Existing_Food Preparation_Natural Gas_Steamer_E9 | Commercial | Lodging | Existing | Food Preparation | Natural Gas | Steamer | E9 |  | 0% | 0% | 0% | 0 | 0 | 0 | 0 | 0 | 0 | 0 | 0 | 0% | 0 | 0 | 0% | Normal | 0% | 0 | 0 | 0 | [15 empty] | Commercial_Lodging_Existing_Food Preparation_Steamer_ | 0 | 0
Commercial_Lodging_Existing_Food Preparation_Natural Gas_Steamer_E10 | Commercial | Lodging | Existing | Food Preparation | Natural Gas | Steamer | E10 |  | 0% | 0% | 0% | 0 | 0 | 0 | 0 | 0 | 0 | 0 | 0 | 0% | 0 | 0 | 0% | Normal | 0% | 0 | 0 | 0 | [15 empty] | Commercial_Lodging_Existing_Food Preparation_Steamer_ | 0 | 0
Commercial_Lodging_Existing_Food Preparation_Natural Gas_Commercial Food Prep Other_E1 | Commercial | Lodging | Existing | Food Preparation | Natural Gas | Commercial Food Prep Other | E1 | Standard | 100% | 0% | 0% | 0.024634 | 0 | 0 | 0 | 8 | 12 | 2021 | 2047 | 100% | 0 | 0 | 0% | Normal | 0% | 0.029568 | 0 | 0 | 1 units | 1 | 0 | 2.0776e-05 | 1423.18 | 1000 | 0 | 0 |  | 2010 | 1.1857 | Default | Default | Default |  | Commercial_Lodging_Existing_Food Preparation_Commercial Food Prep Other_Standard | 0.024634 | 1000
Commercial_Lodging_Existing_Food Preparation_Natural Gas_Commercial Food Prep Other_E2 | Commercial | Lodging | Existing | Food Preparation | Natural Gas | Commercial Food Prep Other | E2 | ENERGY STAR | 74.27% | 0% | 0% | 0.029924 | 0 | 0 | 0 | 8 | 12 | 2021 | 2047 | 100% | 0 | 0 | 0% | Normal | 0% | 0.02196 | 0 | 0 | 1 units | 1 | 0 | 2.0776e-05 | 1057.0182 | 1214.7567 | 0 | 0 |  | 2010 | 1.1857 | N/A | N/A | N/A |  | Commercial_Lodging_Existing_Food Preparation_Commercial Food Prep Other_ENERGY STAR | 0.029924 | 1214.7567
Commercial_Lodging_Existing_Food Preparation_Natural Gas_Commercial Food Prep Other_E3 | Commercial | Lodging | Existing | Food Preparation | Natural Gas | Commercial Food Prep Other | E3 |  | 0% | 0% | 0% | 0 | 0 | 0 | 0 | 0 | 0 | 0 | 0 | 0% | 0 | 0 | 0% | Normal | 0% | 0 | 0 | 0 | [15 empty] | Commercial_Lodging_Existing_Food Preparation_Commercial Food Prep Other_ | 0 | 0
Commercial_Lodging_Existing_Food Preparation_Natural Gas_Commercial Food Prep Other_E4 | Commercial | Lodging | Existing | Food Preparation | Natural Gas | Commercial Food Prep Other | E4 |  | 0% | 0% | 0% | 0 | 0 | 0 | 0 | 0 | 0 | 0 | 0 | 0% | 0 | 0 | 0% | Normal | 0% | 0 | 0 | 0 | [15 empty] | Commercial_Lodging_Existing_Food Preparation_Commercial Food Prep Other_ | 0 | 0
Commercial_Lodging_Existing_Food Preparation_Natural Gas_Commercial Food Prep Other_E5 | Commercial | Lodging | Existing | Food Preparation | Natural Gas | Commercial Food Prep Other | E5 |  | 0% | 0% | 0% | 0 | 0 | 0 | 0 | 0 | 0 | 0 | 0 | 0% | 0 | 0 | 0% | Normal | 0% | 0 | 0 | 0 | [15 empty] | Commercial_Lodging_Existing_Food Preparation_Commercial Food Prep Other_ | 0 | 0
Commercial_Lodging_Existing_Food Preparation_Natural Gas_Commercial Food Prep Other_E6 | Commercial | Lodging | Existing | Food Preparation | Natural Gas | Commercial Food Prep Other | E6 |  | 0% | 0% | 0% | 0 | 0 | 0 | 0 | 0 | 0 | 0 | 0 | 0% | 0 | 0 | 0% | Normal | 0% | 0 | 0 | 0 | [15 empty] | Commercial_Lodging_Existing_Food Preparation_Commercial Food Prep Other_ | 0 | 0
Commercial_Lodging_Existing_Food Preparation_Natural Gas_Commercial Food Prep Other_E7 | Commercial | Lodging | Existing | Food Preparation | Natural Gas | Commercial Food Prep Other | E7 |  | 0% | 0% | 0% | 0 | 0 | 0 | 0 | 0 | 0 | 0 | 0 | 0% | 0 | 0 | 0% | Normal | 0% | 0 | 0 | 0 | [15 empty] | Commercial_Lodging_Existing_Food Preparation_Commercial Food Prep Other_ | 0 | 0
Commercial_Lodging_Existing_Food Preparation_Natural Gas_Commercial Food Prep Other_E8 | Commercial | Lodging | Existing | Food Preparation | Natural Gas | Commercial Food Prep Other | E8 |  | 0% | 0% | 0% | 0 | 0 | 0 | 0 | 0 | 0 | 0 | 0 | 0% | 0 | 0 | 0% | Normal | 0% | 0 | 0 | 0 | [15 empty] | Commercial_Lodging_Existing_Food Preparation_Commercial Food Prep Other_ | 0 | 0
Commercial_Lodging_Existing_Food Preparation_Natural Gas_Commercial Food Prep Other_E9 | Commercial | Lodging | Existing | Food Preparation | Natural Gas | Commercial Food Prep Other | E9 |  | 0% | 0% | 0% | 0 | 0 | 0 | 0 | 0 | 0 | 0 | 0 | 0% | 0 | 0 | 0% | Normal | 0% | 0 | 0 | 0 | [15 empty] | Commercial_Lodging_Existing_Food Preparation_Commercial Food Prep Other_ | 0 | 0
Commercial_Lodging_Existing_Food Preparation_Natural Gas_Commercial Food Prep Other_E10 | Commercial | Lodging | Existing | Food Preparation | Natural Gas | Commercial Food Prep Other | E10 |  | 0% | 0% | 0% | 0 | 0 | 0 | 0 | 0 | 0 | 0 | 0 | 0% | 0 | 0 | 0% | Normal | 0% | 0 | 0 | 0 | [15 empty] | Commercial_Lodging_Existing_Food Preparation_Commercial Food Prep Other_ | 0 | 0
Commercial_Lodging_Existing_Miscellaneous_Natural Gas_Pool Heater_E1 | Commercial | Lodging | Existing | Miscellaneous | Natural Gas | Pool Heater | E1 | Standard (EF .78) | 100% | 0% | 0% | 0.008984 | 0 | 0 | 0 | 4 | 8 | 2021 | 2047 | 100% | 0 | 0 | 0% | Normal | 0% | 0.0067056 | 0 | 0 | 1 units | 1 | 0 | 4.5034e-07 | 14890 | 18052 | 0 | 0 |  | 2014 | 1.1051 | DOE Commercial R&D 2016 - Table 7-6 | DOE Commercial R&D 2016 - Table 7-7 | DOE Commercial R&D 2016 - Table 7-8 |  | Commercial_Lodging_Existing_Miscellaneous_Pool Heater_Standard (EF .78) | 0.008984 | 18052
Commercial_Lodging_Existing_Miscellaneous_Natural Gas_Pool Heater_E2 | Commercial | Lodging | Existing | Miscellaneous | Natural Gas | Pool Heater | E2 | Condensing (EF .90) | 85% | 0% | 0% | 0.01471 | 0 | 0 | 0 | 4 | 8 | 2021 | 2047 | 100% | 0 | 0 | 0% | Normal | 0% | 0.0056997 | 0 | 0 | 1 units | 1 | 0 | 4.5034e-07 | 12656.5 | 29558 | 0 | 0 |  | 2014 | 1.1051 | DOE Commercial R&D 2016 - Table 7-6 | DOE Commercial R&D 2016 - Table 7-7 | DOE Commercial R&D 2016 - Table 7-9 |  | Commercial_Lodging_Existing_Miscellaneous_Pool Heater_Condensing (EF .90) | 0.01471 | 29558
Commercial_Lodging_Existing_Miscellaneous_Natural Gas_Pool Heater_E3 | Commercial | Lodging | Existing | Miscellaneous | Natural Gas | Pool Heater | E3 |  | 0% | 0% | 0% | 0 | 0 | 0 | 0 | 0 | 0 | 0 | 0 | 0% | 0 | 0 | 0% | Normal | 0% | 0 | 0 | 0 | [15 empty] | Commercial_Lodging_Existing_Miscellaneous_Pool Heater_ | 0 | 0
Commercial_Lodging_Existing_Miscellaneous_Natural Gas_Pool Heater_E4 | Commercial | Lodging | Existing | Miscellaneous | Natural Gas | Pool Heater | E4 |  | 0% | 0% | 0% | 0 | 0 | 0 | 0 | 0 | 0 | 0 | 0 | 0% | 0 | 0 | 0% | Normal | 0% | 0 | 0 | 0 | [15 empty] | Commercial_Lodging_Existing_Miscellaneous_Pool Heater_ | 0 | 0
Commercial_Lodging_Existing_Miscellaneous_Natural Gas_Pool Heater_E5 | Commercial | Lodging | Existing | Miscellaneous | Natural Gas | Pool Heater | E5 |  | 0% | 0% | 0% | 0 | 0 | 0 | 0 | 0 | 0 | 0 | 0 | 0% | 0 | 0 | 0% | Normal | 0% | 0 | 0 | 0 | [15 empty] | Commercial_Lodging_Existing_Miscellaneous_Pool Heater_ | 0 | 0
Commercial_Lodging_Existing_Miscellaneous_Natural Gas_Pool Heater_E6 | Commercial | Lodging | Existing | Miscellaneous | Natural Gas | Pool Heater | E6 |  | 0% | 0% | 0% | 0 | 0 | 0 | 0 | 0 | 0 | 0 | 0 | 0% | 0 | 0 | 0% | Normal | 0% | 0 | 0 | 0 | [15 empty] | Commercial_Lodging_Existing_Miscellaneous_Pool Heater_ | 0 | 0
Commercial_Lodging_Existing_Miscellaneous_Natural Gas_Pool Heater_E7 | Commercial | Lodging | Existing | Miscellaneous | Natural Gas | Pool Heater | E7 |  | 0% | 0% | 0% | 0 | 0 | 0 | 0 | 0 | 0 | 0 | 0 | 0% | 0 | 0 | 0% | Normal | 0% | 0 | 0 | 0 | [15 empty] | Commercial_Lodging_Existing_Miscellaneous_Pool Heater_ | 0 | 0
Commercial_Lodging_Existing_Miscellaneous_Natural Gas_Pool Heater_E8 | Commercial | Lodging | Existing | Miscellaneous | Natural Gas | Pool Heater | E8 |  | 0% | 0% | 0% | 0 | 0 | 0 | 0 | 0 | 0 | 0 | 0 | 0% | 0 | 0 | 0% | Normal | 0% | 0 | 0 | 0 | [15 empty] | Commercial_Lodging_Existing_Miscellaneous_Pool Heater_ | 0 | 0
Commercial_Lodging_Existing_Miscellaneous_Natural Gas_Pool Heater_E9 | Commercial | Lodging | Existing | Miscellaneous | Natural Gas | Pool Heater | E9 |  | 0% | 0% | 0% | 0 | 0 | 0 | 0 | 0 | 0 | 0 | 0 | 0% | 0 | 0 | 0% | Normal | 0% | 0 | 0 | 0 | [15 empty] | Commercial_Lodging_Existing_Miscellaneous_Pool Heater_ | 0 | 0
Commercial_Lodging_Existing_Miscellaneous_Natural Gas_Pool Heater_E10 | Commercial | Lodging | Existing | Miscellaneous | Natural Gas | Pool Heater | E10 |  | 0% | 0% | 0% | 0 | 0 | 0 | 0 | 0 | 0 | 0 | 0 | 0% | 0 | 0 | 0% | Normal | 0% | 0 | 0 | 0 | [15 empty] | Commercial_Lodging_Existing_Miscellaneous_Pool Heater_ | 0 | 0
Commercial_Lodging_Existing_Miscellaneous_Natural Gas_Miscellaneous_E1 | Commercial | Lodging | Existing | Miscellaneous | Natural Gas | Miscellaneous | E1 | Miscellaneous | 100% | 0% | 0% | 0.0055219 | 0 | 0 | 0 | 2 | 8 | 2021 | 2047 | 100% | 0 | 0 | 0% | Normal | 0% | 0.0051401 | 0 | 0 | 1 units | 1 | 0 | 0.0051401 | 1 | 1 | 0 | 0 |  | 2016 | 1.0743 | N/A | N/A | N/A |  | Commercial_Lodging_Existing_Miscellaneous_Miscellaneous_Miscellaneous | 0.0055219 | 1
Commercial_Lodging_Existing_Miscellaneous_Natural Gas_Miscellaneous_E2 | Commercial | Lodging | Existing | Miscellaneous | Natural Gas | Miscellaneous | E2 |  | 0% | 0% | 0% | 0 | 0 | 0 | 0 | 0 | 0 | 0 | 0 | 0% | 0 | 0 | 0% | Normal | 0% | 0 | 0 | 0 | [15 empty] | Commercial_Lodging_Existing_Miscellaneous_Miscellaneous_ | 0 | 0
Commercial_Lodging_Existing_Miscellaneous_Natural Gas_Miscellaneous_E3 | Commercial | Lodging | Existing | Miscellaneous | Natural Gas | Miscellaneous | E3 |  | 0% | 0% | 0% | 0 | 0 | 0 | 0 | 0 | 0 | 0 | 0 | 0% | 0 | 0 | 0% | Normal | 0% | 0 | 0 | 0 | [15 empty] | Commercial_Lodging_Existing_Miscellaneous_Miscellaneous_ | 0 | 0
Commercial_Lodging_Existing_Miscellaneous_Natural Gas_Miscellaneous_E4 | Commercial | Lodging | Existing | Miscellaneous | Natural Gas | Miscellaneous | E4 |  | 0% | 0% | 0% | 0 | 0 | 0 | 0 | 0 | 0 | 0 | 0 | 0% | 0 | 0 | 0% | Normal | 0% | 0 | 0 | 0 | [15 empty] | Commercial_Lodging_Existing_Miscellaneous_Miscellaneous_ | 0 | 0
Commercial_Lodging_Existing_Miscellaneous_Natural Gas_Miscellaneous_E5 | Commercial | Lodging | Existing | Miscellaneous | Natural Gas | Miscellaneous | E5 |  | 0% | 0% | 0% | 0 | 0 | 0 | 0 | 0 | 0 | 0 | 0 | 0% | 0 | 0 | 0% | Normal | 0% | 0 | 0 | 0 | [15 empty] | Commercial_Lodging_Existing_Miscellaneous_Miscellaneous_ | 0 | 0
Commercial_Lodging_Existing_Miscellaneous_Natural Gas_Miscellaneous_E6 | Commercial | Lodging | Existing | Miscellaneous | Natural Gas | Miscellaneous | E6 |  | 0% | 0% | 0% | 0 | 0 | 0 | 0 | 0 | 0 | 0 | 0 | 0% | 0 | 0 | 0% | Normal | 0% | 0 | 0 | 0 | [15 empty] | Commercial_Lodging_Existing_Miscellaneous_Miscellaneous_ | 0 | 0
Commercial_Lodging_Existing_Miscellaneous_Natural Gas_Miscellaneous_E7 | Commercial | Lodging | Existing | Miscellaneous | Natural Gas | Miscellaneous | E7 |  | 0% | 0% | 0% | 0 | 0 | 0 | 0 | 0 | 0 | 0 | 0 | 0% | 0 | 0 | 0% | Normal | 0% | 0 | 0 | 0 | [15 empty] | Commercial_Lodging_Existing_Miscellaneous_Miscellaneous_ | 0 | 0
Commercial_Lodging_Existing_Miscellaneous_Natural Gas_Miscellaneous_E8 | Commercial | Lodging | Existing | Miscellaneous | Natural Gas | Miscellaneous | E8 |  | 0% | 0% | 0% | 0 | 0 | 0 | 0 | 0 | 0 | 0 | 0 | 0% | 0 | 0 | 0% | Normal | 0% | 0 | 0 | 0 | [15 empty] | Commercial_Lodging_Existing_Miscellaneous_Miscellaneous_ | 0 | 0
Commercial_Lodging_Existing_Miscellaneous_Natural Gas_Miscellaneous_E9 | Commercial | Lodging | Existing | Miscellaneous | Natural Gas | Miscellaneous | E9 |  | 0% | 0% | 0% | 0 | 0 | 0 | 0 | 0 | 0 | 0 | 0 | 0% | 0 | 0 | 0% | Normal | 0% | 0 | 0 | 0 | [15 empty] | Commercial_Lodging_Existing_Miscellaneous_Miscellaneous_ | 0 | 0
Commercial_Lodging_Existing_Miscellaneous_Natural Gas_Miscellaneous_E10 | Commercial | Lodging | Existing | Miscellaneous | Natural Gas | Miscellaneous | E10 |  | 0% | 0% | 0% | 0 | 0 | 0 | 0 | 0 | 0 | 0 | 0 | 0% | 0 | 0 | 0% | Normal | 0% | 0 | 0 | 0 | [15 empty] | Commercial_Lodging_Existing_Miscellaneous_Miscellaneous_ | 0 | 0
Commercial_Lodging_New_Space Heating_Natural Gas_Furnace_E1 | Commercial | Lodging | New | Space Heating | Natural Gas | Furnace | E1 | AFUE 80% (Standard) | 100% | 0% | 0% | 0.12471 | 0.13065 | 0.020192 | 0 | 17 | 29 | 2021 | 2023 | 100% | 0 | 0 | 0% | Normal | 0% | 0.49867 | 0 | 0 | 400 kBtu/hr | 400 | 0 | 0.04469 | 0.49867 | 1050 | 1100 | 170 |  | 2017 | 1.0631 | EIA18_Tech Forecast Updates_p.90_Current Standard | EIA18_Tech Forecast Updates_p.90_Current Standard | AEG BEST |  | Commercial_Lodging_New_Space Heating_Furnace_AFUE 80% (Standard) | 0.27556 | 2320
Commercial_Lodging_New_Space Heating_Natural Gas_Furnace_E2 | Commercial | Lodging | New | Space Heating | Natural Gas | Furnace | E2 | AFUE 90% | 88.89% | 0% | 0% | 0.20785 | 0.15441 | 0.020785 | 0 | 17 | 29 | 2021 | 2047 | 100% | 0 | 0 | 0% | Normal | 0% | 0.44327 | 0 | 0 | 400 kBtu/hr | 400 | 0 | 0.04469 | 0.44327 | 1750 | 1300 | 175 |  | 2017 | 1.0631 | EIA18_Tech Forecast Updates_p.90_2020 Typical | EIA18_Tech Forecast Updates_p.90_2020 Typical | AEG BEST |  | Commercial_Lodging_New_Space Heating_Furnace_AFUE 90% | 0.38305 | 3225
Commercial_Lodging_New_Space Heating_Natural Gas_Furnace_E3 | Commercial | Lodging | New | Space Heating | Natural Gas | Furnace | E3 | AFUE 96% | 83.33% | 0% | 0% | 0.291 | 0.17816 | 0.021379 | 0 | 17 | 29 | 2021 | 2047 | 100% | 0 | 0 | 0% | Normal | 0% | 0.41556 | 0 | 0 | 400 kBtu/hr | 400 | 0 | 0.04469 | 0.41556 | 2450 | 1500 | 180 |  | 2017 | 1.0631 | EIA18_Tech Forecast Updates_p.90_2020 High | EIA18_Tech Forecast Updates_p.90_2020 High | AEG BEST |  | Commercial_Lodging_New_Space Heating_Furnace_AFUE 96% | 0.49054 | 4130
Commercial_Lodging_New_Space Heating_Natural Gas_Furnace_E4 | Commercial | Lodging | New | Space Heating | Natural Gas | Furnace | E4 |  | 0% | 0% | 0% | 0 | 0 | 0 | 0 | 0 | 0 | 0 | 0 | 0% | 0 | 0 | 0% | Normal | 0% | 0 | 0 | 0 | [15 empty] | Commercial_Lodging_New_Space Heating_Furnace_ | 0 | 0
Commercial_Lodging_New_Space Heating_Natural Gas_Furnace_E5 | Commercial | Lodging | New | Space Heating | Natural Gas | Furnace | E5 |  | 0% | 0% | 0% | 0 | 0 | 0 | 0 | 0 | 0 | 0 | 0 | 0% | 0 | 0 | 0% | Normal | 0% | 0 | 0 | 0 | [15 empty] | Commercial_Lodging_New_Space Heating_Furnace_ | 0 | 0
Commercial_Lodging_New_Space Heating_Natural Gas_Furnace_E6 | Commercial | Lodging | New | Space Heating | Natural Gas | Furnace | E6 |  | 0% | 0% | 0% | 0 | 0 | 0 | 0 | 0 | 0 | 0 | 0 | 0% | 0 | 0 | 0% | Normal | 0% | 0 | 0 | 0 | [15 empty] | Commercial_Lodging_New_Space Heating_Furnace_ | 0 | 0
Commercial_Lodging_New_Space Heating_Natural Gas_Furnace_E7 | Commercial | Lodging | New | Space Heating | Natural Gas | Furnace | E7 |  | 0% | 0% | 0% | 0 | 0 | 0 | 0 | 0 | 0 | 0 | 0 | 0% | 0 | 0 | 0% | Normal | 0% | 0 | 0 | 0 | [15 empty] | Commercial_Lodging_New_Space Heating_Furnace_ | 0 | 0
Commercial_Lodging_New_Space Heating_Natural Gas_Furnace_E8 | Commercial | Lodging | New | Space Heating | Natural Gas | Furnace | E8 |  | 0% | 0% | 0% | 0 | 0 | 0 | 0 | 0 | 0 | 0 | 0 | 0% | 0 | 0 | 0% | Normal | 0% | 0 | 0 | 0 | [15 empty] | Commercial_Lodging_New_Space Heating_Furnace_ | 0 | 0
Commercial_Lodging_New_Space Heating_Natural Gas_Furnace_E9 | Commercial | Lodging | New | Space Heating | Natural Gas | Furnace | E9 |  | 0% | 0% | 0% | 0 | 0 | 0 | 0 | 0 | 0 | 0 | 0 | 0% | 0 | 0 | 0% | Normal | 0% | 0 | 0 | 0 | [15 empty] | Commercial_Lodging_New_Space Heating_Furnace_ | 0 | 0
Commercial_Lodging_New_Space Heating_Natural Gas_Furnace_E10 | Commercial | Lodging | New | Space Heating | Natural Gas | Furnace | E10 |  | 0% | 0% | 0% | 0 | 0 | 0 | 0 | 0 | 0 | 0 | 0 | 0% | 0 | 0 | 0% | Normal | 0% | 0 | 0 | 0 | [15 empty] | Commercial_Lodging_New_Space Heating_Furnace_ | 0 | 0
Commercial_Lodging_New_Space Heating_Natural Gas_Boiler_E1 | Commercial | Lodging | New | Space Heating | Natural Gas | Boiler | E1 | AFUE 80% (Standard) | 100% | 0% | 0% | 0.97371 | 0.53965 | 0.10558 | 0 | 20 | 30 | 2021 | 2047 | 100% | 0 | 0 | 0% | Normal | 0% | 0.66563 | 0 | 0 | 800 kBtu/hr | 800 | 0 | 0.04469 | 0.66563 | 16600 | 9200 | 1800 |  | 2018 | 1.05 | EIA 2018 Tech Forecast | EIA 2018 Tech Forecast | AEG BEST |  | Commercial_Lodging_New_Space Heating_Boiler_AFUE 80% (Standard) | 1.6189 | 27600
Commercial_Lodging_New_Space Heating_Natural Gas_Boiler_E2 | Commercial | Lodging | New | Space Heating | Natural Gas | Boiler | E2 | AFUE 85% | 94.12% | 0% | 0% | 1.3315 | 0.57191 | 0.10558 | 0 | 20 | 30 | 2021 | 2047 | 100% | 0 | 0 | 0% | Normal | 0% | 0.62648 | 0 | 0 | 800 kBtu/hr | 800 | 0 | 0.04469 | 0.62648 | 22700 | 9750 | 1800 |  | 2018 | 1.05 | EIA 2018 Tech Forecast | EIA 2018 Tech Forecast | AEG BEST |  | Commercial_Lodging_New_Space Heating_Boiler_AFUE 85% | 2.009 | 34250
Commercial_Lodging_New_Space Heating_Natural Gas_Boiler_E3 | Commercial | Lodging | New | Space Heating | Natural Gas | Boiler | E3 | AFUE 97% | 82.47% | 0% | 0% | 2.1552 | 0.53162 | 0.10558 | 0 | 20 | 30 | 2021 | 2047 | 100% | 0 | 0 | 0% | Normal | 0% | 0.54897 | 0 | 0 | 800 kBtu/hr | 800 | 0 | 0.04469 | 0.54897 | 36742.4242 | 9063.1313 | 1800 |  | 2018 | 1.05 | EIA 2018 Tech Forecast | EIA 2018 Tech Forecast | AEG BEST |  | Commercial_Lodging_New_Space Heating_Boiler_AFUE 97% | 2.7924 | 47605.5556
Commercial_Lodging_New_Space Heating_Natural Gas_Boiler_E4 | Commercial | Lodging | New | Space Heating | Natural Gas | Boiler | E4 | Convert to NG Air Source Heat Pump | 57.14% | 0% | 0% | 9.4019 | 0.53965 | 0.17664 | 0 | 10 | 20 | 2021 | 2047 | 100% | 0 | 0 | 0% | Normal | 0% | 0.38036 | 0 | 0 | 800 kBtu/hr | 800 | 0 | 0.04469 | 0.38036 | 158316.7533 | 9086.959 | 2974.436 |  | 2017 | 1.0631 | AEO 2021 - gas_eng-driven_RTHP-heat 2017 typical | AEO 2021 - gas_eng-driven_RTHP-heat 2017 typical | AEG BEST |  | Commercial_Lodging_New_Space Heating_Boiler_Convert to NG Air Source Heat Pump | 10.1182 | 170378.1483
Commercial_Lodging_New_Space Heating_Natural Gas_Boiler_E5 | Commercial | Lodging | New | Space Heating | Natural Gas | Boiler | E5 |  | 0% | 0% | 0% | 0 | 0 | 0 | 0 | 0 | 0 | 0 | 0 | 0% | 0 | 0 | 0% | Normal | 0% | 0 | 0 | 0 | [15 empty] | Commercial_Lodging_New_Space Heating_Boiler_ | 0 | 0
Commercial_Lodging_New_Space Heating_Natural Gas_Boiler_E6 | Commercial | Lodging | New | Space Heating | Natural Gas | Boiler | E6 |  | 0% | 0% | 0% | 0 | 0 | 0 | 0 | 0 | 0 | 0 | 0 | 0% | 0 | 0 | 0% | Normal | 0% | 0 | 0 | 0 | [15 empty] | Commercial_Lodging_New_Space Heating_Boiler_ | 0 | 0
Commercial_Lodging_New_Space Heating_Natural Gas_Boiler_E7 | Commercial | Lodging | New | Space Heating | Natural Gas | Boiler | E7 |  | 0% | 0% | 0% | 0 | 0 | 0 | 0 | 0 | 0 | 0 | 0 | 0% | 0 | 0 | 0% | Normal | 0% | 0 | 0 | 0 | [15 empty] | Commercial_Lodging_New_Space Heating_Boiler_ | 0 | 0
Commercial_Lodging_New_Space Heating_Natural Gas_Boiler_E8 | Commercial | Lodging | New | Space Heating | Natural Gas | Boiler | E8 |  | 0% | 0% | 0% | 0 | 0 | 0 | 0 | 0 | 0 | 0 | 0 | 0% | 0 | 0 | 0% | Normal | 0% | 0 | 0 | 0 | [15 empty] | Commercial_Lodging_New_Space Heating_Boiler_ | 0 | 0
Commercial_Lodging_New_Space Heating_Natural Gas_Boiler_E9 | Commercial | Lodging | New | Space Heating | Natural Gas | Boiler | E9 |  | 0% | 0% | 0% | 0 | 0 | 0 | 0 | 0 | 0 | 0 | 0 | 0% | 0 | 0 | 0% | Normal | 0% | 0 | 0 | 0 | [15 empty] | Commercial_Lodging_New_Space Heating_Boiler_ | 0 | 0
Commercial_Lodging_New_Space Heating_Natural Gas_Boiler_E10 | Commercial | Lodging | New | Space Heating | Natural Gas | Boiler | E10 |  | 0% | 0% | 0% | 0 | 0 | 0 | 0 | 0 | 0 | 0 | 0 | 0% | 0 | 0 | 0% | Normal | 0% | 0 | 0 | 0 | [15 empty] | Commercial_Lodging_New_Space Heating_Boiler_ | 0 | 0
Commercial_Lodging_New_Space Heating_Natural Gas_Unit Heater_E1 | Commercial | Lodging | New | Space Heating | Natural Gas | Unit Heater | E1 | Standard | 100% | 0% | 0% | 0.13508 | 0 | 0 | 0 | 15 | 25 | 2021 | 2047 | 100% | 0 | 0 | 0% | Normal | 0% | 0.25573 | 0 | 0 | 120 kBtu/Hr | 120 | 0 | 0.00012295 | 2080 | 1010.4 | 0 | 0 |  | 2015 | 1.0873 | Xcel CO 2021/22 DSM Plan/TRM p.424 | Xcel CO 2021/22 DSM Plan/TRM p.416 | Xcel CO 2021/22 DSM Plan/TRM p.416 |  | Commercial_Lodging_New_Space Heating_Unit Heater_Standard | 0.13508 | 1010.4
Commercial_Lodging_New_Space Heating_Natural Gas_Unit Heater_E2 | Commercial | Lodging | New | Space Heating | Natural Gas | Unit Heater | E2 | Condensing | 88.94% | 0% | 0% | 0.16106 | 0 | 0 | 0 | 15 | 25 | 2021 | 2047 | 100% | 0 | 0 | 0% | Normal | 0% | 0.22745 | 0 | 0 | 120 kBtu/Hr | 120 | 0 | 0.00012295 | 1850 | 1204.8 | 0 | 0 |  | 2015 | 1.0873 | Xcel CO 2021/22 DSM Plan/TRM p.424 | Xcel CO 2021/22 DSM Plan/TRM p.416 | Xcel CO 2021/22 DSM Plan/TRM p.416 |  | Commercial_Lodging_New_Space Heating_Unit Heater_Condensing | 0.16106 | 1204.8
Commercial_Lodging_New_Space Heating_Natural Gas_Unit Heater_E3 | Commercial | Lodging | New | Space Heating | Natural Gas | Unit Heater | E3 | Infrared Radiant | 88.46% | 0% | 0% | 0.1516 | 0 | 0 | 0 | 10 | 20 | 2021 | 2047 | 100% | 0 | 0 | 0% | Normal | 0% | 0.22622 | 0 | 0 | 120 kBtu/Hr | 120 | 0 | 0.00012295 | 1840 | 1134 | 0 | 0 |  | 2015 | 1.0873 | Xcel CO 2021/22 DSM Plan/TRM p.424 | Xcel CO 2021/22 DSM Plan/TRM p.416 | Xcel CO 2021/22 DSM Plan/TRM p.416 |  | Commercial_Lodging_New_Space Heating_Unit Heater_Infrared Radiant | 0.1516 | 1134
Commercial_Lodging_New_Space Heating_Natural Gas_Unit Heater_E4 | Commercial | Lodging | New | Space Heating | Natural Gas | Unit Heater | E4 |  | 0% | 0% | 0% | 0 | 0 | 0 | 0 | 0 | 0 | 0 | 0 | 0% | 0 | 0 | 0% | Normal | 0% | 0 | 0 | 0 | [15 empty] | Commercial_Lodging_New_Space Heating_Unit Heater_ | 0 | 0
Commercial_Lodging_New_Space Heating_Natural Gas_Unit Heater_E5 | Commercial | Lodging | New | Space Heating | Natural Gas | Unit Heater | E5 |  | 0% | 0% | 0% | 0 | 0 | 0 | 0 | 0 | 0 | 0 | 0 | 0% | 0 | 0 | 0% | Normal | 0% | 0 | 0 | 0 | [15 empty] | Commercial_Lodging_New_Space Heating_Unit Heater_ | 0 | 0
Commercial_Lodging_New_Space Heating_Natural Gas_Unit Heater_E6 | Commercial | Lodging | New | Space Heating | Natural Gas | Unit Heater | E6 |  | 0% | 0% | 0% | 0 | 0 | 0 | 0 | 0 | 0 | 0 | 0 | 0% | 0 | 0 | 0% | Normal | 0% | 0 | 0 | 0 | [15 empty] | Commercial_Lodging_New_Space Heating_Unit Heater_ | 0 | 0
Commercial_Lodging_New_Space Heating_Natural Gas_Unit Heater_E7 | Commercial | Lodging | New | Space Heating | Natural Gas | Unit Heater | E7 |  | 0% | 0% | 0% | 0 | 0 | 0 | 0 | 0 | 0 | 0 | 0 | 0% | 0 | 0 | 0% | Normal | 0% | 0 | 0 | 0 | [15 empty] | Commercial_Lodging_New_Space Heating_Unit Heater_ | 0 | 0
Commercial_Lodging_New_Space Heating_Natural Gas_Unit Heater_E8 | Commercial | Lodging | New | Space Heating | Natural Gas | Unit Heater | E8 |  | 0% | 0% | 0% | 0 | 0 | 0 | 0 | 0 | 0 | 0 | 0 | 0% | 0 | 0 | 0% | Normal | 0% | 0 | 0 | 0 | [15 empty] | Commercial_Lodging_New_Space Heating_Unit Heater_ | 0 | 0
Commercial_Lodging_New_Space Heating_Natural Gas_Unit Heater_E9 | Commercial | Lodging | New | Space Heating | Natural Gas | Unit Heater | E9 |  | 0% | 0% | 0% | 0 | 0 | 0 | 0 | 0 | 0 | 0 | 0 | 0% | 0 | 0 | 0% | Normal | 0% | 0 | 0 | 0 | [15 empty] | Commercial_Lodging_New_Space Heating_Unit Heater_ | 0 | 0
Commercial_Lodging_New_Space Heating_Natural Gas_Unit Heater_E10 | Commercial | Lodging | New | Space Heating | Natural Gas | Unit Heater | E10 |  | 0% | 0% | 0% | 0 | 0 | 0 | 0 | 0 | 0 | 0 | 0 | 0% | 0 | 0 | 0% | Normal | 0% | 0 | 0 | 0 | [15 empty] | Commercial_Lodging_New_Space Heating_Unit Heater_ | 0 | 0
Commercial_Lodging_New_Water Heating_Natural Gas_Water Heater_E1 | Commercial | Lodging | New | Water Heating | Natural Gas | Water Heater | E1 | TE 88% | 100% | 0% | 0% | 0.21884 | 0 | 0.012339 | 0 | 8 | 12 | 2021 | 2047 | 100% | 0 | 0 | 0% | Normal | 0% | 0.35506 | 0 | 0 | 1 kBtu/hr | 1 | 0 | 0.0074166 | 0.35506 | 27.755 | 0 | 1.565 |  | 2017 | 1.0631 | AEO 2021 - gas_water_heater 2017 ENERGY STAR | AEO 2021 - gas_water_heater 2017 ENERGY STAR | DHW_WH-Water Heating-PG&E-R7-14 |  | Commercial_Lodging_New_Water Heating_Water Heater_TE 88% | 0.23118 | 29.32
Commercial_Lodging_New_Water Heating_Natural Gas_Water Heater_E2 | Commercial | Lodging | New | Water Heating | Natural Gas | Water Heater | E2 | TE 96% | 91.67% | 0% | 0% | 0.25441 | 0 | 0.01259 | 0 | 8 | 12 | 2021 | 2047 | 100% | 0 | 0 | 0% | Normal | 0% | 0.32548 | 0 | 0 | 1 kBtu/hr | 1 | 0 | 0.0074166 | 0.32548 | 29.9234 | 0 | 1.4809 |  | 2012 | 1.1464 | AEO 2021 - gas_water_heater 2017 ENERGY STAR | AEO 2021 - gas_water_heater 2017 ENERGY STAR | DHW_WH-Water Heating-NMTRM-2016-7 |  | Commercial_Lodging_New_Water Heating_Water Heater_TE 96% | 0.267 | 31.4043
Commercial_Lodging_New_Water Heating_Natural Gas_Water Heater_E3 | Commercial | Lodging | New | Water Heating | Natural Gas | Water Heater | E3 | Tankless | 89.8% | 0% | 0% | 0.25517 | 0 | 0.0026727 | 0 | 8 | 12 | 2021 | 2047 | 100% | 0 | 0 | 0% | Normal | 0% | 0.31883 | 0 | 0 | 1 kBtu/hr | 1 | 0 | 0.0074166 | 0.31883 | 32.3633 | 0 | 0.33898 |  | 2017 | 1.0631 | EIA Ref. Case 2018 - Gas Tankless High Eff. | EIA Ref. Case 2018 - Gas Tankless High Eff. | DHW_WH-Water Heating-NMTRM-2016-9 |  | Commercial_Lodging_New_Water Heating_Water Heater_Tankless | 0.25784 | 32.7023
Commercial_Lodging_New_Water Heating_Natural Gas_Water Heater_E4 | Commercial | Lodging | New | Water Heating | Natural Gas | Water Heater | E4 | NEEA Gas-Fired Absorption HPWH (COP 1.06) | 83.02% | 0% | 0% | 0.42588 | 0 | 0.10076 | 0 | 10 | 16 | 2023 | 2047 | 100% | 0 | 0 | 0% | Normal | 0% | 0.29477 | 0 | 0 | 1 kBtu/hr | 1 | 0 | 0.0074166 | 0.29477 | 56.3879 | 0 | 13.3416 |  | 2020 | 1.0183 | DHW_WH-Water Heating-DOE-2014-2 | NEEA Report #E20-309, Robur Heat Pump Field Trial. March 11, 2020. | DHW_WH-Water Heating-DOE-2014-1 |  | Commercial_Lodging_New_Water Heating_Water Heater_NEEA Gas-Fired Absorption HPWH (COP 1.06) | 0.52664 | 69.7295
Commercial_Lodging_New_Water Heating_Natural Gas_Water Heater_E5 | Commercial | Lodging | New | Water Heating | Natural Gas | Water Heater | E5 |  | 0% | 0% | 0% | 0 | 0 | 0 | 0 | 0 | 0 | 0 | 0 | 0% | 0 | 0 | 0% | Normal | 0% | 0 | 0 | 0 | [15 empty] | Commercial_Lodging_New_Water Heating_Water Heater_ | 0 | 0
Commercial_Lodging_New_Water Heating_Natural Gas_Water Heater_E6 | Commercial | Lodging | New | Water Heating | Natural Gas | Water Heater | E6 |  | 0% | 0% | 0% | 0 | 0 | 0 | 0 | 0 | 0 | 0 | 0 | 0% | 0 | 0 | 0% | Normal | 0% | 0 | 0 | 0 | [15 empty] | Commercial_Lodging_New_Water Heating_Water Heater_ | 0 | 0
Commercial_Lodging_New_Water Heating_Natural Gas_Water Heater_E7 | Commercial | Lodging | New | Water Heating | Natural Gas | Water Heater | E7 |  | 0% | 0% | 0% | 0 | 0 | 0 | 0 | 0 | 0 | 0 | 0 | 0% | 0 | 0 | 0% | Normal | 0% | 0 | 0 | 0 | [15 empty] | Commercial_Lodging_New_Water Heating_Water Heater_ | 0 | 0
Commercial_Lodging_New_Water Heating_Natural Gas_Water Heater_E8 | Commercial | Lodging | New | Water Heating | Natural Gas | Water Heater | E8 |  | 0% | 0% | 0% | 0 | 0 | 0 | 0 | 0 | 0 | 0 | 0 | 0% | 0 | 0 | 0% | Normal | 0% | 0 | 0 | 0 | [15 empty] | Commercial_Lodging_New_Water Heating_Water Heater_ | 0 | 0
Commercial_Lodging_New_Water Heating_Natural Gas_Water Heater_E9 | Commercial | Lodging | New | Water Heating | Natural Gas | Water Heater | E9 |  | 0% | 0% | 0% | 0 | 0 | 0 | 0 | 0 | 0 | 0 | 0 | 0% | 0 | 0 | 0% | Normal | 0% | 0 | 0 | 0 | [15 empty] | Commercial_Lodging_New_Water Heating_Water Heater_ | 0 | 0
Commercial_Lodging_New_Water Heating_Natural Gas_Water Heater_E10 | Commercial | Lodging | New | Water Heating | Natural Gas | Water Heater | E10 |  | 0% | 0% | 0% | 0 | 0 | 0 | 0 | 0 | 0 | 0 | 0 | 0% | 0 | 0 | 0% | Normal | 0% | 0 | 0 | 0 | [15 empty] | Commercial_Lodging_New_Water Heating_Water Heater_ | 0 | 0
Commercial_Lodging_New_Food Preparation_Natural Gas_Oven_E1 | Commercial | Lodging | New | Food Preparation | Natural Gas | Oven | E1 | Standard | 100% | 0% | 0% | 0.6154 | 0.012979 | 0 | 0 | 10 | 14 | 2021 | 2047 | 100% | 0 | 0 | 0% | Normal | 0% | 0.062583 | 0 | 0 | 1 units | 1 | 0 | 7.6938e-05 | 813.4143 | 7112 | 150 | 0 |  | 2013 | 1.1247 | IL TRM - 4.2.1 - CI-FSE-CBOV-V02-160601 | ETO Measure Input Sheet - Com - Gas Convection Oven | IL TRM - 4.2.1 - CI-FSE-CBOV-V02-160601 |  | Commercial_Lodging_New_Food Preparation_Oven_Standard | 0.62838 | 7262
Commercial_Lodging_New_Food Preparation_Natural Gas_Oven_E2 | Commercial | Lodging | New | Food Preparation | Natural Gas | Oven | E2 | ENERGY STAR (>42% Baking Efficiency) | 86.89% | 0% | 0% | 0.64897 | 0.012979 | 0 | 0 | 10 | 14 | 2021 | 2047 | 100% | 0 | 0 | 0% | Normal | 0% | 0.054375 | 0 | 0 | 1 units | 1 | 0 | 7.6938e-05 | 706.739 | 7500 | 150 | 0 |  | 2013 | 1.1247 | IL TRM - 4.2.1 - CI-FSE-CBOV-V02-160601 | EIA 2018 Tech Forecast | ETO Measure Input Sheet |  | Commercial_Lodging_New_Food Preparation_Oven_ENERGY STAR (>42% Baking Efficiency) | 0.66195 | 7650
Commercial_Lodging_New_Food Preparation_Natural Gas_Oven_E3 | Commercial | Lodging | New | Food Preparation | Natural Gas | Oven | E3 |  | 0% | 0% | 0% | 0 | 0 | 0 | 0 | 0 | 0 | 0 | 0 | 0% | 0 | 0 | 0% | Normal | 0% | 0 | 0 | 0 | [15 empty] | Commercial_Lodging_New_Food Preparation_Oven_ | 0 | 0
Commercial_Lodging_New_Food Preparation_Natural Gas_Oven_E4 | Commercial | Lodging | New | Food Preparation | Natural Gas | Oven | E4 |  | 0% | 0% | 0% | 0 | 0 | 0 | 0 | 0 | 0 | 0 | 0 | 0% | 0 | 0 | 0% | Normal | 0% | 0 | 0 | 0 | [15 empty] | Commercial_Lodging_New_Food Preparation_Oven_ | 0 | 0
Commercial_Lodging_New_Food Preparation_Natural Gas_Oven_E5 | Commercial | Lodging | New | Food Preparation | Natural Gas | Oven | E5 |  | 0% | 0% | 0% | 0 | 0 | 0 | 0 | 0 | 0 | 0 | 0 | 0% | 0 | 0 | 0% | Normal | 0% | 0 | 0 | 0 | [15 empty] | Commercial_Lodging_New_Food Preparation_Oven_ | 0 | 0
Commercial_Lodging_New_Food Preparation_Natural Gas_Oven_E6 | Commercial | Lodging | New | Food Preparation | Natural Gas | Oven | E6 |  | 0% | 0% | 0% | 0 | 0 | 0 | 0 | 0 | 0 | 0 | 0 | 0% | 0 | 0 | 0% | Normal | 0% | 0 | 0 | 0 | [15 empty] | Commercial_Lodging_New_Food Preparation_Oven_ | 0 | 0
Commercial_Lodging_New_Food Preparation_Natural Gas_Oven_E7 | Commercial | Lodging | New | Food Preparation | Natural Gas | Oven | E7 |  | 0% | 0% | 0% | 0 | 0 | 0 | 0 | 0 | 0 | 0 | 0 | 0% | 0 | 0 | 0% | Normal | 0% | 0 | 0 | 0 | [15 empty] | Commercial_Lodging_New_Food Preparation_Oven_ | 0 | 0
Commercial_Lodging_New_Food Preparation_Natural Gas_Oven_E8 | Commercial | Lodging | New | Food Preparation | Natural Gas | Oven | E8 |  | 0% | 0% | 0% | 0 | 0 | 0 | 0 | 0 | 0 | 0 | 0 | 0% | 0 | 0 | 0% | Normal | 0% | 0 | 0 | 0 | [15 empty] | Commercial_Lodging_New_Food Preparation_Oven_ | 0 | 0
Commercial_Lodging_New_Food Preparation_Natural Gas_Oven_E9 | Commercial | Lodging | New | Food Preparation | Natural Gas | Oven | E9 |  | 0% | 0% | 0% | 0 | 0 | 0 | 0 | 0 | 0 | 0 | 0 | 0% | 0 | 0 | 0% | Normal | 0% | 0 | 0 | 0 | [15 empty] | Commercial_Lodging_New_Food Preparation_Oven_ | 0 | 0
Commercial_Lodging_New_Food Preparation_Natural Gas_Oven_E10 | Commercial | Lodging | New | Food Preparation | Natural Gas | Oven | E10 |  | 0% | 0% | 0% | 0 | 0 | 0 | 0 | 0 | 0 | 0 | 0 | 0% | 0 | 0 | 0% | Normal | 0% | 0 | 0 | 0 | [15 empty] | Commercial_Lodging_New_Food Preparation_Oven_ | 0 | 0
Commercial_Lodging_New_Food Preparation_Natural Gas_Conveyor Oven_E1 | Commercial | Lodging | New | Food Preparation | Natural Gas | Conveyor Oven | E1 | Standard | 100% | 0% | 0% | 0.43836 | 0 | 0 | 0 | 15 | 19 | 2021 | 2047 | 100% | 0 | 0 | 0% | Normal | 0% | 0.1143 | 0 | 0 | 1 units | 1 | 0 | 3.9614e-05 | 2885.475 | 10177 | 0 | 0 |  | 2015 | 1.0873 | IL TRM - 4.2.4 - CI-FSE-CVOV-V02-180101 | PGE Workpaper, PGECOFST117 R5, 2015 | MN TRM 3.1 - Gas Conveyor Oven v1.1 |  | Commercial_Lodging_New_Food Preparation_Conveyor Oven_Standard | 0.43836 | 10177
Commercial_Lodging_New_Food Preparation_Natural Gas_Conveyor Oven_E2 | Commercial | Lodging | New | Food Preparation | Natural Gas | Conveyor Oven | E2 | Efficient (>42% Baking Efficiency) | 76.02% | 0% | 0% | 0.53441 | 0 | 0 | 0 | 15 | 19 | 2021 | 2047 | 100% | 0 | 0 | 0% | Normal | 0% | 0.086889 | 0 | 0 | 1 units | 1 | 0 | 3.9614e-05 | 2193.4093 | 12407 | 0 | 0 |  | 2015 | 1.0873 | IL TRM - 4.2.4 - CI-FSE-CVOV-V02-180101 | PGE Workpaper, PGECOFST117 R5, 2015 | MN TRM 3.1 - Gas Conveyor Oven v1.1 |  | Commercial_Lodging_New_Food Preparation_Conveyor Oven_Efficient (>42% Baking Efficiency) | 0.53441 | 12407
Commercial_Lodging_New_Food Preparation_Natural Gas_Conveyor Oven_E3 | Commercial | Lodging | New | Food Preparation | Natural Gas | Conveyor Oven | E3 |  | 0% | 0% | 0% | 0 | 0 | 0 | 0 | 0 | 0 | 0 | 0 | 0% | 0 | 0 | 0% | Normal | 0% | 0 | 0 | 0 | [15 empty] | Commercial_Lodging_New_Food Preparation_Conveyor Oven_ | 0 | 0
Commercial_Lodging_New_Food Preparation_Natural Gas_Conveyor Oven_E4 | Commercial | Lodging | New | Food Preparation | Natural Gas | Conveyor Oven | E4 |  | 0% | 0% | 0% | 0 | 0 | 0 | 0 | 0 | 0 | 0 | 0 | 0% | 0 | 0 | 0% | Normal | 0% | 0 | 0 | 0 | [15 empty] | Commercial_Lodging_New_Food Preparation_Conveyor Oven_ | 0 | 0
Commercial_Lodging_New_Food Preparation_Natural Gas_Conveyor Oven_E5 | Commercial | Lodging | New | Food Preparation | Natural Gas | Conveyor Oven | E5 |  | 0% | 0% | 0% | 0 | 0 | 0 | 0 | 0 | 0 | 0 | 0 | 0% | 0 | 0 | 0% | Normal | 0% | 0 | 0 | 0 | [15 empty] | Commercial_Lodging_New_Food Preparation_Conveyor Oven_ | 0 | 0
Commercial_Lodging_New_Food Preparation_Natural Gas_Conveyor Oven_E6 | Commercial | Lodging | New | Food Preparation | Natural Gas | Conveyor Oven | E6 |  | 0% | 0% | 0% | 0 | 0 | 0 | 0 | 0 | 0 | 0 | 0 | 0% | 0 | 0 | 0% | Normal | 0% | 0 | 0 | 0 | [15 empty] | Commercial_Lodging_New_Food Preparation_Conveyor Oven_ | 0 | 0
Commercial_Lodging_New_Food Preparation_Natural Gas_Conveyor Oven_E7 | Commercial | Lodging | New | Food Preparation | Natural Gas | Conveyor Oven | E7 |  | 0% | 0% | 0% | 0 | 0 | 0 | 0 | 0 | 0 | 0 | 0 | 0% | 0 | 0 | 0% | Normal | 0% | 0 | 0 | 0 | [15 empty] | Commercial_Lodging_New_Food Preparation_Conveyor Oven_ | 0 | 0
Commercial_Lodging_New_Food Preparation_Natural Gas_Conveyor Oven_E8 | Commercial | Lodging | New | Food Preparation | Natural Gas | Conveyor Oven | E8 |  | 0% | 0% | 0% | 0 | 0 | 0 | 0 | 0 | 0 | 0 | 0 | 0% | 0 | 0 | 0% | Normal | 0% | 0 | 0 | 0 | [15 empty] | Commercial_Lodging_New_Food Preparation_Conveyor Oven_ | 0 | 0
Commercial_Lodging_New_Food Preparation_Natural Gas_Conveyor Oven_E9 | Commercial | Lodging | New | Food Preparation | Natural Gas | Conveyor Oven | E9 |  | 0% | 0% | 0% | 0 | 0 | 0 | 0 | 0 | 0 | 0 | 0 | 0% | 0 | 0 | 0% | Normal | 0% | 0 | 0 | 0 | [15 empty] | Commercial_Lodging_New_Food Preparation_Conveyor Oven_ | 0 | 0
Commercial_Lodging_New_Food Preparation_Natural Gas_Conveyor Oven_E10 | Commercial | Lodging | New | Food Preparation | Natural Gas | Conveyor Oven | E10 |  | 0% | 0% | 0% | 0 | 0 | 0 | 0 | 0 | 0 | 0 | 0 | 0% | 0 | 0 | 0% | Normal | 0% | 0 | 0 | 0 | [15 empty] | Commercial_Lodging_New_Food Preparation_Conveyor Oven_ | 0 | 0
Commercial_Lodging_New_Food Preparation_Natural Gas_Double Rack Oven_E1 | Commercial | Lodging | New | Food Preparation | Natural Gas | Double Rack Oven | E1 | Standard | 100% | 0% | 0% | 0.6946 | 0 | 0 | 0 | 8 | 16 | 2021 | 2047 | 100% | 0 | 0 | 0% | Normal | 0% | 0.19438 | 0 | 0 | 1 units | 1 | 0 | 4.9357e-05 | 3938.22 | 12513 | 0 | 0 |  | 2013 | 1.1247 | IL TRM - 4.2.18 - CI-FSE-RKOV-VO2-180101 | PGE Workpaper, PGECOFST109 R6, 2016 | IL TRM - 4.2.18 - CI-FSE-RKOV-VO2-180101 |  | Commercial_Lodging_New_Food Preparation_Double Rack Oven_Standard | 0.6946 | 12513
Commercial_Lodging_New_Food Preparation_Natural Gas_Double Rack Oven_E2 | Commercial | Lodging | New | Food Preparation | Natural Gas | Double Rack Oven | E2 | FTSC Qualified (>50% Cooking Efficiency) | 58.82% | 0% | 0% | 0.95828 | 0 | 0 | 0 | 8 | 16 | 2021 | 2047 | 100% | 0 | 0 | 0% | Normal | 0% | 0.11434 | 0 | 0 | 1 units | 1 | 0 | 4.9357e-05 | 2316.6 | 16641 | 0 | 0 |  | 2011 | 1.1667 | IL TRM - 4.2.18 - CI-FSE-RKOV-VO2-180101 | PGE Workpaper, PGECOFST109 R6, 2016 | IL TRM - 4.2.18 - CI-FSE-RKOV-VO2-180101 |  | Commercial_Lodging_New_Food Preparation_Double Rack Oven_FTSC Qualified (>50% Cooking Efficiency) | 0.95828 | 16641
Commercial_Lodging_New_Food Preparation_Natural Gas_Double Rack Oven_E3 | Commercial | Lodging | New | Food Preparation | Natural Gas | Double Rack Oven | E3 |  | 0% | 0% | 0% | 0 | 0 | 0 | 0 | 0 | 0 | 0 | 0 | 0% | 0 | 0 | 0% | Normal | 0% | 0 | 0 | 0 | [15 empty] | Commercial_Lodging_New_Food Preparation_Double Rack Oven_ | 0 | 0
Commercial_Lodging_New_Food Preparation_Natural Gas_Double Rack Oven_E4 | Commercial | Lodging | New | Food Preparation | Natural Gas | Double Rack Oven | E4 |  | 0% | 0% | 0% | 0 | 0 | 0 | 0 | 0 | 0 | 0 | 0 | 0% | 0 | 0 | 0% | Normal | 0% | 0 | 0 | 0 | [15 empty] | Commercial_Lodging_New_Food Preparation_Double Rack Oven_ | 0 | 0
Commercial_Lodging_New_Food Preparation_Natural Gas_Double Rack Oven_E5 | Commercial | Lodging | New | Food Preparation | Natural Gas | Double Rack Oven | E5 |  | 0% | 0% | 0% | 0 | 0 | 0 | 0 | 0 | 0 | 0 | 0 | 0% | 0 | 0 | 0% | Normal | 0% | 0 | 0 | 0 | [15 empty] | Commercial_Lodging_New_Food Preparation_Double Rack Oven_ | 0 | 0
Commercial_Lodging_New_Food Preparation_Natural Gas_Double Rack Oven_E6 | Commercial | Lodging | New | Food Preparation | Natural Gas | Double Rack Oven | E6 |  | 0% | 0% | 0% | 0 | 0 | 0 | 0 | 0 | 0 | 0 | 0 | 0% | 0 | 0 | 0% | Normal | 0% | 0 | 0 | 0 | [15 empty] | Commercial_Lodging_New_Food Preparation_Double Rack Oven_ | 0 | 0
Commercial_Lodging_New_Food Preparation_Natural Gas_Double Rack Oven_E7 | Commercial | Lodging | New | Food Preparation | Natural Gas | Double Rack Oven | E7 |  | 0% | 0% | 0% | 0 | 0 | 0 | 0 | 0 | 0 | 0 | 0 | 0% | 0 | 0 | 0% | Normal | 0% | 0 | 0 | 0 | [15 empty] | Commercial_Lodging_New_Food Preparation_Double Rack Oven_ | 0 | 0
Commercial_Lodging_New_Food Preparation_Natural Gas_Double Rack Oven_E8 | Commercial | Lodging | New | Food Preparation | Natural Gas | Double Rack Oven | E8 |  | 0% | 0% | 0% | 0 | 0 | 0 | 0 | 0 | 0 | 0 | 0 | 0% | 0 | 0 | 0% | Normal | 0% | 0 | 0 | 0 | [15 empty] | Commercial_Lodging_New_Food Preparation_Double Rack Oven_ | 0 | 0
Commercial_Lodging_New_Food Preparation_Natural Gas_Double Rack Oven_E9 | Commercial | Lodging | New | Food Preparation | Natural Gas | Double Rack Oven | E9 |  | 0% | 0% | 0% | 0 | 0 | 0 | 0 | 0 | 0 | 0 | 0 | 0% | 0 | 0 | 0% | Normal | 0% | 0 | 0 | 0 | [15 empty] | Commercial_Lodging_New_Food Preparation_Double Rack Oven_ | 0 | 0
Commercial_Lodging_New_Food Preparation_Natural Gas_Double Rack Oven_E10 | Commercial | Lodging | New | Food Preparation | Natural Gas | Double Rack Oven | E10 |  | 0% | 0% | 0% | 0 | 0 | 0 | 0 | 0 | 0 | 0 | 0 | 0% | 0 | 0 | 0% | Normal | 0% | 0 | 0 | 0 | [15 empty] | Commercial_Lodging_New_Food Preparation_Double Rack Oven_ | 0 | 0
Commercial_Lodging_New_Food Preparation_Natural Gas_Fryer_E1 | Commercial | Lodging | New | Food Preparation | Natural Gas | Fryer | E1 | Standard | 100% | 0% | 0% | 0.34941 | 0 | 0 | 0 | 7 | 11 | 2021 | 2021 | 100% | 0 | 0 | 0% | Normal | 0% | 0.099602 | 0 | 0 | 1 units | 1 | 0 | 9.6234e-05 | 1034.9987 | 3379.7321 | 0 | 0 |  | 2016 | 1.0743 | RTF Wkbk - ComCookingFryer_v5_0 | RTF Wkbk - ComCookingFryer_v5_0 | RTF Wkbk - ComCookingFryer_v5_0 |  | Commercial_Lodging_New_Food Preparation_Fryer_Standard | 0.34941 | 3379.7321
Commercial_Lodging_New_Food Preparation_Natural Gas_Fryer_E2 | Commercial | Lodging | New | Food Preparation | Natural Gas | Fryer | E2 | ENERGY STAR | 61.81% | 0% | 0% | 0.4392 | 0 | 0 | 0 | 7 | 11 | 2021 | 2047 | 100% | 0 | 0 | 0% | Normal | 0% | 0.061564 | 0 | 0 | 1 units | 1 | 0 | 9.6234e-05 | 639.7296 | 4248.3333 | 0 | 0 |  | 2016 | 1.0743 | RTF Wkbk - ComCookingFryer_v5_0 | RTF Wkbk - ComCookingFryer_v5_0 | RTF Wkbk - ComCookingFryer_v5_0 |  | Commercial_Lodging_New_Food Preparation_Fryer_ENERGY STAR | 0.4392 | 4248.3333
Commercial_Lodging_New_Food Preparation_Natural Gas_Fryer_E3 | Commercial | Lodging | New | Food Preparation | Natural Gas | Fryer | E3 |  | 0% | 0% | 0% | 0 | 0 | 0 | 0 | 0 | 0 | 0 | 0 | 0% | 0 | 0 | 0% | Normal | 0% | 0 | 0 | 0 | [15 empty] | Commercial_Lodging_New_Food Preparation_Fryer_ | 0 | 0
Commercial_Lodging_New_Food Preparation_Natural Gas_Fryer_E4 | Commercial | Lodging | New | Food Preparation | Natural Gas | Fryer | E4 |  | 0% | 0% | 0% | 0 | 0 | 0 | 0 | 0 | 0 | 0 | 0 | 0% | 0 | 0 | 0% | Normal | 0% | 0 | 0 | 0 | [15 empty] | Commercial_Lodging_New_Food Preparation_Fryer_ | 0 | 0
Commercial_Lodging_New_Food Preparation_Natural Gas_Fryer_E5 | Commercial | Lodging | New | Food Preparation | Natural Gas | Fryer | E5 |  | 0% | 0% | 0% | 0 | 0 | 0 | 0 | 0 | 0 | 0 | 0 | 0% | 0 | 0 | 0% | Normal | 0% | 0 | 0 | 0 | [15 empty] | Commercial_Lodging_New_Food Preparation_Fryer_ | 0 | 0
Commercial_Lodging_New_Food Preparation_Natural Gas_Fryer_E6 | Commercial | Lodging | New | Food Preparation | Natural Gas | Fryer | E6 |  | 0% | 0% | 0% | 0 | 0 | 0 | 0 | 0 | 0 | 0 | 0 | 0% | 0 | 0 | 0% | Normal | 0% | 0 | 0 | 0 | [15 empty] | Commercial_Lodging_New_Food Preparation_Fryer_ | 0 | 0
Commercial_Lodging_New_Food Preparation_Natural Gas_Fryer_E7 | Commercial | Lodging | New | Food Preparation | Natural Gas | Fryer | E7 |  | 0% | 0% | 0% | 0 | 0 | 0 | 0 | 0 | 0 | 0 | 0 | 0% | 0 | 0 | 0% | Normal | 0% | 0 | 0 | 0 | [15 empty] | Commercial_Lodging_New_Food Preparation_Fryer_ | 0 | 0
Commercial_Lodging_New_Food Preparation_Natural Gas_Fryer_E8 | Commercial | Lodging | New | Food Preparation | Natural Gas | Fryer | E8 |  | 0% | 0% | 0% | 0 | 0 | 0 | 0 | 0 | 0 | 0 | 0 | 0% | 0 | 0 | 0% | Normal | 0% | 0 | 0 | 0 | [15 empty] | Commercial_Lodging_New_Food Preparation_Fryer_ | 0 | 0
Commercial_Lodging_New_Food Preparation_Natural Gas_Fryer_E9 | Commercial | Lodging | New | Food Preparation | Natural Gas | Fryer | E9 |  | 0% | 0% | 0% | 0 | 0 | 0 | 0 | 0 | 0 | 0 | 0 | 0% | 0 | 0 | 0% | Normal | 0% | 0 | 0 | 0 | [15 empty] | Commercial_Lodging_New_Food Preparation_Fryer_ | 0 | 0
Commercial_Lodging_New_Food Preparation_Natural Gas_Fryer_E10 | Commercial | Lodging | New | Food Preparation | Natural Gas | Fryer | E10 |  | 0% | 0% | 0% | 0 | 0 | 0 | 0 | 0 | 0 | 0 | 0 | 0% | 0 | 0 | 0% | Normal | 0% | 0 | 0 | 0 | [15 empty] | Commercial_Lodging_New_Food Preparation_Fryer_ | 0 | 0
Commercial_Lodging_New_Food Preparation_Natural Gas_Broiler_E1 | Commercial | Lodging | New | Food Preparation | Natural Gas | Broiler | E1 | Standard | 100% | 0% | 0% | 0.41747 | 0 | 0 | 0 | 8 | 16 | 2021 | 2047 | 100% | 0 | 0 | 0% | Normal | 0% | 0.096277 | 0 | 0 | 1 units | 1 | 0 | 0.00014313 | 672.672 | 2500 | 0 | 0 |  | 2011 | 1.1667 | IL TRM - 4.2.14 - CI-FSE-IRBL-V02-180101 | Estimate | IL TRM - 4.2.14 - CI-FSE-IRBL-V02-180101 |  | Commercial_Lodging_New_Food Preparation_Broiler_Standard | 0.41747 | 2500
Commercial_Lodging_New_Food Preparation_Natural Gas_Broiler_E2 | Commercial | Lodging | New | Food Preparation | Natural Gas | Broiler | E2 | Infrared Burners | 64.29% | 0% | 0% | 0.58446 | 0 | 0 | 0 | 8 | 16 | 2021 | 2047 | 100% | 0 | 0 | 0% | Normal | 0% | 0.061892 | 0 | 0 | 1 units | 1 | 0 | 0.00014313 | 432.432 | 3500 | 0 | 0 |  | 2011 | 1.1667 | IL TRM - 4.2.14 - CI-FSE-IRBL-V02-180101 | IL TRM - 4.2.14 - CI-FSE-IRBL-V02-180101 | IL TRM - 4.2.14 - CI-FSE-IRBL-V02-180101 |  | Commercial_Lodging_New_Food Preparation_Broiler_Infrared Burners | 0.58446 | 3500
Commercial_Lodging_New_Food Preparation_Natural Gas_Broiler_E3 | Commercial | Lodging | New | Food Preparation | Natural Gas | Broiler | E3 |  | 0% | 0% | 0% | 0 | 0 | 0 | 0 | 0 | 0 | 0 | 0 | 0% | 0 | 0 | 0% | Normal | 0% | 0 | 0 | 0 | [15 empty] | Commercial_Lodging_New_Food Preparation_Broiler_ | 0 | 0
Commercial_Lodging_New_Food Preparation_Natural Gas_Broiler_E4 | Commercial | Lodging | New | Food Preparation | Natural Gas | Broiler | E4 |  | 0% | 0% | 0% | 0 | 0 | 0 | 0 | 0 | 0 | 0 | 0 | 0% | 0 | 0 | 0% | Normal | 0% | 0 | 0 | 0 | [15 empty] | Commercial_Lodging_New_Food Preparation_Broiler_ | 0 | 0
Commercial_Lodging_New_Food Preparation_Natural Gas_Broiler_E5 | Commercial | Lodging | New | Food Preparation | Natural Gas | Broiler | E5 |  | 0% | 0% | 0% | 0 | 0 | 0 | 0 | 0 | 0 | 0 | 0 | 0% | 0 | 0 | 0% | Normal | 0% | 0 | 0 | 0 | [15 empty] | Commercial_Lodging_New_Food Preparation_Broiler_ | 0 | 0
Commercial_Lodging_New_Food Preparation_Natural Gas_Broiler_E6 | Commercial | Lodging | New | Food Preparation | Natural Gas | Broiler | E6 |  | 0% | 0% | 0% | 0 | 0 | 0 | 0 | 0 | 0 | 0 | 0 | 0% | 0 | 0 | 0% | Normal | 0% | 0 | 0 | 0 | [15 empty] | Commercial_Lodging_New_Food Preparation_Broiler_ | 0 | 0
Commercial_Lodging_New_Food Preparation_Natural Gas_Broiler_E7 | Commercial | Lodging | New | Food Preparation | Natural Gas | Broiler | E7 |  | 0% | 0% | 0% | 0 | 0 | 0 | 0 | 0 | 0 | 0 | 0 | 0% | 0 | 0 | 0% | Normal | 0% | 0 | 0 | 0 | [15 empty] | Commercial_Lodging_New_Food Preparation_Broiler_ | 0 | 0
Commercial_Lodging_New_Food Preparation_Natural Gas_Broiler_E8 | Commercial | Lodging | New | Food Preparation | Natural Gas | Broiler | E8 |  | 0% | 0% | 0% | 0 | 0 | 0 | 0 | 0 | 0 | 0 | 0 | 0% | 0 | 0 | 0% | Normal | 0% | 0 | 0 | 0 | [15 empty] | Commercial_Lodging_New_Food Preparation_Broiler_ | 0 | 0
Commercial_Lodging_New_Food Preparation_Natural Gas_Broiler_E9 | Commercial | Lodging | New | Food Preparation | Natural Gas | Broiler | E9 |  | 0% | 0% | 0% | 0 | 0 | 0 | 0 | 0 | 0 | 0 | 0 | 0% | 0 | 0 | 0% | Normal | 0% | 0 | 0 | 0 | [15 empty] | Commercial_Lodging_New_Food Preparation_Broiler_ | 0 | 0
Commercial_Lodging_New_Food Preparation_Natural Gas_Broiler_E10 | Commercial | Lodging | New | Food Preparation | Natural Gas | Broiler | E10 |  | 0% | 0% | 0% | 0 | 0 | 0 | 0 | 0 | 0 | 0 | 0 | 0% | 0 | 0 | 0% | Normal | 0% | 0 | 0 | 0 | [15 empty] | Commercial_Lodging_New_Food Preparation_Broiler_ | 0 | 0
Commercial_Lodging_New_Food Preparation_Natural Gas_Griddle_E1 | Commercial | Lodging | New | Food Preparation | Natural Gas | Griddle | E1 | Standard | 100% | 0% | 0% | 0.32343 | 0 | 0 | 0 | 8 | 16 | 2021 | 2047 | 100% | 0 | 0 | 0% | Normal | 0% | 0.06879 | 0 | 0 | 1 units | 1 | 0 | 5.5841e-05 | 1231.891 | 5150 | 0 | 0 |  | 2013 | 1.1247 | IL TRM - 4.2.8 - CI-FSE-ESGR-V04-200101 | IL TRM - 4.2.8 - CI-FSE-ESGR-V04-200101 | IL TRM - 4.2.8 - CI-FSE-ESGR-V04-200101 |  | Commercial_Lodging_New_Food Preparation_Griddle_Standard | 0.32343 | 5150
Commercial_Lodging_New_Food Preparation_Natural Gas_Griddle_E2 | Commercial | Lodging | New | Food Preparation | Natural Gas | Griddle | E2 | ENERGY STAR | 86.37% | 0% | 0% | 0.40194 | 0 | 0 | 0 | 8 | 16 | 2021 | 2047 | 100% | 0 | 0 | 0% | Normal | 0% | 0.059412 | 0 | 0 | 1 units | 1 | 0 | 5.5841e-05 | 1063.9446 | 6400 | 0 | 0 |  | 2013 | 1.1247 | IL TRM - 4.2.8 - CI-FSE-ESGR-V04-200101 | IL TRM - 4.2.8 - CI-FSE-ESGR-V04-200101 | IL TRM - 4.2.8 - CI-FSE-ESGR-V04-200101 |  | Commercial_Lodging_New_Food Preparation_Griddle_ENERGY STAR | 0.40194 | 6400
Commercial_Lodging_New_Food Preparation_Natural Gas_Griddle_E3 | Commercial | Lodging | New | Food Preparation | Natural Gas | Griddle | E3 |  | 0% | 0% | 0% | 0 | 0 | 0 | 0 | 0 | 0 | 0 | 0 | 0% | 0 | 0 | 0% | Normal | 0% | 0 | 0 | 0 | [15 empty] | Commercial_Lodging_New_Food Preparation_Griddle_ | 0 | 0
Commercial_Lodging_New_Food Preparation_Natural Gas_Griddle_E4 | Commercial | Lodging | New | Food Preparation | Natural Gas | Griddle | E4 |  | 0% | 0% | 0% | 0 | 0 | 0 | 0 | 0 | 0 | 0 | 0 | 0% | 0 | 0 | 0% | Normal | 0% | 0 | 0 | 0 | [15 empty] | Commercial_Lodging_New_Food Preparation_Griddle_ | 0 | 0
Commercial_Lodging_New_Food Preparation_Natural Gas_Griddle_E5 | Commercial | Lodging | New | Food Preparation | Natural Gas | Griddle | E5 |  | 0% | 0% | 0% | 0 | 0 | 0 | 0 | 0 | 0 | 0 | 0 | 0% | 0 | 0 | 0% | Normal | 0% | 0 | 0 | 0 | [15 empty] | Commercial_Lodging_New_Food Preparation_Griddle_ | 0 | 0
Commercial_Lodging_New_Food Preparation_Natural Gas_Griddle_E6 | Commercial | Lodging | New | Food Preparation | Natural Gas | Griddle | E6 |  | 0% | 0% | 0% | 0 | 0 | 0 | 0 | 0 | 0 | 0 | 0 | 0% | 0 | 0 | 0% | Normal | 0% | 0 | 0 | 0 | [15 empty] | Commercial_Lodging_New_Food Preparation_Griddle_ | 0 | 0
Commercial_Lodging_New_Food Preparation_Natural Gas_Griddle_E7 | Commercial | Lodging | New | Food Preparation | Natural Gas | Griddle | E7 |  | 0% | 0% | 0% | 0 | 0 | 0 | 0 | 0 | 0 | 0 | 0 | 0% | 0 | 0 | 0% | Normal | 0% | 0 | 0 | 0 | [15 empty] | Commercial_Lodging_New_Food Preparation_Griddle_ | 0 | 0
Commercial_Lodging_New_Food Preparation_Natural Gas_Griddle_E8 | Commercial | Lodging | New | Food Preparation | Natural Gas | Griddle | E8 |  | 0% | 0% | 0% | 0 | 0 | 0 | 0 | 0 | 0 | 0 | 0 | 0% | 0 | 0 | 0% | Normal | 0% | 0 | 0 | 0 | [15 empty] | Commercial_Lodging_New_Food Preparation_Griddle_ | 0 | 0
Commercial_Lodging_New_Food Preparation_Natural Gas_Griddle_E9 | Commercial | Lodging | New | Food Preparation | Natural Gas | Griddle | E9 |  | 0% | 0% | 0% | 0 | 0 | 0 | 0 | 0 | 0 | 0 | 0 | 0% | 0 | 0 | 0% | Normal | 0% | 0 | 0 | 0 | [15 empty] | Commercial_Lodging_New_Food Preparation_Griddle_ | 0 | 0
Commercial_Lodging_New_Food Preparation_Natural Gas_Griddle_E10 | Commercial | Lodging | New | Food Preparation | Natural Gas | Griddle | E10 |  | 0% | 0% | 0% | 0 | 0 | 0 | 0 | 0 | 0 | 0 | 0 | 0% | 0 | 0 | 0% | Normal | 0% | 0 | 0 | 0 | [15 empty] | Commercial_Lodging_New_Food Preparation_Griddle_ | 0 | 0
Commercial_Lodging_New_Food Preparation_Natural Gas_Range_E1 | Commercial | Lodging | New | Food Preparation | Natural Gas | Range | E1 | Standard | 100% | 0% | 0% | 0.43753 | 0 | 0 | 0 | 8 | 12 | 2021 | 2047 | 100% | 0 | 0 | 0% | Normal | 0% | 0.066292 | 0 | 0 | 1 units | 1 | 0 | 5.5243e-05 | 1200 | 7450 | 0 | 0 |  | 2017 | 1.0631 | COOK_OVN-Food Preparation-AEO17-1 | EIA 2018 Tech Forecast | Navigant 2009 |  | Commercial_Lodging_New_Food Preparation_Range_Standard | 0.43753 | 7450
Commercial_Lodging_New_Food Preparation_Natural Gas_Range_E2 | Commercial | Lodging | New | Food Preparation | Natural Gas | Range | E2 | High Efficiency | 85.71% | 0% | 0% | 0.43753 | 0 | 0 | 0 | 8 | 12 | 2021 | 2047 | 100% | 0 | 0 | 0% | Normal | 0% | 0.056822 | 0 | 0 | 1 units | 1 | 0 | 5.5243e-05 | 1028.5714 | 7450.01 | 0 | 0 |  | 2017 | 1.0631 | COOK_OVN-Food Preparation-AEO17-1 | EIA 2018 Tech Forecast | EIA 2018 Tech Forecast |  | Commercial_Lodging_New_Food Preparation_Range_High Efficiency | 0.43753 | 7450.01
Commercial_Lodging_New_Food Preparation_Natural Gas_Range_E3 | Commercial | Lodging | New | Food Preparation | Natural Gas | Range | E3 |  | 0% | 0% | 0% | 0 | 0 | 0 | 0 | 0 | 0 | 0 | 0 | 0% | 0 | 0 | 0% | Normal | 0% | 0 | 0 | 0 | [15 empty] | Commercial_Lodging_New_Food Preparation_Range_ | 0 | 0
Commercial_Lodging_New_Food Preparation_Natural Gas_Range_E4 | Commercial | Lodging | New | Food Preparation | Natural Gas | Range | E4 |  | 0% | 0% | 0% | 0 | 0 | 0 | 0 | 0 | 0 | 0 | 0 | 0% | 0 | 0 | 0% | Normal | 0% | 0 | 0 | 0 | [15 empty] | Commercial_Lodging_New_Food Preparation_Range_ | 0 | 0
Commercial_Lodging_New_Food Preparation_Natural Gas_Range_E5 | Commercial | Lodging | New | Food Preparation | Natural Gas | Range | E5 |  | 0% | 0% | 0% | 0 | 0 | 0 | 0 | 0 | 0 | 0 | 0 | 0% | 0 | 0 | 0% | Normal | 0% | 0 | 0 | 0 | [15 empty] | Commercial_Lodging_New_Food Preparation_Range_ | 0 | 0
Commercial_Lodging_New_Food Preparation_Natural Gas_Range_E6 | Commercial | Lodging | New | Food Preparation | Natural Gas | Range | E6 |  | 0% | 0% | 0% | 0 | 0 | 0 | 0 | 0 | 0 | 0 | 0 | 0% | 0 | 0 | 0% | Normal | 0% | 0 | 0 | 0 | [15 empty] | Commercial_Lodging_New_Food Preparation_Range_ | 0 | 0
Commercial_Lodging_New_Food Preparation_Natural Gas_Range_E7 | Commercial | Lodging | New | Food Preparation | Natural Gas | Range | E7 |  | 0% | 0% | 0% | 0 | 0 | 0 | 0 | 0 | 0 | 0 | 0 | 0% | 0 | 0 | 0% | Normal | 0% | 0 | 0 | 0 | [15 empty] | Commercial_Lodging_New_Food Preparation_Range_ | 0 | 0
Commercial_Lodging_New_Food Preparation_Natural Gas_Range_E8 | Commercial | Lodging | New | Food Preparation | Natural Gas | Range | E8 |  | 0% | 0% | 0% | 0 | 0 | 0 | 0 | 0 | 0 | 0 | 0 | 0% | 0 | 0 | 0% | Normal | 0% | 0 | 0 | 0 | [15 empty] | Commercial_Lodging_New_Food Preparation_Range_ | 0 | 0
Commercial_Lodging_New_Food Preparation_Natural Gas_Range_E9 | Commercial | Lodging | New | Food Preparation | Natural Gas | Range | E9 |  | 0% | 0% | 0% | 0 | 0 | 0 | 0 | 0 | 0 | 0 | 0 | 0% | 0 | 0 | 0% | Normal | 0% | 0 | 0 | 0 | [15 empty] | Commercial_Lodging_New_Food Preparation_Range_ | 0 | 0
Commercial_Lodging_New_Food Preparation_Natural Gas_Range_E10 | Commercial | Lodging | New | Food Preparation | Natural Gas | Range | E10 |  | 0% | 0% | 0% | 0 | 0 | 0 | 0 | 0 | 0 | 0 | 0 | 0% | 0 | 0 | 0% | Normal | 0% | 0 | 0 | 0 | [15 empty] | Commercial_Lodging_New_Food Preparation_Range_ | 0 | 0
Commercial_Lodging_New_Food Preparation_Natural Gas_Steamer_E1 | Commercial | Lodging | New | Food Preparation | Natural Gas | Steamer | E1 | Standard | 100% | 0% | 0% | 0.93871 | 0 | 0 | 0 | 6 | 10 | 2021 | 2021 | 100% | 0 | 0 | 0% | Normal | 0% | 0.12343 | 0 | 0 | 1 units | 1 | 0 | 8.3762e-05 | 1473.5418 | 10431.946 | 0 | 0 |  | 2016 | 1.0743 | RTF Wkbk - ComCookingSteamer_v5_0 | RTF Wkbk - ComCookingSteamer_v5_0 | RTF Wkbk - ComCookingSteamer_v5_0 |  | Commercial_Lodging_New_Food Preparation_Steamer_Standard | 0.93871 | 10431.946
Commercial_Lodging_New_Food Preparation_Natural Gas_Steamer_E2 | Commercial | Lodging | New | Food Preparation | Natural Gas | Steamer | E2 | ENERGY STAR | 17.54% | 0% | 0% | 0.93871 | 0 | -0.061805 | 0 | 6 | 10 | 2021 | 2047 | 100% | 0 | 0 | 0% | Normal | 0% | 0.021644 | 0 | 0 | 1 units | 1 | 0 | 8.3762e-05 | 258.3998 | 10431.956 | 0 | -686.8492 |  | 2016 | 1.0743 | RTF Wkbk - ComCookingSteamer_v5_0 | RTF Wkbk - ComCookingSteamer_v5_0 | RTF Wkbk - ComCookingSteamer_v5_0 |  | Commercial_Lodging_New_Food Preparation_Steamer_ENERGY STAR | 0.8769 | 9745.1068
Commercial_Lodging_New_Food Preparation_Natural Gas_Steamer_E3 | Commercial | Lodging | New | Food Preparation | Natural Gas | Steamer | E3 |  | 0% | 0% | 0% | 0 | 0 | 0 | 0 | 0 | 0 | 0 | 0 | 0% | 0 | 0 | 0% | Normal | 0% | 0 | 0 | 0 | [15 empty] | Commercial_Lodging_New_Food Preparation_Steamer_ | 0 | 0
Commercial_Lodging_New_Food Preparation_Natural Gas_Steamer_E4 | Commercial | Lodging | New | Food Preparation | Natural Gas | Steamer | E4 |  | 0% | 0% | 0% | 0 | 0 | 0 | 0 | 0 | 0 | 0 | 0 | 0% | 0 | 0 | 0% | Normal | 0% | 0 | 0 | 0 | [15 empty] | Commercial_Lodging_New_Food Preparation_Steamer_ | 0 | 0
Commercial_Lodging_New_Food Preparation_Natural Gas_Steamer_E5 | Commercial | Lodging | New | Food Preparation | Natural Gas | Steamer | E5 |  | 0% | 0% | 0% | 0 | 0 | 0 | 0 | 0 | 0 | 0 | 0 | 0% | 0 | 0 | 0% | Normal | 0% | 0 | 0 | 0 | [15 empty] | Commercial_Lodging_New_Food Preparation_Steamer_ | 0 | 0
Commercial_Lodging_New_Food Preparation_Natural Gas_Steamer_E6 | Commercial | Lodging | New | Food Preparation | Natural Gas | Steamer | E6 |  | 0% | 0% | 0% | 0 | 0 | 0 | 0 | 0 | 0 | 0 | 0 | 0% | 0 | 0 | 0% | Normal | 0% | 0 | 0 | 0 | [15 empty] | Commercial_Lodging_New_Food Preparation_Steamer_ | 0 | 0
Commercial_Lodging_New_Food Preparation_Natural Gas_Steamer_E7 | Commercial | Lodging | New | Food Preparation | Natural Gas | Steamer | E7 |  | 0% | 0% | 0% | 0 | 0 | 0 | 0 | 0 | 0 | 0 | 0 | 0% | 0 | 0 | 0% | Normal | 0% | 0 | 0 | 0 | [15 empty] | Commercial_Lodging_New_Food Preparation_Steamer_ | 0 | 0
Commercial_Lodging_New_Food Preparation_Natural Gas_Steamer_E8 | Commercial | Lodging | New | Food Preparation | Natural Gas | Steamer | E8 |  | 0% | 0% | 0% | 0 | 0 | 0 | 0 | 0 | 0 | 0 | 0 | 0% | 0 | 0 | 0% | Normal | 0% | 0 | 0 | 0 | [15 empty] | Commercial_Lodging_New_Food Preparation_Steamer_ | 0 | 0
Commercial_Lodging_New_Food Preparation_Natural Gas_Steamer_E9 | Commercial | Lodging | New | Food Preparation | Natural Gas | Steamer | E9 |  | 0% | 0% | 0% | 0 | 0 | 0 | 0 | 0 | 0 | 0 | 0 | 0% | 0 | 0 | 0% | Normal | 0% | 0 | 0 | 0 | [15 empty] | Commercial_Lodging_New_Food Preparation_Steamer_ | 0 | 0
Commercial_Lodging_New_Food Preparation_Natural Gas_Steamer_E10 | Commercial | Lodging | New | Food Preparation | Natural Gas | Steamer | E10 |  | 0% | 0% | 0% | 0 | 0 | 0 | 0 | 0 | 0 | 0 | 0 | 0% | 0 | 0 | 0% | Normal | 0% | 0 | 0 | 0 | [15 empty] | Commercial_Lodging_New_Food Preparation_Steamer_ | 0 | 0
Commercial_Lodging_New_Food Preparation_Natural Gas_Commercial Food Prep Other_E1 | Commercial | Lodging | New | Food Preparation | Natural Gas | Commercial Food Prep Other | E1 | Standard | 100% | 0% | 0% | 0.024634 | 0 | 0 | 0 | 8 | 12 | 2021 | 2047 | 100% | 0 | 0 | 0% | Normal | 0% | 0.029568 | 0 | 0 | 1 units | 1 | 0 | 2.0776e-05 | 1423.18 | 1000 | 0 | 0 |  | 2010 | 1.1857 | Default | Default | Default |  | Commercial_Lodging_New_Food Preparation_Commercial Food Prep Other_Standard | 0.024634 | 1000
Commercial_Lodging_New_Food Preparation_Natural Gas_Commercial Food Prep Other_E2 | Commercial | Lodging | New | Food Preparation | Natural Gas | Commercial Food Prep Other | E2 | ENERGY STAR | 74.27% | 0% | 0% | 0.029924 | 0 | 0 | 0 | 8 | 12 | 2021 | 2047 | 100% | 0 | 0 | 0% | Normal | 0% | 0.02196 | 0 | 0 | 1 units | 1 | 0 | 2.0776e-05 | 1057.0182 | 1214.7567 | 0 | 0 |  | 2010 | 1.1857 | N/A | N/A | N/A |  | Commercial_Lodging_New_Food Preparation_Commercial Food Prep Other_ENERGY STAR | 0.029924 | 1214.7567
Commercial_Lodging_New_Food Preparation_Natural Gas_Commercial Food Prep Other_E3 | Commercial | Lodging | New | Food Preparation | Natural Gas | Commercial Food Prep Other | E3 |  | 0% | 0% | 0% | 0 | 0 | 0 | 0 | 0 | 0 | 0 | 0 | 0% | 0 | 0 | 0% | Normal | 0% | 0 | 0 | 0 | [15 empty] | Commercial_Lodging_New_Food Preparation_Commercial Food Prep Other_ | 0 | 0
Commercial_Lodging_New_Food Preparation_Natural Gas_Commercial Food Prep Other_E4 | Commercial | Lodging | New | Food Preparation | Natural Gas | Commercial Food Prep Other | E4 |  | 0% | 0% | 0% | 0 | 0 | 0 | 0 | 0 | 0 | 0 | 0 | 0% | 0 | 0 | 0% | Normal | 0% | 0 | 0 | 0 | [15 empty] | Commercial_Lodging_New_Food Preparation_Commercial Food Prep Other_ | 0 | 0
Commercial_Lodging_New_Food Preparation_Natural Gas_Commercial Food Prep Other_E5 | Commercial | Lodging | New | Food Preparation | Natural Gas | Commercial Food Prep Other | E5 |  | 0% | 0% | 0% | 0 | 0 | 0 | 0 | 0 | 0 | 0 | 0 | 0% | 0 | 0 | 0% | Normal | 0% | 0 | 0 | 0 | [15 empty] | Commercial_Lodging_New_Food Preparation_Commercial Food Prep Other_ | 0 | 0
Commercial_Lodging_New_Food Preparation_Natural Gas_Commercial Food Prep Other_E6 | Commercial | Lodging | New | Food Preparation | Natural Gas | Commercial Food Prep Other | E6 |  | 0% | 0% | 0% | 0 | 0 | 0 | 0 | 0 | 0 | 0 | 0 | 0% | 0 | 0 | 0% | Normal | 0% | 0 | 0 | 0 | [15 empty] | Commercial_Lodging_New_Food Preparation_Commercial Food Prep Other_ | 0 | 0
Commercial_Lodging_New_Food Preparation_Natural Gas_Commercial Food Prep Other_E7 | Commercial | Lodging | New | Food Preparation | Natural Gas | Commercial Food Prep Other | E7 |  | 0% | 0% | 0% | 0 | 0 | 0 | 0 | 0 | 0 | 0 | 0 | 0% | 0 | 0 | 0% | Normal | 0% | 0 | 0 | 0 | [15 empty] | Commercial_Lodging_New_Food Preparation_Commercial Food Prep Other_ | 0 | 0
Commercial_Lodging_New_Food Preparation_Natural Gas_Commercial Food Prep Other_E8 | Commercial | Lodging | New | Food Preparation | Natural Gas | Commercial Food Prep Other | E8 |  | 0% | 0% | 0% | 0 | 0 | 0 | 0 | 0 | 0 | 0 | 0 | 0% | 0 | 0 | 0% | Normal | 0% | 0 | 0 | 0 | [15 empty] | Commercial_Lodging_New_Food Preparation_Commercial Food Prep Other_ | 0 | 0
Commercial_Lodging_New_Food Preparation_Natural Gas_Commercial Food Prep Other_E9 | Commercial | Lodging | New | Food Preparation | Natural Gas | Commercial Food Prep Other | E9 |  | 0% | 0% | 0% | 0 | 0 | 0 | 0 | 0 | 0 | 0 | 0 | 0% | 0 | 0 | 0% | Normal | 0% | 0 | 0 | 0 | [15 empty] | Commercial_Lodging_New_Food Preparation_Commercial Food Prep Other_ | 0 | 0
Commercial_Lodging_New_Food Preparation_Natural Gas_Commercial Food Prep Other_E10 | Commercial | Lodging | New | Food Preparation | Natural Gas | Commercial Food Prep Other | E10 |  | 0% | 0% | 0% | 0 | 0 | 0 | 0 | 0 | 0 | 0 | 0 | 0% | 0 | 0 | 0% | Normal | 0% | 0 | 0 | 0 | [15 empty] | Commercial_Lodging_New_Food Preparation_Commercial Food Prep Other_ | 0 | 0
Commercial_Lodging_New_Miscellaneous_Natural Gas_Pool Heater_E1 | Commercial | Lodging | New | Miscellaneous | Natural Gas | Pool Heater | E1 | Standard (EF .78) | 100% | 0% | 0% | 0.008984 | 0 | 0 | 0 | 4 | 8 | 2021 | 2047 | 100% | 0 | 0 | 0% | Normal | 0% | 0.0067056 | 0 | 0 | 1 units | 1 | 0 | 4.5034e-07 | 14890 | 18052 | 0 | 0 |  | 2014 | 1.1051 | DOE Commercial R&D 2016 - Table 7-6 | DOE Commercial R&D 2016 - Table 7-7 | DOE Commercial R&D 2016 - Table 7-8 |  | Commercial_Lodging_New_Miscellaneous_Pool Heater_Standard (EF .78) | 0.008984 | 18052
Commercial_Lodging_New_Miscellaneous_Natural Gas_Pool Heater_E2 | Commercial | Lodging | New | Miscellaneous | Natural Gas | Pool Heater | E2 | Condensing (EF .90) | 85% | 0% | 0% | 0.01471 | 0 | 0 | 0 | 4 | 8 | 2021 | 2047 | 100% | 0 | 0 | 0% | Normal | 0% | 0.0056997 | 0 | 0 | 1 units | 1 | 0 | 4.5034e-07 | 12656.5 | 29558 | 0 | 0 |  | 2014 | 1.1051 | DOE Commercial R&D 2016 - Table 7-6 | DOE Commercial R&D 2016 - Table 7-7 | DOE Commercial R&D 2016 - Table 7-9 |  | Commercial_Lodging_New_Miscellaneous_Pool Heater_Condensing (EF .90) | 0.01471 | 29558
Commercial_Lodging_New_Miscellaneous_Natural Gas_Pool Heater_E3 | Commercial | Lodging | New | Miscellaneous | Natural Gas | Pool Heater | E3 |  | 0% | 0% | 0% | 0 | 0 | 0 | 0 | 0 | 0 | 0 | 0 | 0% | 0 | 0 | 0% | Normal | 0% | 0 | 0 | 0 | [15 empty] | Commercial_Lodging_New_Miscellaneous_Pool Heater_ | 0 | 0
Commercial_Lodging_New_Miscellaneous_Natural Gas_Pool Heater_E4 | Commercial | Lodging | New | Miscellaneous | Natural Gas | Pool Heater | E4 |  | 0% | 0% | 0% | 0 | 0 | 0 | 0 | 0 | 0 | 0 | 0 | 0% | 0 | 0 | 0% | Normal | 0% | 0 | 0 | 0 | [15 empty] | Commercial_Lodging_New_Miscellaneous_Pool Heater_ | 0 | 0
Commercial_Lodging_New_Miscellaneous_Natural Gas_Pool Heater_E5 | Commercial | Lodging | New | Miscellaneous | Natural Gas | Pool Heater | E5 |  | 0% | 0% | 0% | 0 | 0 | 0 | 0 | 0 | 0 | 0 | 0 | 0% | 0 | 0 | 0% | Normal | 0% | 0 | 0 | 0 | [15 empty] | Commercial_Lodging_New_Miscellaneous_Pool Heater_ | 0 | 0
Commercial_Lodging_New_Miscellaneous_Natural Gas_Pool Heater_E6 | Commercial | Lodging | New | Miscellaneous | Natural Gas | Pool Heater | E6 |  | 0% | 0% | 0% | 0 | 0 | 0 | 0 | 0 | 0 | 0 | 0 | 0% | 0 | 0 | 0% | Normal | 0% | 0 | 0 | 0 | [15 empty] | Commercial_Lodging_New_Miscellaneous_Pool Heater_ | 0 | 0
Commercial_Lodging_New_Miscellaneous_Natural Gas_Pool Heater_E7 | Commercial | Lodging | New | Miscellaneous | Natural Gas | Pool Heater | E7 |  | 0% | 0% | 0% | 0 | 0 | 0 | 0 | 0 | 0 | 0 | 0 | 0% | 0 | 0 | 0% | Normal | 0% | 0 | 0 | 0 | [15 empty] | Commercial_Lodging_New_Miscellaneous_Pool Heater_ | 0 | 0
Commercial_Lodging_New_Miscellaneous_Natural Gas_Pool Heater_E8 | Commercial | Lodging | New | Miscellaneous | Natural Gas | Pool Heater | E8 |  | 0% | 0% | 0% | 0 | 0 | 0 | 0 | 0 | 0 | 0 | 0 | 0% | 0 | 0 | 0% | Normal | 0% | 0 | 0 | 0 | [15 empty] | Commercial_Lodging_New_Miscellaneous_Pool Heater_ | 0 | 0
Commercial_Lodging_New_Miscellaneous_Natural Gas_Pool Heater_E9 | Commercial | Lodging | New | Miscellaneous | Natural Gas | Pool Heater | E9 |  | 0% | 0% | 0% | 0 | 0 | 0 | 0 | 0 | 0 | 0 | 0 | 0% | 0 | 0 | 0% | Normal | 0% | 0 | 0 | 0 | [15 empty] | Commercial_Lodging_New_Miscellaneous_Pool Heater_ | 0 | 0
Commercial_Lodging_New_Miscellaneous_Natural Gas_Pool Heater_E10 | Commercial | Lodging | New | Miscellaneous | Natural Gas | Pool Heater | E10 |  | 0% | 0% | 0% | 0 | 0 | 0 | 0 | 0 | 0 | 0 | 0 | 0% | 0 | 0 | 0% | Normal | 0% | 0 | 0 | 0 | [15 empty] | Commercial_Lodging_New_Miscellaneous_Pool Heater_ | 0 | 0
Commercial_Lodging_New_Miscellaneous_Natural Gas_Miscellaneous_E1 | Commercial | Lodging | New | Miscellaneous | Natural Gas | Miscellaneous | E1 | Miscellaneous | 100% | 0% | 0% | 0.0055219 | 0 | 0 | 0 | 2 | 8 | 2021 | 2047 | 100% | 0 | 0 | 0% | Normal | 0% | 0.0051401 | 0 | 0 | 1 units | 1 | 0 | 0.0051401 | 1 | 1 | 0 | 0 |  | 2016 | 1.0743 | N/A | N/A | N/A |  | Commercial_Lodging_New_Miscellaneous_Miscellaneous_Miscellaneous | 0.0055219 | 1
Commercial_Lodging_New_Miscellaneous_Natural Gas_Miscellaneous_E2 | Commercial | Lodging | New | Miscellaneous | Natural Gas | Miscellaneous | E2 |  | 0% | 0% | 0% | 0 | 0 | 0 | 0 | 0 | 0 | 0 | 0 | 0% | 0 | 0 | 0% | Normal | 0% | 0 | 0 | 0 | [15 empty] | Commercial_Lodging_New_Miscellaneous_Miscellaneous_ | 0 | 0
Commercial_Lodging_New_Miscellaneous_Natural Gas_Miscellaneous_E3 | Commercial | Lodging | New | Miscellaneous | Natural Gas | Miscellaneous | E3 |  | 0% | 0% | 0% | 0 | 0 | 0 | 0 | 0 | 0 | 0 | 0 | 0% | 0 | 0 | 0% | Normal | 0% | 0 | 0 | 0 | [15 empty] | Commercial_Lodging_New_Miscellaneous_Miscellaneous_ | 0 | 0
Commercial_Lodging_New_Miscellaneous_Natural Gas_Miscellaneous_E4 | Commercial | Lodging | New | Miscellaneous | Natural Gas | Miscellaneous | E4 |  | 0% | 0% | 0% | 0 | 0 | 0 | 0 | 0 | 0 | 0 | 0 | 0% | 0 | 0 | 0% | Normal | 0% | 0 | 0 | 0 | [15 empty] | Commercial_Lodging_New_Miscellaneous_Miscellaneous_ | 0 | 0
Commercial_Lodging_New_Miscellaneous_Natural Gas_Miscellaneous_E5 | Commercial | Lodging | New | Miscellaneous | Natural Gas | Miscellaneous | E5 |  | 0% | 0% | 0% | 0 | 0 | 0 | 0 | 0 | 0 | 0 | 0 | 0% | 0 | 0 | 0% | Normal | 0% | 0 | 0 | 0 | [15 empty] | Commercial_Lodging_New_Miscellaneous_Miscellaneous_ | 0 | 0
Commercial_Lodging_New_Miscellaneous_Natural Gas_Miscellaneous_E6 | Commercial | Lodging | New | Miscellaneous | Natural Gas | Miscellaneous | E6 |  | 0% | 0% | 0% | 0 | 0 | 0 | 0 | 0 | 0 | 0 | 0 | 0% | 0 | 0 | 0% | Normal | 0% | 0 | 0 | 0 | [15 empty] | Commercial_Lodging_New_Miscellaneous_Miscellaneous_ | 0 | 0
Commercial_Lodging_New_Miscellaneous_Natural Gas_Miscellaneous_E7 | Commercial | Lodging | New | Miscellaneous | Natural Gas | Miscellaneous | E7 |  | 0% | 0% | 0% | 0 | 0 | 0 | 0 | 0 | 0 | 0 | 0 | 0% | 0 | 0 | 0% | Normal | 0% | 0 | 0 | 0 | [15 empty] | Commercial_Lodging_New_Miscellaneous_Miscellaneous_ | 0 | 0
Commercial_Lodging_New_Miscellaneous_Natural Gas_Miscellaneous_E8 | Commercial | Lodging | New | Miscellaneous | Natural Gas | Miscellaneous | E8 |  | 0% | 0% | 0% | 0 | 0 | 0 | 0 | 0 | 0 | 0 | 0 | 0% | 0 | 0 | 0% | Normal | 0% | 0 | 0 | 0 | [15 empty] | Commercial_Lodging_New_Miscellaneous_Miscellaneous_ | 0 | 0
Commercial_Lodging_New_Miscellaneous_Natural Gas_Miscellaneous_E9 | Commercial | Lodging | New | Miscellaneous | Natural Gas | Miscellaneous | E9 |  | 0% | 0% | 0% | 0 | 0 | 0 | 0 | 0 | 0 | 0 | 0 | 0% | 0 | 0 | 0% | Normal | 0% | 0 | 0 | 0 | [15 empty] | Commercial_Lodging_New_Miscellaneous_Miscellaneous_ | 0 | 0
Commercial_Lodging_New_Miscellaneous_Natural Gas_Miscellaneous_E10 | Commercial | Lodging | New | Miscellaneous | Natural Gas | Miscellaneous | E10 |  | 0% | 0% | 0% | 0 | 0 | 0 | 0 | 0 | 0 | 0 | 0 | 0% | 0 | 0 | 0% | Normal | 0% | 0 | 0 | 0 | [15 empty] | Commercial_Lodging_New_Miscellaneous_Miscellaneous_ | 0 | 0
Commercial_Warehouse_Existing_Space Heating_Natural Gas_Furnace_E1 | Commercial | Warehouse | Existing | Space Heating | Natural Gas | Furnace | E1 | AFUE 80% (Standard) | 100% | 0% | 0% | 0.090417 | 0.094722 | 0.014639 | 0 | 17 | 29 | 2021 | 2023 | 100% | 0 | 0 | 0% | Normal | 0% | 0.71935 | 0 | 0 | 400 kBtu/hr | 400 | 0 | 0.0324 | 0.71935 | 1050 | 1100 | 170 |  | 2017 | 1.0631 | EIA18_Tech Forecast Updates_p.90_Current Standard | EIA18_Tech Forecast Updates_p.90_Current Standard | AEG BEST |  | Commercial_Warehouse_Existing_Space Heating_Furnace_AFUE 80% (Standard) | 0.19978 | 2320
Commercial_Warehouse_Existing_Space Heating_Natural Gas_Furnace_E2 | Commercial | Warehouse | Existing | Space Heating | Natural Gas | Furnace | E2 | AFUE 90% | 88.89% | 0% | 0% | 0.15069 | 0.11194 | 0.015069 | 0 | 17 | 29 | 2021 | 2047 | 100% | 0 | 0 | 0% | Normal | 0% | 0.63942 | 0 | 0 | 400 kBtu/hr | 400 | 0 | 0.0324 | 0.63942 | 1750 | 1300 | 175 |  | 2017 | 1.0631 | EIA18_Tech Forecast Updates_p.90_2020 Typical | EIA18_Tech Forecast Updates_p.90_2020 Typical | AEG BEST |  | Commercial_Warehouse_Existing_Space Heating_Furnace_AFUE 90% | 0.27771 | 3225
Commercial_Warehouse_Existing_Space Heating_Natural Gas_Furnace_E3 | Commercial | Warehouse | Existing | Space Heating | Natural Gas | Furnace | E3 | AFUE 96% | 83.33% | 0% | 0% | 0.21097 | 0.12917 | 0.0155 | 0 | 17 | 29 | 2021 | 2047 | 100% | 0 | 0 | 0% | Normal | 0% | 0.59946 | 0 | 0 | 400 kBtu/hr | 400 | 0 | 0.0324 | 0.59946 | 2450 | 1500 | 180 |  | 2017 | 1.0631 | EIA18_Tech Forecast Updates_p.90_2020 High | EIA18_Tech Forecast Updates_p.90_2020 High | AEG BEST |  | Commercial_Warehouse_Existing_Space Heating_Furnace_AFUE 96% | 0.35564 | 4130
Commercial_Warehouse_Existing_Space Heating_Natural Gas_Furnace_E4 | Commercial | Warehouse | Existing | Space Heating | Natural Gas | Furnace | E4 |  | 0% | 0% | 0% | 0 | 0 | 0 | 0 | 0 | 0 | 0 | 0 | 0% | 0 | 0 | 0% | Normal | 0% | 0 | 0 | 0 | [15 empty] | Commercial_Warehouse_Existing_Space Heating_Furnace_ | 0 | 0
Commercial_Warehouse_Existing_Space Heating_Natural Gas_Furnace_E5 | Commercial | Warehouse | Existing | Space Heating | Natural Gas | Furnace | E5 |  | 0% | 0% | 0% | 0 | 0 | 0 | 0 | 0 | 0 | 0 | 0 | 0% | 0 | 0 | 0% | Normal | 0% | 0 | 0 | 0 | [15 empty] | Commercial_Warehouse_Existing_Space Heating_Furnace_ | 0 | 0
Commercial_Warehouse_Existing_Space Heating_Natural Gas_Furnace_E6 | Commercial | Warehouse | Existing | Space Heating | Natural Gas | Furnace | E6 |  | 0% | 0% | 0% | 0 | 0 | 0 | 0 | 0 | 0 | 0 | 0 | 0% | 0 | 0 | 0% | Normal | 0% | 0 | 0 | 0 | [15 empty] | Commercial_Warehouse_Existing_Space Heating_Furnace_ | 0 | 0
Commercial_Warehouse_Existing_Space Heating_Natural Gas_Furnace_E7 | Commercial | Warehouse | Existing | Space Heating | Natural Gas | Furnace | E7 |  | 0% | 0% | 0% | 0 | 0 | 0 | 0 | 0 | 0 | 0 | 0 | 0% | 0 | 0 | 0% | Normal | 0% | 0 | 0 | 0 | [15 empty] | Commercial_Warehouse_Existing_Space Heating_Furnace_ | 0 | 0
Commercial_Warehouse_Existing_Space Heating_Natural Gas_Furnace_E8 | Commercial | Warehouse | Existing | Space Heating | Natural Gas | Furnace | E8 |  | 0% | 0% | 0% | 0 | 0 | 0 | 0 | 0 | 0 | 0 | 0 | 0% | 0 | 0 | 0% | Normal | 0% | 0 | 0 | 0 | [15 empty] | Commercial_Warehouse_Existing_Space Heating_Furnace_ | 0 | 0
Commercial_Warehouse_Existing_Space Heating_Natural Gas_Furnace_E9 | Commercial | Warehouse | Existing | Space Heating | Natural Gas | Furnace | E9 |  | 0% | 0% | 0% | 0 | 0 | 0 | 0 | 0 | 0 | 0 | 0 | 0% | 0 | 0 | 0% | Normal | 0% | 0 | 0 | 0 | [15 empty] | Commercial_Warehouse_Existing_Space Heating_Furnace_ | 0 | 0
Commercial_Warehouse_Existing_Space Heating_Natural Gas_Furnace_E10 | Commercial | Warehouse | Existing | Space Heating | Natural Gas | Furnace | E10 |  | 0% | 0% | 0% | 0 | 0 | 0 | 0 | 0 | 0 | 0 | 0 | 0% | 0 | 0 | 0% | Normal | 0% | 0 | 0 | 0 | [15 empty] | Commercial_Warehouse_Existing_Space Heating_Furnace_ | 0 | 0
Commercial_Warehouse_Existing_Space Heating_Natural Gas_Boiler_E1 | Commercial | Warehouse | Existing | Space Heating | Natural Gas | Boiler | E1 | AFUE 80% (Standard) | 100% | 0% | 0% | 0.70594 | 0.39124 | 0.076548 | 0 | 20 | 30 | 2021 | 2047 | 100% | 0 | 0 | 0% | Normal | 0% | 1.1186 | 0 | 0 | 800 kBtu/hr | 800 | 0 | 0.0324 | 1.1186 | 16600 | 9200 | 1800 |  | 2018 | 1.05 | EIA 2018 Tech Forecast | EIA 2018 Tech Forecast | AEG BEST |  | Commercial_Warehouse_Existing_Space Heating_Boiler_AFUE 80% (Standard) | 1.1737 | 27600
Commercial_Warehouse_Existing_Space Heating_Natural Gas_Boiler_E2 | Commercial | Warehouse | Existing | Space Heating | Natural Gas | Boiler | E2 | AFUE 85% | 94.12% | 0% | 0% | 0.96535 | 0.41463 | 0.076548 | 0 | 20 | 30 | 2021 | 2047 | 100% | 0 | 0 | 0% | Normal | 0% | 1.0528 | 0 | 0 | 800 kBtu/hr | 800 | 0 | 0.0324 | 1.0528 | 22700 | 9750 | 1800 |  | 2018 | 1.05 | EIA 2018 Tech Forecast | EIA 2018 Tech Forecast | AEG BEST |  | Commercial_Warehouse_Existing_Space Heating_Boiler_AFUE 85% | 1.4565 | 34250
Commercial_Warehouse_Existing_Space Heating_Natural Gas_Boiler_E3 | Commercial | Warehouse | Existing | Space Heating | Natural Gas | Boiler | E3 | AFUE 97% | 82.47% | 0% | 0% | 1.5625 | 0.38542 | 0.076548 | 0 | 20 | 30 | 2021 | 2047 | 100% | 0 | 0 | 0% | Normal | 0% | 0.92253 | 0 | 0 | 800 kBtu/hr | 800 | 0 | 0.0324 | 0.92253 | 36742.4242 | 9063.1313 | 1800 |  | 2018 | 1.05 | EIA 2018 Tech Forecast | EIA 2018 Tech Forecast | AEG BEST |  | Commercial_Warehouse_Existing_Space Heating_Boiler_AFUE 97% | 2.0245 | 47605.5556
Commercial_Warehouse_Existing_Space Heating_Natural Gas_Boiler_E4 | Commercial | Warehouse | Existing | Space Heating | Natural Gas | Boiler | E4 | Convert to NG Air Source Heat Pump | 57.14% | 0% | 0% | 6.8164 | 0.39124 | 0.12807 | 0 | 10 | 20 | 2021 | 2047 | 100% | 0 | 0 | 0% | Normal | 0% | 0.63918 | 0 | 0 | 800 kBtu/hr | 800 | 0 | 0.0324 | 0.63918 | 158316.7533 | 9086.959 | 2974.436 |  | 2017 | 1.0631 | AEO 2021 - gas_eng-driven_RTHP-heat 2017 typical | AEO 2021 - gas_eng-driven_RTHP-heat 2017 typical | AEG BEST |  | Commercial_Warehouse_Existing_Space Heating_Boiler_Convert to NG Air Source Heat Pump | 7.3357 | 170378.1483
Commercial_Warehouse_Existing_Space Heating_Natural Gas_Boiler_E5 | Commercial | Warehouse | Existing | Space Heating | Natural Gas | Boiler | E5 |  | 0% | 0% | 0% | 0 | 0 | 0 | 0 | 0 | 0 | 0 | 0 | 0% | 0 | 0 | 0% | Normal | 0% | 0 | 0 | 0 | [15 empty] | Commercial_Warehouse_Existing_Space Heating_Boiler_ | 0 | 0
Commercial_Warehouse_Existing_Space Heating_Natural Gas_Boiler_E6 | Commercial | Warehouse | Existing | Space Heating | Natural Gas | Boiler | E6 |  | 0% | 0% | 0% | 0 | 0 | 0 | 0 | 0 | 0 | 0 | 0 | 0% | 0 | 0 | 0% | Normal | 0% | 0 | 0 | 0 | [15 empty] | Commercial_Warehouse_Existing_Space Heating_Boiler_ | 0 | 0
Commercial_Warehouse_Existing_Space Heating_Natural Gas_Boiler_E7 | Commercial | Warehouse | Existing | Space Heating | Natural Gas | Boiler | E7 |  | 0% | 0% | 0% | 0 | 0 | 0 | 0 | 0 | 0 | 0 | 0 | 0% | 0 | 0 | 0% | Normal | 0% | 0 | 0 | 0 | [15 empty] | Commercial_Warehouse_Existing_Space Heating_Boiler_ | 0 | 0
Commercial_Warehouse_Existing_Space Heating_Natural Gas_Boiler_E8 | Commercial | Warehouse | Existing | Space Heating | Natural Gas | Boiler | E8 |  | 0% | 0% | 0% | 0 | 0 | 0 | 0 | 0 | 0 | 0 | 0 | 0% | 0 | 0 | 0% | Normal | 0% | 0 | 0 | 0 | [15 empty] | Commercial_Warehouse_Existing_Space Heating_Boiler_ | 0 | 0
Commercial_Warehouse_Existing_Space Heating_Natural Gas_Boiler_E9 | Commercial | Warehouse | Existing | Space Heating | Natural Gas | Boiler | E9 |  | 0% | 0% | 0% | 0 | 0 | 0 | 0 | 0 | 0 | 0 | 0 | 0% | 0 | 0 | 0% | Normal | 0% | 0 | 0 | 0 | [15 empty] | Commercial_Warehouse_Existing_Space Heating_Boiler_ | 0 | 0
Commercial_Warehouse_Existing_Space Heating_Natural Gas_Boiler_E10 | Commercial | Warehouse | Existing | Space Heating | Natural Gas | Boiler | E10 |  | 0% | 0% | 0% | 0 | 0 | 0 | 0 | 0 | 0 | 0 | 0 | 0% | 0 | 0 | 0% | Normal | 0% | 0 | 0 | 0 | [15 empty] | Commercial_Warehouse_Existing_Space Heating_Boiler_ | 0 | 0
Commercial_Warehouse_Existing_Space Heating_Natural Gas_Unit Heater_E1 | Commercial | Warehouse | Existing | Space Heating | Natural Gas | Unit Heater | E1 | Standard | 100% | 0% | 0% | 0.19485 | 0 | 0 | 0 | 15 | 25 | 2021 | 2047 | 100% | 0 | 0 | 0% | Normal | 0% | 0.3689 | 0 | 0 | 120 kBtu/Hr | 120 | 0 | 0.00017735 | 2080 | 1010.4 | 0 | 0 |  | 2015 | 1.0873 | Xcel CO 2021/22 DSM Plan/TRM p.424 | Xcel CO 2021/22 DSM Plan/TRM p.416 | Xcel CO 2021/22 DSM Plan/TRM p.416 |  | Commercial_Warehouse_Existing_Space Heating_Unit Heater_Standard | 0.19485 | 1010.4
Commercial_Warehouse_Existing_Space Heating_Natural Gas_Unit Heater_E2 | Commercial | Warehouse | Existing | Space Heating | Natural Gas | Unit Heater | E2 | Condensing | 88.94% | 0% | 0% | 0.23234 | 0 | 0 | 0 | 15 | 25 | 2021 | 2047 | 100% | 0 | 0 | 0% | Normal | 0% | 0.32811 | 0 | 0 | 120 kBtu/Hr | 120 | 0 | 0.00017735 | 1850 | 1204.8 | 0 | 0 |  | 2015 | 1.0873 | Xcel CO 2021/22 DSM Plan/TRM p.424 | Xcel CO 2021/22 DSM Plan/TRM p.416 | Xcel CO 2021/22 DSM Plan/TRM p.416 |  | Commercial_Warehouse_Existing_Space Heating_Unit Heater_Condensing | 0.23234 | 1204.8
Commercial_Warehouse_Existing_Space Heating_Natural Gas_Unit Heater_E3 | Commercial | Warehouse | Existing | Space Heating | Natural Gas | Unit Heater | E3 | Infrared Radiant | 88.46% | 0% | 0% | 0.21869 | 0 | 0 | 0 | 10 | 20 | 2021 | 2047 | 100% | 0 | 0 | 0% | Normal | 0% | 0.32633 | 0 | 0 | 120 kBtu/Hr | 120 | 0 | 0.00017735 | 1840 | 1134 | 0 | 0 |  | 2015 | 1.0873 | Xcel CO 2021/22 DSM Plan/TRM p.424 | Xcel CO 2021/22 DSM Plan/TRM p.416 | Xcel CO 2021/22 DSM Plan/TRM p.416 |  | Commercial_Warehouse_Existing_Space Heating_Unit Heater_Infrared Radiant | 0.21869 | 1134
Commercial_Warehouse_Existing_Space Heating_Natural Gas_Unit Heater_E4 | Commercial | Warehouse | Existing | Space Heating | Natural Gas | Unit Heater | E4 |  | 0% | 0% | 0% | 0 | 0 | 0 | 0 | 0 | 0 | 0 | 0 | 0% | 0 | 0 | 0% | Normal | 0% | 0 | 0 | 0 | [15 empty] | Commercial_Warehouse_Existing_Space Heating_Unit Heater_ | 0 | 0
Commercial_Warehouse_Existing_Space Heating_Natural Gas_Unit Heater_E5 | Commercial | Warehouse | Existing | Space Heating | Natural Gas | Unit Heater | E5 |  | 0% | 0% | 0% | 0 | 0 | 0 | 0 | 0 | 0 | 0 | 0 | 0% | 0 | 0 | 0% | Normal | 0% | 0 | 0 | 0 | [15 empty] | Commercial_Warehouse_Existing_Space Heating_Unit Heater_ | 0 | 0
Commercial_Warehouse_Existing_Space Heating_Natural Gas_Unit Heater_E6 | Commercial | Warehouse | Existing | Space Heating | Natural Gas | Unit Heater | E6 |  | 0% | 0% | 0% | 0 | 0 | 0 | 0 | 0 | 0 | 0 | 0 | 0% | 0 | 0 | 0% | Normal | 0% | 0 | 0 | 0 | [15 empty] | Commercial_Warehouse_Existing_Space Heating_Unit Heater_ | 0 | 0
Commercial_Warehouse_Existing_Space Heating_Natural Gas_Unit Heater_E7 | Commercial | Warehouse | Existing | Space Heating | Natural Gas | Unit Heater | E7 |  | 0% | 0% | 0% | 0 | 0 | 0 | 0 | 0 | 0 | 0 | 0 | 0% | 0 | 0 | 0% | Normal | 0% | 0 | 0 | 0 | [15 empty] | Commercial_Warehouse_Existing_Space Heating_Unit Heater_ | 0 | 0
Commercial_Warehouse_Existing_Space Heating_Natural Gas_Unit Heater_E8 | Commercial | Warehouse | Existing | Space Heating | Natural Gas | Unit Heater | E8 |  | 0% | 0% | 0% | 0 | 0 | 0 | 0 | 0 | 0 | 0 | 0 | 0% | 0 | 0 | 0% | Normal | 0% | 0 | 0 | 0 | [15 empty] | Commercial_Warehouse_Existing_Space Heating_Unit Heater_ | 0 | 0
Commercial_Warehouse_Existing_Space Heating_Natural Gas_Unit Heater_E9 | Commercial | Warehouse | Existing | Space Heating | Natural Gas | Unit Heater | E9 |  | 0% | 0% | 0% | 0 | 0 | 0 | 0 | 0 | 0 | 0 | 0 | 0% | 0 | 0 | 0% | Normal | 0% | 0 | 0 | 0 | [15 empty] | Commercial_Warehouse_Existing_Space Heating_Unit Heater_ | 0 | 0
Commercial_Warehouse_Existing_Space Heating_Natural Gas_Unit Heater_E10 | Commercial | Warehouse | Existing | Space Heating | Natural Gas | Unit Heater | E10 |  | 0% | 0% | 0% | 0 | 0 | 0 | 0 | 0 | 0 | 0 | 0 | 0% | 0 | 0 | 0% | Normal | 0% | 0 | 0 | 0 | [15 empty] | Commercial_Warehouse_Existing_Space Heating_Unit Heater_ | 0 | 0
Commercial_Warehouse_Existing_Water Heating_Natural Gas_Water Heater_E1 | Commercial | Warehouse | Existing | Water Heating | Natural Gas | Water Heater | E1 | TE 88% | 100% | 0% | 0% | 0.051098 | 0 | 0.0028812 | 0 | 8 | 12 | 2021 | 2047 | 100% | 0 | 0 | 0% | Normal | 0% | 0.082907 | 0 | 0 | 1 kBtu/hr | 1 | 0 | 0.0017318 | 0.082907 | 27.755 | 0 | 1.565 |  | 2017 | 1.0631 | AEO 2021 - gas_water_heater 2017 ENERGY STAR | AEO 2021 - gas_water_heater 2017 ENERGY STAR | DHW_WH-Water Heating-PG&E-R7-14 |  | Commercial_Warehouse_Existing_Water Heating_Water Heater_TE 88% | 0.053979 | 29.32
Commercial_Warehouse_Existing_Water Heating_Natural Gas_Water Heater_E2 | Commercial | Warehouse | Existing | Water Heating | Natural Gas | Water Heater | E2 | TE 96% | 91.67% | 0% | 0% | 0.059405 | 0 | 0.0029398 | 0 | 8 | 12 | 2021 | 2047 | 100% | 0 | 0 | 0% | Normal | 0% | 0.075998 | 0 | 0 | 1 kBtu/hr | 1 | 0 | 0.0017318 | 0.075998 | 29.9234 | 0 | 1.4809 |  | 2012 | 1.1464 | AEO 2021 - gas_water_heater 2017 ENERGY STAR | AEO 2021 - gas_water_heater 2017 ENERGY STAR | DHW_WH-Water Heating-NMTRM-2016-7 |  | Commercial_Warehouse_Existing_Water Heating_Water Heater_TE 96% | 0.062344 | 31.4043
Commercial_Warehouse_Existing_Water Heating_Natural Gas_Water Heater_E3 | Commercial | Warehouse | Existing | Water Heating | Natural Gas | Water Heater | E3 | Tankless | 89.8% | 0% | 0% | 0.059582 | 0 | 0.00062408 | 0 | 8 | 12 | 2021 | 2047 | 100% | 0 | 0 | 0% | Normal | 0% | 0.074447 | 0 | 0 | 1 kBtu/hr | 1 | 0 | 0.0017318 | 0.074447 | 32.3633 | 0 | 0.33898 |  | 2017 | 1.0631 | EIA Ref. Case 2018 - Gas Tankless High Eff. | EIA Ref. Case 2018 - Gas Tankless High Eff. | DHW_WH-Water Heating-NMTRM-2016-9 |  | Commercial_Warehouse_Existing_Water Heating_Water Heater_Tankless | 0.060206 | 32.7023
Commercial_Warehouse_Existing_Water Heating_Natural Gas_Water Heater_E4 | Commercial | Warehouse | Existing | Water Heating | Natural Gas | Water Heater | E4 | NEEA Gas-Fired Absorption HPWH (COP 1.06) | 83.02% | 0% | 0% | 0.099441 | 0 | 0.023528 | 0 | 10 | 16 | 2023 | 2047 | 100% | 0 | 0 | 0% | Normal | 0% | 0.068828 | 0 | 0 | 1 kBtu/hr | 1 | 0 | 0.0017318 | 0.068828 | 56.3879 | 0 | 13.3416 |  | 2020 | 1.0183 | DHW_WH-Water Heating-DOE-2014-2 | NEEA Report #E20-309, Robur Heat Pump Field Trial. March 11, 2020. | DHW_WH-Water Heating-DOE-2014-1 |  | Commercial_Warehouse_Existing_Water Heating_Water Heater_NEEA Gas-Fired Absorption HPWH (COP 1.06) | 0.12297 | 69.7295
Commercial_Warehouse_Existing_Water Heating_Natural Gas_Water Heater_E5 | Commercial | Warehouse | Existing | Water Heating | Natural Gas | Water Heater | E5 |  | 0% | 0% | 0% | 0 | 0 | 0 | 0 | 0 | 0 | 0 | 0 | 0% | 0 | 0 | 0% | Normal | 0% | 0 | 0 | 0 | [15 empty] | Commercial_Warehouse_Existing_Water Heating_Water Heater_ | 0 | 0
Commercial_Warehouse_Existing_Water Heating_Natural Gas_Water Heater_E6 | Commercial | Warehouse | Existing | Water Heating | Natural Gas | Water Heater | E6 |  | 0% | 0% | 0% | 0 | 0 | 0 | 0 | 0 | 0 | 0 | 0 | 0% | 0 | 0 | 0% | Normal | 0% | 0 | 0 | 0 | [15 empty] | Commercial_Warehouse_Existing_Water Heating_Water Heater_ | 0 | 0
Commercial_Warehouse_Existing_Water Heating_Natural Gas_Water Heater_E7 | Commercial | Warehouse | Existing | Water Heating | Natural Gas | Water Heater | E7 |  | 0% | 0% | 0% | 0 | 0 | 0 | 0 | 0 | 0 | 0 | 0 | 0% | 0 | 0 | 0% | Normal | 0% | 0 | 0 | 0 | [15 empty] | Commercial_Warehouse_Existing_Water Heating_Water Heater_ | 0 | 0
Commercial_Warehouse_Existing_Water Heating_Natural Gas_Water Heater_E8 | Commercial | Warehouse | Existing | Water Heating | Natural Gas | Water Heater | E8 |  | 0% | 0% | 0% | 0 | 0 | 0 | 0 | 0 | 0 | 0 | 0 | 0% | 0 | 0 | 0% | Normal | 0% | 0 | 0 | 0 | [15 empty] | Commercial_Warehouse_Existing_Water Heating_Water Heater_ | 0 | 0
Commercial_Warehouse_Existing_Water Heating_Natural Gas_Water Heater_E9 | Commercial | Warehouse | Existing | Water Heating | Natural Gas | Water Heater | E9 |  | 0% | 0% | 0% | 0 | 0 | 0 | 0 | 0 | 0 | 0 | 0 | 0% | 0 | 0 | 0% | Normal | 0% | 0 | 0 | 0 | [15 empty] | Commercial_Warehouse_Existing_Water Heating_Water Heater_ | 0 | 0
Commercial_Warehouse_Existing_Water Heating_Natural Gas_Water Heater_E10 | Commercial | Warehouse | Existing | Water Heating | Natural Gas | Water Heater | E10 |  | 0% | 0% | 0% | 0 | 0 | 0 | 0 | 0 | 0 | 0 | 0 | 0% | 0 | 0 | 0% | Normal | 0% | 0 | 0 | 0 | [15 empty] | Commercial_Warehouse_Existing_Water Heating_Water Heater_ | 0 | 0
Commercial_Warehouse_Existing_Food Preparation_Natural Gas_Oven_E1 | Commercial | Warehouse | Existing | Food Preparation | Natural Gas | Oven | E1 | Standard | 100% | 0% | 0% | 0.046474 | 0.00098018 | 0 | 0 | 10 | 14 | 2021 | 2047 | 100% | 0 | 0 | 0% | Normal | 0% | 0.0047261 | 0 | 0 | 1 units | 1 | 0 | 5.8102e-06 | 813.4143 | 7112 | 150 | 0 |  | 2013 | 1.1247 | IL TRM - 4.2.1 - CI-FSE-CBOV-V02-160601 | ETO Measure Input Sheet - Com - Gas Convection Oven | IL TRM - 4.2.1 - CI-FSE-CBOV-V02-160601 |  | Commercial_Warehouse_Existing_Food Preparation_Oven_Standard | 0.047454 | 7262
Commercial_Warehouse_Existing_Food Preparation_Natural Gas_Oven_E2 | Commercial | Warehouse | Existing | Food Preparation | Natural Gas | Oven | E2 | ENERGY STAR (>42% Baking Efficiency) | 86.89% | 0% | 0% | 0.049009 | 0.00098018 | 0 | 0 | 10 | 14 | 2021 | 2047 | 100% | 0 | 0 | 0% | Normal | 0% | 0.0041063 | 0 | 0 | 1 units | 1 | 0 | 5.8102e-06 | 706.739 | 7500 | 150 | 0 |  | 2013 | 1.1247 | IL TRM - 4.2.1 - CI-FSE-CBOV-V02-160601 | EIA 2018 Tech Forecast | ETO Measure Input Sheet |  | Commercial_Warehouse_Existing_Food Preparation_Oven_ENERGY STAR (>42% Baking Efficiency) | 0.049989 | 7650
Commercial_Warehouse_Existing_Food Preparation_Natural Gas_Oven_E3 | Commercial | Warehouse | Existing | Food Preparation | Natural Gas | Oven | E3 |  | 0% | 0% | 0% | 0 | 0 | 0 | 0 | 0 | 0 | 0 | 0 | 0% | 0 | 0 | 0% | Normal | 0% | 0 | 0 | 0 | [15 empty] | Commercial_Warehouse_Existing_Food Preparation_Oven_ | 0 | 0
Commercial_Warehouse_Existing_Food Preparation_Natural Gas_Oven_E4 | Commercial | Warehouse | Existing | Food Preparation | Natural Gas | Oven | E4 |  | 0% | 0% | 0% | 0 | 0 | 0 | 0 | 0 | 0 | 0 | 0 | 0% | 0 | 0 | 0% | Normal | 0% | 0 | 0 | 0 | [15 empty] | Commercial_Warehouse_Existing_Food Preparation_Oven_ | 0 | 0
Commercial_Warehouse_Existing_Food Preparation_Natural Gas_Oven_E5 | Commercial | Warehouse | Existing | Food Preparation | Natural Gas | Oven | E5 |  | 0% | 0% | 0% | 0 | 0 | 0 | 0 | 0 | 0 | 0 | 0 | 0% | 0 | 0 | 0% | Normal | 0% | 0 | 0 | 0 | [15 empty] | Commercial_Warehouse_Existing_Food Preparation_Oven_ | 0 | 0
Commercial_Warehouse_Existing_Food Preparation_Natural Gas_Oven_E6 | Commercial | Warehouse | Existing | Food Preparation | Natural Gas | Oven | E6 |  | 0% | 0% | 0% | 0 | 0 | 0 | 0 | 0 | 0 | 0 | 0 | 0% | 0 | 0 | 0% | Normal | 0% | 0 | 0 | 0 | [15 empty] | Commercial_Warehouse_Existing_Food Preparation_Oven_ | 0 | 0
Commercial_Warehouse_Existing_Food Preparation_Natural Gas_Oven_E7 | Commercial | Warehouse | Existing | Food Preparation | Natural Gas | Oven | E7 |  | 0% | 0% | 0% | 0 | 0 | 0 | 0 | 0 | 0 | 0 | 0 | 0% | 0 | 0 | 0% | Normal | 0% | 0 | 0 | 0 | [15 empty] | Commercial_Warehouse_Existing_Food Preparation_Oven_ | 0 | 0
Commercial_Warehouse_Existing_Food Preparation_Natural Gas_Oven_E8 | Commercial | Warehouse | Existing | Food Preparation | Natural Gas | Oven | E8 |  | 0% | 0% | 0% | 0 | 0 | 0 | 0 | 0 | 0 | 0 | 0 | 0% | 0 | 0 | 0% | Normal | 0% | 0 | 0 | 0 | [15 empty] | Commercial_Warehouse_Existing_Food Preparation_Oven_ | 0 | 0
Commercial_Warehouse_Existing_Food Preparation_Natural Gas_Oven_E9 | Commercial | Warehouse | Existing | Food Preparation | Natural Gas | Oven | E9 |  | 0% | 0% | 0% | 0 | 0 | 0 | 0 | 0 | 0 | 0 | 0 | 0% | 0 | 0 | 0% | Normal | 0% | 0 | 0 | 0 | [15 empty] | Commercial_Warehouse_Existing_Food Preparation_Oven_ | 0 | 0
Commercial_Warehouse_Existing_Food Preparation_Natural Gas_Oven_E10 | Commercial | Warehouse | Existing | Food Preparation | Natural Gas | Oven | E10 |  | 0% | 0% | 0% | 0 | 0 | 0 | 0 | 0 | 0 | 0 | 0 | 0% | 0 | 0 | 0% | Normal | 0% | 0 | 0 | 0 | [15 empty] | Commercial_Warehouse_Existing_Food Preparation_Oven_ | 0 | 0
Commercial_Warehouse_Existing_Food Preparation_Natural Gas_Conveyor Oven_E1 | Commercial | Warehouse | Existing | Food Preparation | Natural Gas | Conveyor Oven | E1 | Standard | 100% | 0% | 0% | 0.033104 | 0 | 0 | 0 | 15 | 19 | 2021 | 2047 | 100% | 0 | 0 | 0% | Normal | 0% | 0.008632 | 0 | 0 | 1 units | 1 | 0 | 2.9915e-06 | 2885.475 | 10177 | 0 | 0 |  | 2015 | 1.0873 | IL TRM - 4.2.4 - CI-FSE-CVOV-V02-180101 | PGE Workpaper, PGECOFST117 R5, 2015 | MN TRM 3.1 - Gas Conveyor Oven v1.1 |  | Commercial_Warehouse_Existing_Food Preparation_Conveyor Oven_Standard | 0.033104 | 10177
Commercial_Warehouse_Existing_Food Preparation_Natural Gas_Conveyor Oven_E2 | Commercial | Warehouse | Existing | Food Preparation | Natural Gas | Conveyor Oven | E2 | Efficient (>42% Baking Efficiency) | 76.02% | 0% | 0% | 0.040358 | 0 | 0 | 0 | 15 | 19 | 2021 | 2047 | 100% | 0 | 0 | 0% | Normal | 0% | 0.0065617 | 0 | 0 | 1 units | 1 | 0 | 2.9915e-06 | 2193.4093 | 12407 | 0 | 0 |  | 2015 | 1.0873 | IL TRM - 4.2.4 - CI-FSE-CVOV-V02-180101 | PGE Workpaper, PGECOFST117 R5, 2015 | MN TRM 3.1 - Gas Conveyor Oven v1.1 |  | Commercial_Warehouse_Existing_Food Preparation_Conveyor Oven_Efficient (>42% Baking Efficiency) | 0.040358 | 12407
Commercial_Warehouse_Existing_Food Preparation_Natural Gas_Conveyor Oven_E3 | Commercial | Warehouse | Existing | Food Preparation | Natural Gas | Conveyor Oven | E3 |  | 0% | 0% | 0% | 0 | 0 | 0 | 0 | 0 | 0 | 0 | 0 | 0% | 0 | 0 | 0% | Normal | 0% | 0 | 0 | 0 | [15 empty] | Commercial_Warehouse_Existing_Food Preparation_Conveyor Oven_ | 0 | 0
Commercial_Warehouse_Existing_Food Preparation_Natural Gas_Conveyor Oven_E4 | Commercial | Warehouse | Existing | Food Preparation | Natural Gas | Conveyor Oven | E4 |  | 0% | 0% | 0% | 0 | 0 | 0 | 0 | 0 | 0 | 0 | 0 | 0% | 0 | 0 | 0% | Normal | 0% | 0 | 0 | 0 | [15 empty] | Commercial_Warehouse_Existing_Food Preparation_Conveyor Oven_ | 0 | 0
Commercial_Warehouse_Existing_Food Preparation_Natural Gas_Conveyor Oven_E5 | Commercial | Warehouse | Existing | Food Preparation | Natural Gas | Conveyor Oven | E5 |  | 0% | 0% | 0% | 0 | 0 | 0 | 0 | 0 | 0 | 0 | 0 | 0% | 0 | 0 | 0% | Normal | 0% | 0 | 0 | 0 | [15 empty] | Commercial_Warehouse_Existing_Food Preparation_Conveyor Oven_ | 0 | 0
Commercial_Warehouse_Existing_Food Preparation_Natural Gas_Conveyor Oven_E6 | Commercial | Warehouse | Existing | Food Preparation | Natural Gas | Conveyor Oven | E6 |  | 0% | 0% | 0% | 0 | 0 | 0 | 0 | 0 | 0 | 0 | 0 | 0% | 0 | 0 | 0% | Normal | 0% | 0 | 0 | 0 | [15 empty] | Commercial_Warehouse_Existing_Food Preparation_Conveyor Oven_ | 0 | 0
Commercial_Warehouse_Existing_Food Preparation_Natural Gas_Conveyor Oven_E7 | Commercial | Warehouse | Existing | Food Preparation | Natural Gas | Conveyor Oven | E7 |  | 0% | 0% | 0% | 0 | 0 | 0 | 0 | 0 | 0 | 0 | 0 | 0% | 0 | 0 | 0% | Normal | 0% | 0 | 0 | 0 | [15 empty] | Commercial_Warehouse_Existing_Food Preparation_Conveyor Oven_ | 0 | 0
Commercial_Warehouse_Existing_Food Preparation_Natural Gas_Conveyor Oven_E8 | Commercial | Warehouse | Existing | Food Preparation | Natural Gas | Conveyor Oven | E8 |  | 0% | 0% | 0% | 0 | 0 | 0 | 0 | 0 | 0 | 0 | 0 | 0% | 0 | 0 | 0% | Normal | 0% | 0 | 0 | 0 | [15 empty] | Commercial_Warehouse_Existing_Food Preparation_Conveyor Oven_ | 0 | 0
Commercial_Warehouse_Existing_Food Preparation_Natural Gas_Conveyor Oven_E9 | Commercial | Warehouse | Existing | Food Preparation | Natural Gas | Conveyor Oven | E9 |  | 0% | 0% | 0% | 0 | 0 | 0 | 0 | 0 | 0 | 0 | 0 | 0% | 0 | 0 | 0% | Normal | 0% | 0 | 0 | 0 | [15 empty] | Commercial_Warehouse_Existing_Food Preparation_Conveyor Oven_ | 0 | 0
Commercial_Warehouse_Existing_Food Preparation_Natural Gas_Conveyor Oven_E10 | Commercial | Warehouse | Existing | Food Preparation | Natural Gas | Conveyor Oven | E10 |  | 0% | 0% | 0% | 0 | 0 | 0 | 0 | 0 | 0 | 0 | 0 | 0% | 0 | 0 | 0% | Normal | 0% | 0 | 0 | 0 | [15 empty] | Commercial_Warehouse_Existing_Food Preparation_Conveyor Oven_ | 0 | 0
Commercial_Warehouse_Existing_Food Preparation_Natural Gas_Double Rack Oven_E1 | Commercial | Warehouse | Existing | Food Preparation | Natural Gas | Double Rack Oven | E1 | Standard | 100% | 0% | 0% | 0.052455 | 0 | 0 | 0 | 8 | 16 | 2021 | 2047 | 100% | 0 | 0 | 0% | Normal | 0% | 0.014679 | 0 | 0 | 1 units | 1 | 0 | 3.7274e-06 | 3938.22 | 12513 | 0 | 0 |  | 2013 | 1.1247 | IL TRM - 4.2.18 - CI-FSE-RKOV-VO2-180101 | PGE Workpaper, PGECOFST109 R6, 2016 | IL TRM - 4.2.18 - CI-FSE-RKOV-VO2-180101 |  | Commercial_Warehouse_Existing_Food Preparation_Double Rack Oven_Standard | 0.052455 | 12513
Commercial_Warehouse_Existing_Food Preparation_Natural Gas_Double Rack Oven_E2 | Commercial | Warehouse | Existing | Food Preparation | Natural Gas | Double Rack Oven | E2 | FTSC Qualified (>50% Cooking Efficiency) | 58.82% | 0% | 0% | 0.072368 | 0 | 0 | 0 | 8 | 16 | 2021 | 2047 | 100% | 0 | 0 | 0% | Normal | 0% | 0.0086348 | 0 | 0 | 1 units | 1 | 0 | 3.7274e-06 | 2316.6 | 16641 | 0 | 0 |  | 2011 | 1.1667 | IL TRM - 4.2.18 - CI-FSE-RKOV-VO2-180101 | PGE Workpaper, PGECOFST109 R6, 2016 | IL TRM - 4.2.18 - CI-FSE-RKOV-VO2-180101 |  | Commercial_Warehouse_Existing_Food Preparation_Double Rack Oven_FTSC Qualified (>50% Cooking Efficiency) | 0.072368 | 16641
Commercial_Warehouse_Existing_Food Preparation_Natural Gas_Double Rack Oven_E3 | Commercial | Warehouse | Existing | Food Preparation | Natural Gas | Double Rack Oven | E3 |  | 0% | 0% | 0% | 0 | 0 | 0 | 0 | 0 | 0 | 0 | 0 | 0% | 0 | 0 | 0% | Normal | 0% | 0 | 0 | 0 | [15 empty] | Commercial_Warehouse_Existing_Food Preparation_Double Rack Oven_ | 0 | 0
Commercial_Warehouse_Existing_Food Preparation_Natural Gas_Double Rack Oven_E4 | Commercial | Warehouse | Existing | Food Preparation | Natural Gas | Double Rack Oven | E4 |  | 0% | 0% | 0% | 0 | 0 | 0 | 0 | 0 | 0 | 0 | 0 | 0% | 0 | 0 | 0% | Normal | 0% | 0 | 0 | 0 | [15 empty] | Commercial_Warehouse_Existing_Food Preparation_Double Rack Oven_ | 0 | 0
Commercial_Warehouse_Existing_Food Preparation_Natural Gas_Double Rack Oven_E5 | Commercial | Warehouse | Existing | Food Preparation | Natural Gas | Double Rack Oven | E5 |  | 0% | 0% | 0% | 0 | 0 | 0 | 0 | 0 | 0 | 0 | 0 | 0% | 0 | 0 | 0% | Normal | 0% | 0 | 0 | 0 | [15 empty] | Commercial_Warehouse_Existing_Food Preparation_Double Rack Oven_ | 0 | 0
Commercial_Warehouse_Existing_Food Preparation_Natural Gas_Double Rack Oven_E6 | Commercial | Warehouse | Existing | Food Preparation | Natural Gas | Double Rack Oven | E6 |  | 0% | 0% | 0% | 0 | 0 | 0 | 0 | 0 | 0 | 0 | 0 | 0% | 0 | 0 | 0% | Normal | 0% | 0 | 0 | 0 | [15 empty] | Commercial_Warehouse_Existing_Food Preparation_Double Rack Oven_ | 0 | 0
Commercial_Warehouse_Existing_Food Preparation_Natural Gas_Double Rack Oven_E7 | Commercial | Warehouse | Existing | Food Preparation | Natural Gas | Double Rack Oven | E7 |  | 0% | 0% | 0% | 0 | 0 | 0 | 0 | 0 | 0 | 0 | 0 | 0% | 0 | 0 | 0% | Normal | 0% | 0 | 0 | 0 | [15 empty] | Commercial_Warehouse_Existing_Food Preparation_Double Rack Oven_ | 0 | 0
Commercial_Warehouse_Existing_Food Preparation_Natural Gas_Double Rack Oven_E8 | Commercial | Warehouse | Existing | Food Preparation | Natural Gas | Double Rack Oven | E8 |  | 0% | 0% | 0% | 0 | 0 | 0 | 0 | 0 | 0 | 0 | 0 | 0% | 0 | 0 | 0% | Normal | 0% | 0 | 0 | 0 | [15 empty] | Commercial_Warehouse_Existing_Food Preparation_Double Rack Oven_ | 0 | 0
Commercial_Warehouse_Existing_Food Preparation_Natural Gas_Double Rack Oven_E9 | Commercial | Warehouse | Existing | Food Preparation | Natural Gas | Double Rack Oven | E9 |  | 0% | 0% | 0% | 0 | 0 | 0 | 0 | 0 | 0 | 0 | 0 | 0% | 0 | 0 | 0% | Normal | 0% | 0 | 0 | 0 | [15 empty] | Commercial_Warehouse_Existing_Food Preparation_Double Rack Oven_ | 0 | 0
Commercial_Warehouse_Existing_Food Preparation_Natural Gas_Double Rack Oven_E10 | Commercial | Warehouse | Existing | Food Preparation | Natural Gas | Double Rack Oven | E10 |  | 0% | 0% | 0% | 0 | 0 | 0 | 0 | 0 | 0 | 0 | 0 | 0% | 0 | 0 | 0% | Normal | 0% | 0 | 0 | 0 | [15 empty] | Commercial_Warehouse_Existing_Food Preparation_Double Rack Oven_ | 0 | 0
Commercial_Warehouse_Existing_Food Preparation_Natural Gas_Fryer_E1 | Commercial | Warehouse | Existing | Food Preparation | Natural Gas | Fryer | E1 | Standard | 100% | 0% | 0% | 0.026387 | 0 | 0 | 0 | 7 | 11 | 2021 | 2021 | 100% | 0 | 0 | 0% | Normal | 0% | 0.0075218 | 0 | 0 | 1 units | 1 | 0 | 7.2675e-06 | 1034.9987 | 3379.7321 | 0 | 0 |  | 2016 | 1.0743 | RTF Wkbk - ComCookingFryer_v5_0 | RTF Wkbk - ComCookingFryer_v5_0 | RTF Wkbk - ComCookingFryer_v5_0 |  | Commercial_Warehouse_Existing_Food Preparation_Fryer_Standard | 0.026387 | 3379.7321
Commercial_Warehouse_Existing_Food Preparation_Natural Gas_Fryer_E2 | Commercial | Warehouse | Existing | Food Preparation | Natural Gas | Fryer | E2 | ENERGY STAR | 61.81% | 0% | 0% | 0.033168 | 0 | 0 | 0 | 7 | 11 | 2021 | 2047 | 100% | 0 | 0 | 0% | Normal | 0% | 0.0046492 | 0 | 0 | 1 units | 1 | 0 | 7.2675e-06 | 639.7296 | 4248.3333 | 0 | 0 |  | 2016 | 1.0743 | RTF Wkbk - ComCookingFryer_v5_0 | RTF Wkbk - ComCookingFryer_v5_0 | RTF Wkbk - ComCookingFryer_v5_0 |  | Commercial_Warehouse_Existing_Food Preparation_Fryer_ENERGY STAR | 0.033168 | 4248.3333
Commercial_Warehouse_Existing_Food Preparation_Natural Gas_Fryer_E3 | Commercial | Warehouse | Existing | Food Preparation | Natural Gas | Fryer | E3 |  | 0% | 0% | 0% | 0 | 0 | 0 | 0 | 0 | 0 | 0 | 0 | 0% | 0 | 0 | 0% | Normal | 0% | 0 | 0 | 0 | [15 empty] | Commercial_Warehouse_Existing_Food Preparation_Fryer_ | 0 | 0
Commercial_Warehouse_Existing_Food Preparation_Natural Gas_Fryer_E4 | Commercial | Warehouse | Existing | Food Preparation | Natural Gas | Fryer | E4 |  | 0% | 0% | 0% | 0 | 0 | 0 | 0 | 0 | 0 | 0 | 0 | 0% | 0 | 0 | 0% | Normal | 0% | 0 | 0 | 0 | [15 empty] | Commercial_Warehouse_Existing_Food Preparation_Fryer_ | 0 | 0
Commercial_Warehouse_Existing_Food Preparation_Natural Gas_Fryer_E5 | Commercial | Warehouse | Existing | Food Preparation | Natural Gas | Fryer | E5 |  | 0% | 0% | 0% | 0 | 0 | 0 | 0 | 0 | 0 | 0 | 0 | 0% | 0 | 0 | 0% | Normal | 0% | 0 | 0 | 0 | [15 empty] | Commercial_Warehouse_Existing_Food Preparation_Fryer_ | 0 | 0
Commercial_Warehouse_Existing_Food Preparation_Natural Gas_Fryer_E6 | Commercial | Warehouse | Existing | Food Preparation | Natural Gas | Fryer | E6 |  | 0% | 0% | 0% | 0 | 0 | 0 | 0 | 0 | 0 | 0 | 0 | 0% | 0 | 0 | 0% | Normal | 0% | 0 | 0 | 0 | [15 empty] | Commercial_Warehouse_Existing_Food Preparation_Fryer_ | 0 | 0
Commercial_Warehouse_Existing_Food Preparation_Natural Gas_Fryer_E7 | Commercial | Warehouse | Existing | Food Preparation | Natural Gas | Fryer | E7 |  | 0% | 0% | 0% | 0 | 0 | 0 | 0 | 0 | 0 | 0 | 0 | 0% | 0 | 0 | 0% | Normal | 0% | 0 | 0 | 0 | [15 empty] | Commercial_Warehouse_Existing_Food Preparation_Fryer_ | 0 | 0
Commercial_Warehouse_Existing_Food Preparation_Natural Gas_Fryer_E8 | Commercial | Warehouse | Existing | Food Preparation | Natural Gas | Fryer | E8 |  | 0% | 0% | 0% | 0 | 0 | 0 | 0 | 0 | 0 | 0 | 0 | 0% | 0 | 0 | 0% | Normal | 0% | 0 | 0 | 0 | [15 empty] | Commercial_Warehouse_Existing_Food Preparation_Fryer_ | 0 | 0
Commercial_Warehouse_Existing_Food Preparation_Natural Gas_Fryer_E9 | Commercial | Warehouse | Existing | Food Preparation | Natural Gas | Fryer | E9 |  | 0% | 0% | 0% | 0 | 0 | 0 | 0 | 0 | 0 | 0 | 0 | 0% | 0 | 0 | 0% | Normal | 0% | 0 | 0 | 0 | [15 empty] | Commercial_Warehouse_Existing_Food Preparation_Fryer_ | 0 | 0
Commercial_Warehouse_Existing_Food Preparation_Natural Gas_Fryer_E10 | Commercial | Warehouse | Existing | Food Preparation | Natural Gas | Fryer | E10 |  | 0% | 0% | 0% | 0 | 0 | 0 | 0 | 0 | 0 | 0 | 0 | 0% | 0 | 0 | 0% | Normal | 0% | 0 | 0 | 0 | [15 empty] | Commercial_Warehouse_Existing_Food Preparation_Fryer_ | 0 | 0
Commercial_Warehouse_Existing_Food Preparation_Natural Gas_Broiler_E1 | Commercial | Warehouse | Existing | Food Preparation | Natural Gas | Broiler | E1 | Standard | 100% | 0% | 0% | 0.031527 | 0 | 0 | 0 | 8 | 16 | 2021 | 2047 | 100% | 0 | 0 | 0% | Normal | 0% | 0.0072707 | 0 | 0 | 1 units | 1 | 0 | 1.0809e-05 | 672.672 | 2500 | 0 | 0 |  | 2011 | 1.1667 | IL TRM - 4.2.14 - CI-FSE-IRBL-V02-180101 | Estimate | IL TRM - 4.2.14 - CI-FSE-IRBL-V02-180101 |  | Commercial_Warehouse_Existing_Food Preparation_Broiler_Standard | 0.031527 | 2500
Commercial_Warehouse_Existing_Food Preparation_Natural Gas_Broiler_E2 | Commercial | Warehouse | Existing | Food Preparation | Natural Gas | Broiler | E2 | Infrared Burners | 64.29% | 0% | 0% | 0.044137 | 0 | 0 | 0 | 8 | 16 | 2021 | 2047 | 100% | 0 | 0 | 0% | Normal | 0% | 0.004674 | 0 | 0 | 1 units | 1 | 0 | 1.0809e-05 | 432.432 | 3500 | 0 | 0 |  | 2011 | 1.1667 | IL TRM - 4.2.14 - CI-FSE-IRBL-V02-180101 | IL TRM - 4.2.14 - CI-FSE-IRBL-V02-180101 | IL TRM - 4.2.14 - CI-FSE-IRBL-V02-180101 |  | Commercial_Warehouse_Existing_Food Preparation_Broiler_Infrared Burners | 0.044137 | 3500
Commercial_Warehouse_Existing_Food Preparation_Natural Gas_Broiler_E3 | Commercial | Warehouse | Existing | Food Preparation | Natural Gas | Broiler | E3 |  | 0% | 0% | 0% | 0 | 0 | 0 | 0 | 0 | 0 | 0 | 0 | 0% | 0 | 0 | 0% | Normal | 0% | 0 | 0 | 0 | [15 empty] | Commercial_Warehouse_Existing_Food Preparation_Broiler_ | 0 | 0
Commercial_Warehouse_Existing_Food Preparation_Natural Gas_Broiler_E4 | Commercial | Warehouse | Existing | Food Preparation | Natural Gas | Broiler | E4 |  | 0% | 0% | 0% | 0 | 0 | 0 | 0 | 0 | 0 | 0 | 0 | 0% | 0 | 0 | 0% | Normal | 0% | 0 | 0 | 0 | [15 empty] | Commercial_Warehouse_Existing_Food Preparation_Broiler_ | 0 | 0
Commercial_Warehouse_Existing_Food Preparation_Natural Gas_Broiler_E5 | Commercial | Warehouse | Existing | Food Preparation | Natural Gas | Broiler | E5 |  | 0% | 0% | 0% | 0 | 0 | 0 | 0 | 0 | 0 | 0 | 0 | 0% | 0 | 0 | 0% | Normal | 0% | 0 | 0 | 0 | [15 empty] | Commercial_Warehouse_Existing_Food Preparation_Broiler_ | 0 | 0
Commercial_Warehouse_Existing_Food Preparation_Natural Gas_Broiler_E6 | Commercial | Warehouse | Existing | Food Preparation | Natural Gas | Broiler | E6 |  | 0% | 0% | 0% | 0 | 0 | 0 | 0 | 0 | 0 | 0 | 0 | 0% | 0 | 0 | 0% | Normal | 0% | 0 | 0 | 0 | [15 empty] | Commercial_Warehouse_Existing_Food Preparation_Broiler_ | 0 | 0
Commercial_Warehouse_Existing_Food Preparation_Natural Gas_Broiler_E7 | Commercial | Warehouse | Existing | Food Preparation | Natural Gas | Broiler | E7 |  | 0% | 0% | 0% | 0 | 0 | 0 | 0 | 0 | 0 | 0 | 0 | 0% | 0 | 0 | 0% | Normal | 0% | 0 | 0 | 0 | [15 empty] | Commercial_Warehouse_Existing_Food Preparation_Broiler_ | 0 | 0
Commercial_Warehouse_Existing_Food Preparation_Natural Gas_Broiler_E8 | Commercial | Warehouse | Existing | Food Preparation | Natural Gas | Broiler | E8 |  | 0% | 0% | 0% | 0 | 0 | 0 | 0 | 0 | 0 | 0 | 0 | 0% | 0 | 0 | 0% | Normal | 0% | 0 | 0 | 0 | [15 empty] | Commercial_Warehouse_Existing_Food Preparation_Broiler_ | 0 | 0
Commercial_Warehouse_Existing_Food Preparation_Natural Gas_Broiler_E9 | Commercial | Warehouse | Existing | Food Preparation | Natural Gas | Broiler | E9 |  | 0% | 0% | 0% | 0 | 0 | 0 | 0 | 0 | 0 | 0 | 0 | 0% | 0 | 0 | 0% | Normal | 0% | 0 | 0 | 0 | [15 empty] | Commercial_Warehouse_Existing_Food Preparation_Broiler_ | 0 | 0
Commercial_Warehouse_Existing_Food Preparation_Natural Gas_Broiler_E10 | Commercial | Warehouse | Existing | Food Preparation | Natural Gas | Broiler | E10 |  | 0% | 0% | 0% | 0 | 0 | 0 | 0 | 0 | 0 | 0 | 0 | 0% | 0 | 0 | 0% | Normal | 0% | 0 | 0 | 0 | [15 empty] | Commercial_Warehouse_Existing_Food Preparation_Broiler_ | 0 | 0
Commercial_Warehouse_Existing_Food Preparation_Natural Gas_Griddle_E1 | Commercial | Warehouse | Existing | Food Preparation | Natural Gas | Griddle | E1 | Standard | 100% | 0% | 0% | 0.024425 | 0 | 0 | 0 | 8 | 16 | 2021 | 2047 | 100% | 0 | 0 | 0% | Normal | 0% | 0.0051949 | 0 | 0 | 1 units | 1 | 0 | 4.217e-06 | 1231.891 | 5150 | 0 | 0 |  | 2013 | 1.1247 | IL TRM - 4.2.8 - CI-FSE-ESGR-V04-200101 | IL TRM - 4.2.8 - CI-FSE-ESGR-V04-200101 | IL TRM - 4.2.8 - CI-FSE-ESGR-V04-200101 |  | Commercial_Warehouse_Existing_Food Preparation_Griddle_Standard | 0.024425 | 5150
Commercial_Warehouse_Existing_Food Preparation_Natural Gas_Griddle_E2 | Commercial | Warehouse | Existing | Food Preparation | Natural Gas | Griddle | E2 | ENERGY STAR | 86.37% | 0% | 0% | 0.030354 | 0 | 0 | 0 | 8 | 16 | 2021 | 2047 | 100% | 0 | 0 | 0% | Normal | 0% | 0.0044867 | 0 | 0 | 1 units | 1 | 0 | 4.217e-06 | 1063.9446 | 6400 | 0 | 0 |  | 2013 | 1.1247 | IL TRM - 4.2.8 - CI-FSE-ESGR-V04-200101 | IL TRM - 4.2.8 - CI-FSE-ESGR-V04-200101 | IL TRM - 4.2.8 - CI-FSE-ESGR-V04-200101 |  | Commercial_Warehouse_Existing_Food Preparation_Griddle_ENERGY STAR | 0.030354 | 6400
Commercial_Warehouse_Existing_Food Preparation_Natural Gas_Griddle_E3 | Commercial | Warehouse | Existing | Food Preparation | Natural Gas | Griddle | E3 |  | 0% | 0% | 0% | 0 | 0 | 0 | 0 | 0 | 0 | 0 | 0 | 0% | 0 | 0 | 0% | Normal | 0% | 0 | 0 | 0 | [15 empty] | Commercial_Warehouse_Existing_Food Preparation_Griddle_ | 0 | 0
Commercial_Warehouse_Existing_Food Preparation_Natural Gas_Griddle_E4 | Commercial | Warehouse | Existing | Food Preparation | Natural Gas | Griddle | E4 |  | 0% | 0% | 0% | 0 | 0 | 0 | 0 | 0 | 0 | 0 | 0 | 0% | 0 | 0 | 0% | Normal | 0% | 0 | 0 | 0 | [15 empty] | Commercial_Warehouse_Existing_Food Preparation_Griddle_ | 0 | 0
Commercial_Warehouse_Existing_Food Preparation_Natural Gas_Griddle_E5 | Commercial | Warehouse | Existing | Food Preparation | Natural Gas | Griddle | E5 |  | 0% | 0% | 0% | 0 | 0 | 0 | 0 | 0 | 0 | 0 | 0 | 0% | 0 | 0 | 0% | Normal | 0% | 0 | 0 | 0 | [15 empty] | Commercial_Warehouse_Existing_Food Preparation_Griddle_ | 0 | 0
Commercial_Warehouse_Existing_Food Preparation_Natural Gas_Griddle_E6 | Commercial | Warehouse | Existing | Food Preparation | Natural Gas | Griddle | E6 |  | 0% | 0% | 0% | 0 | 0 | 0 | 0 | 0 | 0 | 0 | 0 | 0% | 0 | 0 | 0% | Normal | 0% | 0 | 0 | 0 | [15 empty] | Commercial_Warehouse_Existing_Food Preparation_Griddle_ | 0 | 0
Commercial_Warehouse_Existing_Food Preparation_Natural Gas_Griddle_E7 | Commercial | Warehouse | Existing | Food Preparation | Natural Gas | Griddle | E7 |  | 0% | 0% | 0% | 0 | 0 | 0 | 0 | 0 | 0 | 0 | 0 | 0% | 0 | 0 | 0% | Normal | 0% | 0 | 0 | 0 | [15 empty] | Commercial_Warehouse_Existing_Food Preparation_Griddle_ | 0 | 0
Commercial_Warehouse_Existing_Food Preparation_Natural Gas_Griddle_E8 | Commercial | Warehouse | Existing | Food Preparation | Natural Gas | Griddle | E8 |  | 0% | 0% | 0% | 0 | 0 | 0 | 0 | 0 | 0 | 0 | 0 | 0% | 0 | 0 | 0% | Normal | 0% | 0 | 0 | 0 | [15 empty] | Commercial_Warehouse_Existing_Food Preparation_Griddle_ | 0 | 0
Commercial_Warehouse_Existing_Food Preparation_Natural Gas_Griddle_E9 | Commercial | Warehouse | Existing | Food Preparation | Natural Gas | Griddle | E9 |  | 0% | 0% | 0% | 0 | 0 | 0 | 0 | 0 | 0 | 0 | 0 | 0% | 0 | 0 | 0% | Normal | 0% | 0 | 0 | 0 | [15 empty] | Commercial_Warehouse_Existing_Food Preparation_Griddle_ | 0 | 0
Commercial_Warehouse_Existing_Food Preparation_Natural Gas_Griddle_E10 | Commercial | Warehouse | Existing | Food Preparation | Natural Gas | Griddle | E10 |  | 0% | 0% | 0% | 0 | 0 | 0 | 0 | 0 | 0 | 0 | 0 | 0% | 0 | 0 | 0% | Normal | 0% | 0 | 0 | 0 | [15 empty] | Commercial_Warehouse_Existing_Food Preparation_Griddle_ | 0 | 0
Commercial_Warehouse_Existing_Food Preparation_Natural Gas_Range_E1 | Commercial | Warehouse | Existing | Food Preparation | Natural Gas | Range | E1 | Standard | 100% | 0% | 0% | 0.033042 | 0 | 0 | 0 | 8 | 12 | 2021 | 2047 | 100% | 0 | 0 | 0% | Normal | 0% | 0.0050062 | 0 | 0 | 1 units | 1 | 0 | 4.1719e-06 | 1200 | 7450 | 0 | 0 |  | 2017 | 1.0631 | COOK_OVN-Food Preparation-AEO17-1 | EIA 2018 Tech Forecast | Navigant 2009 |  | Commercial_Warehouse_Existing_Food Preparation_Range_Standard | 0.033042 | 7450
Commercial_Warehouse_Existing_Food Preparation_Natural Gas_Range_E2 | Commercial | Warehouse | Existing | Food Preparation | Natural Gas | Range | E2 | High Efficiency | 85.71% | 0% | 0% | 0.033042 | 0 | 0 | 0 | 8 | 12 | 2021 | 2047 | 100% | 0 | 0 | 0% | Normal | 0% | 0.0042911 | 0 | 0 | 1 units | 1 | 0 | 4.1719e-06 | 1028.5714 | 7450.01 | 0 | 0 |  | 2017 | 1.0631 | COOK_OVN-Food Preparation-AEO17-1 | EIA 2018 Tech Forecast | EIA 2018 Tech Forecast |  | Commercial_Warehouse_Existing_Food Preparation_Range_High Efficiency | 0.033042 | 7450.01
Commercial_Warehouse_Existing_Food Preparation_Natural Gas_Range_E3 | Commercial | Warehouse | Existing | Food Preparation | Natural Gas | Range | E3 |  | 0% | 0% | 0% | 0 | 0 | 0 | 0 | 0 | 0 | 0 | 0 | 0% | 0 | 0 | 0% | Normal | 0% | 0 | 0 | 0 | [15 empty] | Commercial_Warehouse_Existing_Food Preparation_Range_ | 0 | 0
Commercial_Warehouse_Existing_Food Preparation_Natural Gas_Range_E4 | Commercial | Warehouse | Existing | Food Preparation | Natural Gas | Range | E4 |  | 0% | 0% | 0% | 0 | 0 | 0 | 0 | 0 | 0 | 0 | 0 | 0% | 0 | 0 | 0% | Normal | 0% | 0 | 0 | 0 | [15 empty] | Commercial_Warehouse_Existing_Food Preparation_Range_ | 0 | 0
Commercial_Warehouse_Existing_Food Preparation_Natural Gas_Range_E5 | Commercial | Warehouse | Existing | Food Preparation | Natural Gas | Range | E5 |  | 0% | 0% | 0% | 0 | 0 | 0 | 0 | 0 | 0 | 0 | 0 | 0% | 0 | 0 | 0% | Normal | 0% | 0 | 0 | 0 | [15 empty] | Commercial_Warehouse_Existing_Food Preparation_Range_ | 0 | 0
Commercial_Warehouse_Existing_Food Preparation_Natural Gas_Range_E6 | Commercial | Warehouse | Existing | Food Preparation | Natural Gas | Range | E6 |  | 0% | 0% | 0% | 0 | 0 | 0 | 0 | 0 | 0 | 0 | 0 | 0% | 0 | 0 | 0% | Normal | 0% | 0 | 0 | 0 | [15 empty] | Commercial_Warehouse_Existing_Food Preparation_Range_ | 0 | 0
Commercial_Warehouse_Existing_Food Preparation_Natural Gas_Range_E7 | Commercial | Warehouse | Existing | Food Preparation | Natural Gas | Range | E7 |  | 0% | 0% | 0% | 0 | 0 | 0 | 0 | 0 | 0 | 0 | 0 | 0% | 0 | 0 | 0% | Normal | 0% | 0 | 0 | 0 | [15 empty] | Commercial_Warehouse_Existing_Food Preparation_Range_ | 0 | 0
Commercial_Warehouse_Existing_Food Preparation_Natural Gas_Range_E8 | Commercial | Warehouse | Existing | Food Preparation | Natural Gas | Range | E8 |  | 0% | 0% | 0% | 0 | 0 | 0 | 0 | 0 | 0 | 0 | 0 | 0% | 0 | 0 | 0% | Normal | 0% | 0 | 0 | 0 | [15 empty] | Commercial_Warehouse_Existing_Food Preparation_Range_ | 0 | 0
Commercial_Warehouse_Existing_Food Preparation_Natural Gas_Range_E9 | Commercial | Warehouse | Existing | Food Preparation | Natural Gas | Range | E9 |  | 0% | 0% | 0% | 0 | 0 | 0 | 0 | 0 | 0 | 0 | 0 | 0% | 0 | 0 | 0% | Normal | 0% | 0 | 0 | 0 | [15 empty] | Commercial_Warehouse_Existing_Food Preparation_Range_ | 0 | 0
Commercial_Warehouse_Existing_Food Preparation_Natural Gas_Range_E10 | Commercial | Warehouse | Existing | Food Preparation | Natural Gas | Range | E10 |  | 0% | 0% | 0% | 0 | 0 | 0 | 0 | 0 | 0 | 0 | 0 | 0% | 0 | 0 | 0% | Normal | 0% | 0 | 0 | 0 | [15 empty] | Commercial_Warehouse_Existing_Food Preparation_Range_ | 0 | 0
Commercial_Warehouse_Existing_Food Preparation_Natural Gas_Steamer_E1 | Commercial | Warehouse | Existing | Food Preparation | Natural Gas | Steamer | E1 | Standard | 100% | 0% | 0% | 0.07089 | 0 | 0 | 0 | 6 | 10 | 2021 | 2021 | 100% | 0 | 0 | 0% | Normal | 0% | 0.009321 | 0 | 0 | 1 units | 1 | 0 | 6.3256e-06 | 1473.5418 | 10431.946 | 0 | 0 |  | 2016 | 1.0743 | RTF Wkbk - ComCookingSteamer_v5_0 | RTF Wkbk - ComCookingSteamer_v5_0 | RTF Wkbk - ComCookingSteamer_v5_0 |  | Commercial_Warehouse_Existing_Food Preparation_Steamer_Standard | 0.07089 | 10431.946
Commercial_Warehouse_Existing_Food Preparation_Natural Gas_Steamer_E2 | Commercial | Warehouse | Existing | Food Preparation | Natural Gas | Steamer | E2 | ENERGY STAR | 17.54% | 0% | 0% | 0.07089 | 0 | -0.0046674 | 0 | 6 | 10 | 2021 | 2047 | 100% | 0 | 0 | 0% | Normal | 0% | 0.0016345 | 0 | 0 | 1 units | 1 | 0 | 6.3256e-06 | 258.3998 | 10431.956 | 0 | -686.8492 |  | 2016 | 1.0743 | RTF Wkbk - ComCookingSteamer_v5_0 | RTF Wkbk - ComCookingSteamer_v5_0 | RTF Wkbk - ComCookingSteamer_v5_0 |  | Commercial_Warehouse_Existing_Food Preparation_Steamer_ENERGY STAR | 0.066222 | 9745.1068
Commercial_Warehouse_Existing_Food Preparation_Natural Gas_Steamer_E3 | Commercial | Warehouse | Existing | Food Preparation | Natural Gas | Steamer | E3 |  | 0% | 0% | 0% | 0 | 0 | 0 | 0 | 0 | 0 | 0 | 0 | 0% | 0 | 0 | 0% | Normal | 0% | 0 | 0 | 0 | [15 empty] | Commercial_Warehouse_Existing_Food Preparation_Steamer_ | 0 | 0
Commercial_Warehouse_Existing_Food Preparation_Natural Gas_Steamer_E4 | Commercial | Warehouse | Existing | Food Preparation | Natural Gas | Steamer | E4 |  | 0% | 0% | 0% | 0 | 0 | 0 | 0 | 0 | 0 | 0 | 0 | 0% | 0 | 0 | 0% | Normal | 0% | 0 | 0 | 0 | [15 empty] | Commercial_Warehouse_Existing_Food Preparation_Steamer_ | 0 | 0
Commercial_Warehouse_Existing_Food Preparation_Natural Gas_Steamer_E5 | Commercial | Warehouse | Existing | Food Preparation | Natural Gas | Steamer | E5 |  | 0% | 0% | 0% | 0 | 0 | 0 | 0 | 0 | 0 | 0 | 0 | 0% | 0 | 0 | 0% | Normal | 0% | 0 | 0 | 0 | [15 empty] | Commercial_Warehouse_Existing_Food Preparation_Steamer_ | 0 | 0
Commercial_Warehouse_Existing_Food Preparation_Natural Gas_Steamer_E6 | Commercial | Warehouse | Existing | Food Preparation | Natural Gas | Steamer | E6 |  | 0% | 0% | 0% | 0 | 0 | 0 | 0 | 0 | 0 | 0 | 0 | 0% | 0 | 0 | 0% | Normal | 0% | 0 | 0 | 0 | [15 empty] | Commercial_Warehouse_Existing_Food Preparation_Steamer_ | 0 | 0
Commercial_Warehouse_Existing_Food Preparation_Natural Gas_Steamer_E7 | Commercial | Warehouse | Existing | Food Preparation | Natural Gas | Steamer | E7 |  | 0% | 0% | 0% | 0 | 0 | 0 | 0 | 0 | 0 | 0 | 0 | 0% | 0 | 0 | 0% | Normal | 0% | 0 | 0 | 0 | [15 empty] | Commercial_Warehouse_Existing_Food Preparation_Steamer_ | 0 | 0
Commercial_Warehouse_Existing_Food Preparation_Natural Gas_Steamer_E8 | Commercial | Warehouse | Existing | Food Preparation | Natural Gas | Steamer | E8 |  | 0% | 0% | 0% | 0 | 0 | 0 | 0 | 0 | 0 | 0 | 0 | 0% | 0 | 0 | 0% | Normal | 0% | 0 | 0 | 0 | [15 empty] | Commercial_Warehouse_Existing_Food Preparation_Steamer_ | 0 | 0
Commercial_Warehouse_Existing_Food Preparation_Natural Gas_Steamer_E9 | Commercial | Warehouse | Existing | Food Preparation | Natural Gas | Steamer | E9 |  | 0% | 0% | 0% | 0 | 0 | 0 | 0 | 0 | 0 | 0 | 0 | 0% | 0 | 0 | 0% | Normal | 0% | 0 | 0 | 0 | [15 empty] | Commercial_Warehouse_Existing_Food Preparation_Steamer_ | 0 | 0
Commercial_Warehouse_Existing_Food Preparation_Natural Gas_Steamer_E10 | Commercial | Warehouse | Existing | Food Preparation | Natural Gas | Steamer | E10 |  | 0% | 0% | 0% | 0 | 0 | 0 | 0 | 0 | 0 | 0 | 0 | 0% | 0 | 0 | 0% | Normal | 0% | 0 | 0 | 0 | [15 empty] | Commercial_Warehouse_Existing_Food Preparation_Steamer_ | 0 | 0
Commercial_Warehouse_Existing_Food Preparation_Natural Gas_Commercial Food Prep Other_E1 | Commercial | Warehouse | Existing | Food Preparation | Natural Gas | Commercial Food Prep Other | E1 | Standard | 100% | 0% | 0% | 0.0018603 | 0 | 0 | 0 | 8 | 12 | 2021 | 2047 | 100% | 0 | 0 | 0% | Normal | 0% | 0.0022329 | 0 | 0 | 1 units | 1 | 0 | 1.569e-06 | 1423.18 | 1000 | 0 | 0 |  | 2010 | 1.1857 | Default | Default | Default |  | Commercial_Warehouse_Existing_Food Preparation_Commercial Food Prep Other_Standard | 0.0018603 | 1000
Commercial_Warehouse_Existing_Food Preparation_Natural Gas_Commercial Food Prep Other_E2 | Commercial | Warehouse | Existing | Food Preparation | Natural Gas | Commercial Food Prep Other | E2 | ENERGY STAR | 74.27% | 0% | 0% | 0.0022598 | 0 | 0 | 0 | 8 | 12 | 2021 | 2047 | 100% | 0 | 0 | 0% | Normal | 0% | 0.0016584 | 0 | 0 | 1 units | 1 | 0 | 1.569e-06 | 1057.0182 | 1214.7567 | 0 | 0 |  | 2010 | 1.1857 | N/A | N/A | N/A |  | Commercial_Warehouse_Existing_Food Preparation_Commercial Food Prep Other_ENERGY STAR | 0.0022598 | 1214.7567
Commercial_Warehouse_Existing_Food Preparation_Natural Gas_Commercial Food Prep Other_E3 | Commercial | Warehouse | Existing | Food Preparation | Natural Gas | Commercial Food Prep Other | E3 |  | 0% | 0% | 0% | 0 | 0 | 0 | 0 | 0 | 0 | 0 | 0 | 0% | 0 | 0 | 0% | Normal | 0% | 0 | 0 | 0 | [15 empty] | Commercial_Warehouse_Existing_Food Preparation_Commercial Food Prep Other_ | 0 | 0
Commercial_Warehouse_Existing_Food Preparation_Natural Gas_Commercial Food Prep Other_E4 | Commercial | Warehouse | Existing | Food Preparation | Natural Gas | Commercial Food Prep Other | E4 |  | 0% | 0% | 0% | 0 | 0 | 0 | 0 | 0 | 0 | 0 | 0 | 0% | 0 | 0 | 0% | Normal | 0% | 0 | 0 | 0 | [15 empty] | Commercial_Warehouse_Existing_Food Preparation_Commercial Food Prep Other_ | 0 | 0
Commercial_Warehouse_Existing_Food Preparation_Natural Gas_Commercial Food Prep Other_E5 | Commercial | Warehouse | Existing | Food Preparation | Natural Gas | Commercial Food Prep Other | E5 |  | 0% | 0% | 0% | 0 | 0 | 0 | 0 | 0 | 0 | 0 | 0 | 0% | 0 | 0 | 0% | Normal | 0% | 0 | 0 | 0 | [15 empty] | Commercial_Warehouse_Existing_Food Preparation_Commercial Food Prep Other_ | 0 | 0
Commercial_Warehouse_Existing_Food Preparation_Natural Gas_Commercial Food Prep Other_E6 | Commercial | Warehouse | Existing | Food Preparation | Natural Gas | Commercial Food Prep Other | E6 |  | 0% | 0% | 0% | 0 | 0 | 0 | 0 | 0 | 0 | 0 | 0 | 0% | 0 | 0 | 0% | Normal | 0% | 0 | 0 | 0 | [15 empty] | Commercial_Warehouse_Existing_Food Preparation_Commercial Food Prep Other_ | 0 | 0
Commercial_Warehouse_Existing_Food Preparation_Natural Gas_Commercial Food Prep Other_E7 | Commercial | Warehouse | Existing | Food Preparation | Natural Gas | Commercial Food Prep Other | E7 |  | 0% | 0% | 0% | 0 | 0 | 0 | 0 | 0 | 0 | 0 | 0 | 0% | 0 | 0 | 0% | Normal | 0% | 0 | 0 | 0 | [15 empty] | Commercial_Warehouse_Existing_Food Preparation_Commercial Food Prep Other_ | 0 | 0
Commercial_Warehouse_Existing_Food Preparation_Natural Gas_Commercial Food Prep Other_E8 | Commercial | Warehouse | Existing | Food Preparation | Natural Gas | Commercial Food Prep Other | E8 |  | 0% | 0% | 0% | 0 | 0 | 0 | 0 | 0 | 0 | 0 | 0 | 0% | 0 | 0 | 0% | Normal | 0% | 0 | 0 | 0 | [15 empty] | Commercial_Warehouse_Existing_Food Preparation_Commercial Food Prep Other_ | 0 | 0
Commercial_Warehouse_Existing_Food Preparation_Natural Gas_Commercial Food Prep Other_E9 | Commercial | Warehouse | Existing | Food Preparation | Natural Gas | Commercial Food Prep Other | E9 |  | 0% | 0% | 0% | 0 | 0 | 0 | 0 | 0 | 0 | 0 | 0 | 0% | 0 | 0 | 0% | Normal | 0% | 0 | 0 | 0 | [15 empty] | Commercial_Warehouse_Existing_Food Preparation_Commercial Food Prep Other_ | 0 | 0
Commercial_Warehouse_Existing_Food Preparation_Natural Gas_Commercial Food Prep Other_E10 | Commercial | Warehouse | Existing | Food Preparation | Natural Gas | Commercial Food Prep Other | E10 |  | 0% | 0% | 0% | 0 | 0 | 0 | 0 | 0 | 0 | 0 | 0 | 0% | 0 | 0 | 0% | Normal | 0% | 0 | 0 | 0 | [15 empty] | Commercial_Warehouse_Existing_Food Preparation_Commercial Food Prep Other_ | 0 | 0
Commercial_Warehouse_Existing_Miscellaneous_Natural Gas_Pool Heater_E1 | Commercial | Warehouse | Existing | Miscellaneous | Natural Gas | Pool Heater | E1 | Standard (EF .78) | 100% | 0% | 0% | 0.013398 | 0 | 0 | 0 | 4 | 8 | 2021 | 2047 | 100% | 0 | 0 | 0% | Normal | 0% | 0.01 | 0 | 0 | 1 units | 1 | 0 | 6.7159e-07 | 14890 | 18052 | 0 | 0 |  | 2014 | 1.1051 | DOE Commercial R&D 2016 - Table 7-6 | DOE Commercial R&D 2016 - Table 7-7 | DOE Commercial R&D 2016 - Table 7-8 |  | Commercial_Warehouse_Existing_Miscellaneous_Pool Heater_Standard (EF .78) | 0.013398 | 18052
Commercial_Warehouse_Existing_Miscellaneous_Natural Gas_Pool Heater_E2 | Commercial | Warehouse | Existing | Miscellaneous | Natural Gas | Pool Heater | E2 | Condensing (EF .90) | 85% | 0% | 0% | 0.021937 | 0 | 0 | 0 | 4 | 8 | 2021 | 2047 | 100% | 0 | 0 | 0% | Normal | 0% | 0.0085 | 0 | 0 | 1 units | 1 | 0 | 6.7159e-07 | 12656.5 | 29558 | 0 | 0 |  | 2014 | 1.1051 | DOE Commercial R&D 2016 - Table 7-6 | DOE Commercial R&D 2016 - Table 7-7 | DOE Commercial R&D 2016 - Table 7-9 |  | Commercial_Warehouse_Existing_Miscellaneous_Pool Heater_Condensing (EF .90) | 0.021937 | 29558
Commercial_Warehouse_Existing_Miscellaneous_Natural Gas_Pool Heater_E3 | Commercial | Warehouse | Existing | Miscellaneous | Natural Gas | Pool Heater | E3 |  | 0% | 0% | 0% | 0 | 0 | 0 | 0 | 0 | 0 | 0 | 0 | 0% | 0 | 0 | 0% | Normal | 0% | 0 | 0 | 0 | [15 empty] | Commercial_Warehouse_Existing_Miscellaneous_Pool Heater_ | 0 | 0
Commercial_Warehouse_Existing_Miscellaneous_Natural Gas_Pool Heater_E4 | Commercial | Warehouse | Existing | Miscellaneous | Natural Gas | Pool Heater | E4 |  | 0% | 0% | 0% | 0 | 0 | 0 | 0 | 0 | 0 | 0 | 0 | 0% | 0 | 0 | 0% | Normal | 0% | 0 | 0 | 0 | [15 empty] | Commercial_Warehouse_Existing_Miscellaneous_Pool Heater_ | 0 | 0
Commercial_Warehouse_Existing_Miscellaneous_Natural Gas_Pool Heater_E5 | Commercial | Warehouse | Existing | Miscellaneous | Natural Gas | Pool Heater | E5 |  | 0% | 0% | 0% | 0 | 0 | 0 | 0 | 0 | 0 | 0 | 0 | 0% | 0 | 0 | 0% | Normal | 0% | 0 | 0 | 0 | [15 empty] | Commercial_Warehouse_Existing_Miscellaneous_Pool Heater_ | 0 | 0
Commercial_Warehouse_Existing_Miscellaneous_Natural Gas_Pool Heater_E6 | Commercial | Warehouse | Existing | Miscellaneous | Natural Gas | Pool Heater | E6 |  | 0% | 0% | 0% | 0 | 0 | 0 | 0 | 0 | 0 | 0 | 0 | 0% | 0 | 0 | 0% | Normal | 0% | 0 | 0 | 0 | [15 empty] | Commercial_Warehouse_Existing_Miscellaneous_Pool Heater_ | 0 | 0
Commercial_Warehouse_Existing_Miscellaneous_Natural Gas_Pool Heater_E7 | Commercial | Warehouse | Existing | Miscellaneous | Natural Gas | Pool Heater | E7 |  | 0% | 0% | 0% | 0 | 0 | 0 | 0 | 0 | 0 | 0 | 0 | 0% | 0 | 0 | 0% | Normal | 0% | 0 | 0 | 0 | [15 empty] | Commercial_Warehouse_Existing_Miscellaneous_Pool Heater_ | 0 | 0
Commercial_Warehouse_Existing_Miscellaneous_Natural Gas_Pool Heater_E8 | Commercial | Warehouse | Existing | Miscellaneous | Natural Gas | Pool Heater | E8 |  | 0% | 0% | 0% | 0 | 0 | 0 | 0 | 0 | 0 | 0 | 0 | 0% | 0 | 0 | 0% | Normal | 0% | 0 | 0 | 0 | [15 empty] | Commercial_Warehouse_Existing_Miscellaneous_Pool Heater_ | 0 | 0
Commercial_Warehouse_Existing_Miscellaneous_Natural Gas_Pool Heater_E9 | Commercial | Warehouse | Existing | Miscellaneous | Natural Gas | Pool Heater | E9 |  | 0% | 0% | 0% | 0 | 0 | 0 | 0 | 0 | 0 | 0 | 0 | 0% | 0 | 0 | 0% | Normal | 0% | 0 | 0 | 0 | [15 empty] | Commercial_Warehouse_Existing_Miscellaneous_Pool Heater_ | 0 | 0
Commercial_Warehouse_Existing_Miscellaneous_Natural Gas_Pool Heater_E10 | Commercial | Warehouse | Existing | Miscellaneous | Natural Gas | Pool Heater | E10 |  | 0% | 0% | 0% | 0 | 0 | 0 | 0 | 0 | 0 | 0 | 0 | 0% | 0 | 0 | 0% | Normal | 0% | 0 | 0 | 0 | [15 empty] | Commercial_Warehouse_Existing_Miscellaneous_Pool Heater_ | 0 | 0
Commercial_Warehouse_Existing_Miscellaneous_Natural Gas_Miscellaneous_E1 | Commercial | Warehouse | Existing | Miscellaneous | Natural Gas | Miscellaneous | E1 | Miscellaneous | 100% | 0% | 0% | 0.0064777 | 0 | 0 | 0 | 2 | 8 | 2021 | 2047 | 100% | 0 | 0 | 0% | Normal | 0% | 0.0060298 | 0 | 0 | 1 units | 1 | 0 | 0.0060298 | 1 | 1 | 0 | 0 |  | 2016 | 1.0743 | N/A | N/A | N/A |  | Commercial_Warehouse_Existing_Miscellaneous_Miscellaneous_Miscellaneous | 0.0064777 | 1
Commercial_Warehouse_Existing_Miscellaneous_Natural Gas_Miscellaneous_E2 | Commercial | Warehouse | Existing | Miscellaneous | Natural Gas | Miscellaneous | E2 |  | 0% | 0% | 0% | 0 | 0 | 0 | 0 | 0 | 0 | 0 | 0 | 0% | 0 | 0 | 0% | Normal | 0% | 0 | 0 | 0 | [15 empty] | Commercial_Warehouse_Existing_Miscellaneous_Miscellaneous_ | 0 | 0
Commercial_Warehouse_Existing_Miscellaneous_Natural Gas_Miscellaneous_E3 | Commercial | Warehouse | Existing | Miscellaneous | Natural Gas | Miscellaneous | E3 |  | 0% | 0% | 0% | 0 | 0 | 0 | 0 | 0 | 0 | 0 | 0 | 0% | 0 | 0 | 0% | Normal | 0% | 0 | 0 | 0 | [15 empty] | Commercial_Warehouse_Existing_Miscellaneous_Miscellaneous_ | 0 | 0
Commercial_Warehouse_Existing_Miscellaneous_Natural Gas_Miscellaneous_E4 | Commercial | Warehouse | Existing | Miscellaneous | Natural Gas | Miscellaneous | E4 |  | 0% | 0% | 0% | 0 | 0 | 0 | 0 | 0 | 0 | 0 | 0 | 0% | 0 | 0 | 0% | Normal | 0% | 0 | 0 | 0 | [15 empty] | Commercial_Warehouse_Existing_Miscellaneous_Miscellaneous_ | 0 | 0
Commercial_Warehouse_Existing_Miscellaneous_Natural Gas_Miscellaneous_E5 | Commercial | Warehouse | Existing | Miscellaneous | Natural Gas | Miscellaneous | E5 |  | 0% | 0% | 0% | 0 | 0 | 0 | 0 | 0 | 0 | 0 | 0 | 0% | 0 | 0 | 0% | Normal | 0% | 0 | 0 | 0 | [15 empty] | Commercial_Warehouse_Existing_Miscellaneous_Miscellaneous_ | 0 | 0
Commercial_Warehouse_Existing_Miscellaneous_Natural Gas_Miscellaneous_E6 | Commercial | Warehouse | Existing | Miscellaneous | Natural Gas | Miscellaneous | E6 |  | 0% | 0% | 0% | 0 | 0 | 0 | 0 | 0 | 0 | 0 | 0 | 0% | 0 | 0 | 0% | Normal | 0% | 0 | 0 | 0 | [15 empty] | Commercial_Warehouse_Existing_Miscellaneous_Miscellaneous_ | 0 | 0
Commercial_Warehouse_Existing_Miscellaneous_Natural Gas_Miscellaneous_E7 | Commercial | Warehouse | Existing | Miscellaneous | Natural Gas | Miscellaneous | E7 |  | 0% | 0% | 0% | 0 | 0 | 0 | 0 | 0 | 0 | 0 | 0 | 0% | 0 | 0 | 0% | Normal | 0% | 0 | 0 | 0 | [15 empty] | Commercial_Warehouse_Existing_Miscellaneous_Miscellaneous_ | 0 | 0
Commercial_Warehouse_Existing_Miscellaneous_Natural Gas_Miscellaneous_E8 | Commercial | Warehouse | Existing | Miscellaneous | Natural Gas | Miscellaneous | E8 |  | 0% | 0% | 0% | 0 | 0 | 0 | 0 | 0 | 0 | 0 | 0 | 0% | 0 | 0 | 0% | Normal | 0% | 0 | 0 | 0 | [15 empty] | Commercial_Warehouse_Existing_Miscellaneous_Miscellaneous_ | 0 | 0
Commercial_Warehouse_Existing_Miscellaneous_Natural Gas_Miscellaneous_E9 | Commercial | Warehouse | Existing | Miscellaneous | Natural Gas | Miscellaneous | E9 |  | 0% | 0% | 0% | 0 | 0 | 0 | 0 | 0 | 0 | 0 | 0 | 0% | 0 | 0 | 0% | Normal | 0% | 0 | 0 | 0 | [15 empty] | Commercial_Warehouse_Existing_Miscellaneous_Miscellaneous_ | 0 | 0
Commercial_Warehouse_Existing_Miscellaneous_Natural Gas_Miscellaneous_E10 | Commercial | Warehouse | Existing | Miscellaneous | Natural Gas | Miscellaneous | E10 |  | 0% | 0% | 0% | 0 | 0 | 0 | 0 | 0 | 0 | 0 | 0 | 0% | 0 | 0 | 0% | Normal | 0% | 0 | 0 | 0 | [15 empty] | Commercial_Warehouse_Existing_Miscellaneous_Miscellaneous_ | 0 | 0
Commercial_Warehouse_New_Space Heating_Natural Gas_Furnace_E1 | Commercial | Warehouse | New | Space Heating | Natural Gas | Furnace | E1 | AFUE 80% (Standard) | 100% | 0% | 0% | 0.090417 | 0.094722 | 0.014639 | 0 | 17 | 29 | 2021 | 2023 | 100% | 0 | 0 | 0% | Normal | 0% | 0.71935 | 0 | 0 | 400 kBtu/hr | 400 | 0 | 0.0324 | 0.71935 | 1050 | 1100 | 170 |  | 2017 | 1.0631 | EIA18_Tech Forecast Updates_p.90_Current Standard | EIA18_Tech Forecast Updates_p.90_Current Standard | AEG BEST |  | Commercial_Warehouse_New_Space Heating_Furnace_AFUE 80% (Standard) | 0.19978 | 2320
Commercial_Warehouse_New_Space Heating_Natural Gas_Furnace_E2 | Commercial | Warehouse | New | Space Heating | Natural Gas | Furnace | E2 | AFUE 90% | 88.89% | 0% | 0% | 0.15069 | 0.11194 | 0.015069 | 0 | 17 | 29 | 2021 | 2047 | 100% | 0 | 0 | 0% | Normal | 0% | 0.63942 | 0 | 0 | 400 kBtu/hr | 400 | 0 | 0.0324 | 0.63942 | 1750 | 1300 | 175 |  | 2017 | 1.0631 | EIA18_Tech Forecast Updates_p.90_2020 Typical | EIA18_Tech Forecast Updates_p.90_2020 Typical | AEG BEST |  | Commercial_Warehouse_New_Space Heating_Furnace_AFUE 90% | 0.27771 | 3225
Commercial_Warehouse_New_Space Heating_Natural Gas_Furnace_E3 | Commercial | Warehouse | New | Space Heating | Natural Gas | Furnace | E3 | AFUE 96% | 83.33% | 0% | 0% | 0.21097 | 0.12917 | 0.0155 | 0 | 17 | 29 | 2021 | 2047 | 100% | 0 | 0 | 0% | Normal | 0% | 0.59946 | 0 | 0 | 400 kBtu/hr | 400 | 0 | 0.0324 | 0.59946 | 2450 | 1500 | 180 |  | 2017 | 1.0631 | EIA18_Tech Forecast Updates_p.90_2020 High | EIA18_Tech Forecast Updates_p.90_2020 High | AEG BEST |  | Commercial_Warehouse_New_Space Heating_Furnace_AFUE 96% | 0.35564 | 4130
Commercial_Warehouse_New_Space Heating_Natural Gas_Furnace_E4 | Commercial | Warehouse | New | Space Heating | Natural Gas | Furnace | E4 |  | 0% | 0% | 0% | 0 | 0 | 0 | 0 | 0 | 0 | 0 | 0 | 0% | 0 | 0 | 0% | Normal | 0% | 0 | 0 | 0 | [15 empty] | Commercial_Warehouse_New_Space Heating_Furnace_ | 0 | 0
Commercial_Warehouse_New_Space Heating_Natural Gas_Furnace_E5 | Commercial | Warehouse | New | Space Heating | Natural Gas | Furnace | E5 |  | 0% | 0% | 0% | 0 | 0 | 0 | 0 | 0 | 0 | 0 | 0 | 0% | 0 | 0 | 0% | Normal | 0% | 0 | 0 | 0 | [15 empty] | Commercial_Warehouse_New_Space Heating_Furnace_ | 0 | 0
Commercial_Warehouse_New_Space Heating_Natural Gas_Furnace_E6 | Commercial | Warehouse | New | Space Heating | Natural Gas | Furnace | E6 |  | 0% | 0% | 0% | 0 | 0 | 0 | 0 | 0 | 0 | 0 | 0 | 0% | 0 | 0 | 0% | Normal | 0% | 0 | 0 | 0 | [15 empty] | Commercial_Warehouse_New_Space Heating_Furnace_ | 0 | 0
Commercial_Warehouse_New_Space Heating_Natural Gas_Furnace_E7 | Commercial | Warehouse | New | Space Heating | Natural Gas | Furnace | E7 |  | 0% | 0% | 0% | 0 | 0 | 0 | 0 | 0 | 0 | 0 | 0 | 0% | 0 | 0 | 0% | Normal | 0% | 0 | 0 | 0 | [15 empty] | Commercial_Warehouse_New_Space Heating_Furnace_ | 0 | 0
Commercial_Warehouse_New_Space Heating_Natural Gas_Furnace_E8 | Commercial | Warehouse | New | Space Heating | Natural Gas | Furnace | E8 |  | 0% | 0% | 0% | 0 | 0 | 0 | 0 | 0 | 0 | 0 | 0 | 0% | 0 | 0 | 0% | Normal | 0% | 0 | 0 | 0 | [15 empty] | Commercial_Warehouse_New_Space Heating_Furnace_ | 0 | 0
Commercial_Warehouse_New_Space Heating_Natural Gas_Furnace_E9 | Commercial | Warehouse | New | Space Heating | Natural Gas | Furnace | E9 |  | 0% | 0% | 0% | 0 | 0 | 0 | 0 | 0 | 0 | 0 | 0 | 0% | 0 | 0 | 0% | Normal | 0% | 0 | 0 | 0 | [15 empty] | Commercial_Warehouse_New_Space Heating_Furnace_ | 0 | 0
Commercial_Warehouse_New_Space Heating_Natural Gas_Furnace_E10 | Commercial | Warehouse | New | Space Heating | Natural Gas | Furnace | E10 |  | 0% | 0% | 0% | 0 | 0 | 0 | 0 | 0 | 0 | 0 | 0 | 0% | 0 | 0 | 0% | Normal | 0% | 0 | 0 | 0 | [15 empty] | Commercial_Warehouse_New_Space Heating_Furnace_ | 0 | 0
Commercial_Warehouse_New_Space Heating_Natural Gas_Boiler_E1 | Commercial | Warehouse | New | Space Heating | Natural Gas | Boiler | E1 | AFUE 80% (Standard) | 100% | 0% | 0% | 0.70594 | 0.39124 | 0.076548 | 0 | 20 | 30 | 2021 | 2047 | 100% | 0 | 0 | 0% | Normal | 0% | 1.1186 | 0 | 0 | 800 kBtu/hr | 800 | 0 | 0.0324 | 1.1186 | 16600 | 9200 | 1800 |  | 2018 | 1.05 | EIA 2018 Tech Forecast | EIA 2018 Tech Forecast | AEG BEST |  | Commercial_Warehouse_New_Space Heating_Boiler_AFUE 80% (Standard) | 1.1737 | 27600
Commercial_Warehouse_New_Space Heating_Natural Gas_Boiler_E2 | Commercial | Warehouse | New | Space Heating | Natural Gas | Boiler | E2 | AFUE 85% | 94.12% | 0% | 0% | 0.96535 | 0.41463 | 0.076548 | 0 | 20 | 30 | 2021 | 2047 | 100% | 0 | 0 | 0% | Normal | 0% | 1.0528 | 0 | 0 | 800 kBtu/hr | 800 | 0 | 0.0324 | 1.0528 | 22700 | 9750 | 1800 |  | 2018 | 1.05 | EIA 2018 Tech Forecast | EIA 2018 Tech Forecast | AEG BEST |  | Commercial_Warehouse_New_Space Heating_Boiler_AFUE 85% | 1.4565 | 34250
Commercial_Warehouse_New_Space Heating_Natural Gas_Boiler_E3 | Commercial | Warehouse | New | Space Heating | Natural Gas | Boiler | E3 | AFUE 97% | 82.47% | 0% | 0% | 1.5625 | 0.38542 | 0.076548 | 0 | 20 | 30 | 2021 | 2047 | 100% | 0 | 0 | 0% | Normal | 0% | 0.92253 | 0 | 0 | 800 kBtu/hr | 800 | 0 | 0.0324 | 0.92253 | 36742.4242 | 9063.1313 | 1800 |  | 2018 | 1.05 | EIA 2018 Tech Forecast | EIA 2018 Tech Forecast | AEG BEST |  | Commercial_Warehouse_New_Space Heating_Boiler_AFUE 97% | 2.0245 | 47605.5556
Commercial_Warehouse_New_Space Heating_Natural Gas_Boiler_E4 | Commercial | Warehouse | New | Space Heating | Natural Gas | Boiler | E4 | Convert to NG Air Source Heat Pump | 57.14% | 0% | 0% | 6.8164 | 0.39124 | 0.12807 | 0 | 10 | 20 | 2021 | 2047 | 100% | 0 | 0 | 0% | Normal | 0% | 0.63918 | 0 | 0 | 800 kBtu/hr | 800 | 0 | 0.0324 | 0.63918 | 158316.7533 | 9086.959 | 2974.436 |  | 2017 | 1.0631 | AEO 2021 - gas_eng-driven_RTHP-heat 2017 typical | AEO 2021 - gas_eng-driven_RTHP-heat 2017 typical | AEG BEST |  | Commercial_Warehouse_New_Space Heating_Boiler_Convert to NG Air Source Heat Pump | 7.3357 | 170378.1483
Commercial_Warehouse_New_Space Heating_Natural Gas_Boiler_E5 | Commercial | Warehouse | New | Space Heating | Natural Gas | Boiler | E5 |  | 0% | 0% | 0% | 0 | 0 | 0 | 0 | 0 | 0 | 0 | 0 | 0% | 0 | 0 | 0% | Normal | 0% | 0 | 0 | 0 | [15 empty] | Commercial_Warehouse_New_Space Heating_Boiler_ | 0 | 0
Commercial_Warehouse_New_Space Heating_Natural Gas_Boiler_E6 | Commercial | Warehouse | New | Space Heating | Natural Gas | Boiler | E6 |  | 0% | 0% | 0% | 0 | 0 | 0 | 0 | 0 | 0 | 0 | 0 | 0% | 0 | 0 | 0% | Normal | 0% | 0 | 0 | 0 | [15 empty] | Commercial_Warehouse_New_Space Heating_Boiler_ | 0 | 0
Commercial_Warehouse_New_Space Heating_Natural Gas_Boiler_E7 | Commercial | Warehouse | New | Space Heating | Natural Gas | Boiler | E7 |  | 0% | 0% | 0% | 0 | 0 | 0 | 0 | 0 | 0 | 0 | 0 | 0% | 0 | 0 | 0% | Normal | 0% | 0 | 0 | 0 | [15 empty] | Commercial_Warehouse_New_Space Heating_Boiler_ | 0 | 0
Commercial_Warehouse_New_Space Heating_Natural Gas_Boiler_E8 | Commercial | Warehouse | New | Space Heating | Natural Gas | Boiler | E8 |  | 0% | 0% | 0% | 0 | 0 | 0 | 0 | 0 | 0 | 0 | 0 | 0% | 0 | 0 | 0% | Normal | 0% | 0 | 0 | 0 | [15 empty] | Commercial_Warehouse_New_Space Heating_Boiler_ | 0 | 0
Commercial_Warehouse_New_Space Heating_Natural Gas_Boiler_E9 | Commercial | Warehouse | New | Space Heating | Natural Gas | Boiler | E9 |  | 0% | 0% | 0% | 0 | 0 | 0 | 0 | 0 | 0 | 0 | 0 | 0% | 0 | 0 | 0% | Normal | 0% | 0 | 0 | 0 | [15 empty] | Commercial_Warehouse_New_Space Heating_Boiler_ | 0 | 0
Commercial_Warehouse_New_Space Heating_Natural Gas_Boiler_E10 | Commercial | Warehouse | New | Space Heating | Natural Gas | Boiler | E10 |  | 0% | 0% | 0% | 0 | 0 | 0 | 0 | 0 | 0 | 0 | 0 | 0% | 0 | 0 | 0% | Normal | 0% | 0 | 0 | 0 | [15 empty] | Commercial_Warehouse_New_Space Heating_Boiler_ | 0 | 0
Commercial_Warehouse_New_Space Heating_Natural Gas_Unit Heater_E1 | Commercial | Warehouse | New | Space Heating | Natural Gas | Unit Heater | E1 | Standard | 100% | 0% | 0% | 0.19485 | 0 | 0 | 0 | 15 | 25 | 2021 | 2047 | 100% | 0 | 0 | 0% | Normal | 0% | 0.3689 | 0 | 0 | 120 kBtu/Hr | 120 | 0 | 0.00017735 | 2080 | 1010.4 | 0 | 0 |  | 2015 | 1.0873 | Xcel CO 2021/22 DSM Plan/TRM p.424 | Xcel CO 2021/22 DSM Plan/TRM p.416 | Xcel CO 2021/22 DSM Plan/TRM p.416 |  | Commercial_Warehouse_New_Space Heating_Unit Heater_Standard | 0.19485 | 1010.4
Commercial_Warehouse_New_Space Heating_Natural Gas_Unit Heater_E2 | Commercial | Warehouse | New | Space Heating | Natural Gas | Unit Heater | E2 | Condensing | 88.94% | 0% | 0% | 0.23234 | 0 | 0 | 0 | 15 | 25 | 2021 | 2047 | 100% | 0 | 0 | 0% | Normal | 0% | 0.32811 | 0 | 0 | 120 kBtu/Hr | 120 | 0 | 0.00017735 | 1850 | 1204.8 | 0 | 0 |  | 2015 | 1.0873 | Xcel CO 2021/22 DSM Plan/TRM p.424 | Xcel CO 2021/22 DSM Plan/TRM p.416 | Xcel CO 2021/22 DSM Plan/TRM p.416 |  | Commercial_Warehouse_New_Space Heating_Unit Heater_Condensing | 0.23234 | 1204.8
Commercial_Warehouse_New_Space Heating_Natural Gas_Unit Heater_E3 | Commercial | Warehouse | New | Space Heating | Natural Gas | Unit Heater | E3 | Infrared Radiant | 88.46% | 0% | 0% | 0.21869 | 0 | 0 | 0 | 10 | 20 | 2021 | 2047 | 100% | 0 | 0 | 0% | Normal | 0% | 0.32633 | 0 | 0 | 120 kBtu/Hr | 120 | 0 | 0.00017735 | 1840 | 1134 | 0 | 0 |  | 2015 | 1.0873 | Xcel CO 2021/22 DSM Plan/TRM p.424 | Xcel CO 2021/22 DSM Plan/TRM p.416 | Xcel CO 2021/22 DSM Plan/TRM p.416 |  | Commercial_Warehouse_New_Space Heating_Unit Heater_Infrared Radiant | 0.21869 | 1134
Commercial_Warehouse_New_Space Heating_Natural Gas_Unit Heater_E4 | Commercial | Warehouse | New | Space Heating | Natural Gas | Unit Heater | E4 |  | 0% | 0% | 0% | 0 | 0 | 0 | 0 | 0 | 0 | 0 | 0 | 0% | 0 | 0 | 0% | Normal | 0% | 0 | 0 | 0 | [15 empty] | Commercial_Warehouse_New_Space Heating_Unit Heater_ | 0 | 0
Commercial_Warehouse_New_Space Heating_Natural Gas_Unit Heater_E5 | Commercial | Warehouse | New | Space Heating | Natural Gas | Unit Heater | E5 |  | 0% | 0% | 0% | 0 | 0 | 0 | 0 | 0 | 0 | 0 | 0 | 0% | 0 | 0 | 0% | Normal | 0% | 0 | 0 | 0 | [15 empty] | Commercial_Warehouse_New_Space Heating_Unit Heater_ | 0 | 0
Commercial_Warehouse_New_Space Heating_Natural Gas_Unit Heater_E6 | Commercial | Warehouse | New | Space Heating | Natural Gas | Unit Heater | E6 |  | 0% | 0% | 0% | 0 | 0 | 0 | 0 | 0 | 0 | 0 | 0 | 0% | 0 | 0 | 0% | Normal | 0% | 0 | 0 | 0 | [15 empty] | Commercial_Warehouse_New_Space Heating_Unit Heater_ | 0 | 0
Commercial_Warehouse_New_Space Heating_Natural Gas_Unit Heater_E7 | Commercial | Warehouse | New | Space Heating | Natural Gas | Unit Heater | E7 |  | 0% | 0% | 0% | 0 | 0 | 0 | 0 | 0 | 0 | 0 | 0 | 0% | 0 | 0 | 0% | Normal | 0% | 0 | 0 | 0 | [15 empty] | Commercial_Warehouse_New_Space Heating_Unit Heater_ | 0 | 0
Commercial_Warehouse_New_Space Heating_Natural Gas_Unit Heater_E8 | Commercial | Warehouse | New | Space Heating | Natural Gas | Unit Heater | E8 |  | 0% | 0% | 0% | 0 | 0 | 0 | 0 | 0 | 0 | 0 | 0 | 0% | 0 | 0 | 0% | Normal | 0% | 0 | 0 | 0 | [15 empty] | Commercial_Warehouse_New_Space Heating_Unit Heater_ | 0 | 0
Commercial_Warehouse_New_Space Heating_Natural Gas_Unit Heater_E9 | Commercial | Warehouse | New | Space Heating | Natural Gas | Unit Heater | E9 |  | 0% | 0% | 0% | 0 | 0 | 0 | 0 | 0 | 0 | 0 | 0 | 0% | 0 | 0 | 0% | Normal | 0% | 0 | 0 | 0 | [15 empty] | Commercial_Warehouse_New_Space Heating_Unit Heater_ | 0 | 0
Commercial_Warehouse_New_Space Heating_Natural Gas_Unit Heater_E10 | Commercial | Warehouse | New | Space Heating | Natural Gas | Unit Heater | E10 |  | 0% | 0% | 0% | 0 | 0 | 0 | 0 | 0 | 0 | 0 | 0 | 0% | 0 | 0 | 0% | Normal | 0% | 0 | 0 | 0 | [15 empty] | Commercial_Warehouse_New_Space Heating_Unit Heater_ | 0 | 0
Commercial_Warehouse_New_Water Heating_Natural Gas_Water Heater_E1 | Commercial | Warehouse | New | Water Heating | Natural Gas | Water Heater | E1 | TE 88% | 100% | 0% | 0% | 0.051098 | 0 | 0.0028812 | 0 | 8 | 12 | 2021 | 2047 | 100% | 0 | 0 | 0% | Normal | 0% | 0.082907 | 0 | 0 | 1 kBtu/hr | 1 | 0 | 0.0017318 | 0.082907 | 27.755 | 0 | 1.565 |  | 2017 | 1.0631 | AEO 2021 - gas_water_heater 2017 ENERGY STAR | AEO 2021 - gas_water_heater 2017 ENERGY STAR | DHW_WH-Water Heating-PG&E-R7-14 |  | Commercial_Warehouse_New_Water Heating_Water Heater_TE 88% | 0.053979 | 29.32
Commercial_Warehouse_New_Water Heating_Natural Gas_Water Heater_E2 | Commercial | Warehouse | New | Water Heating | Natural Gas | Water Heater | E2 | TE 96% | 91.67% | 0% | 0% | 0.059405 | 0 | 0.0029398 | 0 | 8 | 12 | 2021 | 2047 | 100% | 0 | 0 | 0% | Normal | 0% | 0.075998 | 0 | 0 | 1 kBtu/hr | 1 | 0 | 0.0017318 | 0.075998 | 29.9234 | 0 | 1.4809 |  | 2012 | 1.1464 | AEO 2021 - gas_water_heater 2017 ENERGY STAR | AEO 2021 - gas_water_heater 2017 ENERGY STAR | DHW_WH-Water Heating-NMTRM-2016-7 |  | Commercial_Warehouse_New_Water Heating_Water Heater_TE 96% | 0.062344 | 31.4043
Commercial_Warehouse_New_Water Heating_Natural Gas_Water Heater_E3 | Commercial | Warehouse | New | Water Heating | Natural Gas | Water Heater | E3 | Tankless | 89.8% | 0% | 0% | 0.059582 | 0 | 0.00062408 | 0 | 8 | 12 | 2021 | 2047 | 100% | 0 | 0 | 0% | Normal | 0% | 0.074447 | 0 | 0 | 1 kBtu/hr | 1 | 0 | 0.0017318 | 0.074447 | 32.3633 | 0 | 0.33898 |  | 2017 | 1.0631 | EIA Ref. Case 2018 - Gas Tankless High Eff. | EIA Ref. Case 2018 - Gas Tankless High Eff. | DHW_WH-Water Heating-NMTRM-2016-9 |  | Commercial_Warehouse_New_Water Heating_Water Heater_Tankless | 0.060206 | 32.7023
Commercial_Warehouse_New_Water Heating_Natural Gas_Water Heater_E4 | Commercial | Warehouse | New | Water Heating | Natural Gas | Water Heater | E4 | NEEA Gas-Fired Absorption HPWH (COP 1.06) | 83.02% | 0% | 0% | 0.099441 | 0 | 0.023528 | 0 | 10 | 16 | 2023 | 2047 | 100% | 0 | 0 | 0% | Normal | 0% | 0.068828 | 0 | 0 | 1 kBtu/hr | 1 | 0 | 0.0017318 | 0.068828 | 56.3879 | 0 | 13.3416 |  | 2020 | 1.0183 | DHW_WH-Water Heating-DOE-2014-2 | NEEA Report #E20-309, Robur Heat Pump Field Trial. March 11, 2020. | DHW_WH-Water Heating-DOE-2014-1 |  | Commercial_Warehouse_New_Water Heating_Water Heater_NEEA Gas-Fired Absorption HPWH (COP 1.06) | 0.12297 | 69.7295
Commercial_Warehouse_New_Water Heating_Natural Gas_Water Heater_E5 | Commercial | Warehouse | New | Water Heating | Natural Gas | Water Heater | E5 |  | 0% | 0% | 0% | 0 | 0 | 0 | 0 | 0 | 0 | 0 | 0 | 0% | 0 | 0 | 0% | Normal | 0% | 0 | 0 | 0 | [15 empty] | Commercial_Warehouse_New_Water Heating_Water Heater_ | 0 | 0
Commercial_Warehouse_New_Water Heating_Natural Gas_Water Heater_E6 | Commercial | Warehouse | New | Water Heating | Natural Gas | Water Heater | E6 |  | 0% | 0% | 0% | 0 | 0 | 0 | 0 | 0 | 0 | 0 | 0 | 0% | 0 | 0 | 0% | Normal | 0% | 0 | 0 | 0 | [15 empty] | Commercial_Warehouse_New_Water Heating_Water Heater_ | 0 | 0
Commercial_Warehouse_New_Water Heating_Natural Gas_Water Heater_E7 | Commercial | Warehouse | New | Water Heating | Natural Gas | Water Heater | E7 |  | 0% | 0% | 0% | 0 | 0 | 0 | 0 | 0 | 0 | 0 | 0 | 0% | 0 | 0 | 0% | Normal | 0% | 0 | 0 | 0 | [15 empty] | Commercial_Warehouse_New_Water Heating_Water Heater_ | 0 | 0
Commercial_Warehouse_New_Water Heating_Natural Gas_Water Heater_E8 | Commercial | Warehouse | New | Water Heating | Natural Gas | Water Heater | E8 |  | 0% | 0% | 0% | 0 | 0 | 0 | 0 | 0 | 0 | 0 | 0 | 0% | 0 | 0 | 0% | Normal | 0% | 0 | 0 | 0 | [15 empty] | Commercial_Warehouse_New_Water Heating_Water Heater_ | 0 | 0
Commercial_Warehouse_New_Water Heating_Natural Gas_Water Heater_E9 | Commercial | Warehouse | New | Water Heating | Natural Gas | Water Heater | E9 |  | 0% | 0% | 0% | 0 | 0 | 0 | 0 | 0 | 0 | 0 | 0 | 0% | 0 | 0 | 0% | Normal | 0% | 0 | 0 | 0 | [15 empty] | Commercial_Warehouse_New_Water Heating_Water Heater_ | 0 | 0
Commercial_Warehouse_New_Water Heating_Natural Gas_Water Heater_E10 | Commercial | Warehouse | New | Water Heating | Natural Gas | Water Heater | E10 |  | 0% | 0% | 0% | 0 | 0 | 0 | 0 | 0 | 0 | 0 | 0 | 0% | 0 | 0 | 0% | Normal | 0% | 0 | 0 | 0 | [15 empty] | Commercial_Warehouse_New_Water Heating_Water Heater_ | 0 | 0
Commercial_Warehouse_New_Food Preparation_Natural Gas_Oven_E1 | Commercial | Warehouse | New | Food Preparation | Natural Gas | Oven | E1 | Standard | 100% | 0% | 0% | 0.046474 | 0.00098018 | 0 | 0 | 10 | 14 | 2021 | 2047 | 100% | 0 | 0 | 0% | Normal | 0% | 0.0047261 | 0 | 0 | 1 units | 1 | 0 | 5.8102e-06 | 813.4143 | 7112 | 150 | 0 |  | 2013 | 1.1247 | IL TRM - 4.2.1 - CI-FSE-CBOV-V02-160601 | ETO Measure Input Sheet - Com - Gas Convection Oven | IL TRM - 4.2.1 - CI-FSE-CBOV-V02-160601 |  | Commercial_Warehouse_New_Food Preparation_Oven_Standard | 0.047454 | 7262
Commercial_Warehouse_New_Food Preparation_Natural Gas_Oven_E2 | Commercial | Warehouse | New | Food Preparation | Natural Gas | Oven | E2 | ENERGY STAR (>42% Baking Efficiency) | 86.89% | 0% | 0% | 0.049009 | 0.00098018 | 0 | 0 | 10 | 14 | 2021 | 2047 | 100% | 0 | 0 | 0% | Normal | 0% | 0.0041063 | 0 | 0 | 1 units | 1 | 0 | 5.8102e-06 | 706.739 | 7500 | 150 | 0 |  | 2013 | 1.1247 | IL TRM - 4.2.1 - CI-FSE-CBOV-V02-160601 | EIA 2018 Tech Forecast | ETO Measure Input Sheet |  | Commercial_Warehouse_New_Food Preparation_Oven_ENERGY STAR (>42% Baking Efficiency) | 0.049989 | 7650
Commercial_Warehouse_New_Food Preparation_Natural Gas_Oven_E3 | Commercial | Warehouse | New | Food Preparation | Natural Gas | Oven | E3 |  | 0% | 0% | 0% | 0 | 0 | 0 | 0 | 0 | 0 | 0 | 0 | 0% | 0 | 0 | 0% | Normal | 0% | 0 | 0 | 0 | [15 empty] | Commercial_Warehouse_New_Food Preparation_Oven_ | 0 | 0
Commercial_Warehouse_New_Food Preparation_Natural Gas_Oven_E4 | Commercial | Warehouse | New | Food Preparation | Natural Gas | Oven | E4 |  | 0% | 0% | 0% | 0 | 0 | 0 | 0 | 0 | 0 | 0 | 0 | 0% | 0 | 0 | 0% | Normal | 0% | 0 | 0 | 0 | [15 empty] | Commercial_Warehouse_New_Food Preparation_Oven_ | 0 | 0
Commercial_Warehouse_New_Food Preparation_Natural Gas_Oven_E5 | Commercial | Warehouse | New | Food Preparation | Natural Gas | Oven | E5 |  | 0% | 0% | 0% | 0 | 0 | 0 | 0 | 0 | 0 | 0 | 0 | 0% | 0 | 0 | 0% | Normal | 0% | 0 | 0 | 0 | [15 empty] | Commercial_Warehouse_New_Food Preparation_Oven_ | 0 | 0
Commercial_Warehouse_New_Food Preparation_Natural Gas_Oven_E6 | Commercial | Warehouse | New | Food Preparation | Natural Gas | Oven | E6 |  | 0% | 0% | 0% | 0 | 0 | 0 | 0 | 0 | 0 | 0 | 0 | 0% | 0 | 0 | 0% | Normal | 0% | 0 | 0 | 0 | [15 empty] | Commercial_Warehouse_New_Food Preparation_Oven_ | 0 | 0
Commercial_Warehouse_New_Food Preparation_Natural Gas_Oven_E7 | Commercial | Warehouse | New | Food Preparation | Natural Gas | Oven | E7 |  | 0% | 0% | 0% | 0 | 0 | 0 | 0 | 0 | 0 | 0 | 0 | 0% | 0 | 0 | 0% | Normal | 0% | 0 | 0 | 0 | [15 empty] | Commercial_Warehouse_New_Food Preparation_Oven_ | 0 | 0
Commercial_Warehouse_New_Food Preparation_Natural Gas_Oven_E8 | Commercial | Warehouse | New | Food Preparation | Natural Gas | Oven | E8 |  | 0% | 0% | 0% | 0 | 0 | 0 | 0 | 0 | 0 | 0 | 0 | 0% | 0 | 0 | 0% | Normal | 0% | 0 | 0 | 0 | [15 empty] | Commercial_Warehouse_New_Food Preparation_Oven_ | 0 | 0
Commercial_Warehouse_New_Food Preparation_Natural Gas_Oven_E9 | Commercial | Warehouse | New | Food Preparation | Natural Gas | Oven | E9 |  | 0% | 0% | 0% | 0 | 0 | 0 | 0 | 0 | 0 | 0 | 0 | 0% | 0 | 0 | 0% | Normal | 0% | 0 | 0 | 0 | [15 empty] | Commercial_Warehouse_New_Food Preparation_Oven_ | 0 | 0
Commercial_Warehouse_New_Food Preparation_Natural Gas_Oven_E10 | Commercial | Warehouse | New | Food Preparation | Natural Gas | Oven | E10 |  | 0% | 0% | 0% | 0 | 0 | 0 | 0 | 0 | 0 | 0 | 0 | 0% | 0 | 0 | 0% | Normal | 0% | 0 | 0 | 0 | [15 empty] | Commercial_Warehouse_New_Food Preparation_Oven_ | 0 | 0
Commercial_Warehouse_New_Food Preparation_Natural Gas_Conveyor Oven_E1 | Commercial | Warehouse | New | Food Preparation | Natural Gas | Conveyor Oven | E1 | Standard | 100% | 0% | 0% | 0.033104 | 0 | 0 | 0 | 15 | 19 | 2021 | 2047 | 100% | 0 | 0 | 0% | Normal | 0% | 0.008632 | 0 | 0 | 1 units | 1 | 0 | 2.9915e-06 | 2885.475 | 10177 | 0 | 0 |  | 2015 | 1.0873 | IL TRM - 4.2.4 - CI-FSE-CVOV-V02-180101 | PGE Workpaper, PGECOFST117 R5, 2015 | MN TRM 3.1 - Gas Conveyor Oven v1.1 |  | Commercial_Warehouse_New_Food Preparation_Conveyor Oven_Standard | 0.033104 | 10177
Commercial_Warehouse_New_Food Preparation_Natural Gas_Conveyor Oven_E2 | Commercial | Warehouse | New | Food Preparation | Natural Gas | Conveyor Oven | E2 | Efficient (>42% Baking Efficiency) | 76.02% | 0% | 0% | 0.040358 | 0 | 0 | 0 | 15 | 19 | 2021 | 2047 | 100% | 0 | 0 | 0% | Normal | 0% | 0.0065617 | 0 | 0 | 1 units | 1 | 0 | 2.9915e-06 | 2193.4093 | 12407 | 0 | 0 |  | 2015 | 1.0873 | IL TRM - 4.2.4 - CI-FSE-CVOV-V02-180101 | PGE Workpaper, PGECOFST117 R5, 2015 | MN TRM 3.1 - Gas Conveyor Oven v1.1 |  | Commercial_Warehouse_New_Food Preparation_Conveyor Oven_Efficient (>42% Baking Efficiency) | 0.040358 | 12407
Commercial_Warehouse_New_Food Preparation_Natural Gas_Conveyor Oven_E3 | Commercial | Warehouse | New | Food Preparation | Natural Gas | Conveyor Oven | E3 |  | 0% | 0% | 0% | 0 | 0 | 0 | 0 | 0 | 0 | 0 | 0 | 0% | 0 | 0 | 0% | Normal | 0% | 0 | 0 | 0 | [15 empty] | Commercial_Warehouse_New_Food Preparation_Conveyor Oven_ | 0 | 0
Commercial_Warehouse_New_Food Preparation_Natural Gas_Conveyor Oven_E4 | Commercial | Warehouse | New | Food Preparation | Natural Gas | Conveyor Oven | E4 |  | 0% | 0% | 0% | 0 | 0 | 0 | 0 | 0 | 0 | 0 | 0 | 0% | 0 | 0 | 0% | Normal | 0% | 0 | 0 | 0 | [15 empty] | Commercial_Warehouse_New_Food Preparation_Conveyor Oven_ | 0 | 0
Commercial_Warehouse_New_Food Preparation_Natural Gas_Conveyor Oven_E5 | Commercial | Warehouse | New | Food Preparation | Natural Gas | Conveyor Oven | E5 |  | 0% | 0% | 0% | 0 | 0 | 0 | 0 | 0 | 0 | 0 | 0 | 0% | 0 | 0 | 0% | Normal | 0% | 0 | 0 | 0 | [15 empty] | Commercial_Warehouse_New_Food Preparation_Conveyor Oven_ | 0 | 0
Commercial_Warehouse_New_Food Preparation_Natural Gas_Conveyor Oven_E6 | Commercial | Warehouse | New | Food Preparation | Natural Gas | Conveyor Oven | E6 |  | 0% | 0% | 0% | 0 | 0 | 0 | 0 | 0 | 0 | 0 | 0 | 0% | 0 | 0 | 0% | Normal | 0% | 0 | 0 | 0 | [15 empty] | Commercial_Warehouse_New_Food Preparation_Conveyor Oven_ | 0 | 0
Commercial_Warehouse_New_Food Preparation_Natural Gas_Conveyor Oven_E7 | Commercial | Warehouse | New | Food Preparation | Natural Gas | Conveyor Oven | E7 |  | 0% | 0% | 0% | 0 | 0 | 0 | 0 | 0 | 0 | 0 | 0 | 0% | 0 | 0 | 0% | Normal | 0% | 0 | 0 | 0 | [15 empty] | Commercial_Warehouse_New_Food Preparation_Conveyor Oven_ | 0 | 0
Commercial_Warehouse_New_Food Preparation_Natural Gas_Conveyor Oven_E8 | Commercial | Warehouse | New | Food Preparation | Natural Gas | Conveyor Oven | E8 |  | 0% | 0% | 0% | 0 | 0 | 0 | 0 | 0 | 0 | 0 | 0 | 0% | 0 | 0 | 0% | Normal | 0% | 0 | 0 | 0 | [15 empty] | Commercial_Warehouse_New_Food Preparation_Conveyor Oven_ | 0 | 0
Commercial_Warehouse_New_Food Preparation_Natural Gas_Conveyor Oven_E9 | Commercial | Warehouse | New | Food Preparation | Natural Gas | Conveyor Oven | E9 |  | 0% | 0% | 0% | 0 | 0 | 0 | 0 | 0 | 0 | 0 | 0 | 0% | 0 | 0 | 0% | Normal | 0% | 0 | 0 | 0 | [15 empty] | Commercial_Warehouse_New_Food Preparation_Conveyor Oven_ | 0 | 0
Commercial_Warehouse_New_Food Preparation_Natural Gas_Conveyor Oven_E10 | Commercial | Warehouse | New | Food Preparation | Natural Gas | Conveyor Oven | E10 |  | 0% | 0% | 0% | 0 | 0 | 0 | 0 | 0 | 0 | 0 | 0 | 0% | 0 | 0 | 0% | Normal | 0% | 0 | 0 | 0 | [15 empty] | Commercial_Warehouse_New_Food Preparation_Conveyor Oven_ | 0 | 0
Commercial_Warehouse_New_Food Preparation_Natural Gas_Double Rack Oven_E1 | Commercial | Warehouse | New | Food Preparation | Natural Gas | Double Rack Oven | E1 | Standard | 100% | 0% | 0% | 0.052455 | 0 | 0 | 0 | 8 | 16 | 2021 | 2047 | 100% | 0 | 0 | 0% | Normal | 0% | 0.014679 | 0 | 0 | 1 units | 1 | 0 | 3.7274e-06 | 3938.22 | 12513 | 0 | 0 |  | 2013 | 1.1247 | IL TRM - 4.2.18 - CI-FSE-RKOV-VO2-180101 | PGE Workpaper, PGECOFST109 R6, 2016 | IL TRM - 4.2.18 - CI-FSE-RKOV-VO2-180101 |  | Commercial_Warehouse_New_Food Preparation_Double Rack Oven_Standard | 0.052455 | 12513
Commercial_Warehouse_New_Food Preparation_Natural Gas_Double Rack Oven_E2 | Commercial | Warehouse | New | Food Preparation | Natural Gas | Double Rack Oven | E2 | FTSC Qualified (>50% Cooking Efficiency) | 58.82% | 0% | 0% | 0.072368 | 0 | 0 | 0 | 8 | 16 | 2021 | 2047 | 100% | 0 | 0 | 0% | Normal | 0% | 0.0086348 | 0 | 0 | 1 units | 1 | 0 | 3.7274e-06 | 2316.6 | 16641 | 0 | 0 |  | 2011 | 1.1667 | IL TRM - 4.2.18 - CI-FSE-RKOV-VO2-180101 | PGE Workpaper, PGECOFST109 R6, 2016 | IL TRM - 4.2.18 - CI-FSE-RKOV-VO2-180101 |  | Commercial_Warehouse_New_Food Preparation_Double Rack Oven_FTSC Qualified (>50% Cooking Efficiency) | 0.072368 | 16641
Commercial_Warehouse_New_Food Preparation_Natural Gas_Double Rack Oven_E3 | Commercial | Warehouse | New | Food Preparation | Natural Gas | Double Rack Oven | E3 |  | 0% | 0% | 0% | 0 | 0 | 0 | 0 | 0 | 0 | 0 | 0 | 0% | 0 | 0 | 0% | Normal | 0% | 0 | 0 | 0 | [15 empty] | Commercial_Warehouse_New_Food Preparation_Double Rack Oven_ | 0 | 0
Commercial_Warehouse_New_Food Preparation_Natural Gas_Double Rack Oven_E4 | Commercial | Warehouse | New | Food Preparation | Natural Gas | Double Rack Oven | E4 |  | 0% | 0% | 0% | 0 | 0 | 0 | 0 | 0 | 0 | 0 | 0 | 0% | 0 | 0 | 0% | Normal | 0% | 0 | 0 | 0 | [15 empty] | Commercial_Warehouse_New_Food Preparation_Double Rack Oven_ | 0 | 0
Commercial_Warehouse_New_Food Preparation_Natural Gas_Double Rack Oven_E5 | Commercial | Warehouse | New | Food Preparation | Natural Gas | Double Rack Oven | E5 |  | 0% | 0% | 0% | 0 | 0 | 0 | 0 | 0 | 0 | 0 | 0 | 0% | 0 | 0 | 0% | Normal | 0% | 0 | 0 | 0 | [15 empty] | Commercial_Warehouse_New_Food Preparation_Double Rack Oven_ | 0 | 0
Commercial_Warehouse_New_Food Preparation_Natural Gas_Double Rack Oven_E6 | Commercial | Warehouse | New | Food Preparation | Natural Gas | Double Rack Oven | E6 |  | 0% | 0% | 0% | 0 | 0 | 0 | 0 | 0 | 0 | 0 | 0 | 0% | 0 | 0 | 0% | Normal | 0% | 0 | 0 | 0 | [15 empty] | Commercial_Warehouse_New_Food Preparation_Double Rack Oven_ | 0 | 0
Commercial_Warehouse_New_Food Preparation_Natural Gas_Double Rack Oven_E7 | Commercial | Warehouse | New | Food Preparation | Natural Gas | Double Rack Oven | E7 |  | 0% | 0% | 0% | 0 | 0 | 0 | 0 | 0 | 0 | 0 | 0 | 0% | 0 | 0 | 0% | Normal | 0% | 0 | 0 | 0 | [15 empty] | Commercial_Warehouse_New_Food Preparation_Double Rack Oven_ | 0 | 0
Commercial_Warehouse_New_Food Preparation_Natural Gas_Double Rack Oven_E8 | Commercial | Warehouse | New | Food Preparation | Natural Gas | Double Rack Oven | E8 |  | 0% | 0% | 0% | 0 | 0 | 0 | 0 | 0 | 0 | 0 | 0 | 0% | 0 | 0 | 0% | Normal | 0% | 0 | 0 | 0 | [15 empty] | Commercial_Warehouse_New_Food Preparation_Double Rack Oven_ | 0 | 0
Commercial_Warehouse_New_Food Preparation_Natural Gas_Double Rack Oven_E9 | Commercial | Warehouse | New | Food Preparation | Natural Gas | Double Rack Oven | E9 |  | 0% | 0% | 0% | 0 | 0 | 0 | 0 | 0 | 0 | 0 | 0 | 0% | 0 | 0 | 0% | Normal | 0% | 0 | 0 | 0 | [15 empty] | Commercial_Warehouse_New_Food Preparation_Double Rack Oven_ | 0 | 0
Commercial_Warehouse_New_Food Preparation_Natural Gas_Double Rack Oven_E10 | Commercial | Warehouse | New | Food Preparation | Natural Gas | Double Rack Oven | E10 |  | 0% | 0% | 0% | 0 | 0 | 0 | 0 | 0 | 0 | 0 | 0 | 0% | 0 | 0 | 0% | Normal | 0% | 0 | 0 | 0 | [15 empty] | Commercial_Warehouse_New_Food Preparation_Double Rack Oven_ | 0 | 0
Commercial_Warehouse_New_Food Preparation_Natural Gas_Fryer_E1 | Commercial | Warehouse | New | Food Preparation | Natural Gas | Fryer | E1 | Standard | 100% | 0% | 0% | 0.026387 | 0 | 0 | 0 | 7 | 11 | 2021 | 2021 | 100% | 0 | 0 | 0% | Normal | 0% | 0.0075218 | 0 | 0 | 1 units | 1 | 0 | 7.2675e-06 | 1034.9987 | 3379.7321 | 0 | 0 |  | 2016 | 1.0743 | RTF Wkbk - ComCookingFryer_v5_0 | RTF Wkbk - ComCookingFryer_v5_0 | RTF Wkbk - ComCookingFryer_v5_0 |  | Commercial_Warehouse_New_Food Preparation_Fryer_Standard | 0.026387 | 3379.7321
Commercial_Warehouse_New_Food Preparation_Natural Gas_Fryer_E2 | Commercial | Warehouse | New | Food Preparation | Natural Gas | Fryer | E2 | ENERGY STAR | 61.81% | 0% | 0% | 0.033168 | 0 | 0 | 0 | 7 | 11 | 2021 | 2047 | 100% | 0 | 0 | 0% | Normal | 0% | 0.0046492 | 0 | 0 | 1 units | 1 | 0 | 7.2675e-06 | 639.7296 | 4248.3333 | 0 | 0 |  | 2016 | 1.0743 | RTF Wkbk - ComCookingFryer_v5_0 | RTF Wkbk - ComCookingFryer_v5_0 | RTF Wkbk - ComCookingFryer_v5_0 |  | Commercial_Warehouse_New_Food Preparation_Fryer_ENERGY STAR | 0.033168 | 4248.3333
Commercial_Warehouse_New_Food Preparation_Natural Gas_Fryer_E3 | Commercial | Warehouse | New | Food Preparation | Natural Gas | Fryer | E3 |  | 0% | 0% | 0% | 0 | 0 | 0 | 0 | 0 | 0 | 0 | 0 | 0% | 0 | 0 | 0% | Normal | 0% | 0 | 0 | 0 | [15 empty] | Commercial_Warehouse_New_Food Preparation_Fryer_ | 0 | 0
Commercial_Warehouse_New_Food Preparation_Natural Gas_Fryer_E4 | Commercial | Warehouse | New | Food Preparation | Natural Gas | Fryer | E4 |  | 0% | 0% | 0% | 0 | 0 | 0 | 0 | 0 | 0 | 0 | 0 | 0% | 0 | 0 | 0% | Normal | 0% | 0 | 0 | 0 | [15 empty] | Commercial_Warehouse_New_Food Preparation_Fryer_ | 0 | 0
Commercial_Warehouse_New_Food Preparation_Natural Gas_Fryer_E5 | Commercial | Warehouse | New | Food Preparation | Natural Gas | Fryer | E5 |  | 0% | 0% | 0% | 0 | 0 | 0 | 0 | 0 | 0 | 0 | 0 | 0% | 0 | 0 | 0% | Normal | 0% | 0 | 0 | 0 | [15 empty] | Commercial_Warehouse_New_Food Preparation_Fryer_ | 0 | 0
Commercial_Warehouse_New_Food Preparation_Natural Gas_Fryer_E6 | Commercial | Warehouse | New | Food Preparation | Natural Gas | Fryer | E6 |  | 0% | 0% | 0% | 0 | 0 | 0 | 0 | 0 | 0 | 0 | 0 | 0% | 0 | 0 | 0% | Normal | 0% | 0 | 0 | 0 | [15 empty] | Commercial_Warehouse_New_Food Preparation_Fryer_ | 0 | 0
Commercial_Warehouse_New_Food Preparation_Natural Gas_Fryer_E7 | Commercial | Warehouse | New | Food Preparation | Natural Gas | Fryer | E7 |  | 0% | 0% | 0% | 0 | 0 | 0 | 0 | 0 | 0 | 0 | 0 | 0% | 0 | 0 | 0% | Normal | 0% | 0 | 0 | 0 | [15 empty] | Commercial_Warehouse_New_Food Preparation_Fryer_ | 0 | 0
Commercial_Warehouse_New_Food Preparation_Natural Gas_Fryer_E8 | Commercial | Warehouse | New | Food Preparation | Natural Gas | Fryer | E8 |  | 0% | 0% | 0% | 0 | 0 | 0 | 0 | 0 | 0 | 0 | 0 | 0% | 0 | 0 | 0% | Normal | 0% | 0 | 0 | 0 | [15 empty] | Commercial_Warehouse_New_Food Preparation_Fryer_ | 0 | 0
Commercial_Warehouse_New_Food Preparation_Natural Gas_Fryer_E9 | Commercial | Warehouse | New | Food Preparation | Natural Gas | Fryer | E9 |  | 0% | 0% | 0% | 0 | 0 | 0 | 0 | 0 | 0 | 0 | 0 | 0% | 0 | 0 | 0% | Normal | 0% | 0 | 0 | 0 | [15 empty] | Commercial_Warehouse_New_Food Preparation_Fryer_ | 0 | 0
Commercial_Warehouse_New_Food Preparation_Natural Gas_Fryer_E10 | Commercial | Warehouse | New | Food Preparation | Natural Gas | Fryer | E10 |  | 0% | 0% | 0% | 0 | 0 | 0 | 0 | 0 | 0 | 0 | 0 | 0% | 0 | 0 | 0% | Normal | 0% | 0 | 0 | 0 | [15 empty] | Commercial_Warehouse_New_Food Preparation_Fryer_ | 0 | 0
Commercial_Warehouse_New_Food Preparation_Natural Gas_Broiler_E1 | Commercial | Warehouse | New | Food Preparation | Natural Gas | Broiler | E1 | Standard | 100% | 0% | 0% | 0.031527 | 0 | 0 | 0 | 8 | 16 | 2021 | 2047 | 100% | 0 | 0 | 0% | Normal | 0% | 0.0072707 | 0 | 0 | 1 units | 1 | 0 | 1.0809e-05 | 672.672 | 2500 | 0 | 0 |  | 2011 | 1.1667 | IL TRM - 4.2.14 - CI-FSE-IRBL-V02-180101 | Estimate | IL TRM - 4.2.14 - CI-FSE-IRBL-V02-180101 |  | Commercial_Warehouse_New_Food Preparation_Broiler_Standard | 0.031527 | 2500
Commercial_Warehouse_New_Food Preparation_Natural Gas_Broiler_E2 | Commercial | Warehouse | New | Food Preparation | Natural Gas | Broiler | E2 | Infrared Burners | 64.29% | 0% | 0% | 0.044137 | 0 | 0 | 0 | 8 | 16 | 2021 | 2047 | 100% | 0 | 0 | 0% | Normal | 0% | 0.004674 | 0 | 0 | 1 units | 1 | 0 | 1.0809e-05 | 432.432 | 3500 | 0 | 0 |  | 2011 | 1.1667 | IL TRM - 4.2.14 - CI-FSE-IRBL-V02-180101 | IL TRM - 4.2.14 - CI-FSE-IRBL-V02-180101 | IL TRM - 4.2.14 - CI-FSE-IRBL-V02-180101 |  | Commercial_Warehouse_New_Food Preparation_Broiler_Infrared Burners | 0.044137 | 3500
Commercial_Warehouse_New_Food Preparation_Natural Gas_Broiler_E3 | Commercial | Warehouse | New | Food Preparation | Natural Gas | Broiler | E3 |  | 0% | 0% | 0% | 0 | 0 | 0 | 0 | 0 | 0 | 0 | 0 | 0% | 0 | 0 | 0% | Normal | 0% | 0 | 0 | 0 | [15 empty] | Commercial_Warehouse_New_Food Preparation_Broiler_ | 0 | 0
Commercial_Warehouse_New_Food Preparation_Natural Gas_Broiler_E4 | Commercial | Warehouse | New | Food Preparation | Natural Gas | Broiler | E4 |  | 0% | 0% | 0% | 0 | 0 | 0 | 0 | 0 | 0 | 0 | 0 | 0% | 0 | 0 | 0% | Normal | 0% | 0 | 0 | 0 | [15 empty] | Commercial_Warehouse_New_Food Preparation_Broiler_ | 0 | 0
Commercial_Warehouse_New_Food Preparation_Natural Gas_Broiler_E5 | Commercial | Warehouse | New | Food Preparation | Natural Gas | Broiler | E5 |  | 0% | 0% | 0% | 0 | 0 | 0 | 0 | 0 | 0 | 0 | 0 | 0% | 0 | 0 | 0% | Normal | 0% | 0 | 0 | 0 | [15 empty] | Commercial_Warehouse_New_Food Preparation_Broiler_ | 0 | 0
Commercial_Warehouse_New_Food Preparation_Natural Gas_Broiler_E6 | Commercial | Warehouse | New | Food Preparation | Natural Gas | Broiler | E6 |  | 0% | 0% | 0% | 0 | 0 | 0 | 0 | 0 | 0 | 0 | 0 | 0% | 0 | 0 | 0% | Normal | 0% | 0 | 0 | 0 | [15 empty] | Commercial_Warehouse_New_Food Preparation_Broiler_ | 0 | 0
Commercial_Warehouse_New_Food Preparation_Natural Gas_Broiler_E7 | Commercial | Warehouse | New | Food Preparation | Natural Gas | Broiler | E7 |  | 0% | 0% | 0% | 0 | 0 | 0 | 0 | 0 | 0 | 0 | 0 | 0% | 0 | 0 | 0% | Normal | 0% | 0 | 0 | 0 | [15 empty] | Commercial_Warehouse_New_Food Preparation_Broiler_ | 0 | 0
Commercial_Warehouse_New_Food Preparation_Natural Gas_Broiler_E8 | Commercial | Warehouse | New | Food Preparation | Natural Gas | Broiler | E8 |  | 0% | 0% | 0% | 0 | 0 | 0 | 0 | 0 | 0 | 0 | 0 | 0% | 0 | 0 | 0% | Normal | 0% | 0 | 0 | 0 | [15 empty] | Commercial_Warehouse_New_Food Preparation_Broiler_ | 0 | 0
Commercial_Warehouse_New_Food Preparation_Natural Gas_Broiler_E9 | Commercial | Warehouse | New | Food Preparation | Natural Gas | Broiler | E9 |  | 0% | 0% | 0% | 0 | 0 | 0 | 0 | 0 | 0 | 0 | 0 | 0% | 0 | 0 | 0% | Normal | 0% | 0 | 0 | 0 | [15 empty] | Commercial_Warehouse_New_Food Preparation_Broiler_ | 0 | 0
Commercial_Warehouse_New_Food Preparation_Natural Gas_Broiler_E10 | Commercial | Warehouse | New | Food Preparation | Natural Gas | Broiler | E10 |  | 0% | 0% | 0% | 0 | 0 | 0 | 0 | 0 | 0 | 0 | 0 | 0% | 0 | 0 | 0% | Normal | 0% | 0 | 0 | 0 | [15 empty] | Commercial_Warehouse_New_Food Preparation_Broiler_ | 0 | 0
Commercial_Warehouse_New_Food Preparation_Natural Gas_Griddle_E1 | Commercial | Warehouse | New | Food Preparation | Natural Gas | Griddle | E1 | Standard | 100% | 0% | 0% | 0.024425 | 0 | 0 | 0 | 8 | 16 | 2021 | 2047 | 100% | 0 | 0 | 0% | Normal | 0% | 0.0051949 | 0 | 0 | 1 units | 1 | 0 | 4.217e-06 | 1231.891 | 5150 | 0 | 0 |  | 2013 | 1.1247 | IL TRM - 4.2.8 - CI-FSE-ESGR-V04-200101 | IL TRM - 4.2.8 - CI-FSE-ESGR-V04-200101 | IL TRM - 4.2.8 - CI-FSE-ESGR-V04-200101 |  | Commercial_Warehouse_New_Food Preparation_Griddle_Standard | 0.024425 | 5150
Commercial_Warehouse_New_Food Preparation_Natural Gas_Griddle_E2 | Commercial | Warehouse | New | Food Preparation | Natural Gas | Griddle | E2 | ENERGY STAR | 86.37% | 0% | 0% | 0.030354 | 0 | 0 | 0 | 8 | 16 | 2021 | 2047 | 100% | 0 | 0 | 0% | Normal | 0% | 0.0044867 | 0 | 0 | 1 units | 1 | 0 | 4.217e-06 | 1063.9446 | 6400 | 0 | 0 |  | 2013 | 1.1247 | IL TRM - 4.2.8 - CI-FSE-ESGR-V04-200101 | IL TRM - 4.2.8 - CI-FSE-ESGR-V04-200101 | IL TRM - 4.2.8 - CI-FSE-ESGR-V04-200101 |  | Commercial_Warehouse_New_Food Preparation_Griddle_ENERGY STAR | 0.030354 | 6400
Commercial_Warehouse_New_Food Preparation_Natural Gas_Griddle_E3 | Commercial | Warehouse | New | Food Preparation | Natural Gas | Griddle | E3 |  | 0% | 0% | 0% | 0 | 0 | 0 | 0 | 0 | 0 | 0 | 0 | 0% | 0 | 0 | 0% | Normal | 0% | 0 | 0 | 0 | [15 empty] | Commercial_Warehouse_New_Food Preparation_Griddle_ | 0 | 0
Commercial_Warehouse_New_Food Preparation_Natural Gas_Griddle_E4 | Commercial | Warehouse | New | Food Preparation | Natural Gas | Griddle | E4 |  | 0% | 0% | 0% | 0 | 0 | 0 | 0 | 0 | 0 | 0 | 0 | 0% | 0 | 0 | 0% | Normal | 0% | 0 | 0 | 0 | [15 empty] | Commercial_Warehouse_New_Food Preparation_Griddle_ | 0 | 0
Commercial_Warehouse_New_Food Preparation_Natural Gas_Griddle_E5 | Commercial | Warehouse | New | Food Preparation | Natural Gas | Griddle | E5 |  | 0% | 0% | 0% | 0 | 0 | 0 | 0 | 0 | 0 | 0 | 0 | 0% | 0 | 0 | 0% | Normal | 0% | 0 | 0 | 0 | [15 empty] | Commercial_Warehouse_New_Food Preparation_Griddle_ | 0 | 0
Commercial_Warehouse_New_Food Preparation_Natural Gas_Griddle_E6 | Commercial | Warehouse | New | Food Preparation | Natural Gas | Griddle | E6 |  | 0% | 0% | 0% | 0 | 0 | 0 | 0 | 0 | 0 | 0 | 0 | 0% | 0 | 0 | 0% | Normal | 0% | 0 | 0 | 0 | [15 empty] | Commercial_Warehouse_New_Food Preparation_Griddle_ | 0 | 0
Commercial_Warehouse_New_Food Preparation_Natural Gas_Griddle_E7 | Commercial | Warehouse | New | Food Preparation | Natural Gas | Griddle | E7 |  | 0% | 0% | 0% | 0 | 0 | 0 | 0 | 0 | 0 | 0 | 0 | 0% | 0 | 0 | 0% | Normal | 0% | 0 | 0 | 0 | [15 empty] | Commercial_Warehouse_New_Food Preparation_Griddle_ | 0 | 0
Commercial_Warehouse_New_Food Preparation_Natural Gas_Griddle_E8 | Commercial | Warehouse | New | Food Preparation | Natural Gas | Griddle | E8 |  | 0% | 0% | 0% | 0 | 0 | 0 | 0 | 0 | 0 | 0 | 0 | 0% | 0 | 0 | 0% | Normal | 0% | 0 | 0 | 0 | [15 empty] | Commercial_Warehouse_New_Food Preparation_Griddle_ | 0 | 0
Commercial_Warehouse_New_Food Preparation_Natural Gas_Griddle_E9 | Commercial | Warehouse | New | Food Preparation | Natural Gas | Griddle | E9 |  | 0% | 0% | 0% | 0 | 0 | 0 | 0 | 0 | 0 | 0 | 0 | 0% | 0 | 0 | 0% | Normal | 0% | 0 | 0 | 0 | [15 empty] | Commercial_Warehouse_New_Food Preparation_Griddle_ | 0 | 0
Commercial_Warehouse_New_Food Preparation_Natural Gas_Griddle_E10 | Commercial | Warehouse | New | Food Preparation | Natural Gas | Griddle | E10 |  | 0% | 0% | 0% | 0 | 0 | 0 | 0 | 0 | 0 | 0 | 0 | 0% | 0 | 0 | 0% | Normal | 0% | 0 | 0 | 0 | [15 empty] | Commercial_Warehouse_New_Food Preparation_Griddle_ | 0 | 0
Commercial_Warehouse_New_Food Preparation_Natural Gas_Range_E1 | Commercial | Warehouse | New | Food Preparation | Natural Gas | Range | E1 | Standard | 100% | 0% | 0% | 0.033042 | 0 | 0 | 0 | 8 | 12 | 2021 | 2047 | 100% | 0 | 0 | 0% | Normal | 0% | 0.0050062 | 0 | 0 | 1 units | 1 | 0 | 4.1719e-06 | 1200 | 7450 | 0 | 0 |  | 2017 | 1.0631 | COOK_OVN-Food Preparation-AEO17-1 | EIA 2018 Tech Forecast | Navigant 2009 |  | Commercial_Warehouse_New_Food Preparation_Range_Standard | 0.033042 | 7450
Commercial_Warehouse_New_Food Preparation_Natural Gas_Range_E2 | Commercial | Warehouse | New | Food Preparation | Natural Gas | Range | E2 | High Efficiency | 85.71% | 0% | 0% | 0.033042 | 0 | 0 | 0 | 8 | 12 | 2021 | 2047 | 100% | 0 | 0 | 0% | Normal | 0% | 0.0042911 | 0 | 0 | 1 units | 1 | 0 | 4.1719e-06 | 1028.5714 | 7450.01 | 0 | 0 |  | 2017 | 1.0631 | COOK_OVN-Food Preparation-AEO17-1 | EIA 2018 Tech Forecast | EIA 2018 Tech Forecast |  | Commercial_Warehouse_New_Food Preparation_Range_High Efficiency | 0.033042 | 7450.01
Commercial_Warehouse_New_Food Preparation_Natural Gas_Range_E3 | Commercial | Warehouse | New | Food Preparation | Natural Gas | Range | E3 |  | 0% | 0% | 0% | 0 | 0 | 0 | 0 | 0 | 0 | 0 | 0 | 0% | 0 | 0 | 0% | Normal | 0% | 0 | 0 | 0 | [15 empty] | Commercial_Warehouse_New_Food Preparation_Range_ | 0 | 0
Commercial_Warehouse_New_Food Preparation_Natural Gas_Range_E4 | Commercial | Warehouse | New | Food Preparation | Natural Gas | Range | E4 |  | 0% | 0% | 0% | 0 | 0 | 0 | 0 | 0 | 0 | 0 | 0 | 0% | 0 | 0 | 0% | Normal | 0% | 0 | 0 | 0 | [15 empty] | Commercial_Warehouse_New_Food Preparation_Range_ | 0 | 0
Commercial_Warehouse_New_Food Preparation_Natural Gas_Range_E5 | Commercial | Warehouse | New | Food Preparation | Natural Gas | Range | E5 |  | 0% | 0% | 0% | 0 | 0 | 0 | 0 | 0 | 0 | 0 | 0 | 0% | 0 | 0 | 0% | Normal | 0% | 0 | 0 | 0 | [15 empty] | Commercial_Warehouse_New_Food Preparation_Range_ | 0 | 0
Commercial_Warehouse_New_Food Preparation_Natural Gas_Range_E6 | Commercial | Warehouse | New | Food Preparation | Natural Gas | Range | E6 |  | 0% | 0% | 0% | 0 | 0 | 0 | 0 | 0 | 0 | 0 | 0 | 0% | 0 | 0 | 0% | Normal | 0% | 0 | 0 | 0 | [15 empty] | Commercial_Warehouse_New_Food Preparation_Range_ | 0 | 0
Commercial_Warehouse_New_Food Preparation_Natural Gas_Range_E7 | Commercial | Warehouse | New | Food Preparation | Natural Gas | Range | E7 |  | 0% | 0% | 0% | 0 | 0 | 0 | 0 | 0 | 0 | 0 | 0 | 0% | 0 | 0 | 0% | Normal | 0% | 0 | 0 | 0 | [15 empty] | Commercial_Warehouse_New_Food Preparation_Range_ | 0 | 0
Commercial_Warehouse_New_Food Preparation_Natural Gas_Range_E8 | Commercial | Warehouse | New | Food Preparation | Natural Gas | Range | E8 |  | 0% | 0% | 0% | 0 | 0 | 0 | 0 | 0 | 0 | 0 | 0 | 0% | 0 | 0 | 0% | Normal | 0% | 0 | 0 | 0 | [15 empty] | Commercial_Warehouse_New_Food Preparation_Range_ | 0 | 0
Commercial_Warehouse_New_Food Preparation_Natural Gas_Range_E9 | Commercial | Warehouse | New | Food Preparation | Natural Gas | Range | E9 |  | 0% | 0% | 0% | 0 | 0 | 0 | 0 | 0 | 0 | 0 | 0 | 0% | 0 | 0 | 0% | Normal | 0% | 0 | 0 | 0 | [15 empty] | Commercial_Warehouse_New_Food Preparation_Range_ | 0 | 0
Commercial_Warehouse_New_Food Preparation_Natural Gas_Range_E10 | Commercial | Warehouse | New | Food Preparation | Natural Gas | Range | E10 |  | 0% | 0% | 0% | 0 | 0 | 0 | 0 | 0 | 0 | 0 | 0 | 0% | 0 | 0 | 0% | Normal | 0% | 0 | 0 | 0 | [15 empty] | Commercial_Warehouse_New_Food Preparation_Range_ | 0 | 0
Commercial_Warehouse_New_Food Preparation_Natural Gas_Steamer_E1 | Commercial | Warehouse | New | Food Preparation | Natural Gas | Steamer | E1 | Standard | 100% | 0% | 0% | 0.07089 | 0 | 0 | 0 | 6 | 10 | 2021 | 2021 | 100% | 0 | 0 | 0% | Normal | 0% | 0.009321 | 0 | 0 | 1 units | 1 | 0 | 6.3256e-06 | 1473.5418 | 10431.946 | 0 | 0 |  | 2016 | 1.0743 | RTF Wkbk - ComCookingSteamer_v5_0 | RTF Wkbk - ComCookingSteamer_v5_0 | RTF Wkbk - ComCookingSteamer_v5_0 |  | Commercial_Warehouse_New_Food Preparation_Steamer_Standard | 0.07089 | 10431.946
Commercial_Warehouse_New_Food Preparation_Natural Gas_Steamer_E2 | Commercial | Warehouse | New | Food Preparation | Natural Gas | Steamer | E2 | ENERGY STAR | 17.54% | 0% | 0% | 0.07089 | 0 | -0.0046674 | 0 | 6 | 10 | 2021 | 2047 | 100% | 0 | 0 | 0% | Normal | 0% | 0.0016345 | 0 | 0 | 1 units | 1 | 0 | 6.3256e-06 | 258.3998 | 10431.956 | 0 | -686.8492 |  | 2016 | 1.0743 | RTF Wkbk - ComCookingSteamer_v5_0 | RTF Wkbk - ComCookingSteamer_v5_0 | RTF Wkbk - ComCookingSteamer_v5_0 |  | Commercial_Warehouse_New_Food Preparation_Steamer_ENERGY STAR | 0.066222 | 9745.1068
Commercial_Warehouse_New_Food Preparation_Natural Gas_Steamer_E3 | Commercial | Warehouse | New | Food Preparation | Natural Gas | Steamer | E3 |  | 0% | 0% | 0% | 0 | 0 | 0 | 0 | 0 | 0 | 0 | 0 | 0% | 0 | 0 | 0% | Normal | 0% | 0 | 0 | 0 | [15 empty] | Commercial_Warehouse_New_Food Preparation_Steamer_ | 0 | 0
Commercial_Warehouse_New_Food Preparation_Natural Gas_Steamer_E4 | Commercial | Warehouse | New | Food Preparation | Natural Gas | Steamer | E4 |  | 0% | 0% | 0% | 0 | 0 | 0 | 0 | 0 | 0 | 0 | 0 | 0% | 0 | 0 | 0% | Normal | 0% | 0 | 0 | 0 | [15 empty] | Commercial_Warehouse_New_Food Preparation_Steamer_ | 0 | 0
Commercial_Warehouse_New_Food Preparation_Natural Gas_Steamer_E5 | Commercial | Warehouse | New | Food Preparation | Natural Gas | Steamer | E5 |  | 0% | 0% | 0% | 0 | 0 | 0 | 0 | 0 | 0 | 0 | 0 | 0% | 0 | 0 | 0% | Normal | 0% | 0 | 0 | 0 | [15 empty] | Commercial_Warehouse_New_Food Preparation_Steamer_ | 0 | 0
Commercial_Warehouse_New_Food Preparation_Natural Gas_Steamer_E6 | Commercial | Warehouse | New | Food Preparation | Natural Gas | Steamer | E6 |  | 0% | 0% | 0% | 0 | 0 | 0 | 0 | 0 | 0 | 0 | 0 | 0% | 0 | 0 | 0% | Normal | 0% | 0 | 0 | 0 | [15 empty] | Commercial_Warehouse_New_Food Preparation_Steamer_ | 0 | 0
Commercial_Warehouse_New_Food Preparation_Natural Gas_Steamer_E7 | Commercial | Warehouse | New | Food Preparation | Natural Gas | Steamer | E7 |  | 0% | 0% | 0% | 0 | 0 | 0 | 0 | 0 | 0 | 0 | 0 | 0% | 0 | 0 | 0% | Normal | 0% | 0 | 0 | 0 | [15 empty] | Commercial_Warehouse_New_Food Preparation_Steamer_ | 0 | 0
Commercial_Warehouse_New_Food Preparation_Natural Gas_Steamer_E8 | Commercial | Warehouse | New | Food Preparation | Natural Gas | Steamer | E8 |  | 0% | 0% | 0% | 0 | 0 | 0 | 0 | 0 | 0 | 0 | 0 | 0% | 0 | 0 | 0% | Normal | 0% | 0 | 0 | 0 | [15 empty] | Commercial_Warehouse_New_Food Preparation_Steamer_ | 0 | 0
Commercial_Warehouse_New_Food Preparation_Natural Gas_Steamer_E9 | Commercial | Warehouse | New | Food Preparation | Natural Gas | Steamer | E9 |  | 0% | 0% | 0% | 0 | 0 | 0 | 0 | 0 | 0 | 0 | 0 | 0% | 0 | 0 | 0% | Normal | 0% | 0 | 0 | 0 | [15 empty] | Commercial_Warehouse_New_Food Preparation_Steamer_ | 0 | 0
Commercial_Warehouse_New_Food Preparation_Natural Gas_Steamer_E10 | Commercial | Warehouse | New | Food Preparation | Natural Gas | Steamer | E10 |  | 0% | 0% | 0% | 0 | 0 | 0 | 0 | 0 | 0 | 0 | 0 | 0% | 0 | 0 | 0% | Normal | 0% | 0 | 0 | 0 | [15 empty] | Commercial_Warehouse_New_Food Preparation_Steamer_ | 0 | 0
Commercial_Warehouse_New_Food Preparation_Natural Gas_Commercial Food Prep Other_E1 | Commercial | Warehouse | New | Food Preparation | Natural Gas | Commercial Food Prep Other | E1 | Standard | 100% | 0% | 0% | 0.0018603 | 0 | 0 | 0 | 8 | 12 | 2021 | 2047 | 100% | 0 | 0 | 0% | Normal | 0% | 0.0022329 | 0 | 0 | 1 units | 1 | 0 | 1.569e-06 | 1423.18 | 1000 | 0 | 0 |  | 2010 | 1.1857 | Default | Default | Default |  | Commercial_Warehouse_New_Food Preparation_Commercial Food Prep Other_Standard | 0.0018603 | 1000
Commercial_Warehouse_New_Food Preparation_Natural Gas_Commercial Food Prep Other_E2 | Commercial | Warehouse | New | Food Preparation | Natural Gas | Commercial Food Prep Other | E2 | ENERGY STAR | 74.27% | 0% | 0% | 0.0022598 | 0 | 0 | 0 | 8 | 12 | 2021 | 2047 | 100% | 0 | 0 | 0% | Normal | 0% | 0.0016584 | 0 | 0 | 1 units | 1 | 0 | 1.569e-06 | 1057.0182 | 1214.7567 | 0 | 0 |  | 2010 | 1.1857 | N/A | N/A | N/A |  | Commercial_Warehouse_New_Food Preparation_Commercial Food Prep Other_ENERGY STAR | 0.0022598 | 1214.7567
Commercial_Warehouse_New_Food Preparation_Natural Gas_Commercial Food Prep Other_E3 | Commercial | Warehouse | New | Food Preparation | Natural Gas | Commercial Food Prep Other | E3 |  | 0% | 0% | 0% | 0 | 0 | 0 | 0 | 0 | 0 | 0 | 0 | 0% | 0 | 0 | 0% | Normal | 0% | 0 | 0 | 0 | [15 empty] | Commercial_Warehouse_New_Food Preparation_Commercial Food Prep Other_ | 0 | 0
Commercial_Warehouse_New_Food Preparation_Natural Gas_Commercial Food Prep Other_E4 | Commercial | Warehouse | New | Food Preparation | Natural Gas | Commercial Food Prep Other | E4 |  | 0% | 0% | 0% | 0 | 0 | 0 | 0 | 0 | 0 | 0 | 0 | 0% | 0 | 0 | 0% | Normal | 0% | 0 | 0 | 0 | [15 empty] | Commercial_Warehouse_New_Food Preparation_Commercial Food Prep Other_ | 0 | 0
Commercial_Warehouse_New_Food Preparation_Natural Gas_Commercial Food Prep Other_E5 | Commercial | Warehouse | New | Food Preparation | Natural Gas | Commercial Food Prep Other | E5 |  | 0% | 0% | 0% | 0 | 0 | 0 | 0 | 0 | 0 | 0 | 0 | 0% | 0 | 0 | 0% | Normal | 0% | 0 | 0 | 0 | [15 empty] | Commercial_Warehouse_New_Food Preparation_Commercial Food Prep Other_ | 0 | 0
Commercial_Warehouse_New_Food Preparation_Natural Gas_Commercial Food Prep Other_E6 | Commercial | Warehouse | New | Food Preparation | Natural Gas | Commercial Food Prep Other | E6 |  | 0% | 0% | 0% | 0 | 0 | 0 | 0 | 0 | 0 | 0 | 0 | 0% | 0 | 0 | 0% | Normal | 0% | 0 | 0 | 0 | [15 empty] | Commercial_Warehouse_New_Food Preparation_Commercial Food Prep Other_ | 0 | 0
Commercial_Warehouse_New_Food Preparation_Natural Gas_Commercial Food Prep Other_E7 | Commercial | Warehouse | New | Food Preparation | Natural Gas | Commercial Food Prep Other | E7 |  | 0% | 0% | 0% | 0 | 0 | 0 | 0 | 0 | 0 | 0 | 0 | 0% | 0 | 0 | 0% | Normal | 0% | 0 | 0 | 0 | [15 empty] | Commercial_Warehouse_New_Food Preparation_Commercial Food Prep Other_ | 0 | 0
Commercial_Warehouse_New_Food Preparation_Natural Gas_Commercial Food Prep Other_E8 | Commercial | Warehouse | New | Food Preparation | Natural Gas | Commercial Food Prep Other | E8 |  | 0% | 0% | 0% | 0 | 0 | 0 | 0 | 0 | 0 | 0 | 0 | 0% | 0 | 0 | 0% | Normal | 0% | 0 | 0 | 0 | [15 empty] | Commercial_Warehouse_New_Food Preparation_Commercial Food Prep Other_ | 0 | 0
Commercial_Warehouse_New_Food Preparation_Natural Gas_Commercial Food Prep Other_E9 | Commercial | Warehouse | New | Food Preparation | Natural Gas | Commercial Food Prep Other | E9 |  | 0% | 0% | 0% | 0 | 0 | 0 | 0 | 0 | 0 | 0 | 0 | 0% | 0 | 0 | 0% | Normal | 0% | 0 | 0 | 0 | [15 empty] | Commercial_Warehouse_New_Food Preparation_Commercial Food Prep Other_ | 0 | 0
Commercial_Warehouse_New_Food Preparation_Natural Gas_Commercial Food Prep Other_E10 | Commercial | Warehouse | New | Food Preparation | Natural Gas | Commercial Food Prep Other | E10 |  | 0% | 0% | 0% | 0 | 0 | 0 | 0 | 0 | 0 | 0 | 0 | 0% | 0 | 0 | 0% | Normal | 0% | 0 | 0 | 0 | [15 empty] | Commercial_Warehouse_New_Food Preparation_Commercial Food Prep Other_ | 0 | 0
Commercial_Warehouse_New_Miscellaneous_Natural Gas_Pool Heater_E1 | Commercial | Warehouse | New | Miscellaneous | Natural Gas | Pool Heater | E1 | Standard (EF .78) | 100% | 0% | 0% | 0.013398 | 0 | 0 | 0 | 4 | 8 | 2021 | 2047 | 100% | 0 | 0 | 0% | Normal | 0% | 0.01 | 0 | 0 | 1 units | 1 | 0 | 6.7159e-07 | 14890 | 18052 | 0 | 0 |  | 2014 | 1.1051 | DOE Commercial R&D 2016 - Table 7-6 | DOE Commercial R&D 2016 - Table 7-7 | DOE Commercial R&D 2016 - Table 7-8 |  | Commercial_Warehouse_New_Miscellaneous_Pool Heater_Standard (EF .78) | 0.013398 | 18052
Commercial_Warehouse_New_Miscellaneous_Natural Gas_Pool Heater_E2 | Commercial | Warehouse | New | Miscellaneous | Natural Gas | Pool Heater | E2 | Condensing (EF .90) | 85% | 0% | 0% | 0.021937 | 0 | 0 | 0 | 4 | 8 | 2021 | 2047 | 100% | 0 | 0 | 0% | Normal | 0% | 0.0085 | 0 | 0 | 1 units | 1 | 0 | 6.7159e-07 | 12656.5 | 29558 | 0 | 0 |  | 2014 | 1.1051 | DOE Commercial R&D 2016 - Table 7-6 | DOE Commercial R&D 2016 - Table 7-7 | DOE Commercial R&D 2016 - Table 7-9 |  | Commercial_Warehouse_New_Miscellaneous_Pool Heater_Condensing (EF .90) | 0.021937 | 29558
Commercial_Warehouse_New_Miscellaneous_Natural Gas_Pool Heater_E3 | Commercial | Warehouse | New | Miscellaneous | Natural Gas | Pool Heater | E3 |  | 0% | 0% | 0% | 0 | 0 | 0 | 0 | 0 | 0 | 0 | 0 | 0% | 0 | 0 | 0% | Normal | 0% | 0 | 0 | 0 | [15 empty] | Commercial_Warehouse_New_Miscellaneous_Pool Heater_ | 0 | 0
Commercial_Warehouse_New_Miscellaneous_Natural Gas_Pool Heater_E4 | Commercial | Warehouse | New | Miscellaneous | Natural Gas | Pool Heater | E4 |  | 0% | 0% | 0% | 0 | 0 | 0 | 0 | 0 | 0 | 0 | 0 | 0% | 0 | 0 | 0% | Normal | 0% | 0 | 0 | 0 | [15 empty] | Commercial_Warehouse_New_Miscellaneous_Pool Heater_ | 0 | 0
Commercial_Warehouse_New_Miscellaneous_Natural Gas_Pool Heater_E5 | Commercial | Warehouse | New | Miscellaneous | Natural Gas | Pool Heater | E5 |  | 0% | 0% | 0% | 0 | 0 | 0 | 0 | 0 | 0 | 0 | 0 | 0% | 0 | 0 | 0% | Normal | 0% | 0 | 0 | 0 | [15 empty] | Commercial_Warehouse_New_Miscellaneous_Pool Heater_ | 0 | 0
Commercial_Warehouse_New_Miscellaneous_Natural Gas_Pool Heater_E6 | Commercial | Warehouse | New | Miscellaneous | Natural Gas | Pool Heater | E6 |  | 0% | 0% | 0% | 0 | 0 | 0 | 0 | 0 | 0 | 0 | 0 | 0% | 0 | 0 | 0% | Normal | 0% | 0 | 0 | 0 | [15 empty] | Commercial_Warehouse_New_Miscellaneous_Pool Heater_ | 0 | 0
Commercial_Warehouse_New_Miscellaneous_Natural Gas_Pool Heater_E7 | Commercial | Warehouse | New | Miscellaneous | Natural Gas | Pool Heater | E7 |  | 0% | 0% | 0% | 0 | 0 | 0 | 0 | 0 | 0 | 0 | 0 | 0% | 0 | 0 | 0% | Normal | 0% | 0 | 0 | 0 | [15 empty] | Commercial_Warehouse_New_Miscellaneous_Pool Heater_ | 0 | 0
Commercial_Warehouse_New_Miscellaneous_Natural Gas_Pool Heater_E8 | Commercial | Warehouse | New | Miscellaneous | Natural Gas | Pool Heater | E8 |  | 0% | 0% | 0% | 0 | 0 | 0 | 0 | 0 | 0 | 0 | 0 | 0% | 0 | 0 | 0% | Normal | 0% | 0 | 0 | 0 | [15 empty] | Commercial_Warehouse_New_Miscellaneous_Pool Heater_ | 0 | 0
Commercial_Warehouse_New_Miscellaneous_Natural Gas_Pool Heater_E9 | Commercial | Warehouse | New | Miscellaneous | Natural Gas | Pool Heater | E9 |  | 0% | 0% | 0% | 0 | 0 | 0 | 0 | 0 | 0 | 0 | 0 | 0% | 0 | 0 | 0% | Normal | 0% | 0 | 0 | 0 | [15 empty] | Commercial_Warehouse_New_Miscellaneous_Pool Heater_ | 0 | 0
Commercial_Warehouse_New_Miscellaneous_Natural Gas_Pool Heater_E10 | Commercial | Warehouse | New | Miscellaneous | Natural Gas | Pool Heater | E10 |  | 0% | 0% | 0% | 0 | 0 | 0 | 0 | 0 | 0 | 0 | 0 | 0% | 0 | 0 | 0% | Normal | 0% | 0 | 0 | 0 | [15 empty] | Commercial_Warehouse_New_Miscellaneous_Pool Heater_ | 0 | 0
Commercial_Warehouse_New_Miscellaneous_Natural Gas_Miscellaneous_E1 | Commercial | Warehouse | New | Miscellaneous | Natural Gas | Miscellaneous | E1 | Miscellaneous | 100% | 0% | 0% | 0.0064777 | 0 | 0 | 0 | 2 | 8 | 2021 | 2047 | 100% | 0 | 0 | 0% | Normal | 0% | 0.0060298 | 0 | 0 | 1 units | 1 | 0 | 0.0060298 | 1 | 1 | 0 | 0 |  | 2016 | 1.0743 | N/A | N/A | N/A |  | Commercial_Warehouse_New_Miscellaneous_Miscellaneous_Miscellaneous | 0.0064777 | 1
Commercial_Warehouse_New_Miscellaneous_Natural Gas_Miscellaneous_E2 | Commercial | Warehouse | New | Miscellaneous | Natural Gas | Miscellaneous | E2 |  | 0% | 0% | 0% | 0 | 0 | 0 | 0 | 0 | 0 | 0 | 0 | 0% | 0 | 0 | 0% | Normal | 0% | 0 | 0 | 0 | [15 empty] | Commercial_Warehouse_New_Miscellaneous_Miscellaneous_ | 0 | 0
Commercial_Warehouse_New_Miscellaneous_Natural Gas_Miscellaneous_E3 | Commercial | Warehouse | New | Miscellaneous | Natural Gas | Miscellaneous | E3 |  | 0% | 0% | 0% | 0 | 0 | 0 | 0 | 0 | 0 | 0 | 0 | 0% | 0 | 0 | 0% | Normal | 0% | 0 | 0 | 0 | [15 empty] | Commercial_Warehouse_New_Miscellaneous_Miscellaneous_ | 0 | 0
Commercial_Warehouse_New_Miscellaneous_Natural Gas_Miscellaneous_E4 | Commercial | Warehouse | New | Miscellaneous | Natural Gas | Miscellaneous | E4 |  | 0% | 0% | 0% | 0 | 0 | 0 | 0 | 0 | 0 | 0 | 0 | 0% | 0 | 0 | 0% | Normal | 0% | 0 | 0 | 0 | [15 empty] | Commercial_Warehouse_New_Miscellaneous_Miscellaneous_ | 0 | 0
Commercial_Warehouse_New_Miscellaneous_Natural Gas_Miscellaneous_E5 | Commercial | Warehouse | New | Miscellaneous | Natural Gas | Miscellaneous | E5 |  | 0% | 0% | 0% | 0 | 0 | 0 | 0 | 0 | 0 | 0 | 0 | 0% | 0 | 0 | 0% | Normal | 0% | 0 | 0 | 0 | [15 empty] | Commercial_Warehouse_New_Miscellaneous_Miscellaneous_ | 0 | 0
Commercial_Warehouse_New_Miscellaneous_Natural Gas_Miscellaneous_E6 | Commercial | Warehouse | New | Miscellaneous | Natural Gas | Miscellaneous | E6 |  | 0% | 0% | 0% | 0 | 0 | 0 | 0 | 0 | 0 | 0 | 0 | 0% | 0 | 0 | 0% | Normal | 0% | 0 | 0 | 0 | [15 empty] | Commercial_Warehouse_New_Miscellaneous_Miscellaneous_ | 0 | 0
Commercial_Warehouse_New_Miscellaneous_Natural Gas_Miscellaneous_E7 | Commercial | Warehouse | New | Miscellaneous | Natural Gas | Miscellaneous | E7 |  | 0% | 0% | 0% | 0 | 0 | 0 | 0 | 0 | 0 | 0 | 0 | 0% | 0 | 0 | 0% | Normal | 0% | 0 | 0 | 0 | [15 empty] | Commercial_Warehouse_New_Miscellaneous_Miscellaneous_ | 0 | 0
Commercial_Warehouse_New_Miscellaneous_Natural Gas_Miscellaneous_E8 | Commercial | Warehouse | New | Miscellaneous | Natural Gas | Miscellaneous | E8 |  | 0% | 0% | 0% | 0 | 0 | 0 | 0 | 0 | 0 | 0 | 0 | 0% | 0 | 0 | 0% | Normal | 0% | 0 | 0 | 0 | [15 empty] | Commercial_Warehouse_New_Miscellaneous_Miscellaneous_ | 0 | 0
Commercial_Warehouse_New_Miscellaneous_Natural Gas_Miscellaneous_E9 | Commercial | Warehouse | New | Miscellaneous | Natural Gas | Miscellaneous | E9 |  | 0% | 0% | 0% | 0 | 0 | 0 | 0 | 0 | 0 | 0 | 0 | 0% | 0 | 0 | 0% | Normal | 0% | 0 | 0 | 0 | [15 empty] | Commercial_Warehouse_New_Miscellaneous_Miscellaneous_ | 0 | 0
Commercial_Warehouse_New_Miscellaneous_Natural Gas_Miscellaneous_E10 | Commercial | Warehouse | New | Miscellaneous | Natural Gas | Miscellaneous | E10 |  | 0% | 0% | 0% | 0 | 0 | 0 | 0 | 0 | 0 | 0 | 0 | 0% | 0 | 0 | 0% | Normal | 0% | 0 | 0 | 0 | [15 empty] | Commercial_Warehouse_New_Miscellaneous_Miscellaneous_ | 0 | 0
Commercial_Miscellaneous_Existing_Space Heating_Natural Gas_Furnace_E1 | Commercial | Miscellaneous | Existing | Space Heating | Natural Gas | Furnace | E1 | AFUE 80% (Standard) | 100% | 0% | 0% | 0.18083 | 0.18944 | 0.029278 | 0 | 17 | 29 | 2021 | 2023 | 100% | 0 | 0 | 0% | Normal | 0% | 0.57704 | 0 | 0 | 400 kBtu/hr | 400 | 0 | 0.0648 | 0.57704 | 1050 | 1100 | 170 |  | 2017 | 1.0631 | EIA18_Tech Forecast Updates_p.90_Current Standard | EIA18_Tech Forecast Updates_p.90_Current Standard | AEG BEST |  | Commercial_Miscellaneous_Existing_Space Heating_Furnace_AFUE 80% (Standard) | 0.39956 | 2320
Commercial_Miscellaneous_Existing_Space Heating_Natural Gas_Furnace_E2 | Commercial | Miscellaneous | Existing | Space Heating | Natural Gas | Furnace | E2 | AFUE 90% | 88.89% | 0% | 0% | 0.30139 | 0.22389 | 0.030139 | 0 | 17 | 29 | 2021 | 2047 | 100% | 0 | 0 | 0% | Normal | 0% | 0.51292 | 0 | 0 | 400 kBtu/hr | 400 | 0 | 0.0648 | 0.51292 | 1750 | 1300 | 175 |  | 2017 | 1.0631 | EIA18_Tech Forecast Updates_p.90_2020 Typical | EIA18_Tech Forecast Updates_p.90_2020 Typical | AEG BEST |  | Commercial_Miscellaneous_Existing_Space Heating_Furnace_AFUE 90% | 0.55542 | 3225
Commercial_Miscellaneous_Existing_Space Heating_Natural Gas_Furnace_E3 | Commercial | Miscellaneous | Existing | Space Heating | Natural Gas | Furnace | E3 | AFUE 96% | 83.33% | 0% | 0% | 0.42194 | 0.25833 | 0.031 | 0 | 17 | 29 | 2021 | 2047 | 100% | 0 | 0 | 0% | Normal | 0% | 0.48086 | 0 | 0 | 400 kBtu/hr | 400 | 0 | 0.0648 | 0.48086 | 2450 | 1500 | 180 |  | 2017 | 1.0631 | EIA18_Tech Forecast Updates_p.90_2020 High | EIA18_Tech Forecast Updates_p.90_2020 High | AEG BEST |  | Commercial_Miscellaneous_Existing_Space Heating_Furnace_AFUE 96% | 0.71128 | 4130
Commercial_Miscellaneous_Existing_Space Heating_Natural Gas_Furnace_E4 | Commercial | Miscellaneous | Existing | Space Heating | Natural Gas | Furnace | E4 |  | 0% | 0% | 0% | 0 | 0 | 0 | 0 | 0 | 0 | 0 | 0 | 0% | 0 | 0 | 0% | Normal | 0% | 0 | 0 | 0 | [15 empty] | Commercial_Miscellaneous_Existing_Space Heating_Furnace_ | 0 | 0
Commercial_Miscellaneous_Existing_Space Heating_Natural Gas_Furnace_E5 | Commercial | Miscellaneous | Existing | Space Heating | Natural Gas | Furnace | E5 |  | 0% | 0% | 0% | 0 | 0 | 0 | 0 | 0 | 0 | 0 | 0 | 0% | 0 | 0 | 0% | Normal | 0% | 0 | 0 | 0 | [15 empty] | Commercial_Miscellaneous_Existing_Space Heating_Furnace_ | 0 | 0
Commercial_Miscellaneous_Existing_Space Heating_Natural Gas_Furnace_E6 | Commercial | Miscellaneous | Existing | Space Heating | Natural Gas | Furnace | E6 |  | 0% | 0% | 0% | 0 | 0 | 0 | 0 | 0 | 0 | 0 | 0 | 0% | 0 | 0 | 0% | Normal | 0% | 0 | 0 | 0 | [15 empty] | Commercial_Miscellaneous_Existing_Space Heating_Furnace_ | 0 | 0
Commercial_Miscellaneous_Existing_Space Heating_Natural Gas_Furnace_E7 | Commercial | Miscellaneous | Existing | Space Heating | Natural Gas | Furnace | E7 |  | 0% | 0% | 0% | 0 | 0 | 0 | 0 | 0 | 0 | 0 | 0 | 0% | 0 | 0 | 0% | Normal | 0% | 0 | 0 | 0 | [15 empty] | Commercial_Miscellaneous_Existing_Space Heating_Furnace_ | 0 | 0
Commercial_Miscellaneous_Existing_Space Heating_Natural Gas_Furnace_E8 | Commercial | Miscellaneous | Existing | Space Heating | Natural Gas | Furnace | E8 |  | 0% | 0% | 0% | 0 | 0 | 0 | 0 | 0 | 0 | 0 | 0 | 0% | 0 | 0 | 0% | Normal | 0% | 0 | 0 | 0 | [15 empty] | Commercial_Miscellaneous_Existing_Space Heating_Furnace_ | 0 | 0
Commercial_Miscellaneous_Existing_Space Heating_Natural Gas_Furnace_E9 | Commercial | Miscellaneous | Existing | Space Heating | Natural Gas | Furnace | E9 |  | 0% | 0% | 0% | 0 | 0 | 0 | 0 | 0 | 0 | 0 | 0 | 0% | 0 | 0 | 0% | Normal | 0% | 0 | 0 | 0 | [15 empty] | Commercial_Miscellaneous_Existing_Space Heating_Furnace_ | 0 | 0
Commercial_Miscellaneous_Existing_Space Heating_Natural Gas_Furnace_E10 | Commercial | Miscellaneous | Existing | Space Heating | Natural Gas | Furnace | E10 |  | 0% | 0% | 0% | 0 | 0 | 0 | 0 | 0 | 0 | 0 | 0 | 0% | 0 | 0 | 0% | Normal | 0% | 0 | 0 | 0 | [15 empty] | Commercial_Miscellaneous_Existing_Space Heating_Furnace_ | 0 | 0
Commercial_Miscellaneous_Existing_Space Heating_Natural Gas_Boiler_E1 | Commercial | Miscellaneous | Existing | Space Heating | Natural Gas | Boiler | E1 | AFUE 80% (Standard) | 100% | 0% | 0% | 1.4119 | 0.78249 | 0.1531 | 0 | 20 | 30 | 2021 | 2047 | 100% | 0 | 0 | 0% | Normal | 0% | 0.89727 | 0 | 0 | 800 kBtu/hr | 800 | 0 | 0.0648 | 0.89727 | 16600 | 9200 | 1800 |  | 2018 | 1.05 | EIA 2018 Tech Forecast | EIA 2018 Tech Forecast | AEG BEST |  | Commercial_Miscellaneous_Existing_Space Heating_Boiler_AFUE 80% (Standard) | 2.3475 | 27600
Commercial_Miscellaneous_Existing_Space Heating_Natural Gas_Boiler_E2 | Commercial | Miscellaneous | Existing | Space Heating | Natural Gas | Boiler | E2 | AFUE 85% | 94.12% | 0% | 0% | 1.9307 | 0.82927 | 0.1531 | 0 | 20 | 30 | 2021 | 2047 | 100% | 0 | 0 | 0% | Normal | 0% | 0.84449 | 0 | 0 | 800 kBtu/hr | 800 | 0 | 0.0648 | 0.84449 | 22700 | 9750 | 1800 |  | 2018 | 1.05 | EIA 2018 Tech Forecast | EIA 2018 Tech Forecast | AEG BEST |  | Commercial_Miscellaneous_Existing_Space Heating_Boiler_AFUE 85% | 2.9131 | 34250
Commercial_Miscellaneous_Existing_Space Heating_Natural Gas_Boiler_E3 | Commercial | Miscellaneous | Existing | Space Heating | Natural Gas | Boiler | E3 | AFUE 97% | 82.47% | 0% | 0% | 3.1251 | 0.77085 | 0.1531 | 0 | 20 | 30 | 2021 | 2047 | 100% | 0 | 0 | 0% | Normal | 0% | 0.74002 | 0 | 0 | 800 kBtu/hr | 800 | 0 | 0.0648 | 0.74002 | 36742.4242 | 9063.1313 | 1800 |  | 2018 | 1.05 | EIA 2018 Tech Forecast | EIA 2018 Tech Forecast | AEG BEST |  | Commercial_Miscellaneous_Existing_Space Heating_Boiler_AFUE 97% | 4.049 | 47605.5556
Commercial_Miscellaneous_Existing_Space Heating_Natural Gas_Boiler_E4 | Commercial | Miscellaneous | Existing | Space Heating | Natural Gas | Boiler | E4 | Convert to NG Air Source Heat Pump | 57.14% | 0% | 0% | 13.6328 | 0.78249 | 0.25613 | 0 | 10 | 20 | 2021 | 2047 | 100% | 0 | 0 | 0% | Normal | 0% | 0.51272 | 0 | 0 | 800 kBtu/hr | 800 | 0 | 0.0648 | 0.51272 | 158316.7533 | 9086.959 | 2974.436 |  | 2017 | 1.0631 | AEO 2021 - gas_eng-driven_RTHP-heat 2017 typical | AEO 2021 - gas_eng-driven_RTHP-heat 2017 typical | AEG BEST |  | Commercial_Miscellaneous_Existing_Space Heating_Boiler_Convert to NG Air Source Heat Pump | 14.6714 | 170378.1483
Commercial_Miscellaneous_Existing_Space Heating_Natural Gas_Boiler_E5 | Commercial | Miscellaneous | Existing | Space Heating | Natural Gas | Boiler | E5 |  | 0% | 0% | 0% | 0 | 0 | 0 | 0 | 0 | 0 | 0 | 0 | 0% | 0 | 0 | 0% | Normal | 0% | 0 | 0 | 0 | [15 empty] | Commercial_Miscellaneous_Existing_Space Heating_Boiler_ | 0 | 0
Commercial_Miscellaneous_Existing_Space Heating_Natural Gas_Boiler_E6 | Commercial | Miscellaneous | Existing | Space Heating | Natural Gas | Boiler | E6 |  | 0% | 0% | 0% | 0 | 0 | 0 | 0 | 0 | 0 | 0 | 0 | 0% | 0 | 0 | 0% | Normal | 0% | 0 | 0 | 0 | [15 empty] | Commercial_Miscellaneous_Existing_Space Heating_Boiler_ | 0 | 0
Commercial_Miscellaneous_Existing_Space Heating_Natural Gas_Boiler_E7 | Commercial | Miscellaneous | Existing | Space Heating | Natural Gas | Boiler | E7 |  | 0% | 0% | 0% | 0 | 0 | 0 | 0 | 0 | 0 | 0 | 0 | 0% | 0 | 0 | 0% | Normal | 0% | 0 | 0 | 0 | [15 empty] | Commercial_Miscellaneous_Existing_Space Heating_Boiler_ | 0 | 0
Commercial_Miscellaneous_Existing_Space Heating_Natural Gas_Boiler_E8 | Commercial | Miscellaneous | Existing | Space Heating | Natural Gas | Boiler | E8 |  | 0% | 0% | 0% | 0 | 0 | 0 | 0 | 0 | 0 | 0 | 0 | 0% | 0 | 0 | 0% | Normal | 0% | 0 | 0 | 0 | [15 empty] | Commercial_Miscellaneous_Existing_Space Heating_Boiler_ | 0 | 0
Commercial_Miscellaneous_Existing_Space Heating_Natural Gas_Boiler_E9 | Commercial | Miscellaneous | Existing | Space Heating | Natural Gas | Boiler | E9 |  | 0% | 0% | 0% | 0 | 0 | 0 | 0 | 0 | 0 | 0 | 0 | 0% | 0 | 0 | 0% | Normal | 0% | 0 | 0 | 0 | [15 empty] | Commercial_Miscellaneous_Existing_Space Heating_Boiler_ | 0 | 0
Commercial_Miscellaneous_Existing_Space Heating_Natural Gas_Boiler_E10 | Commercial | Miscellaneous | Existing | Space Heating | Natural Gas | Boiler | E10 |  | 0% | 0% | 0% | 0 | 0 | 0 | 0 | 0 | 0 | 0 | 0 | 0% | 0 | 0 | 0% | Normal | 0% | 0 | 0 | 0 | [15 empty] | Commercial_Miscellaneous_Existing_Space Heating_Boiler_ | 0 | 0
Commercial_Miscellaneous_Existing_Space Heating_Natural Gas_Unit Heater_E1 | Commercial | Miscellaneous | Existing | Space Heating | Natural Gas | Unit Heater | E1 | Standard | 100% | 0% | 0% | 0.1563 | 0 | 0 | 0 | 15 | 25 | 2021 | 2047 | 100% | 0 | 0 | 0% | Normal | 0% | 0.29592 | 0 | 0 | 120 kBtu/Hr | 120 | 0 | 0.00014227 | 2080 | 1010.4 | 0 | 0 |  | 2015 | 1.0873 | Xcel CO 2021/22 DSM Plan/TRM p.424 | Xcel CO 2021/22 DSM Plan/TRM p.416 | Xcel CO 2021/22 DSM Plan/TRM p.416 |  | Commercial_Miscellaneous_Existing_Space Heating_Unit Heater_Standard | 0.1563 | 1010.4
Commercial_Miscellaneous_Existing_Space Heating_Natural Gas_Unit Heater_E2 | Commercial | Miscellaneous | Existing | Space Heating | Natural Gas | Unit Heater | E2 | Condensing | 88.94% | 0% | 0% | 0.18637 | 0 | 0 | 0 | 15 | 25 | 2021 | 2047 | 100% | 0 | 0 | 0% | Normal | 0% | 0.26319 | 0 | 0 | 120 kBtu/Hr | 120 | 0 | 0.00014227 | 1850 | 1204.8 | 0 | 0 |  | 2015 | 1.0873 | Xcel CO 2021/22 DSM Plan/TRM p.424 | Xcel CO 2021/22 DSM Plan/TRM p.416 | Xcel CO 2021/22 DSM Plan/TRM p.416 |  | Commercial_Miscellaneous_Existing_Space Heating_Unit Heater_Condensing | 0.18637 | 1204.8
Commercial_Miscellaneous_Existing_Space Heating_Natural Gas_Unit Heater_E3 | Commercial | Miscellaneous | Existing | Space Heating | Natural Gas | Unit Heater | E3 | Infrared Radiant | 88.46% | 0% | 0% | 0.17542 | 0 | 0 | 0 | 10 | 20 | 2021 | 2047 | 100% | 0 | 0 | 0% | Normal | 0% | 0.26177 | 0 | 0 | 120 kBtu/Hr | 120 | 0 | 0.00014227 | 1840 | 1134 | 0 | 0 |  | 2015 | 1.0873 | Xcel CO 2021/22 DSM Plan/TRM p.424 | Xcel CO 2021/22 DSM Plan/TRM p.416 | Xcel CO 2021/22 DSM Plan/TRM p.416 |  | Commercial_Miscellaneous_Existing_Space Heating_Unit Heater_Infrared Radiant | 0.17542 | 1134
Commercial_Miscellaneous_Existing_Space Heating_Natural Gas_Unit Heater_E4 | Commercial | Miscellaneous | Existing | Space Heating | Natural Gas | Unit Heater | E4 |  | 0% | 0% | 0% | 0 | 0 | 0 | 0 | 0 | 0 | 0 | 0 | 0% | 0 | 0 | 0% | Normal | 0% | 0 | 0 | 0 | [15 empty] | Commercial_Miscellaneous_Existing_Space Heating_Unit Heater_ | 0 | 0
Commercial_Miscellaneous_Existing_Space Heating_Natural Gas_Unit Heater_E5 | Commercial | Miscellaneous | Existing | Space Heating | Natural Gas | Unit Heater | E5 |  | 0% | 0% | 0% | 0 | 0 | 0 | 0 | 0 | 0 | 0 | 0 | 0% | 0 | 0 | 0% | Normal | 0% | 0 | 0 | 0 | [15 empty] | Commercial_Miscellaneous_Existing_Space Heating_Unit Heater_ | 0 | 0
Commercial_Miscellaneous_Existing_Space Heating_Natural Gas_Unit Heater_E6 | Commercial | Miscellaneous | Existing | Space Heating | Natural Gas | Unit Heater | E6 |  | 0% | 0% | 0% | 0 | 0 | 0 | 0 | 0 | 0 | 0 | 0 | 0% | 0 | 0 | 0% | Normal | 0% | 0 | 0 | 0 | [15 empty] | Commercial_Miscellaneous_Existing_Space Heating_Unit Heater_ | 0 | 0
Commercial_Miscellaneous_Existing_Space Heating_Natural Gas_Unit Heater_E7 | Commercial | Miscellaneous | Existing | Space Heating | Natural Gas | Unit Heater | E7 |  | 0% | 0% | 0% | 0 | 0 | 0 | 0 | 0 | 0 | 0 | 0 | 0% | 0 | 0 | 0% | Normal | 0% | 0 | 0 | 0 | [15 empty] | Commercial_Miscellaneous_Existing_Space Heating_Unit Heater_ | 0 | 0
Commercial_Miscellaneous_Existing_Space Heating_Natural Gas_Unit Heater_E8 | Commercial | Miscellaneous | Existing | Space Heating | Natural Gas | Unit Heater | E8 |  | 0% | 0% | 0% | 0 | 0 | 0 | 0 | 0 | 0 | 0 | 0 | 0% | 0 | 0 | 0% | Normal | 0% | 0 | 0 | 0 | [15 empty] | Commercial_Miscellaneous_Existing_Space Heating_Unit Heater_ | 0 | 0
Commercial_Miscellaneous_Existing_Space Heating_Natural Gas_Unit Heater_E9 | Commercial | Miscellaneous | Existing | Space Heating | Natural Gas | Unit Heater | E9 |  | 0% | 0% | 0% | 0 | 0 | 0 | 0 | 0 | 0 | 0 | 0 | 0% | 0 | 0 | 0% | Normal | 0% | 0 | 0 | 0 | [15 empty] | Commercial_Miscellaneous_Existing_Space Heating_Unit Heater_ | 0 | 0
Commercial_Miscellaneous_Existing_Space Heating_Natural Gas_Unit Heater_E10 | Commercial | Miscellaneous | Existing | Space Heating | Natural Gas | Unit Heater | E10 |  | 0% | 0% | 0% | 0 | 0 | 0 | 0 | 0 | 0 | 0 | 0 | 0% | 0 | 0 | 0% | Normal | 0% | 0 | 0 | 0 | [15 empty] | Commercial_Miscellaneous_Existing_Space Heating_Unit Heater_ | 0 | 0
Commercial_Miscellaneous_Existing_Water Heating_Natural Gas_Water Heater_E1 | Commercial | Miscellaneous | Existing | Water Heating | Natural Gas | Water Heater | E1 | TE 88% | 100% | 0% | 0% | 0.2051 | 0 | 0.011565 | 0 | 8 | 12 | 2021 | 2047 | 100% | 0 | 0 | 0% | Normal | 0% | 0.33278 | 0 | 0 | 1 kBtu/hr | 1 | 0 | 0.0069511 | 0.33278 | 27.755 | 0 | 1.565 |  | 2017 | 1.0631 | AEO 2021 - gas_water_heater 2017 ENERGY STAR | AEO 2021 - gas_water_heater 2017 ENERGY STAR | DHW_WH-Water Heating-PG&E-R7-14 |  | Commercial_Miscellaneous_Existing_Water Heating_Water Heater_TE 88% | 0.21667 | 29.32
Commercial_Miscellaneous_Existing_Water Heating_Natural Gas_Water Heater_E2 | Commercial | Miscellaneous | Existing | Water Heating | Natural Gas | Water Heater | E2 | TE 96% | 91.67% | 0% | 0% | 0.23844 | 0 | 0.0118 | 0 | 8 | 12 | 2021 | 2047 | 100% | 0 | 0 | 0% | Normal | 0% | 0.30505 | 0 | 0 | 1 kBtu/hr | 1 | 0 | 0.0069511 | 0.30505 | 29.9234 | 0 | 1.4809 |  | 2012 | 1.1464 | AEO 2021 - gas_water_heater 2017 ENERGY STAR | AEO 2021 - gas_water_heater 2017 ENERGY STAR | DHW_WH-Water Heating-NMTRM-2016-7 |  | Commercial_Miscellaneous_Existing_Water Heating_Water Heater_TE 96% | 0.25024 | 31.4043
Commercial_Miscellaneous_Existing_Water Heating_Natural Gas_Water Heater_E3 | Commercial | Miscellaneous | Existing | Water Heating | Natural Gas | Water Heater | E3 | Tankless | 89.8% | 0% | 0% | 0.23916 | 0 | 0.002505 | 0 | 8 | 12 | 2021 | 2047 | 100% | 0 | 0 | 0% | Normal | 0% | 0.29882 | 0 | 0 | 1 kBtu/hr | 1 | 0 | 0.0069511 | 0.29882 | 32.3633 | 0 | 0.33898 |  | 2017 | 1.0631 | EIA Ref. Case 2018 - Gas Tankless High Eff. | EIA Ref. Case 2018 - Gas Tankless High Eff. | DHW_WH-Water Heating-NMTRM-2016-9 |  | Commercial_Miscellaneous_Existing_Water Heating_Water Heater_Tankless | 0.24166 | 32.7023
Commercial_Miscellaneous_Existing_Water Heating_Natural Gas_Water Heater_E4 | Commercial | Miscellaneous | Existing | Water Heating | Natural Gas | Water Heater | E4 | NEEA Gas-Fired Absorption HPWH (COP 1.06) | 83.02% | 0% | 0% | 0.39915 | 0 | 0.09444 | 0 | 10 | 16 | 2023 | 2047 | 100% | 0 | 0 | 0% | Normal | 0% | 0.27627 | 0 | 0 | 1 kBtu/hr | 1 | 0 | 0.0069511 | 0.27627 | 56.3879 | 0 | 13.3416 |  | 2020 | 1.0183 | DHW_WH-Water Heating-DOE-2014-2 | NEEA Report #E20-309, Robur Heat Pump Field Trial. March 11, 2020. | DHW_WH-Water Heating-DOE-2014-1 |  | Commercial_Miscellaneous_Existing_Water Heating_Water Heater_NEEA Gas-Fired Absorption HPWH (COP 1.06) | 0.49359 | 69.7295
Commercial_Miscellaneous_Existing_Water Heating_Natural Gas_Water Heater_E5 | Commercial | Miscellaneous | Existing | Water Heating | Natural Gas | Water Heater | E5 |  | 0% | 0% | 0% | 0 | 0 | 0 | 0 | 0 | 0 | 0 | 0 | 0% | 0 | 0 | 0% | Normal | 0% | 0 | 0 | 0 | [15 empty] | Commercial_Miscellaneous_Existing_Water Heating_Water Heater_ | 0 | 0
Commercial_Miscellaneous_Existing_Water Heating_Natural Gas_Water Heater_E6 | Commercial | Miscellaneous | Existing | Water Heating | Natural Gas | Water Heater | E6 |  | 0% | 0% | 0% | 0 | 0 | 0 | 0 | 0 | 0 | 0 | 0 | 0% | 0 | 0 | 0% | Normal | 0% | 0 | 0 | 0 | [15 empty] | Commercial_Miscellaneous_Existing_Water Heating_Water Heater_ | 0 | 0
Commercial_Miscellaneous_Existing_Water Heating_Natural Gas_Water Heater_E7 | Commercial | Miscellaneous | Existing | Water Heating | Natural Gas | Water Heater | E7 |  | 0% | 0% | 0% | 0 | 0 | 0 | 0 | 0 | 0 | 0 | 0 | 0% | 0 | 0 | 0% | Normal | 0% | 0 | 0 | 0 | [15 empty] | Commercial_Miscellaneous_Existing_Water Heating_Water Heater_ | 0 | 0
Commercial_Miscellaneous_Existing_Water Heating_Natural Gas_Water Heater_E8 | Commercial | Miscellaneous | Existing | Water Heating | Natural Gas | Water Heater | E8 |  | 0% | 0% | 0% | 0 | 0 | 0 | 0 | 0 | 0 | 0 | 0 | 0% | 0 | 0 | 0% | Normal | 0% | 0 | 0 | 0 | [15 empty] | Commercial_Miscellaneous_Existing_Water Heating_Water Heater_ | 0 | 0
Commercial_Miscellaneous_Existing_Water Heating_Natural Gas_Water Heater_E9 | Commercial | Miscellaneous | Existing | Water Heating | Natural Gas | Water Heater | E9 |  | 0% | 0% | 0% | 0 | 0 | 0 | 0 | 0 | 0 | 0 | 0 | 0% | 0 | 0 | 0% | Normal | 0% | 0 | 0 | 0 | [15 empty] | Commercial_Miscellaneous_Existing_Water Heating_Water Heater_ | 0 | 0
Commercial_Miscellaneous_Existing_Water Heating_Natural Gas_Water Heater_E10 | Commercial | Miscellaneous | Existing | Water Heating | Natural Gas | Water Heater | E10 |  | 0% | 0% | 0% | 0 | 0 | 0 | 0 | 0 | 0 | 0 | 0 | 0% | 0 | 0 | 0% | Normal | 0% | 0 | 0 | 0 | [15 empty] | Commercial_Miscellaneous_Existing_Water Heating_Water Heater_ | 0 | 0
Commercial_Miscellaneous_Existing_Food Preparation_Natural Gas_Oven_E1 | Commercial | Miscellaneous | Existing | Food Preparation | Natural Gas | Oven | E1 | Standard | 100% | 0% | 0% | 0.12452 | 0.0026262 | 0 | 0 | 10 | 14 | 2021 | 2047 | 100% | 0 | 0 | 0% | Normal | 0% | 0.012663 | 0 | 0 | 1 units | 1 | 0 | 1.5567e-05 | 813.4143 | 7112 | 150 | 0 |  | 2013 | 1.1247 | IL TRM - 4.2.1 - CI-FSE-CBOV-V02-160601 | ETO Measure Input Sheet - Com - Gas Convection Oven | IL TRM - 4.2.1 - CI-FSE-CBOV-V02-160601 |  | Commercial_Miscellaneous_Existing_Food Preparation_Oven_Standard | 0.12714 | 7262
Commercial_Miscellaneous_Existing_Food Preparation_Natural Gas_Oven_E2 | Commercial | Miscellaneous | Existing | Food Preparation | Natural Gas | Oven | E2 | ENERGY STAR (>42% Baking Efficiency) | 86.89% | 0% | 0% | 0.13131 | 0.0026262 | 0 | 0 | 10 | 14 | 2021 | 2047 | 100% | 0 | 0 | 0% | Normal | 0% | 0.011002 | 0 | 0 | 1 units | 1 | 0 | 1.5567e-05 | 706.739 | 7500 | 150 | 0 |  | 2013 | 1.1247 | IL TRM - 4.2.1 - CI-FSE-CBOV-V02-160601 | EIA 2018 Tech Forecast | ETO Measure Input Sheet |  | Commercial_Miscellaneous_Existing_Food Preparation_Oven_ENERGY STAR (>42% Baking Efficiency) | 0.13393 | 7650
Commercial_Miscellaneous_Existing_Food Preparation_Natural Gas_Oven_E3 | Commercial | Miscellaneous | Existing | Food Preparation | Natural Gas | Oven | E3 |  | 0% | 0% | 0% | 0 | 0 | 0 | 0 | 0 | 0 | 0 | 0 | 0% | 0 | 0 | 0% | Normal | 0% | 0 | 0 | 0 | [15 empty] | Commercial_Miscellaneous_Existing_Food Preparation_Oven_ | 0 | 0
Commercial_Miscellaneous_Existing_Food Preparation_Natural Gas_Oven_E4 | Commercial | Miscellaneous | Existing | Food Preparation | Natural Gas | Oven | E4 |  | 0% | 0% | 0% | 0 | 0 | 0 | 0 | 0 | 0 | 0 | 0 | 0% | 0 | 0 | 0% | Normal | 0% | 0 | 0 | 0 | [15 empty] | Commercial_Miscellaneous_Existing_Food Preparation_Oven_ | 0 | 0
Commercial_Miscellaneous_Existing_Food Preparation_Natural Gas_Oven_E5 | Commercial | Miscellaneous | Existing | Food Preparation | Natural Gas | Oven | E5 |  | 0% | 0% | 0% | 0 | 0 | 0 | 0 | 0 | 0 | 0 | 0 | 0% | 0 | 0 | 0% | Normal | 0% | 0 | 0 | 0 | [15 empty] | Commercial_Miscellaneous_Existing_Food Preparation_Oven_ | 0 | 0
Commercial_Miscellaneous_Existing_Food Preparation_Natural Gas_Oven_E6 | Commercial | Miscellaneous | Existing | Food Preparation | Natural Gas | Oven | E6 |  | 0% | 0% | 0% | 0 | 0 | 0 | 0 | 0 | 0 | 0 | 0 | 0% | 0 | 0 | 0% | Normal | 0% | 0 | 0 | 0 | [15 empty] | Commercial_Miscellaneous_Existing_Food Preparation_Oven_ | 0 | 0
Commercial_Miscellaneous_Existing_Food Preparation_Natural Gas_Oven_E7 | Commercial | Miscellaneous | Existing | Food Preparation | Natural Gas | Oven | E7 |  | 0% | 0% | 0% | 0 | 0 | 0 | 0 | 0 | 0 | 0 | 0 | 0% | 0 | 0 | 0% | Normal | 0% | 0 | 0 | 0 | [15 empty] | Commercial_Miscellaneous_Existing_Food Preparation_Oven_ | 0 | 0
Commercial_Miscellaneous_Existing_Food Preparation_Natural Gas_Oven_E8 | Commercial | Miscellaneous | Existing | Food Preparation | Natural Gas | Oven | E8 |  | 0% | 0% | 0% | 0 | 0 | 0 | 0 | 0 | 0 | 0 | 0 | 0% | 0 | 0 | 0% | Normal | 0% | 0 | 0 | 0 | [15 empty] | Commercial_Miscellaneous_Existing_Food Preparation_Oven_ | 0 | 0
Commercial_Miscellaneous_Existing_Food Preparation_Natural Gas_Oven_E9 | Commercial | Miscellaneous | Existing | Food Preparation | Natural Gas | Oven | E9 |  | 0% | 0% | 0% | 0 | 0 | 0 | 0 | 0 | 0 | 0 | 0 | 0% | 0 | 0 | 0% | Normal | 0% | 0 | 0 | 0 | [15 empty] | Commercial_Miscellaneous_Existing_Food Preparation_Oven_ | 0 | 0
Commercial_Miscellaneous_Existing_Food Preparation_Natural Gas_Oven_E10 | Commercial | Miscellaneous | Existing | Food Preparation | Natural Gas | Oven | E10 |  | 0% | 0% | 0% | 0 | 0 | 0 | 0 | 0 | 0 | 0 | 0 | 0% | 0 | 0 | 0% | Normal | 0% | 0 | 0 | 0 | [15 empty] | Commercial_Miscellaneous_Existing_Food Preparation_Oven_ | 0 | 0
Commercial_Miscellaneous_Existing_Food Preparation_Natural Gas_Conveyor Oven_E1 | Commercial | Miscellaneous | Existing | Food Preparation | Natural Gas | Conveyor Oven | E1 | Standard | 100% | 0% | 0% | 0.088694 | 0 | 0 | 0 | 15 | 19 | 2021 | 2047 | 100% | 0 | 0 | 0% | Normal | 0% | 0.023128 | 0 | 0 | 1 units | 1 | 0 | 8.0152e-06 | 2885.475 | 10177 | 0 | 0 |  | 2015 | 1.0873 | IL TRM - 4.2.4 - CI-FSE-CVOV-V02-180101 | PGE Workpaper, PGECOFST117 R5, 2015 | MN TRM 3.1 - Gas Conveyor Oven v1.1 |  | Commercial_Miscellaneous_Existing_Food Preparation_Conveyor Oven_Standard | 0.088694 | 10177
Commercial_Miscellaneous_Existing_Food Preparation_Natural Gas_Conveyor Oven_E2 | Commercial | Miscellaneous | Existing | Food Preparation | Natural Gas | Conveyor Oven | E2 | Efficient (>42% Baking Efficiency) | 76.02% | 0% | 0% | 0.10813 | 0 | 0 | 0 | 15 | 19 | 2021 | 2047 | 100% | 0 | 0 | 0% | Normal | 0% | 0.017581 | 0 | 0 | 1 units | 1 | 0 | 8.0152e-06 | 2193.4093 | 12407 | 0 | 0 |  | 2015 | 1.0873 | IL TRM - 4.2.4 - CI-FSE-CVOV-V02-180101 | PGE Workpaper, PGECOFST117 R5, 2015 | MN TRM 3.1 - Gas Conveyor Oven v1.1 |  | Commercial_Miscellaneous_Existing_Food Preparation_Conveyor Oven_Efficient (>42% Baking Efficiency) | 0.10813 | 12407
Commercial_Miscellaneous_Existing_Food Preparation_Natural Gas_Conveyor Oven_E3 | Commercial | Miscellaneous | Existing | Food Preparation | Natural Gas | Conveyor Oven | E3 |  | 0% | 0% | 0% | 0 | 0 | 0 | 0 | 0 | 0 | 0 | 0 | 0% | 0 | 0 | 0% | Normal | 0% | 0 | 0 | 0 | [15 empty] | Commercial_Miscellaneous_Existing_Food Preparation_Conveyor Oven_ | 0 | 0
Commercial_Miscellaneous_Existing_Food Preparation_Natural Gas_Conveyor Oven_E4 | Commercial | Miscellaneous | Existing | Food Preparation | Natural Gas | Conveyor Oven | E4 |  | 0% | 0% | 0% | 0 | 0 | 0 | 0 | 0 | 0 | 0 | 0 | 0% | 0 | 0 | 0% | Normal | 0% | 0 | 0 | 0 | [15 empty] | Commercial_Miscellaneous_Existing_Food Preparation_Conveyor Oven_ | 0 | 0
Commercial_Miscellaneous_Existing_Food Preparation_Natural Gas_Conveyor Oven_E5 | Commercial | Miscellaneous | Existing | Food Preparation | Natural Gas | Conveyor Oven | E5 |  | 0% | 0% | 0% | 0 | 0 | 0 | 0 | 0 | 0 | 0 | 0 | 0% | 0 | 0 | 0% | Normal | 0% | 0 | 0 | 0 | [15 empty] | Commercial_Miscellaneous_Existing_Food Preparation_Conveyor Oven_ | 0 | 0
Commercial_Miscellaneous_Existing_Food Preparation_Natural Gas_Conveyor Oven_E6 | Commercial | Miscellaneous | Existing | Food Preparation | Natural Gas | Conveyor Oven | E6 |  | 0% | 0% | 0% | 0 | 0 | 0 | 0 | 0 | 0 | 0 | 0 | 0% | 0 | 0 | 0% | Normal | 0% | 0 | 0 | 0 | [15 empty] | Commercial_Miscellaneous_Existing_Food Preparation_Conveyor Oven_ | 0 | 0
Commercial_Miscellaneous_Existing_Food Preparation_Natural Gas_Conveyor Oven_E7 | Commercial | Miscellaneous | Existing | Food Preparation | Natural Gas | Conveyor Oven | E7 |  | 0% | 0% | 0% | 0 | 0 | 0 | 0 | 0 | 0 | 0 | 0 | 0% | 0 | 0 | 0% | Normal | 0% | 0 | 0 | 0 | [15 empty] | Commercial_Miscellaneous_Existing_Food Preparation_Conveyor Oven_ | 0 | 0
Commercial_Miscellaneous_Existing_Food Preparation_Natural Gas_Conveyor Oven_E8 | Commercial | Miscellaneous | Existing | Food Preparation | Natural Gas | Conveyor Oven | E8 |  | 0% | 0% | 0% | 0 | 0 | 0 | 0 | 0 | 0 | 0 | 0 | 0% | 0 | 0 | 0% | Normal | 0% | 0 | 0 | 0 | [15 empty] | Commercial_Miscellaneous_Existing_Food Preparation_Conveyor Oven_ | 0 | 0
Commercial_Miscellaneous_Existing_Food Preparation_Natural Gas_Conveyor Oven_E9 | Commercial | Miscellaneous | Existing | Food Preparation | Natural Gas | Conveyor Oven | E9 |  | 0% | 0% | 0% | 0 | 0 | 0 | 0 | 0 | 0 | 0 | 0 | 0% | 0 | 0 | 0% | Normal | 0% | 0 | 0 | 0 | [15 empty] | Commercial_Miscellaneous_Existing_Food Preparation_Conveyor Oven_ | 0 | 0
Commercial_Miscellaneous_Existing_Food Preparation_Natural Gas_Conveyor Oven_E10 | Commercial | Miscellaneous | Existing | Food Preparation | Natural Gas | Conveyor Oven | E10 |  | 0% | 0% | 0% | 0 | 0 | 0 | 0 | 0 | 0 | 0 | 0 | 0% | 0 | 0 | 0% | Normal | 0% | 0 | 0 | 0 | [15 empty] | Commercial_Miscellaneous_Existing_Food Preparation_Conveyor Oven_ | 0 | 0
Commercial_Miscellaneous_Existing_Food Preparation_Natural Gas_Double Rack Oven_E1 | Commercial | Miscellaneous | Existing | Food Preparation | Natural Gas | Double Rack Oven | E1 | Standard | 100% | 0% | 0% | 0.14054 | 0 | 0 | 0 | 8 | 16 | 2021 | 2047 | 100% | 0 | 0 | 0% | Normal | 0% | 0.039329 | 0 | 0 | 1 units | 1 | 0 | 9.9866e-06 | 3938.22 | 12513 | 0 | 0 |  | 2013 | 1.1247 | IL TRM - 4.2.18 - CI-FSE-RKOV-VO2-180101 | PGE Workpaper, PGECOFST109 R6, 2016 | IL TRM - 4.2.18 - CI-FSE-RKOV-VO2-180101 |  | Commercial_Miscellaneous_Existing_Food Preparation_Double Rack Oven_Standard | 0.14054 | 12513
Commercial_Miscellaneous_Existing_Food Preparation_Natural Gas_Double Rack Oven_E2 | Commercial | Miscellaneous | Existing | Food Preparation | Natural Gas | Double Rack Oven | E2 | FTSC Qualified (>50% Cooking Efficiency) | 58.82% | 0% | 0% | 0.19389 | 0 | 0 | 0 | 8 | 16 | 2021 | 2047 | 100% | 0 | 0 | 0% | Normal | 0% | 0.023135 | 0 | 0 | 1 units | 1 | 0 | 9.9866e-06 | 2316.6 | 16641 | 0 | 0 |  | 2011 | 1.1667 | IL TRM - 4.2.18 - CI-FSE-RKOV-VO2-180101 | PGE Workpaper, PGECOFST109 R6, 2016 | IL TRM - 4.2.18 - CI-FSE-RKOV-VO2-180101 |  | Commercial_Miscellaneous_Existing_Food Preparation_Double Rack Oven_FTSC Qualified (>50% Cooking Efficiency) | 0.19389 | 16641
Commercial_Miscellaneous_Existing_Food Preparation_Natural Gas_Double Rack Oven_E3 | Commercial | Miscellaneous | Existing | Food Preparation | Natural Gas | Double Rack Oven | E3 |  | 0% | 0% | 0% | 0 | 0 | 0 | 0 | 0 | 0 | 0 | 0 | 0% | 0 | 0 | 0% | Normal | 0% | 0 | 0 | 0 | [15 empty] | Commercial_Miscellaneous_Existing_Food Preparation_Double Rack Oven_ | 0 | 0
Commercial_Miscellaneous_Existing_Food Preparation_Natural Gas_Double Rack Oven_E4 | Commercial | Miscellaneous | Existing | Food Preparation | Natural Gas | Double Rack Oven | E4 |  | 0% | 0% | 0% | 0 | 0 | 0 | 0 | 0 | 0 | 0 | 0 | 0% | 0 | 0 | 0% | Normal | 0% | 0 | 0 | 0 | [15 empty] | Commercial_Miscellaneous_Existing_Food Preparation_Double Rack Oven_ | 0 | 0
Commercial_Miscellaneous_Existing_Food Preparation_Natural Gas_Double Rack Oven_E5 | Commercial | Miscellaneous | Existing | Food Preparation | Natural Gas | Double Rack Oven | E5 |  | 0% | 0% | 0% | 0 | 0 | 0 | 0 | 0 | 0 | 0 | 0 | 0% | 0 | 0 | 0% | Normal | 0% | 0 | 0 | 0 | [15 empty] | Commercial_Miscellaneous_Existing_Food Preparation_Double Rack Oven_ | 0 | 0
Commercial_Miscellaneous_Existing_Food Preparation_Natural Gas_Double Rack Oven_E6 | Commercial | Miscellaneous | Existing | Food Preparation | Natural Gas | Double Rack Oven | E6 |  | 0% | 0% | 0% | 0 | 0 | 0 | 0 | 0 | 0 | 0 | 0 | 0% | 0 | 0 | 0% | Normal | 0% | 0 | 0 | 0 | [15 empty] | Commercial_Miscellaneous_Existing_Food Preparation_Double Rack Oven_ | 0 | 0
Commercial_Miscellaneous_Existing_Food Preparation_Natural Gas_Double Rack Oven_E7 | Commercial | Miscellaneous | Existing | Food Preparation | Natural Gas | Double Rack Oven | E7 |  | 0% | 0% | 0% | 0 | 0 | 0 | 0 | 0 | 0 | 0 | 0 | 0% | 0 | 0 | 0% | Normal | 0% | 0 | 0 | 0 | [15 empty] | Commercial_Miscellaneous_Existing_Food Preparation_Double Rack Oven_ | 0 | 0
Commercial_Miscellaneous_Existing_Food Preparation_Natural Gas_Double Rack Oven_E8 | Commercial | Miscellaneous | Existing | Food Preparation | Natural Gas | Double Rack Oven | E8 |  | 0% | 0% | 0% | 0 | 0 | 0 | 0 | 0 | 0 | 0 | 0 | 0% | 0 | 0 | 0% | Normal | 0% | 0 | 0 | 0 | [15 empty] | Commercial_Miscellaneous_Existing_Food Preparation_Double Rack Oven_ | 0 | 0
Commercial_Miscellaneous_Existing_Food Preparation_Natural Gas_Double Rack Oven_E9 | Commercial | Miscellaneous | Existing | Food Preparation | Natural Gas | Double Rack Oven | E9 |  | 0% | 0% | 0% | 0 | 0 | 0 | 0 | 0 | 0 | 0 | 0 | 0% | 0 | 0 | 0% | Normal | 0% | 0 | 0 | 0 | [15 empty] | Commercial_Miscellaneous_Existing_Food Preparation_Double Rack Oven_ | 0 | 0
Commercial_Miscellaneous_Existing_Food Preparation_Natural Gas_Double Rack Oven_E10 | Commercial | Miscellaneous | Existing | Food Preparation | Natural Gas | Double Rack Oven | E10 |  | 0% | 0% | 0% | 0 | 0 | 0 | 0 | 0 | 0 | 0 | 0 | 0% | 0 | 0 | 0% | Normal | 0% | 0 | 0 | 0 | [15 empty] | Commercial_Miscellaneous_Existing_Food Preparation_Double Rack Oven_ | 0 | 0
Commercial_Miscellaneous_Existing_Food Preparation_Natural Gas_Fryer_E1 | Commercial | Miscellaneous | Existing | Food Preparation | Natural Gas | Fryer | E1 | Standard | 100% | 0% | 0% | 0.070697 | 0 | 0 | 0 | 7 | 11 | 2021 | 2021 | 100% | 0 | 0 | 0% | Normal | 0% | 0.020153 | 0 | 0 | 1 units | 1 | 0 | 1.9471e-05 | 1034.9987 | 3379.7321 | 0 | 0 |  | 2016 | 1.0743 | RTF Wkbk - ComCookingFryer_v5_0 | RTF Wkbk - ComCookingFryer_v5_0 | RTF Wkbk - ComCookingFryer_v5_0 |  | Commercial_Miscellaneous_Existing_Food Preparation_Fryer_Standard | 0.070697 | 3379.7321
Commercial_Miscellaneous_Existing_Food Preparation_Natural Gas_Fryer_E2 | Commercial | Miscellaneous | Existing | Food Preparation | Natural Gas | Fryer | E2 | ENERGY STAR | 61.81% | 0% | 0% | 0.088866 | 0 | 0 | 0 | 7 | 11 | 2021 | 2047 | 100% | 0 | 0 | 0% | Normal | 0% | 0.012456 | 0 | 0 | 1 units | 1 | 0 | 1.9471e-05 | 639.7296 | 4248.3333 | 0 | 0 |  | 2016 | 1.0743 | RTF Wkbk - ComCookingFryer_v5_0 | RTF Wkbk - ComCookingFryer_v5_0 | RTF Wkbk - ComCookingFryer_v5_0 |  | Commercial_Miscellaneous_Existing_Food Preparation_Fryer_ENERGY STAR | 0.088866 | 4248.3333
Commercial_Miscellaneous_Existing_Food Preparation_Natural Gas_Fryer_E3 | Commercial | Miscellaneous | Existing | Food Preparation | Natural Gas | Fryer | E3 |  | 0% | 0% | 0% | 0 | 0 | 0 | 0 | 0 | 0 | 0 | 0 | 0% | 0 | 0 | 0% | Normal | 0% | 0 | 0 | 0 | [15 empty] | Commercial_Miscellaneous_Existing_Food Preparation_Fryer_ | 0 | 0
Commercial_Miscellaneous_Existing_Food Preparation_Natural Gas_Fryer_E4 | Commercial | Miscellaneous | Existing | Food Preparation | Natural Gas | Fryer | E4 |  | 0% | 0% | 0% | 0 | 0 | 0 | 0 | 0 | 0 | 0 | 0 | 0% | 0 | 0 | 0% | Normal | 0% | 0 | 0 | 0 | [15 empty] | Commercial_Miscellaneous_Existing_Food Preparation_Fryer_ | 0 | 0
Commercial_Miscellaneous_Existing_Food Preparation_Natural Gas_Fryer_E5 | Commercial | Miscellaneous | Existing | Food Preparation | Natural Gas | Fryer | E5 |  | 0% | 0% | 0% | 0 | 0 | 0 | 0 | 0 | 0 | 0 | 0 | 0% | 0 | 0 | 0% | Normal | 0% | 0 | 0 | 0 | [15 empty] | Commercial_Miscellaneous_Existing_Food Preparation_Fryer_ | 0 | 0
Commercial_Miscellaneous_Existing_Food Preparation_Natural Gas_Fryer_E6 | Commercial | Miscellaneous | Existing | Food Preparation | Natural Gas | Fryer | E6 |  | 0% | 0% | 0% | 0 | 0 | 0 | 0 | 0 | 0 | 0 | 0 | 0% | 0 | 0 | 0% | Normal | 0% | 0 | 0 | 0 | [15 empty] | Commercial_Miscellaneous_Existing_Food Preparation_Fryer_ | 0 | 0
Commercial_Miscellaneous_Existing_Food Preparation_Natural Gas_Fryer_E7 | Commercial | Miscellaneous | Existing | Food Preparation | Natural Gas | Fryer | E7 |  | 0% | 0% | 0% | 0 | 0 | 0 | 0 | 0 | 0 | 0 | 0 | 0% | 0 | 0 | 0% | Normal | 0% | 0 | 0 | 0 | [15 empty] | Commercial_Miscellaneous_Existing_Food Preparation_Fryer_ | 0 | 0
Commercial_Miscellaneous_Existing_Food Preparation_Natural Gas_Fryer_E8 | Commercial | Miscellaneous | Existing | Food Preparation | Natural Gas | Fryer | E8 |  | 0% | 0% | 0% | 0 | 0 | 0 | 0 | 0 | 0 | 0 | 0 | 0% | 0 | 0 | 0% | Normal | 0% | 0 | 0 | 0 | [15 empty] | Commercial_Miscellaneous_Existing_Food Preparation_Fryer_ | 0 | 0
Commercial_Miscellaneous_Existing_Food Preparation_Natural Gas_Fryer_E9 | Commercial | Miscellaneous | Existing | Food Preparation | Natural Gas | Fryer | E9 |  | 0% | 0% | 0% | 0 | 0 | 0 | 0 | 0 | 0 | 0 | 0 | 0% | 0 | 0 | 0% | Normal | 0% | 0 | 0 | 0 | [15 empty] | Commercial_Miscellaneous_Existing_Food Preparation_Fryer_ | 0 | 0
Commercial_Miscellaneous_Existing_Food Preparation_Natural Gas_Fryer_E10 | Commercial | Miscellaneous | Existing | Food Preparation | Natural Gas | Fryer | E10 |  | 0% | 0% | 0% | 0 | 0 | 0 | 0 | 0 | 0 | 0 | 0 | 0% | 0 | 0 | 0% | Normal | 0% | 0 | 0 | 0 | [15 empty] | Commercial_Miscellaneous_Existing_Food Preparation_Fryer_ | 0 | 0
Commercial_Miscellaneous_Existing_Food Preparation_Natural Gas_Broiler_E1 | Commercial | Miscellaneous | Existing | Food Preparation | Natural Gas | Broiler | E1 | Standard | 100% | 0% | 0% | 0.084468 | 0 | 0 | 0 | 8 | 16 | 2021 | 2047 | 100% | 0 | 0 | 0% | Normal | 0% | 0.01948 | 0 | 0 | 1 units | 1 | 0 | 2.8959e-05 | 672.672 | 2500 | 0 | 0 |  | 2011 | 1.1667 | IL TRM - 4.2.14 - CI-FSE-IRBL-V02-180101 | Estimate | IL TRM - 4.2.14 - CI-FSE-IRBL-V02-180101 |  | Commercial_Miscellaneous_Existing_Food Preparation_Broiler_Standard | 0.084468 | 2500
Commercial_Miscellaneous_Existing_Food Preparation_Natural Gas_Broiler_E2 | Commercial | Miscellaneous | Existing | Food Preparation | Natural Gas | Broiler | E2 | Infrared Burners | 64.29% | 0% | 0% | 0.11826 | 0 | 0 | 0 | 8 | 16 | 2021 | 2047 | 100% | 0 | 0 | 0% | Normal | 0% | 0.012523 | 0 | 0 | 1 units | 1 | 0 | 2.8959e-05 | 432.432 | 3500 | 0 | 0 |  | 2011 | 1.1667 | IL TRM - 4.2.14 - CI-FSE-IRBL-V02-180101 | IL TRM - 4.2.14 - CI-FSE-IRBL-V02-180101 | IL TRM - 4.2.14 - CI-FSE-IRBL-V02-180101 |  | Commercial_Miscellaneous_Existing_Food Preparation_Broiler_Infrared Burners | 0.11826 | 3500
Commercial_Miscellaneous_Existing_Food Preparation_Natural Gas_Broiler_E3 | Commercial | Miscellaneous | Existing | Food Preparation | Natural Gas | Broiler | E3 |  | 0% | 0% | 0% | 0 | 0 | 0 | 0 | 0 | 0 | 0 | 0 | 0% | 0 | 0 | 0% | Normal | 0% | 0 | 0 | 0 | [15 empty] | Commercial_Miscellaneous_Existing_Food Preparation_Broiler_ | 0 | 0
Commercial_Miscellaneous_Existing_Food Preparation_Natural Gas_Broiler_E4 | Commercial | Miscellaneous | Existing | Food Preparation | Natural Gas | Broiler | E4 |  | 0% | 0% | 0% | 0 | 0 | 0 | 0 | 0 | 0 | 0 | 0 | 0% | 0 | 0 | 0% | Normal | 0% | 0 | 0 | 0 | [15 empty] | Commercial_Miscellaneous_Existing_Food Preparation_Broiler_ | 0 | 0
Commercial_Miscellaneous_Existing_Food Preparation_Natural Gas_Broiler_E5 | Commercial | Miscellaneous | Existing | Food Preparation | Natural Gas | Broiler | E5 |  | 0% | 0% | 0% | 0 | 0 | 0 | 0 | 0 | 0 | 0 | 0 | 0% | 0 | 0 | 0% | Normal | 0% | 0 | 0 | 0 | [15 empty] | Commercial_Miscellaneous_Existing_Food Preparation_Broiler_ | 0 | 0
Commercial_Miscellaneous_Existing_Food Preparation_Natural Gas_Broiler_E6 | Commercial | Miscellaneous | Existing | Food Preparation | Natural Gas | Broiler | E6 |  | 0% | 0% | 0% | 0 | 0 | 0 | 0 | 0 | 0 | 0 | 0 | 0% | 0 | 0 | 0% | Normal | 0% | 0 | 0 | 0 | [15 empty] | Commercial_Miscellaneous_Existing_Food Preparation_Broiler_ | 0 | 0
Commercial_Miscellaneous_Existing_Food Preparation_Natural Gas_Broiler_E7 | Commercial | Miscellaneous | Existing | Food Preparation | Natural Gas | Broiler | E7 |  | 0% | 0% | 0% | 0 | 0 | 0 | 0 | 0 | 0 | 0 | 0 | 0% | 0 | 0 | 0% | Normal | 0% | 0 | 0 | 0 | [15 empty] | Commercial_Miscellaneous_Existing_Food Preparation_Broiler_ | 0 | 0
Commercial_Miscellaneous_Existing_Food Preparation_Natural Gas_Broiler_E8 | Commercial | Miscellaneous | Existing | Food Preparation | Natural Gas | Broiler | E8 |  | 0% | 0% | 0% | 0 | 0 | 0 | 0 | 0 | 0 | 0 | 0 | 0% | 0 | 0 | 0% | Normal | 0% | 0 | 0 | 0 | [15 empty] | Commercial_Miscellaneous_Existing_Food Preparation_Broiler_ | 0 | 0
Commercial_Miscellaneous_Existing_Food Preparation_Natural Gas_Broiler_E9 | Commercial | Miscellaneous | Existing | Food Preparation | Natural Gas | Broiler | E9 |  | 0% | 0% | 0% | 0 | 0 | 0 | 0 | 0 | 0 | 0 | 0 | 0% | 0 | 0 | 0% | Normal | 0% | 0 | 0 | 0 | [15 empty] | Commercial_Miscellaneous_Existing_Food Preparation_Broiler_ | 0 | 0
Commercial_Miscellaneous_Existing_Food Preparation_Natural Gas_Broiler_E10 | Commercial | Miscellaneous | Existing | Food Preparation | Natural Gas | Broiler | E10 |  | 0% | 0% | 0% | 0 | 0 | 0 | 0 | 0 | 0 | 0 | 0 | 0% | 0 | 0 | 0% | Normal | 0% | 0 | 0 | 0 | [15 empty] | Commercial_Miscellaneous_Existing_Food Preparation_Broiler_ | 0 | 0
Commercial_Miscellaneous_Existing_Food Preparation_Natural Gas_Griddle_E1 | Commercial | Miscellaneous | Existing | Food Preparation | Natural Gas | Griddle | E1 | Standard | 100% | 0% | 0% | 0.065442 | 0 | 0 | 0 | 8 | 16 | 2021 | 2047 | 100% | 0 | 0 | 0% | Normal | 0% | 0.013919 | 0 | 0 | 1 units | 1 | 0 | 1.1299e-05 | 1231.891 | 5150 | 0 | 0 |  | 2013 | 1.1247 | IL TRM - 4.2.8 - CI-FSE-ESGR-V04-200101 | IL TRM - 4.2.8 - CI-FSE-ESGR-V04-200101 | IL TRM - 4.2.8 - CI-FSE-ESGR-V04-200101 |  | Commercial_Miscellaneous_Existing_Food Preparation_Griddle_Standard | 0.065442 | 5150
Commercial_Miscellaneous_Existing_Food Preparation_Natural Gas_Griddle_E2 | Commercial | Miscellaneous | Existing | Food Preparation | Natural Gas | Griddle | E2 | ENERGY STAR | 86.37% | 0% | 0% | 0.081325 | 0 | 0 | 0 | 8 | 16 | 2021 | 2047 | 100% | 0 | 0 | 0% | Normal | 0% | 0.012021 | 0 | 0 | 1 units | 1 | 0 | 1.1299e-05 | 1063.9446 | 6400 | 0 | 0 |  | 2013 | 1.1247 | IL TRM - 4.2.8 - CI-FSE-ESGR-V04-200101 | IL TRM - 4.2.8 - CI-FSE-ESGR-V04-200101 | IL TRM - 4.2.8 - CI-FSE-ESGR-V04-200101 |  | Commercial_Miscellaneous_Existing_Food Preparation_Griddle_ENERGY STAR | 0.081325 | 6400
Commercial_Miscellaneous_Existing_Food Preparation_Natural Gas_Griddle_E3 | Commercial | Miscellaneous | Existing | Food Preparation | Natural Gas | Griddle | E3 |  | 0% | 0% | 0% | 0 | 0 | 0 | 0 | 0 | 0 | 0 | 0 | 0% | 0 | 0 | 0% | Normal | 0% | 0 | 0 | 0 | [15 empty] | Commercial_Miscellaneous_Existing_Food Preparation_Griddle_ | 0 | 0
Commercial_Miscellaneous_Existing_Food Preparation_Natural Gas_Griddle_E4 | Commercial | Miscellaneous | Existing | Food Preparation | Natural Gas | Griddle | E4 |  | 0% | 0% | 0% | 0 | 0 | 0 | 0 | 0 | 0 | 0 | 0 | 0% | 0 | 0 | 0% | Normal | 0% | 0 | 0 | 0 | [15 empty] | Commercial_Miscellaneous_Existing_Food Preparation_Griddle_ | 0 | 0
Commercial_Miscellaneous_Existing_Food Preparation_Natural Gas_Griddle_E5 | Commercial | Miscellaneous | Existing | Food Preparation | Natural Gas | Griddle | E5 |  | 0% | 0% | 0% | 0 | 0 | 0 | 0 | 0 | 0 | 0 | 0 | 0% | 0 | 0 | 0% | Normal | 0% | 0 | 0 | 0 | [15 empty] | Commercial_Miscellaneous_Existing_Food Preparation_Griddle_ | 0 | 0
Commercial_Miscellaneous_Existing_Food Preparation_Natural Gas_Griddle_E6 | Commercial | Miscellaneous | Existing | Food Preparation | Natural Gas | Griddle | E6 |  | 0% | 0% | 0% | 0 | 0 | 0 | 0 | 0 | 0 | 0 | 0 | 0% | 0 | 0 | 0% | Normal | 0% | 0 | 0 | 0 | [15 empty] | Commercial_Miscellaneous_Existing_Food Preparation_Griddle_ | 0 | 0
Commercial_Miscellaneous_Existing_Food Preparation_Natural Gas_Griddle_E7 | Commercial | Miscellaneous | Existing | Food Preparation | Natural Gas | Griddle | E7 |  | 0% | 0% | 0% | 0 | 0 | 0 | 0 | 0 | 0 | 0 | 0 | 0% | 0 | 0 | 0% | Normal | 0% | 0 | 0 | 0 | [15 empty] | Commercial_Miscellaneous_Existing_Food Preparation_Griddle_ | 0 | 0
Commercial_Miscellaneous_Existing_Food Preparation_Natural Gas_Griddle_E8 | Commercial | Miscellaneous | Existing | Food Preparation | Natural Gas | Griddle | E8 |  | 0% | 0% | 0% | 0 | 0 | 0 | 0 | 0 | 0 | 0 | 0 | 0% | 0 | 0 | 0% | Normal | 0% | 0 | 0 | 0 | [15 empty] | Commercial_Miscellaneous_Existing_Food Preparation_Griddle_ | 0 | 0
Commercial_Miscellaneous_Existing_Food Preparation_Natural Gas_Griddle_E9 | Commercial | Miscellaneous | Existing | Food Preparation | Natural Gas | Griddle | E9 |  | 0% | 0% | 0% | 0 | 0 | 0 | 0 | 0 | 0 | 0 | 0 | 0% | 0 | 0 | 0% | Normal | 0% | 0 | 0 | 0 | [15 empty] | Commercial_Miscellaneous_Existing_Food Preparation_Griddle_ | 0 | 0
Commercial_Miscellaneous_Existing_Food Preparation_Natural Gas_Griddle_E10 | Commercial | Miscellaneous | Existing | Food Preparation | Natural Gas | Griddle | E10 |  | 0% | 0% | 0% | 0 | 0 | 0 | 0 | 0 | 0 | 0 | 0 | 0% | 0 | 0 | 0% | Normal | 0% | 0 | 0 | 0 | [15 empty] | Commercial_Miscellaneous_Existing_Food Preparation_Griddle_ | 0 | 0
Commercial_Miscellaneous_Existing_Food Preparation_Natural Gas_Range_E1 | Commercial | Miscellaneous | Existing | Food Preparation | Natural Gas | Range | E1 | Standard | 100% | 0% | 0% | 0.088527 | 0 | 0 | 0 | 8 | 12 | 2021 | 2047 | 100% | 0 | 0 | 0% | Normal | 0% | 0.013413 | 0 | 0 | 1 units | 1 | 0 | 1.1178e-05 | 1200 | 7450 | 0 | 0 |  | 2017 | 1.0631 | COOK_OVN-Food Preparation-AEO17-1 | EIA 2018 Tech Forecast | Navigant 2009 |  | Commercial_Miscellaneous_Existing_Food Preparation_Range_Standard | 0.088527 | 7450
Commercial_Miscellaneous_Existing_Food Preparation_Natural Gas_Range_E2 | Commercial | Miscellaneous | Existing | Food Preparation | Natural Gas | Range | E2 | High Efficiency | 85.71% | 0% | 0% | 0.088527 | 0 | 0 | 0 | 8 | 12 | 2021 | 2047 | 100% | 0 | 0 | 0% | Normal | 0% | 0.011497 | 0 | 0 | 1 units | 1 | 0 | 1.1178e-05 | 1028.5714 | 7450.01 | 0 | 0 |  | 2017 | 1.0631 | COOK_OVN-Food Preparation-AEO17-1 | EIA 2018 Tech Forecast | EIA 2018 Tech Forecast |  | Commercial_Miscellaneous_Existing_Food Preparation_Range_High Efficiency | 0.088527 | 7450.01
Commercial_Miscellaneous_Existing_Food Preparation_Natural Gas_Range_E3 | Commercial | Miscellaneous | Existing | Food Preparation | Natural Gas | Range | E3 |  | 0% | 0% | 0% | 0 | 0 | 0 | 0 | 0 | 0 | 0 | 0 | 0% | 0 | 0 | 0% | Normal | 0% | 0 | 0 | 0 | [15 empty] | Commercial_Miscellaneous_Existing_Food Preparation_Range_ | 0 | 0
Commercial_Miscellaneous_Existing_Food Preparation_Natural Gas_Range_E4 | Commercial | Miscellaneous | Existing | Food Preparation | Natural Gas | Range | E4 |  | 0% | 0% | 0% | 0 | 0 | 0 | 0 | 0 | 0 | 0 | 0 | 0% | 0 | 0 | 0% | Normal | 0% | 0 | 0 | 0 | [15 empty] | Commercial_Miscellaneous_Existing_Food Preparation_Range_ | 0 | 0
Commercial_Miscellaneous_Existing_Food Preparation_Natural Gas_Range_E5 | Commercial | Miscellaneous | Existing | Food Preparation | Natural Gas | Range | E5 |  | 0% | 0% | 0% | 0 | 0 | 0 | 0 | 0 | 0 | 0 | 0 | 0% | 0 | 0 | 0% | Normal | 0% | 0 | 0 | 0 | [15 empty] | Commercial_Miscellaneous_Existing_Food Preparation_Range_ | 0 | 0
Commercial_Miscellaneous_Existing_Food Preparation_Natural Gas_Range_E6 | Commercial | Miscellaneous | Existing | Food Preparation | Natural Gas | Range | E6 |  | 0% | 0% | 0% | 0 | 0 | 0 | 0 | 0 | 0 | 0 | 0 | 0% | 0 | 0 | 0% | Normal | 0% | 0 | 0 | 0 | [15 empty] | Commercial_Miscellaneous_Existing_Food Preparation_Range_ | 0 | 0
Commercial_Miscellaneous_Existing_Food Preparation_Natural Gas_Range_E7 | Commercial | Miscellaneous | Existing | Food Preparation | Natural Gas | Range | E7 |  | 0% | 0% | 0% | 0 | 0 | 0 | 0 | 0 | 0 | 0 | 0 | 0% | 0 | 0 | 0% | Normal | 0% | 0 | 0 | 0 | [15 empty] | Commercial_Miscellaneous_Existing_Food Preparation_Range_ | 0 | 0
Commercial_Miscellaneous_Existing_Food Preparation_Natural Gas_Range_E8 | Commercial | Miscellaneous | Existing | Food Preparation | Natural Gas | Range | E8 |  | 0% | 0% | 0% | 0 | 0 | 0 | 0 | 0 | 0 | 0 | 0 | 0% | 0 | 0 | 0% | Normal | 0% | 0 | 0 | 0 | [15 empty] | Commercial_Miscellaneous_Existing_Food Preparation_Range_ | 0 | 0
Commercial_Miscellaneous_Existing_Food Preparation_Natural Gas_Range_E9 | Commercial | Miscellaneous | Existing | Food Preparation | Natural Gas | Range | E9 |  | 0% | 0% | 0% | 0 | 0 | 0 | 0 | 0 | 0 | 0 | 0 | 0% | 0 | 0 | 0% | Normal | 0% | 0 | 0 | 0 | [15 empty] | Commercial_Miscellaneous_Existing_Food Preparation_Range_ | 0 | 0
Commercial_Miscellaneous_Existing_Food Preparation_Natural Gas_Range_E10 | Commercial | Miscellaneous | Existing | Food Preparation | Natural Gas | Range | E10 |  | 0% | 0% | 0% | 0 | 0 | 0 | 0 | 0 | 0 | 0 | 0 | 0% | 0 | 0 | 0% | Normal | 0% | 0 | 0 | 0 | [15 empty] | Commercial_Miscellaneous_Existing_Food Preparation_Range_ | 0 | 0
Commercial_Miscellaneous_Existing_Food Preparation_Natural Gas_Steamer_E1 | Commercial | Miscellaneous | Existing | Food Preparation | Natural Gas | Steamer | E1 | Standard | 100% | 0% | 0% | 0.18993 | 0 | 0 | 0 | 6 | 10 | 2021 | 2021 | 100% | 0 | 0 | 0% | Normal | 0% | 0.024973 | 0 | 0 | 1 units | 1 | 0 | 1.6948e-05 | 1473.5418 | 10431.946 | 0 | 0 |  | 2016 | 1.0743 | RTF Wkbk - ComCookingSteamer_v5_0 | RTF Wkbk - ComCookingSteamer_v5_0 | RTF Wkbk - ComCookingSteamer_v5_0 |  | Commercial_Miscellaneous_Existing_Food Preparation_Steamer_Standard | 0.18993 | 10431.946
Commercial_Miscellaneous_Existing_Food Preparation_Natural Gas_Steamer_E2 | Commercial | Miscellaneous | Existing | Food Preparation | Natural Gas | Steamer | E2 | ENERGY STAR | 17.54% | 0% | 0% | 0.18993 | 0 | -0.012505 | 0 | 6 | 10 | 2021 | 2047 | 100% | 0 | 0 | 0% | Normal | 0% | 0.0043793 | 0 | 0 | 1 units | 1 | 0 | 1.6948e-05 | 258.3998 | 10431.956 | 0 | -686.8492 |  | 2016 | 1.0743 | RTF Wkbk - ComCookingSteamer_v5_0 | RTF Wkbk - ComCookingSteamer_v5_0 | RTF Wkbk - ComCookingSteamer_v5_0 |  | Commercial_Miscellaneous_Existing_Food Preparation_Steamer_ENERGY STAR | 0.17743 | 9745.1068
Commercial_Miscellaneous_Existing_Food Preparation_Natural Gas_Steamer_E3 | Commercial | Miscellaneous | Existing | Food Preparation | Natural Gas | Steamer | E3 |  | 0% | 0% | 0% | 0 | 0 | 0 | 0 | 0 | 0 | 0 | 0 | 0% | 0 | 0 | 0% | Normal | 0% | 0 | 0 | 0 | [15 empty] | Commercial_Miscellaneous_Existing_Food Preparation_Steamer_ | 0 | 0
Commercial_Miscellaneous_Existing_Food Preparation_Natural Gas_Steamer_E4 | Commercial | Miscellaneous | Existing | Food Preparation | Natural Gas | Steamer | E4 |  | 0% | 0% | 0% | 0 | 0 | 0 | 0 | 0 | 0 | 0 | 0 | 0% | 0 | 0 | 0% | Normal | 0% | 0 | 0 | 0 | [15 empty] | Commercial_Miscellaneous_Existing_Food Preparation_Steamer_ | 0 | 0
Commercial_Miscellaneous_Existing_Food Preparation_Natural Gas_Steamer_E5 | Commercial | Miscellaneous | Existing | Food Preparation | Natural Gas | Steamer | E5 |  | 0% | 0% | 0% | 0 | 0 | 0 | 0 | 0 | 0 | 0 | 0 | 0% | 0 | 0 | 0% | Normal | 0% | 0 | 0 | 0 | [15 empty] | Commercial_Miscellaneous_Existing_Food Preparation_Steamer_ | 0 | 0
Commercial_Miscellaneous_Existing_Food Preparation_Natural Gas_Steamer_E6 | Commercial | Miscellaneous | Existing | Food Preparation | Natural Gas | Steamer | E6 |  | 0% | 0% | 0% | 0 | 0 | 0 | 0 | 0 | 0 | 0 | 0 | 0% | 0 | 0 | 0% | Normal | 0% | 0 | 0 | 0 | [15 empty] | Commercial_Miscellaneous_Existing_Food Preparation_Steamer_ | 0 | 0
Commercial_Miscellaneous_Existing_Food Preparation_Natural Gas_Steamer_E7 | Commercial | Miscellaneous | Existing | Food Preparation | Natural Gas | Steamer | E7 |  | 0% | 0% | 0% | 0 | 0 | 0 | 0 | 0 | 0 | 0 | 0 | 0% | 0 | 0 | 0% | Normal | 0% | 0 | 0 | 0 | [15 empty] | Commercial_Miscellaneous_Existing_Food Preparation_Steamer_ | 0 | 0
Commercial_Miscellaneous_Existing_Food Preparation_Natural Gas_Steamer_E8 | Commercial | Miscellaneous | Existing | Food Preparation | Natural Gas | Steamer | E8 |  | 0% | 0% | 0% | 0 | 0 | 0 | 0 | 0 | 0 | 0 | 0 | 0% | 0 | 0 | 0% | Normal | 0% | 0 | 0 | 0 | [15 empty] | Commercial_Miscellaneous_Existing_Food Preparation_Steamer_ | 0 | 0
Commercial_Miscellaneous_Existing_Food Preparation_Natural Gas_Steamer_E9 | Commercial | Miscellaneous | Existing | Food Preparation | Natural Gas | Steamer | E9 |  | 0% | 0% | 0% | 0 | 0 | 0 | 0 | 0 | 0 | 0 | 0 | 0% | 0 | 0 | 0% | Normal | 0% | 0 | 0 | 0 | [15 empty] | Commercial_Miscellaneous_Existing_Food Preparation_Steamer_ | 0 | 0
Commercial_Miscellaneous_Existing_Food Preparation_Natural Gas_Steamer_E10 | Commercial | Miscellaneous | Existing | Food Preparation | Natural Gas | Steamer | E10 |  | 0% | 0% | 0% | 0 | 0 | 0 | 0 | 0 | 0 | 0 | 0 | 0% | 0 | 0 | 0% | Normal | 0% | 0 | 0 | 0 | [15 empty] | Commercial_Miscellaneous_Existing_Food Preparation_Steamer_ | 0 | 0
Commercial_Miscellaneous_Existing_Food Preparation_Natural Gas_Commercial Food Prep Other_E1 | Commercial | Miscellaneous | Existing | Food Preparation | Natural Gas | Commercial Food Prep Other | E1 | Standard | 100% | 0% | 0% | 0.0049843 | 0 | 0 | 0 | 8 | 12 | 2021 | 2047 | 100% | 0 | 0 | 0% | Normal | 0% | 0.0059825 | 0 | 0 | 1 units | 1 | 0 | 4.2036e-06 | 1423.18 | 1000 | 0 | 0 |  | 2010 | 1.1857 | Default | Default | Default |  | Commercial_Miscellaneous_Existing_Food Preparation_Commercial Food Prep Other_Standard | 0.0049843 | 1000
Commercial_Miscellaneous_Existing_Food Preparation_Natural Gas_Commercial Food Prep Other_E2 | Commercial | Miscellaneous | Existing | Food Preparation | Natural Gas | Commercial Food Prep Other | E2 | ENERGY STAR | 74.27% | 0% | 0% | 0.0060547 | 0 | 0 | 0 | 8 | 12 | 2021 | 2047 | 100% | 0 | 0 | 0% | Normal | 0% | 0.0044433 | 0 | 0 | 1 units | 1 | 0 | 4.2036e-06 | 1057.0182 | 1214.7567 | 0 | 0 |  | 2010 | 1.1857 | N/A | N/A | N/A |  | Commercial_Miscellaneous_Existing_Food Preparation_Commercial Food Prep Other_ENERGY STAR | 0.0060547 | 1214.7567
Commercial_Miscellaneous_Existing_Food Preparation_Natural Gas_Commercial Food Prep Other_E3 | Commercial | Miscellaneous | Existing | Food Preparation | Natural Gas | Commercial Food Prep Other | E3 |  | 0% | 0% | 0% | 0 | 0 | 0 | 0 | 0 | 0 | 0 | 0 | 0% | 0 | 0 | 0% | Normal | 0% | 0 | 0 | 0 | [15 empty] | Commercial_Miscellaneous_Existing_Food Preparation_Commercial Food Prep Other_ | 0 | 0
Commercial_Miscellaneous_Existing_Food Preparation_Natural Gas_Commercial Food Prep Other_E4 | Commercial | Miscellaneous | Existing | Food Preparation | Natural Gas | Commercial Food Prep Other | E4 |  | 0% | 0% | 0% | 0 | 0 | 0 | 0 | 0 | 0 | 0 | 0 | 0% | 0 | 0 | 0% | Normal | 0% | 0 | 0 | 0 | [15 empty] | Commercial_Miscellaneous_Existing_Food Preparation_Commercial Food Prep Other_ | 0 | 0
Commercial_Miscellaneous_Existing_Food Preparation_Natural Gas_Commercial Food Prep Other_E5 | Commercial | Miscellaneous | Existing | Food Preparation | Natural Gas | Commercial Food Prep Other | E5 |  | 0% | 0% | 0% | 0 | 0 | 0 | 0 | 0 | 0 | 0 | 0 | 0% | 0 | 0 | 0% | Normal | 0% | 0 | 0 | 0 | [15 empty] | Commercial_Miscellaneous_Existing_Food Preparation_Commercial Food Prep Other_ | 0 | 0
Commercial_Miscellaneous_Existing_Food Preparation_Natural Gas_Commercial Food Prep Other_E6 | Commercial | Miscellaneous | Existing | Food Preparation | Natural Gas | Commercial Food Prep Other | E6 |  | 0% | 0% | 0% | 0 | 0 | 0 | 0 | 0 | 0 | 0 | 0 | 0% | 0 | 0 | 0% | Normal | 0% | 0 | 0 | 0 | [15 empty] | Commercial_Miscellaneous_Existing_Food Preparation_Commercial Food Prep Other_ | 0 | 0
Commercial_Miscellaneous_Existing_Food Preparation_Natural Gas_Commercial Food Prep Other_E7 | Commercial | Miscellaneous | Existing | Food Preparation | Natural Gas | Commercial Food Prep Other | E7 |  | 0% | 0% | 0% | 0 | 0 | 0 | 0 | 0 | 0 | 0 | 0 | 0% | 0 | 0 | 0% | Normal | 0% | 0 | 0 | 0 | [15 empty] | Commercial_Miscellaneous_Existing_Food Preparation_Commercial Food Prep Other_ | 0 | 0
Commercial_Miscellaneous_Existing_Food Preparation_Natural Gas_Commercial Food Prep Other_E8 | Commercial | Miscellaneous | Existing | Food Preparation | Natural Gas | Commercial Food Prep Other | E8 |  | 0% | 0% | 0% | 0 | 0 | 0 | 0 | 0 | 0 | 0 | 0 | 0% | 0 | 0 | 0% | Normal | 0% | 0 | 0 | 0 | [15 empty] | Commercial_Miscellaneous_Existing_Food Preparation_Commercial Food Prep Other_ | 0 | 0
Commercial_Miscellaneous_Existing_Food Preparation_Natural Gas_Commercial Food Prep Other_E9 | Commercial | Miscellaneous | Existing | Food Preparation | Natural Gas | Commercial Food Prep Other | E9 |  | 0% | 0% | 0% | 0 | 0 | 0 | 0 | 0 | 0 | 0 | 0 | 0% | 0 | 0 | 0% | Normal | 0% | 0 | 0 | 0 | [15 empty] | Commercial_Miscellaneous_Existing_Food Preparation_Commercial Food Prep Other_ | 0 | 0
Commercial_Miscellaneous_Existing_Food Preparation_Natural Gas_Commercial Food Prep Other_E10 | Commercial | Miscellaneous | Existing | Food Preparation | Natural Gas | Commercial Food Prep Other | E10 |  | 0% | 0% | 0% | 0 | 0 | 0 | 0 | 0 | 0 | 0 | 0 | 0% | 0 | 0 | 0% | Normal | 0% | 0 | 0 | 0 | [15 empty] | Commercial_Miscellaneous_Existing_Food Preparation_Commercial Food Prep Other_ | 0 | 0
Commercial_Miscellaneous_Existing_Miscellaneous_Natural Gas_Pool Heater_E1 | Commercial | Miscellaneous | Existing | Miscellaneous | Natural Gas | Pool Heater | E1 | Standard (EF .78) | 100% | 0% | 0% | 0.25925 | 0 | 0 | 0 | 4 | 8 | 2021 | 2047 | 100% | 0 | 0 | 0% | Normal | 0% | 0.1935 | 0 | 0 | 1 units | 1 | 0 | 1.2995e-05 | 14890 | 18052 | 0 | 0 |  | 2014 | 1.1051 | DOE Commercial R&D 2016 - Table 7-6 | DOE Commercial R&D 2016 - Table 7-7 | DOE Commercial R&D 2016 - Table 7-8 |  | Commercial_Miscellaneous_Existing_Miscellaneous_Pool Heater_Standard (EF .78) | 0.25925 | 18052
Commercial_Miscellaneous_Existing_Miscellaneous_Natural Gas_Pool Heater_E2 | Commercial | Miscellaneous | Existing | Miscellaneous | Natural Gas | Pool Heater | E2 | Condensing (EF .90) | 85% | 0% | 0% | 0.42449 | 0 | 0 | 0 | 4 | 8 | 2021 | 2047 | 100% | 0 | 0 | 0% | Normal | 0% | 0.16447 | 0 | 0 | 1 units | 1 | 0 | 1.2995e-05 | 12656.5 | 29558 | 0 | 0 |  | 2014 | 1.1051 | DOE Commercial R&D 2016 - Table 7-6 | DOE Commercial R&D 2016 - Table 7-7 | DOE Commercial R&D 2016 - Table 7-9 |  | Commercial_Miscellaneous_Existing_Miscellaneous_Pool Heater_Condensing (EF .90) | 0.42449 | 29558
Commercial_Miscellaneous_Existing_Miscellaneous_Natural Gas_Pool Heater_E3 | Commercial | Miscellaneous | Existing | Miscellaneous | Natural Gas | Pool Heater | E3 |  | 0% | 0% | 0% | 0 | 0 | 0 | 0 | 0 | 0 | 0 | 0 | 0% | 0 | 0 | 0% | Normal | 0% | 0 | 0 | 0 | [15 empty] | Commercial_Miscellaneous_Existing_Miscellaneous_Pool Heater_ | 0 | 0
Commercial_Miscellaneous_Existing_Miscellaneous_Natural Gas_Pool Heater_E4 | Commercial | Miscellaneous | Existing | Miscellaneous | Natural Gas | Pool Heater | E4 |  | 0% | 0% | 0% | 0 | 0 | 0 | 0 | 0 | 0 | 0 | 0 | 0% | 0 | 0 | 0% | Normal | 0% | 0 | 0 | 0 | [15 empty] | Commercial_Miscellaneous_Existing_Miscellaneous_Pool Heater_ | 0 | 0
Commercial_Miscellaneous_Existing_Miscellaneous_Natural Gas_Pool Heater_E5 | Commercial | Miscellaneous | Existing | Miscellaneous | Natural Gas | Pool Heater | E5 |  | 0% | 0% | 0% | 0 | 0 | 0 | 0 | 0 | 0 | 0 | 0 | 0% | 0 | 0 | 0% | Normal | 0% | 0 | 0 | 0 | [15 empty] | Commercial_Miscellaneous_Existing_Miscellaneous_Pool Heater_ | 0 | 0
Commercial_Miscellaneous_Existing_Miscellaneous_Natural Gas_Pool Heater_E6 | Commercial | Miscellaneous | Existing | Miscellaneous | Natural Gas | Pool Heater | E6 |  | 0% | 0% | 0% | 0 | 0 | 0 | 0 | 0 | 0 | 0 | 0 | 0% | 0 | 0 | 0% | Normal | 0% | 0 | 0 | 0 | [15 empty] | Commercial_Miscellaneous_Existing_Miscellaneous_Pool Heater_ | 0 | 0
Commercial_Miscellaneous_Existing_Miscellaneous_Natural Gas_Pool Heater_E7 | Commercial | Miscellaneous | Existing | Miscellaneous | Natural Gas | Pool Heater | E7 |  | 0% | 0% | 0% | 0 | 0 | 0 | 0 | 0 | 0 | 0 | 0 | 0% | 0 | 0 | 0% | Normal | 0% | 0 | 0 | 0 | [15 empty] | Commercial_Miscellaneous_Existing_Miscellaneous_Pool Heater_ | 0 | 0
Commercial_Miscellaneous_Existing_Miscellaneous_Natural Gas_Pool Heater_E8 | Commercial | Miscellaneous | Existing | Miscellaneous | Natural Gas | Pool Heater | E8 |  | 0% | 0% | 0% | 0 | 0 | 0 | 0 | 0 | 0 | 0 | 0 | 0% | 0 | 0 | 0% | Normal | 0% | 0 | 0 | 0 | [15 empty] | Commercial_Miscellaneous_Existing_Miscellaneous_Pool Heater_ | 0 | 0
Commercial_Miscellaneous_Existing_Miscellaneous_Natural Gas_Pool Heater_E9 | Commercial | Miscellaneous | Existing | Miscellaneous | Natural Gas | Pool Heater | E9 |  | 0% | 0% | 0% | 0 | 0 | 0 | 0 | 0 | 0 | 0 | 0 | 0% | 0 | 0 | 0% | Normal | 0% | 0 | 0 | 0 | [15 empty] | Commercial_Miscellaneous_Existing_Miscellaneous_Pool Heater_ | 0 | 0
Commercial_Miscellaneous_Existing_Miscellaneous_Natural Gas_Pool Heater_E10 | Commercial | Miscellaneous | Existing | Miscellaneous | Natural Gas | Pool Heater | E10 |  | 0% | 0% | 0% | 0 | 0 | 0 | 0 | 0 | 0 | 0 | 0 | 0% | 0 | 0 | 0% | Normal | 0% | 0 | 0 | 0 | [15 empty] | Commercial_Miscellaneous_Existing_Miscellaneous_Pool Heater_ | 0 | 0
Commercial_Miscellaneous_Existing_Miscellaneous_Natural Gas_Miscellaneous_E1 | Commercial | Miscellaneous | Existing | Miscellaneous | Natural Gas | Miscellaneous | E1 | Miscellaneous | 100% | 0% | 0% | 0.1496 | 0 | 0 | 0 | 2 | 8 | 2021 | 2047 | 100% | 0 | 0 | 0% | Normal | 0% | 0.13926 | 0 | 0 | 1 units | 1 | 0 | 0.13926 | 1 | 1 | 0 | 0 |  | 2016 | 1.0743 | N/A | N/A | N/A |  | Commercial_Miscellaneous_Existing_Miscellaneous_Miscellaneous_Miscellaneous | 0.1496 | 1
Commercial_Miscellaneous_Existing_Miscellaneous_Natural Gas_Miscellaneous_E2 | Commercial | Miscellaneous | Existing | Miscellaneous | Natural Gas | Miscellaneous | E2 |  | 0% | 0% | 0% | 0 | 0 | 0 | 0 | 0 | 0 | 0 | 0 | 0% | 0 | 0 | 0% | Normal | 0% | 0 | 0 | 0 | [15 empty] | Commercial_Miscellaneous_Existing_Miscellaneous_Miscellaneous_ | 0 | 0
Commercial_Miscellaneous_Existing_Miscellaneous_Natural Gas_Miscellaneous_E3 | Commercial | Miscellaneous | Existing | Miscellaneous | Natural Gas | Miscellaneous | E3 |  | 0% | 0% | 0% | 0 | 0 | 0 | 0 | 0 | 0 | 0 | 0 | 0% | 0 | 0 | 0% | Normal | 0% | 0 | 0 | 0 | [15 empty] | Commercial_Miscellaneous_Existing_Miscellaneous_Miscellaneous_ | 0 | 0
Commercial_Miscellaneous_Existing_Miscellaneous_Natural Gas_Miscellaneous_E4 | Commercial | Miscellaneous | Existing | Miscellaneous | Natural Gas | Miscellaneous | E4 |  | 0% | 0% | 0% | 0 | 0 | 0 | 0 | 0 | 0 | 0 | 0 | 0% | 0 | 0 | 0% | Normal | 0% | 0 | 0 | 0 | [15 empty] | Commercial_Miscellaneous_Existing_Miscellaneous_Miscellaneous_ | 0 | 0
Commercial_Miscellaneous_Existing_Miscellaneous_Natural Gas_Miscellaneous_E5 | Commercial | Miscellaneous | Existing | Miscellaneous | Natural Gas | Miscellaneous | E5 |  | 0% | 0% | 0% | 0 | 0 | 0 | 0 | 0 | 0 | 0 | 0 | 0% | 0 | 0 | 0% | Normal | 0% | 0 | 0 | 0 | [15 empty] | Commercial_Miscellaneous_Existing_Miscellaneous_Miscellaneous_ | 0 | 0
Commercial_Miscellaneous_Existing_Miscellaneous_Natural Gas_Miscellaneous_E6 | Commercial | Miscellaneous | Existing | Miscellaneous | Natural Gas | Miscellaneous | E6 |  | 0% | 0% | 0% | 0 | 0 | 0 | 0 | 0 | 0 | 0 | 0 | 0% | 0 | 0 | 0% | Normal | 0% | 0 | 0 | 0 | [15 empty] | Commercial_Miscellaneous_Existing_Miscellaneous_Miscellaneous_ | 0 | 0
Commercial_Miscellaneous_Existing_Miscellaneous_Natural Gas_Miscellaneous_E7 | Commercial | Miscellaneous | Existing | Miscellaneous | Natural Gas | Miscellaneous | E7 |  | 0% | 0% | 0% | 0 | 0 | 0 | 0 | 0 | 0 | 0 | 0 | 0% | 0 | 0 | 0% | Normal | 0% | 0 | 0 | 0 | [15 empty] | Commercial_Miscellaneous_Existing_Miscellaneous_Miscellaneous_ | 0 | 0
Commercial_Miscellaneous_Existing_Miscellaneous_Natural Gas_Miscellaneous_E8 | Commercial | Miscellaneous | Existing | Miscellaneous | Natural Gas | Miscellaneous | E8 |  | 0% | 0% | 0% | 0 | 0 | 0 | 0 | 0 | 0 | 0 | 0 | 0% | 0 | 0 | 0% | Normal | 0% | 0 | 0 | 0 | [15 empty] | Commercial_Miscellaneous_Existing_Miscellaneous_Miscellaneous_ | 0 | 0
Commercial_Miscellaneous_Existing_Miscellaneous_Natural Gas_Miscellaneous_E9 | Commercial | Miscellaneous | Existing | Miscellaneous | Natural Gas | Miscellaneous | E9 |  | 0% | 0% | 0% | 0 | 0 | 0 | 0 | 0 | 0 | 0 | 0 | 0% | 0 | 0 | 0% | Normal | 0% | 0 | 0 | 0 | [15 empty] | Commercial_Miscellaneous_Existing_Miscellaneous_Miscellaneous_ | 0 | 0
Commercial_Miscellaneous_Existing_Miscellaneous_Natural Gas_Miscellaneous_E10 | Commercial | Miscellaneous | Existing | Miscellaneous | Natural Gas | Miscellaneous | E10 |  | 0% | 0% | 0% | 0 | 0 | 0 | 0 | 0 | 0 | 0 | 0 | 0% | 0 | 0 | 0% | Normal | 0% | 0 | 0 | 0 | [15 empty] | Commercial_Miscellaneous_Existing_Miscellaneous_Miscellaneous_ | 0 | 0
Commercial_Miscellaneous_New_Space Heating_Natural Gas_Furnace_E1 | Commercial | Miscellaneous | New | Space Heating | Natural Gas | Furnace | E1 | AFUE 80% (Standard) | 100% | 0% | 0% | 0.18083 | 0.18944 | 0.029278 | 0 | 17 | 29 | 2021 | 2023 | 100% | 0 | 0 | 0% | Normal | 0% | 0.57704 | 0 | 0 | 400 kBtu/hr | 400 | 0 | 0.0648 | 0.57704 | 1050 | 1100 | 170 |  | 2017 | 1.0631 | EIA18_Tech Forecast Updates_p.90_Current Standard | EIA18_Tech Forecast Updates_p.90_Current Standard | AEG BEST |  | Commercial_Miscellaneous_New_Space Heating_Furnace_AFUE 80% (Standard) | 0.39956 | 2320
Commercial_Miscellaneous_New_Space Heating_Natural Gas_Furnace_E2 | Commercial | Miscellaneous | New | Space Heating | Natural Gas | Furnace | E2 | AFUE 90% | 88.89% | 0% | 0% | 0.30139 | 0.22389 | 0.030139 | 0 | 17 | 29 | 2021 | 2047 | 100% | 0 | 0 | 0% | Normal | 0% | 0.51292 | 0 | 0 | 400 kBtu/hr | 400 | 0 | 0.0648 | 0.51292 | 1750 | 1300 | 175 |  | 2017 | 1.0631 | EIA18_Tech Forecast Updates_p.90_2020 Typical | EIA18_Tech Forecast Updates_p.90_2020 Typical | AEG BEST |  | Commercial_Miscellaneous_New_Space Heating_Furnace_AFUE 90% | 0.55542 | 3225
Commercial_Miscellaneous_New_Space Heating_Natural Gas_Furnace_E3 | Commercial | Miscellaneous | New | Space Heating | Natural Gas | Furnace | E3 | AFUE 96% | 83.33% | 0% | 0% | 0.42194 | 0.25833 | 0.031 | 0 | 17 | 29 | 2021 | 2047 | 100% | 0 | 0 | 0% | Normal | 0% | 0.48086 | 0 | 0 | 400 kBtu/hr | 400 | 0 | 0.0648 | 0.48086 | 2450 | 1500 | 180 |  | 2017 | 1.0631 | EIA18_Tech Forecast Updates_p.90_2020 High | EIA18_Tech Forecast Updates_p.90_2020 High | AEG BEST |  | Commercial_Miscellaneous_New_Space Heating_Furnace_AFUE 96% | 0.71128 | 4130
Commercial_Miscellaneous_New_Space Heating_Natural Gas_Furnace_E4 | Commercial | Miscellaneous | New | Space Heating | Natural Gas | Furnace | E4 |  | 0% | 0% | 0% | 0 | 0 | 0 | 0 | 0 | 0 | 0 | 0 | 0% | 0 | 0 | 0% | Normal | 0% | 0 | 0 | 0 | [15 empty] | Commercial_Miscellaneous_New_Space Heating_Furnace_ | 0 | 0
Commercial_Miscellaneous_New_Space Heating_Natural Gas_Furnace_E5 | Commercial | Miscellaneous | New | Space Heating | Natural Gas | Furnace | E5 |  | 0% | 0% | 0% | 0 | 0 | 0 | 0 | 0 | 0 | 0 | 0 | 0% | 0 | 0 | 0% | Normal | 0% | 0 | 0 | 0 | [15 empty] | Commercial_Miscellaneous_New_Space Heating_Furnace_ | 0 | 0
Commercial_Miscellaneous_New_Space Heating_Natural Gas_Furnace_E6 | Commercial | Miscellaneous | New | Space Heating | Natural Gas | Furnace | E6 |  | 0% | 0% | 0% | 0 | 0 | 0 | 0 | 0 | 0 | 0 | 0 | 0% | 0 | 0 | 0% | Normal | 0% | 0 | 0 | 0 | [15 empty] | Commercial_Miscellaneous_New_Space Heating_Furnace_ | 0 | 0
Commercial_Miscellaneous_New_Space Heating_Natural Gas_Furnace_E7 | Commercial | Miscellaneous | New | Space Heating | Natural Gas | Furnace | E7 |  | 0% | 0% | 0% | 0 | 0 | 0 | 0 | 0 | 0 | 0 | 0 | 0% | 0 | 0 | 0% | Normal | 0% | 0 | 0 | 0 | [15 empty] | Commercial_Miscellaneous_New_Space Heating_Furnace_ | 0 | 0
Commercial_Miscellaneous_New_Space Heating_Natural Gas_Furnace_E8 | Commercial | Miscellaneous | New | Space Heating | Natural Gas | Furnace | E8 |  | 0% | 0% | 0% | 0 | 0 | 0 | 0 | 0 | 0 | 0 | 0 | 0% | 0 | 0 | 0% | Normal | 0% | 0 | 0 | 0 | [15 empty] | Commercial_Miscellaneous_New_Space Heating_Furnace_ | 0 | 0
Commercial_Miscellaneous_New_Space Heating_Natural Gas_Furnace_E9 | Commercial | Miscellaneous | New | Space Heating | Natural Gas | Furnace | E9 |  | 0% | 0% | 0% | 0 | 0 | 0 | 0 | 0 | 0 | 0 | 0 | 0% | 0 | 0 | 0% | Normal | 0% | 0 | 0 | 0 | [15 empty] | Commercial_Miscellaneous_New_Space Heating_Furnace_ | 0 | 0
Commercial_Miscellaneous_New_Space Heating_Natural Gas_Furnace_E10 | Commercial | Miscellaneous | New | Space Heating | Natural Gas | Furnace | E10 |  | 0% | 0% | 0% | 0 | 0 | 0 | 0 | 0 | 0 | 0 | 0 | 0% | 0 | 0 | 0% | Normal | 0% | 0 | 0 | 0 | [15 empty] | Commercial_Miscellaneous_New_Space Heating_Furnace_ | 0 | 0
Commercial_Miscellaneous_New_Space Heating_Natural Gas_Boiler_E1 | Commercial | Miscellaneous | New | Space Heating | Natural Gas | Boiler | E1 | AFUE 80% (Standard) | 100% | 0% | 0% | 1.4119 | 0.78249 | 0.1531 | 0 | 20 | 30 | 2021 | 2047 | 100% | 0 | 0 | 0% | Normal | 0% | 0.89727 | 0 | 0 | 800 kBtu/hr | 800 | 0 | 0.0648 | 0.89727 | 16600 | 9200 | 1800 |  | 2018 | 1.05 | EIA 2018 Tech Forecast | EIA 2018 Tech Forecast | AEG BEST |  | Commercial_Miscellaneous_New_Space Heating_Boiler_AFUE 80% (Standard) | 2.3475 | 27600
Commercial_Miscellaneous_New_Space Heating_Natural Gas_Boiler_E2 | Commercial | Miscellaneous | New | Space Heating | Natural Gas | Boiler | E2 | AFUE 85% | 94.12% | 0% | 0% | 1.9307 | 0.82927 | 0.1531 | 0 | 20 | 30 | 2021 | 2047 | 100% | 0 | 0 | 0% | Normal | 0% | 0.84449 | 0 | 0 | 800 kBtu/hr | 800 | 0 | 0.0648 | 0.84449 | 22700 | 9750 | 1800 |  | 2018 | 1.05 | EIA 2018 Tech Forecast | EIA 2018 Tech Forecast | AEG BEST |  | Commercial_Miscellaneous_New_Space Heating_Boiler_AFUE 85% | 2.9131 | 34250
Commercial_Miscellaneous_New_Space Heating_Natural Gas_Boiler_E3 | Commercial | Miscellaneous | New | Space Heating | Natural Gas | Boiler | E3 | AFUE 97% | 82.47% | 0% | 0% | 3.1251 | 0.77085 | 0.1531 | 0 | 20 | 30 | 2021 | 2047 | 100% | 0 | 0 | 0% | Normal | 0% | 0.74002 | 0 | 0 | 800 kBtu/hr | 800 | 0 | 0.0648 | 0.74002 | 36742.4242 | 9063.1313 | 1800 |  | 2018 | 1.05 | EIA 2018 Tech Forecast | EIA 2018 Tech Forecast | AEG BEST |  | Commercial_Miscellaneous_New_Space Heating_Boiler_AFUE 97% | 4.049 | 47605.5556
Commercial_Miscellaneous_New_Space Heating_Natural Gas_Boiler_E4 | Commercial | Miscellaneous | New | Space Heating | Natural Gas | Boiler | E4 | Convert to NG Air Source Heat Pump | 57.14% | 0% | 0% | 13.6328 | 0.78249 | 0.25613 | 0 | 10 | 20 | 2021 | 2047 | 100% | 0 | 0 | 0% | Normal | 0% | 0.51272 | 0 | 0 | 800 kBtu/hr | 800 | 0 | 0.0648 | 0.51272 | 158316.7533 | 9086.959 | 2974.436 |  | 2017 | 1.0631 | AEO 2021 - gas_eng-driven_RTHP-heat 2017 typical | AEO 2021 - gas_eng-driven_RTHP-heat 2017 typical | AEG BEST |  | Commercial_Miscellaneous_New_Space Heating_Boiler_Convert to NG Air Source Heat Pump | 14.6714 | 170378.1483
Commercial_Miscellaneous_New_Space Heating_Natural Gas_Boiler_E5 | Commercial | Miscellaneous | New | Space Heating | Natural Gas | Boiler | E5 |  | 0% | 0% | 0% | 0 | 0 | 0 | 0 | 0 | 0 | 0 | 0 | 0% | 0 | 0 | 0% | Normal | 0% | 0 | 0 | 0 | [15 empty] | Commercial_Miscellaneous_New_Space Heating_Boiler_ | 0 | 0
Commercial_Miscellaneous_New_Space Heating_Natural Gas_Boiler_E6 | Commercial | Miscellaneous | New | Space Heating | Natural Gas | Boiler | E6 |  | 0% | 0% | 0% | 0 | 0 | 0 | 0 | 0 | 0 | 0 | 0 | 0% | 0 | 0 | 0% | Normal | 0% | 0 | 0 | 0 | [15 empty] | Commercial_Miscellaneous_New_Space Heating_Boiler_ | 0 | 0
Commercial_Miscellaneous_New_Space Heating_Natural Gas_Boiler_E7 | Commercial | Miscellaneous | New | Space Heating | Natural Gas | Boiler | E7 |  | 0% | 0% | 0% | 0 | 0 | 0 | 0 | 0 | 0 | 0 | 0 | 0% | 0 | 0 | 0% | Normal | 0% | 0 | 0 | 0 | [15 empty] | Commercial_Miscellaneous_New_Space Heating_Boiler_ | 0 | 0
Commercial_Miscellaneous_New_Space Heating_Natural Gas_Boiler_E8 | Commercial | Miscellaneous | New | Space Heating | Natural Gas | Boiler | E8 |  | 0% | 0% | 0% | 0 | 0 | 0 | 0 | 0 | 0 | 0 | 0 | 0% | 0 | 0 | 0% | Normal | 0% | 0 | 0 | 0 | [15 empty] | Commercial_Miscellaneous_New_Space Heating_Boiler_ | 0 | 0
Commercial_Miscellaneous_New_Space Heating_Natural Gas_Boiler_E9 | Commercial | Miscellaneous | New | Space Heating | Natural Gas | Boiler | E9 |  | 0% | 0% | 0% | 0 | 0 | 0 | 0 | 0 | 0 | 0 | 0 | 0% | 0 | 0 | 0% | Normal | 0% | 0 | 0 | 0 | [15 empty] | Commercial_Miscellaneous_New_Space Heating_Boiler_ | 0 | 0
Commercial_Miscellaneous_New_Space Heating_Natural Gas_Boiler_E10 | Commercial | Miscellaneous | New | Space Heating | Natural Gas | Boiler | E10 |  | 0% | 0% | 0% | 0 | 0 | 0 | 0 | 0 | 0 | 0 | 0 | 0% | 0 | 0 | 0% | Normal | 0% | 0 | 0 | 0 | [15 empty] | Commercial_Miscellaneous_New_Space Heating_Boiler_ | 0 | 0
Commercial_Miscellaneous_New_Space Heating_Natural Gas_Unit Heater_E1 | Commercial | Miscellaneous | New | Space Heating | Natural Gas | Unit Heater | E1 | Standard | 100% | 0% | 0% | 0.1563 | 0 | 0 | 0 | 15 | 25 | 2021 | 2047 | 100% | 0 | 0 | 0% | Normal | 0% | 0.29592 | 0 | 0 | 120 kBtu/Hr | 120 | 0 | 0.00014227 | 2080 | 1010.4 | 0 | 0 |  | 2015 | 1.0873 | Xcel CO 2021/22 DSM Plan/TRM p.424 | Xcel CO 2021/22 DSM Plan/TRM p.416 | Xcel CO 2021/22 DSM Plan/TRM p.416 |  | Commercial_Miscellaneous_New_Space Heating_Unit Heater_Standard | 0.1563 | 1010.4
Commercial_Miscellaneous_New_Space Heating_Natural Gas_Unit Heater_E2 | Commercial | Miscellaneous | New | Space Heating | Natural Gas | Unit Heater | E2 | Condensing | 88.94% | 0% | 0% | 0.18637 | 0 | 0 | 0 | 15 | 25 | 2021 | 2047 | 100% | 0 | 0 | 0% | Normal | 0% | 0.26319 | 0 | 0 | 120 kBtu/Hr | 120 | 0 | 0.00014227 | 1850 | 1204.8 | 0 | 0 |  | 2015 | 1.0873 | Xcel CO 2021/22 DSM Plan/TRM p.424 | Xcel CO 2021/22 DSM Plan/TRM p.416 | Xcel CO 2021/22 DSM Plan/TRM p.416 |  | Commercial_Miscellaneous_New_Space Heating_Unit Heater_Condensing | 0.18637 | 1204.8
Commercial_Miscellaneous_New_Space Heating_Natural Gas_Unit Heater_E3 | Commercial | Miscellaneous | New | Space Heating | Natural Gas | Unit Heater | E3 | Infrared Radiant | 88.46% | 0% | 0% | 0.17542 | 0 | 0 | 0 | 10 | 20 | 2021 | 2047 | 100% | 0 | 0 | 0% | Normal | 0% | 0.26177 | 0 | 0 | 120 kBtu/Hr | 120 | 0 | 0.00014227 | 1840 | 1134 | 0 | 0 |  | 2015 | 1.0873 | Xcel CO 2021/22 DSM Plan/TRM p.424 | Xcel CO 2021/22 DSM Plan/TRM p.416 | Xcel CO 2021/22 DSM Plan/TRM p.416 |  | Commercial_Miscellaneous_New_Space Heating_Unit Heater_Infrared Radiant | 0.17542 | 1134
Commercial_Miscellaneous_New_Space Heating_Natural Gas_Unit Heater_E4 | Commercial | Miscellaneous | New | Space Heating | Natural Gas | Unit Heater | E4 |  | 0% | 0% | 0% | 0 | 0 | 0 | 0 | 0 | 0 | 0 | 0 | 0% | 0 | 0 | 0% | Normal | 0% | 0 | 0 | 0 | [15 empty] | Commercial_Miscellaneous_New_Space Heating_Unit Heater_ | 0 | 0
Commercial_Miscellaneous_New_Space Heating_Natural Gas_Unit Heater_E5 | Commercial | Miscellaneous | New | Space Heating | Natural Gas | Unit Heater | E5 |  | 0% | 0% | 0% | 0 | 0 | 0 | 0 | 0 | 0 | 0 | 0 | 0% | 0 | 0 | 0% | Normal | 0% | 0 | 0 | 0 | [15 empty] | Commercial_Miscellaneous_New_Space Heating_Unit Heater_ | 0 | 0
Commercial_Miscellaneous_New_Space Heating_Natural Gas_Unit Heater_E6 | Commercial | Miscellaneous | New | Space Heating | Natural Gas | Unit Heater | E6 |  | 0% | 0% | 0% | 0 | 0 | 0 | 0 | 0 | 0 | 0 | 0 | 0% | 0 | 0 | 0% | Normal | 0% | 0 | 0 | 0 | [15 empty] | Commercial_Miscellaneous_New_Space Heating_Unit Heater_ | 0 | 0
Commercial_Miscellaneous_New_Space Heating_Natural Gas_Unit Heater_E7 | Commercial | Miscellaneous | New | Space Heating | Natural Gas | Unit Heater | E7 |  | 0% | 0% | 0% | 0 | 0 | 0 | 0 | 0 | 0 | 0 | 0 | 0% | 0 | 0 | 0% | Normal | 0% | 0 | 0 | 0 | [15 empty] | Commercial_Miscellaneous_New_Space Heating_Unit Heater_ | 0 | 0
Commercial_Miscellaneous_New_Space Heating_Natural Gas_Unit Heater_E8 | Commercial | Miscellaneous | New | Space Heating | Natural Gas | Unit Heater | E8 |  | 0% | 0% | 0% | 0 | 0 | 0 | 0 | 0 | 0 | 0 | 0 | 0% | 0 | 0 | 0% | Normal | 0% | 0 | 0 | 0 | [15 empty] | Commercial_Miscellaneous_New_Space Heating_Unit Heater_ | 0 | 0
Commercial_Miscellaneous_New_Space Heating_Natural Gas_Unit Heater_E9 | Commercial | Miscellaneous | New | Space Heating | Natural Gas | Unit Heater | E9 |  | 0% | 0% | 0% | 0 | 0 | 0 | 0 | 0 | 0 | 0 | 0 | 0% | 0 | 0 | 0% | Normal | 0% | 0 | 0 | 0 | [15 empty] | Commercial_Miscellaneous_New_Space Heating_Unit Heater_ | 0 | 0
Commercial_Miscellaneous_New_Space Heating_Natural Gas_Unit Heater_E10 | Commercial | Miscellaneous | New | Space Heating | Natural Gas | Unit Heater | E10 |  | 0% | 0% | 0% | 0 | 0 | 0 | 0 | 0 | 0 | 0 | 0 | 0% | 0 | 0 | 0% | Normal | 0% | 0 | 0 | 0 | [15 empty] | Commercial_Miscellaneous_New_Space Heating_Unit Heater_ | 0 | 0
Commercial_Miscellaneous_New_Water Heating_Natural Gas_Water Heater_E1 | Commercial | Miscellaneous | New | Water Heating | Natural Gas | Water Heater | E1 | TE 88% | 100% | 0% | 0% | 0.2051 | 0 | 0.011565 | 0 | 8 | 12 | 2021 | 2047 | 100% | 0 | 0 | 0% | Normal | 0% | 0.33278 | 0 | 0 | 1 kBtu/hr | 1 | 0 | 0.0069511 | 0.33278 | 27.755 | 0 | 1.565 |  | 2017 | 1.0631 | AEO 2021 - gas_water_heater 2017 ENERGY STAR | AEO 2021 - gas_water_heater 2017 ENERGY STAR | DHW_WH-Water Heating-PG&E-R7-14 |  | Commercial_Miscellaneous_New_Water Heating_Water Heater_TE 88% | 0.21667 | 29.32
Commercial_Miscellaneous_New_Water Heating_Natural Gas_Water Heater_E2 | Commercial | Miscellaneous | New | Water Heating | Natural Gas | Water Heater | E2 | TE 96% | 91.67% | 0% | 0% | 0.23844 | 0 | 0.0118 | 0 | 8 | 12 | 2021 | 2047 | 100% | 0 | 0 | 0% | Normal | 0% | 0.30505 | 0 | 0 | 1 kBtu/hr | 1 | 0 | 0.0069511 | 0.30505 | 29.9234 | 0 | 1.4809 |  | 2012 | 1.1464 | AEO 2021 - gas_water_heater 2017 ENERGY STAR | AEO 2021 - gas_water_heater 2017 ENERGY STAR | DHW_WH-Water Heating-NMTRM-2016-7 |  | Commercial_Miscellaneous_New_Water Heating_Water Heater_TE 96% | 0.25024 | 31.4043
Commercial_Miscellaneous_New_Water Heating_Natural Gas_Water Heater_E3 | Commercial | Miscellaneous | New | Water Heating | Natural Gas | Water Heater | E3 | Tankless | 89.8% | 0% | 0% | 0.23916 | 0 | 0.002505 | 0 | 8 | 12 | 2021 | 2047 | 100% | 0 | 0 | 0% | Normal | 0% | 0.29882 | 0 | 0 | 1 kBtu/hr | 1 | 0 | 0.0069511 | 0.29882 | 32.3633 | 0 | 0.33898 |  | 2017 | 1.0631 | EIA Ref. Case 2018 - Gas Tankless High Eff. | EIA Ref. Case 2018 - Gas Tankless High Eff. | DHW_WH-Water Heating-NMTRM-2016-9 |  | Commercial_Miscellaneous_New_Water Heating_Water Heater_Tankless | 0.24166 | 32.7023
Commercial_Miscellaneous_New_Water Heating_Natural Gas_Water Heater_E4 | Commercial | Miscellaneous | New | Water Heating | Natural Gas | Water Heater | E4 | NEEA Gas-Fired Absorption HPWH (COP 1.06) | 83.02% | 0% | 0% | 0.39915 | 0 | 0.09444 | 0 | 10 | 16 | 2023 | 2047 | 100% | 0 | 0 | 0% | Normal | 0% | 0.27627 | 0 | 0 | 1 kBtu/hr | 1 | 0 | 0.0069511 | 0.27627 | 56.3879 | 0 | 13.3416 |  | 2020 | 1.0183 | DHW_WH-Water Heating-DOE-2014-2 | NEEA Report #E20-309, Robur Heat Pump Field Trial. March 11, 2020. | DHW_WH-Water Heating-DOE-2014-1 |  | Commercial_Miscellaneous_New_Water Heating_Water Heater_NEEA Gas-Fired Absorption HPWH (COP 1.06) | 0.49359 | 69.7295
Commercial_Miscellaneous_New_Water Heating_Natural Gas_Water Heater_E5 | Commercial | Miscellaneous | New | Water Heating | Natural Gas | Water Heater | E5 |  | 0% | 0% | 0% | 0 | 0 | 0 | 0 | 0 | 0 | 0 | 0 | 0% | 0 | 0 | 0% | Normal | 0% | 0 | 0 | 0 | [15 empty] | Commercial_Miscellaneous_New_Water Heating_Water Heater_ | 0 | 0
Commercial_Miscellaneous_New_Water Heating_Natural Gas_Water Heater_E6 | Commercial | Miscellaneous | New | Water Heating | Natural Gas | Water Heater | E6 |  | 0% | 0% | 0% | 0 | 0 | 0 | 0 | 0 | 0 | 0 | 0 | 0% | 0 | 0 | 0% | Normal | 0% | 0 | 0 | 0 | [15 empty] | Commercial_Miscellaneous_New_Water Heating_Water Heater_ | 0 | 0
Commercial_Miscellaneous_New_Water Heating_Natural Gas_Water Heater_E7 | Commercial | Miscellaneous | New | Water Heating | Natural Gas | Water Heater | E7 |  | 0% | 0% | 0% | 0 | 0 | 0 | 0 | 0 | 0 | 0 | 0 | 0% | 0 | 0 | 0% | Normal | 0% | 0 | 0 | 0 | [15 empty] | Commercial_Miscellaneous_New_Water Heating_Water Heater_ | 0 | 0
Commercial_Miscellaneous_New_Water Heating_Natural Gas_Water Heater_E8 | Commercial | Miscellaneous | New | Water Heating | Natural Gas | Water Heater | E8 |  | 0% | 0% | 0% | 0 | 0 | 0 | 0 | 0 | 0 | 0 | 0 | 0% | 0 | 0 | 0% | Normal | 0% | 0 | 0 | 0 | [15 empty] | Commercial_Miscellaneous_New_Water Heating_Water Heater_ | 0 | 0
Commercial_Miscellaneous_New_Water Heating_Natural Gas_Water Heater_E9 | Commercial | Miscellaneous | New | Water Heating | Natural Gas | Water Heater | E9 |  | 0% | 0% | 0% | 0 | 0 | 0 | 0 | 0 | 0 | 0 | 0 | 0% | 0 | 0 | 0% | Normal | 0% | 0 | 0 | 0 | [15 empty] | Commercial_Miscellaneous_New_Water Heating_Water Heater_ | 0 | 0
Commercial_Miscellaneous_New_Water Heating_Natural Gas_Water Heater_E10 | Commercial | Miscellaneous | New | Water Heating | Natural Gas | Water Heater | E10 |  | 0% | 0% | 0% | 0 | 0 | 0 | 0 | 0 | 0 | 0 | 0 | 0% | 0 | 0 | 0% | Normal | 0% | 0 | 0 | 0 | [15 empty] | Commercial_Miscellaneous_New_Water Heating_Water Heater_ | 0 | 0
Commercial_Miscellaneous_New_Food Preparation_Natural Gas_Oven_E1 | Commercial | Miscellaneous | New | Food Preparation | Natural Gas | Oven | E1 | Standard | 100% | 0% | 0% | 0.12452 | 0.0026262 | 0 | 0 | 10 | 14 | 2021 | 2047 | 100% | 0 | 0 | 0% | Normal | 0% | 0.012663 | 0 | 0 | 1 units | 1 | 0 | 1.5567e-05 | 813.4143 | 7112 | 150 | 0 |  | 2013 | 1.1247 | IL TRM - 4.2.1 - CI-FSE-CBOV-V02-160601 | ETO Measure Input Sheet - Com - Gas Convection Oven | IL TRM - 4.2.1 - CI-FSE-CBOV-V02-160601 |  | Commercial_Miscellaneous_New_Food Preparation_Oven_Standard | 0.12714 | 7262
Commercial_Miscellaneous_New_Food Preparation_Natural Gas_Oven_E2 | Commercial | Miscellaneous | New | Food Preparation | Natural Gas | Oven | E2 | ENERGY STAR (>42% Baking Efficiency) | 86.89% | 0% | 0% | 0.13131 | 0.0026262 | 0 | 0 | 10 | 14 | 2021 | 2047 | 100% | 0 | 0 | 0% | Normal | 0% | 0.011002 | 0 | 0 | 1 units | 1 | 0 | 1.5567e-05 | 706.739 | 7500 | 150 | 0 |  | 2013 | 1.1247 | IL TRM - 4.2.1 - CI-FSE-CBOV-V02-160601 | EIA 2018 Tech Forecast | ETO Measure Input Sheet |  | Commercial_Miscellaneous_New_Food Preparation_Oven_ENERGY STAR (>42% Baking Efficiency) | 0.13393 | 7650
Commercial_Miscellaneous_New_Food Preparation_Natural Gas_Oven_E3 | Commercial | Miscellaneous | New | Food Preparation | Natural Gas | Oven | E3 |  | 0% | 0% | 0% | 0 | 0 | 0 | 0 | 0 | 0 | 0 | 0 | 0% | 0 | 0 | 0% | Normal | 0% | 0 | 0 | 0 | [15 empty] | Commercial_Miscellaneous_New_Food Preparation_Oven_ | 0 | 0
Commercial_Miscellaneous_New_Food Preparation_Natural Gas_Oven_E4 | Commercial | Miscellaneous | New | Food Preparation | Natural Gas | Oven | E4 |  | 0% | 0% | 0% | 0 | 0 | 0 | 0 | 0 | 0 | 0 | 0 | 0% | 0 | 0 | 0% | Normal | 0% | 0 | 0 | 0 | [15 empty] | Commercial_Miscellaneous_New_Food Preparation_Oven_ | 0 | 0
Commercial_Miscellaneous_New_Food Preparation_Natural Gas_Oven_E5 | Commercial | Miscellaneous | New | Food Preparation | Natural Gas | Oven | E5 |  | 0% | 0% | 0% | 0 | 0 | 0 | 0 | 0 | 0 | 0 | 0 | 0% | 0 | 0 | 0% | Normal | 0% | 0 | 0 | 0 | [15 empty] | Commercial_Miscellaneous_New_Food Preparation_Oven_ | 0 | 0
Commercial_Miscellaneous_New_Food Preparation_Natural Gas_Oven_E6 | Commercial | Miscellaneous | New | Food Preparation | Natural Gas | Oven | E6 |  | 0% | 0% | 0% | 0 | 0 | 0 | 0 | 0 | 0 | 0 | 0 | 0% | 0 | 0 | 0% | Normal | 0% | 0 | 0 | 0 | [15 empty] | Commercial_Miscellaneous_New_Food Preparation_Oven_ | 0 | 0
Commercial_Miscellaneous_New_Food Preparation_Natural Gas_Oven_E7 | Commercial | Miscellaneous | New | Food Preparation | Natural Gas | Oven | E7 |  | 0% | 0% | 0% | 0 | 0 | 0 | 0 | 0 | 0 | 0 | 0 | 0% | 0 | 0 | 0% | Normal | 0% | 0 | 0 | 0 | [15 empty] | Commercial_Miscellaneous_New_Food Preparation_Oven_ | 0 | 0
Commercial_Miscellaneous_New_Food Preparation_Natural Gas_Oven_E8 | Commercial | Miscellaneous | New | Food Preparation | Natural Gas | Oven | E8 |  | 0% | 0% | 0% | 0 | 0 | 0 | 0 | 0 | 0 | 0 | 0 | 0% | 0 | 0 | 0% | Normal | 0% | 0 | 0 | 0 | [15 empty] | Commercial_Miscellaneous_New_Food Preparation_Oven_ | 0 | 0
Commercial_Miscellaneous_New_Food Preparation_Natural Gas_Oven_E9 | Commercial | Miscellaneous | New | Food Preparation | Natural Gas | Oven | E9 |  | 0% | 0% | 0% | 0 | 0 | 0 | 0 | 0 | 0 | 0 | 0 | 0% | 0 | 0 | 0% | Normal | 0% | 0 | 0 | 0 | [15 empty] | Commercial_Miscellaneous_New_Food Preparation_Oven_ | 0 | 0
Commercial_Miscellaneous_New_Food Preparation_Natural Gas_Oven_E10 | Commercial | Miscellaneous | New | Food Preparation | Natural Gas | Oven | E10 |  | 0% | 0% | 0% | 0 | 0 | 0 | 0 | 0 | 0 | 0 | 0 | 0% | 0 | 0 | 0% | Normal | 0% | 0 | 0 | 0 | [15 empty] | Commercial_Miscellaneous_New_Food Preparation_Oven_ | 0 | 0
Commercial_Miscellaneous_New_Food Preparation_Natural Gas_Conveyor Oven_E1 | Commercial | Miscellaneous | New | Food Preparation | Natural Gas | Conveyor Oven | E1 | Standard | 100% | 0% | 0% | 0.088694 | 0 | 0 | 0 | 15 | 19 | 2021 | 2047 | 100% | 0 | 0 | 0% | Normal | 0% | 0.023128 | 0 | 0 | 1 units | 1 | 0 | 8.0152e-06 | 2885.475 | 10177 | 0 | 0 |  | 2015 | 1.0873 | IL TRM - 4.2.4 - CI-FSE-CVOV-V02-180101 | PGE Workpaper, PGECOFST117 R5, 2015 | MN TRM 3.1 - Gas Conveyor Oven v1.1 |  | Commercial_Miscellaneous_New_Food Preparation_Conveyor Oven_Standard | 0.088694 | 10177
Commercial_Miscellaneous_New_Food Preparation_Natural Gas_Conveyor Oven_E2 | Commercial | Miscellaneous | New | Food Preparation | Natural Gas | Conveyor Oven | E2 | Efficient (>42% Baking Efficiency) | 76.02% | 0% | 0% | 0.10813 | 0 | 0 | 0 | 15 | 19 | 2021 | 2047 | 100% | 0 | 0 | 0% | Normal | 0% | 0.017581 | 0 | 0 | 1 units | 1 | 0 | 8.0152e-06 | 2193.4093 | 12407 | 0 | 0 |  | 2015 | 1.0873 | IL TRM - 4.2.4 - CI-FSE-CVOV-V02-180101 | PGE Workpaper, PGECOFST117 R5, 2015 | MN TRM 3.1 - Gas Conveyor Oven v1.1 |  | Commercial_Miscellaneous_New_Food Preparation_Conveyor Oven_Efficient (>42% Baking Efficiency) | 0.10813 | 12407
Commercial_Miscellaneous_New_Food Preparation_Natural Gas_Conveyor Oven_E3 | Commercial | Miscellaneous | New | Food Preparation | Natural Gas | Conveyor Oven | E3 |  | 0% | 0% | 0% | 0 | 0 | 0 | 0 | 0 | 0 | 0 | 0 | 0% | 0 | 0 | 0% | Normal | 0% | 0 | 0 | 0 | [15 empty] | Commercial_Miscellaneous_New_Food Preparation_Conveyor Oven_ | 0 | 0
Commercial_Miscellaneous_New_Food Preparation_Natural Gas_Conveyor Oven_E4 | Commercial | Miscellaneous | New | Food Preparation | Natural Gas | Conveyor Oven | E4 |  | 0% | 0% | 0% | 0 | 0 | 0 | 0 | 0 | 0 | 0 | 0 | 0% | 0 | 0 | 0% | Normal | 0% | 0 | 0 | 0 | [15 empty] | Commercial_Miscellaneous_New_Food Preparation_Conveyor Oven_ | 0 | 0
Commercial_Miscellaneous_New_Food Preparation_Natural Gas_Conveyor Oven_E5 | Commercial | Miscellaneous | New | Food Preparation | Natural Gas | Conveyor Oven | E5 |  | 0% | 0% | 0% | 0 | 0 | 0 | 0 | 0 | 0 | 0 | 0 | 0% | 0 | 0 | 0% | Normal | 0% | 0 | 0 | 0 | [15 empty] | Commercial_Miscellaneous_New_Food Preparation_Conveyor Oven_ | 0 | 0
Commercial_Miscellaneous_New_Food Preparation_Natural Gas_Conveyor Oven_E6 | Commercial | Miscellaneous | New | Food Preparation | Natural Gas | Conveyor Oven | E6 |  | 0% | 0% | 0% | 0 | 0 | 0 | 0 | 0 | 0 | 0 | 0 | 0% | 0 | 0 | 0% | Normal | 0% | 0 | 0 | 0 | [15 empty] | Commercial_Miscellaneous_New_Food Preparation_Conveyor Oven_ | 0 | 0
Commercial_Miscellaneous_New_Food Preparation_Natural Gas_Conveyor Oven_E7 | Commercial | Miscellaneous | New | Food Preparation | Natural Gas | Conveyor Oven | E7 |  | 0% | 0% | 0% | 0 | 0 | 0 | 0 | 0 | 0 | 0 | 0 | 0% | 0 | 0 | 0% | Normal | 0% | 0 | 0 | 0 | [15 empty] | Commercial_Miscellaneous_New_Food Preparation_Conveyor Oven_ | 0 | 0
Commercial_Miscellaneous_New_Food Preparation_Natural Gas_Conveyor Oven_E8 | Commercial | Miscellaneous | New | Food Preparation | Natural Gas | Conveyor Oven | E8 |  | 0% | 0% | 0% | 0 | 0 | 0 | 0 | 0 | 0 | 0 | 0 | 0% | 0 | 0 | 0% | Normal | 0% | 0 | 0 | 0 | [15 empty] | Commercial_Miscellaneous_New_Food Preparation_Conveyor Oven_ | 0 | 0
Commercial_Miscellaneous_New_Food Preparation_Natural Gas_Conveyor Oven_E9 | Commercial | Miscellaneous | New | Food Preparation | Natural Gas | Conveyor Oven | E9 |  | 0% | 0% | 0% | 0 | 0 | 0 | 0 | 0 | 0 | 0 | 0 | 0% | 0 | 0 | 0% | Normal | 0% | 0 | 0 | 0 | [15 empty] | Commercial_Miscellaneous_New_Food Preparation_Conveyor Oven_ | 0 | 0
Commercial_Miscellaneous_New_Food Preparation_Natural Gas_Conveyor Oven_E10 | Commercial | Miscellaneous | New | Food Preparation | Natural Gas | Conveyor Oven | E10 |  | 0% | 0% | 0% | 0 | 0 | 0 | 0 | 0 | 0 | 0 | 0 | 0% | 0 | 0 | 0% | Normal | 0% | 0 | 0 | 0 | [15 empty] | Commercial_Miscellaneous_New_Food Preparation_Conveyor Oven_ | 0 | 0
Commercial_Miscellaneous_New_Food Preparation_Natural Gas_Double Rack Oven_E1 | Commercial | Miscellaneous | New | Food Preparation | Natural Gas | Double Rack Oven | E1 | Standard | 100% | 0% | 0% | 0.14054 | 0 | 0 | 0 | 8 | 16 | 2021 | 2047 | 100% | 0 | 0 | 0% | Normal | 0% | 0.039329 | 0 | 0 | 1 units | 1 | 0 | 9.9866e-06 | 3938.22 | 12513 | 0 | 0 |  | 2013 | 1.1247 | IL TRM - 4.2.18 - CI-FSE-RKOV-VO2-180101 | PGE Workpaper, PGECOFST109 R6, 2016 | IL TRM - 4.2.18 - CI-FSE-RKOV-VO2-180101 |  | Commercial_Miscellaneous_New_Food Preparation_Double Rack Oven_Standard | 0.14054 | 12513
Commercial_Miscellaneous_New_Food Preparation_Natural Gas_Double Rack Oven_E2 | Commercial | Miscellaneous | New | Food Preparation | Natural Gas | Double Rack Oven | E2 | FTSC Qualified (>50% Cooking Efficiency) | 58.82% | 0% | 0% | 0.19389 | 0 | 0 | 0 | 8 | 16 | 2021 | 2047 | 100% | 0 | 0 | 0% | Normal | 0% | 0.023135 | 0 | 0 | 1 units | 1 | 0 | 9.9866e-06 | 2316.6 | 16641 | 0 | 0 |  | 2011 | 1.1667 | IL TRM - 4.2.18 - CI-FSE-RKOV-VO2-180101 | PGE Workpaper, PGECOFST109 R6, 2016 | IL TRM - 4.2.18 - CI-FSE-RKOV-VO2-180101 |  | Commercial_Miscellaneous_New_Food Preparation_Double Rack Oven_FTSC Qualified (>50% Cooking Efficiency) | 0.19389 | 16641
Commercial_Miscellaneous_New_Food Preparation_Natural Gas_Double Rack Oven_E3 | Commercial | Miscellaneous | New | Food Preparation | Natural Gas | Double Rack Oven | E3 |  | 0% | 0% | 0% | 0 | 0 | 0 | 0 | 0 | 0 | 0 | 0 | 0% | 0 | 0 | 0% | Normal | 0% | 0 | 0 | 0 | [15 empty] | Commercial_Miscellaneous_New_Food Preparation_Double Rack Oven_ | 0 | 0
Commercial_Miscellaneous_New_Food Preparation_Natural Gas_Double Rack Oven_E4 | Commercial | Miscellaneous | New | Food Preparation | Natural Gas | Double Rack Oven | E4 |  | 0% | 0% | 0% | 0 | 0 | 0 | 0 | 0 | 0 | 0 | 0 | 0% | 0 | 0 | 0% | Normal | 0% | 0 | 0 | 0 | [15 empty] | Commercial_Miscellaneous_New_Food Preparation_Double Rack Oven_ | 0 | 0
Commercial_Miscellaneous_New_Food Preparation_Natural Gas_Double Rack Oven_E5 | Commercial | Miscellaneous | New | Food Preparation | Natural Gas | Double Rack Oven | E5 |  | 0% | 0% | 0% | 0 | 0 | 0 | 0 | 0 | 0 | 0 | 0 | 0% | 0 | 0 | 0% | Normal | 0% | 0 | 0 | 0 | [15 empty] | Commercial_Miscellaneous_New_Food Preparation_Double Rack Oven_ | 0 | 0
Commercial_Miscellaneous_New_Food Preparation_Natural Gas_Double Rack Oven_E6 | Commercial | Miscellaneous | New | Food Preparation | Natural Gas | Double Rack Oven | E6 |  | 0% | 0% | 0% | 0 | 0 | 0 | 0 | 0 | 0 | 0 | 0 | 0% | 0 | 0 | 0% | Normal | 0% | 0 | 0 | 0 | [15 empty] | Commercial_Miscellaneous_New_Food Preparation_Double Rack Oven_ | 0 | 0
Commercial_Miscellaneous_New_Food Preparation_Natural Gas_Double Rack Oven_E7 | Commercial | Miscellaneous | New | Food Preparation | Natural Gas | Double Rack Oven | E7 |  | 0% | 0% | 0% | 0 | 0 | 0 | 0 | 0 | 0 | 0 | 0 | 0% | 0 | 0 | 0% | Normal | 0% | 0 | 0 | 0 | [15 empty] | Commercial_Miscellaneous_New_Food Preparation_Double Rack Oven_ | 0 | 0
Commercial_Miscellaneous_New_Food Preparation_Natural Gas_Double Rack Oven_E8 | Commercial | Miscellaneous | New | Food Preparation | Natural Gas | Double Rack Oven | E8 |  | 0% | 0% | 0% | 0 | 0 | 0 | 0 | 0 | 0 | 0 | 0 | 0% | 0 | 0 | 0% | Normal | 0% | 0 | 0 | 0 | [15 empty] | Commercial_Miscellaneous_New_Food Preparation_Double Rack Oven_ | 0 | 0
Commercial_Miscellaneous_New_Food Preparation_Natural Gas_Double Rack Oven_E9 | Commercial | Miscellaneous | New | Food Preparation | Natural Gas | Double Rack Oven | E9 |  | 0% | 0% | 0% | 0 | 0 | 0 | 0 | 0 | 0 | 0 | 0 | 0% | 0 | 0 | 0% | Normal | 0% | 0 | 0 | 0 | [15 empty] | Commercial_Miscellaneous_New_Food Preparation_Double Rack Oven_ | 0 | 0
Commercial_Miscellaneous_New_Food Preparation_Natural Gas_Double Rack Oven_E10 | Commercial | Miscellaneous | New | Food Preparation | Natural Gas | Double Rack Oven | E10 |  | 0% | 0% | 0% | 0 | 0 | 0 | 0 | 0 | 0 | 0 | 0 | 0% | 0 | 0 | 0% | Normal | 0% | 0 | 0 | 0 | [15 empty] | Commercial_Miscellaneous_New_Food Preparation_Double Rack Oven_ | 0 | 0
Commercial_Miscellaneous_New_Food Preparation_Natural Gas_Fryer_E1 | Commercial | Miscellaneous | New | Food Preparation | Natural Gas | Fryer | E1 | Standard | 100% | 0% | 0% | 0.070697 | 0 | 0 | 0 | 7 | 11 | 2021 | 2021 | 100% | 0 | 0 | 0% | Normal | 0% | 0.020153 | 0 | 0 | 1 units | 1 | 0 | 1.9471e-05 | 1034.9987 | 3379.7321 | 0 | 0 |  | 2016 | 1.0743 | RTF Wkbk - ComCookingFryer_v5_0 | RTF Wkbk - ComCookingFryer_v5_0 | RTF Wkbk - ComCookingFryer_v5_0 |  | Commercial_Miscellaneous_New_Food Preparation_Fryer_Standard | 0.070697 | 3379.7321
Commercial_Miscellaneous_New_Food Preparation_Natural Gas_Fryer_E2 | Commercial | Miscellaneous | New | Food Preparation | Natural Gas | Fryer | E2 | ENERGY STAR | 61.81% | 0% | 0% | 0.088866 | 0 | 0 | 0 | 7 | 11 | 2021 | 2047 | 100% | 0 | 0 | 0% | Normal | 0% | 0.012456 | 0 | 0 | 1 units | 1 | 0 | 1.9471e-05 | 639.7296 | 4248.3333 | 0 | 0 |  | 2016 | 1.0743 | RTF Wkbk - ComCookingFryer_v5_0 | RTF Wkbk - ComCookingFryer_v5_0 | RTF Wkbk - ComCookingFryer_v5_0 |  | Commercial_Miscellaneous_New_Food Preparation_Fryer_ENERGY STAR | 0.088866 | 4248.3333
Commercial_Miscellaneous_New_Food Preparation_Natural Gas_Fryer_E3 | Commercial | Miscellaneous | New | Food Preparation | Natural Gas | Fryer | E3 |  | 0% | 0% | 0% | 0 | 0 | 0 | 0 | 0 | 0 | 0 | 0 | 0% | 0 | 0 | 0% | Normal | 0% | 0 | 0 | 0 | [15 empty] | Commercial_Miscellaneous_New_Food Preparation_Fryer_ | 0 | 0
Commercial_Miscellaneous_New_Food Preparation_Natural Gas_Fryer_E4 | Commercial | Miscellaneous | New | Food Preparation | Natural Gas | Fryer | E4 |  | 0% | 0% | 0% | 0 | 0 | 0 | 0 | 0 | 0 | 0 | 0 | 0% | 0 | 0 | 0% | Normal | 0% | 0 | 0 | 0 | [15 empty] | Commercial_Miscellaneous_New_Food Preparation_Fryer_ | 0 | 0
Commercial_Miscellaneous_New_Food Preparation_Natural Gas_Fryer_E5 | Commercial | Miscellaneous | New | Food Preparation | Natural Gas | Fryer | E5 |  | 0% | 0% | 0% | 0 | 0 | 0 | 0 | 0 | 0 | 0 | 0 | 0% | 0 | 0 | 0% | Normal | 0% | 0 | 0 | 0 | [15 empty] | Commercial_Miscellaneous_New_Food Preparation_Fryer_ | 0 | 0
Commercial_Miscellaneous_New_Food Preparation_Natural Gas_Fryer_E6 | Commercial | Miscellaneous | New | Food Preparation | Natural Gas | Fryer | E6 |  | 0% | 0% | 0% | 0 | 0 | 0 | 0 | 0 | 0 | 0 | 0 | 0% | 0 | 0 | 0% | Normal | 0% | 0 | 0 | 0 | [15 empty] | Commercial_Miscellaneous_New_Food Preparation_Fryer_ | 0 | 0
Commercial_Miscellaneous_New_Food Preparation_Natural Gas_Fryer_E7 | Commercial | Miscellaneous | New | Food Preparation | Natural Gas | Fryer | E7 |  | 0% | 0% | 0% | 0 | 0 | 0 | 0 | 0 | 0 | 0 | 0 | 0% | 0 | 0 | 0% | Normal | 0% | 0 | 0 | 0 | [15 empty] | Commercial_Miscellaneous_New_Food Preparation_Fryer_ | 0 | 0
Commercial_Miscellaneous_New_Food Preparation_Natural Gas_Fryer_E8 | Commercial | Miscellaneous | New | Food Preparation | Natural Gas | Fryer | E8 |  | 0% | 0% | 0% | 0 | 0 | 0 | 0 | 0 | 0 | 0 | 0 | 0% | 0 | 0 | 0% | Normal | 0% | 0 | 0 | 0 | [15 empty] | Commercial_Miscellaneous_New_Food Preparation_Fryer_ | 0 | 0
Commercial_Miscellaneous_New_Food Preparation_Natural Gas_Fryer_E9 | Commercial | Miscellaneous | New | Food Preparation | Natural Gas | Fryer | E9 |  | 0% | 0% | 0% | 0 | 0 | 0 | 0 | 0 | 0 | 0 | 0 | 0% | 0 | 0 | 0% | Normal | 0% | 0 | 0 | 0 | [15 empty] | Commercial_Miscellaneous_New_Food Preparation_Fryer_ | 0 | 0
Commercial_Miscellaneous_New_Food Preparation_Natural Gas_Fryer_E10 | Commercial | Miscellaneous | New | Food Preparation | Natural Gas | Fryer | E10 |  | 0% | 0% | 0% | 0 | 0 | 0 | 0 | 0 | 0 | 0 | 0 | 0% | 0 | 0 | 0% | Normal | 0% | 0 | 0 | 0 | [15 empty] | Commercial_Miscellaneous_New_Food Preparation_Fryer_ | 0 | 0
Commercial_Miscellaneous_New_Food Preparation_Natural Gas_Broiler_E1 | Commercial | Miscellaneous | New | Food Preparation | Natural Gas | Broiler | E1 | Standard | 100% | 0% | 0% | 0.084468 | 0 | 0 | 0 | 8 | 16 | 2021 | 2047 | 100% | 0 | 0 | 0% | Normal | 0% | 0.01948 | 0 | 0 | 1 units | 1 | 0 | 2.8959e-05 | 672.672 | 2500 | 0 | 0 |  | 2011 | 1.1667 | IL TRM - 4.2.14 - CI-FSE-IRBL-V02-180101 | Estimate | IL TRM - 4.2.14 - CI-FSE-IRBL-V02-180101 |  | Commercial_Miscellaneous_New_Food Preparation_Broiler_Standard | 0.084468 | 2500
Commercial_Miscellaneous_New_Food Preparation_Natural Gas_Broiler_E2 | Commercial | Miscellaneous | New | Food Preparation | Natural Gas | Broiler | E2 | Infrared Burners | 64.29% | 0% | 0% | 0.11826 | 0 | 0 | 0 | 8 | 16 | 2021 | 2047 | 100% | 0 | 0 | 0% | Normal | 0% | 0.012523 | 0 | 0 | 1 units | 1 | 0 | 2.8959e-05 | 432.432 | 3500 | 0 | 0 |  | 2011 | 1.1667 | IL TRM - 4.2.14 - CI-FSE-IRBL-V02-180101 | IL TRM - 4.2.14 - CI-FSE-IRBL-V02-180101 | IL TRM - 4.2.14 - CI-FSE-IRBL-V02-180101 |  | Commercial_Miscellaneous_New_Food Preparation_Broiler_Infrared Burners | 0.11826 | 3500
Commercial_Miscellaneous_New_Food Preparation_Natural Gas_Broiler_E3 | Commercial | Miscellaneous | New | Food Preparation | Natural Gas | Broiler | E3 |  | 0% | 0% | 0% | 0 | 0 | 0 | 0 | 0 | 0 | 0 | 0 | 0% | 0 | 0 | 0% | Normal | 0% | 0 | 0 | 0 | [15 empty] | Commercial_Miscellaneous_New_Food Preparation_Broiler_ | 0 | 0
Commercial_Miscellaneous_New_Food Preparation_Natural Gas_Broiler_E4 | Commercial | Miscellaneous | New | Food Preparation | Natural Gas | Broiler | E4 |  | 0% | 0% | 0% | 0 | 0 | 0 | 0 | 0 | 0 | 0 | 0 | 0% | 0 | 0 | 0% | Normal | 0% | 0 | 0 | 0 | [15 empty] | Commercial_Miscellaneous_New_Food Preparation_Broiler_ | 0 | 0
Commercial_Miscellaneous_New_Food Preparation_Natural Gas_Broiler_E5 | Commercial | Miscellaneous | New | Food Preparation | Natural Gas | Broiler | E5 |  | 0% | 0% | 0% | 0 | 0 | 0 | 0 | 0 | 0 | 0 | 0 | 0% | 0 | 0 | 0% | Normal | 0% | 0 | 0 | 0 | [15 empty] | Commercial_Miscellaneous_New_Food Preparation_Broiler_ | 0 | 0
Commercial_Miscellaneous_New_Food Preparation_Natural Gas_Broiler_E6 | Commercial | Miscellaneous | New | Food Preparation | Natural Gas | Broiler | E6 |  | 0% | 0% | 0% | 0 | 0 | 0 | 0 | 0 | 0 | 0 | 0 | 0% | 0 | 0 | 0% | Normal | 0% | 0 | 0 | 0 | [15 empty] | Commercial_Miscellaneous_New_Food Preparation_Broiler_ | 0 | 0
Commercial_Miscellaneous_New_Food Preparation_Natural Gas_Broiler_E7 | Commercial | Miscellaneous | New | Food Preparation | Natural Gas | Broiler | E7 |  | 0% | 0% | 0% | 0 | 0 | 0 | 0 | 0 | 0 | 0 | 0 | 0% | 0 | 0 | 0% | Normal | 0% | 0 | 0 | 0 | [15 empty] | Commercial_Miscellaneous_New_Food Preparation_Broiler_ | 0 | 0
Commercial_Miscellaneous_New_Food Preparation_Natural Gas_Broiler_E8 | Commercial | Miscellaneous | New | Food Preparation | Natural Gas | Broiler | E8 |  | 0% | 0% | 0% | 0 | 0 | 0 | 0 | 0 | 0 | 0 | 0 | 0% | 0 | 0 | 0% | Normal | 0% | 0 | 0 | 0 | [15 empty] | Commercial_Miscellaneous_New_Food Preparation_Broiler_ | 0 | 0
Commercial_Miscellaneous_New_Food Preparation_Natural Gas_Broiler_E9 | Commercial | Miscellaneous | New | Food Preparation | Natural Gas | Broiler | E9 |  | 0% | 0% | 0% | 0 | 0 | 0 | 0 | 0 | 0 | 0 | 0 | 0% | 0 | 0 | 0% | Normal | 0% | 0 | 0 | 0 | [15 empty] | Commercial_Miscellaneous_New_Food Preparation_Broiler_ | 0 | 0
Commercial_Miscellaneous_New_Food Preparation_Natural Gas_Broiler_E10 | Commercial | Miscellaneous | New | Food Preparation | Natural Gas | Broiler | E10 |  | 0% | 0% | 0% | 0 | 0 | 0 | 0 | 0 | 0 | 0 | 0 | 0% | 0 | 0 | 0% | Normal | 0% | 0 | 0 | 0 | [15 empty] | Commercial_Miscellaneous_New_Food Preparation_Broiler_ | 0 | 0
Commercial_Miscellaneous_New_Food Preparation_Natural Gas_Griddle_E1 | Commercial | Miscellaneous | New | Food Preparation | Natural Gas | Griddle | E1 | Standard | 100% | 0% | 0% | 0.065442 | 0 | 0 | 0 | 8 | 16 | 2021 | 2047 | 100% | 0 | 0 | 0% | Normal | 0% | 0.013919 | 0 | 0 | 1 units | 1 | 0 | 1.1299e-05 | 1231.891 | 5150 | 0 | 0 |  | 2013 | 1.1247 | IL TRM - 4.2.8 - CI-FSE-ESGR-V04-200101 | IL TRM - 4.2.8 - CI-FSE-ESGR-V04-200101 | IL TRM - 4.2.8 - CI-FSE-ESGR-V04-200101 |  | Commercial_Miscellaneous_New_Food Preparation_Griddle_Standard | 0.065442 | 5150
Commercial_Miscellaneous_New_Food Preparation_Natural Gas_Griddle_E2 | Commercial | Miscellaneous | New | Food Preparation | Natural Gas | Griddle | E2 | ENERGY STAR | 86.37% | 0% | 0% | 0.081325 | 0 | 0 | 0 | 8 | 16 | 2021 | 2047 | 100% | 0 | 0 | 0% | Normal | 0% | 0.012021 | 0 | 0 | 1 units | 1 | 0 | 1.1299e-05 | 1063.9446 | 6400 | 0 | 0 |  | 2013 | 1.1247 | IL TRM - 4.2.8 - CI-FSE-ESGR-V04-200101 | IL TRM - 4.2.8 - CI-FSE-ESGR-V04-200101 | IL TRM - 4.2.8 - CI-FSE-ESGR-V04-200101 |  | Commercial_Miscellaneous_New_Food Preparation_Griddle_ENERGY STAR | 0.081325 | 6400
Commercial_Miscellaneous_New_Food Preparation_Natural Gas_Griddle_E3 | Commercial | Miscellaneous | New | Food Preparation | Natural Gas | Griddle | E3 |  | 0% | 0% | 0% | 0 | 0 | 0 | 0 | 0 | 0 | 0 | 0 | 0% | 0 | 0 | 0% | Normal | 0% | 0 | 0 | 0 | [15 empty] | Commercial_Miscellaneous_New_Food Preparation_Griddle_ | 0 | 0
Commercial_Miscellaneous_New_Food Preparation_Natural Gas_Griddle_E4 | Commercial | Miscellaneous | New | Food Preparation | Natural Gas | Griddle | E4 |  | 0% | 0% | 0% | 0 | 0 | 0 | 0 | 0 | 0 | 0 | 0 | 0% | 0 | 0 | 0% | Normal | 0% | 0 | 0 | 0 | [15 empty] | Commercial_Miscellaneous_New_Food Preparation_Griddle_ | 0 | 0
Commercial_Miscellaneous_New_Food Preparation_Natural Gas_Griddle_E5 | Commercial | Miscellaneous | New | Food Preparation | Natural Gas | Griddle | E5 |  | 0% | 0% | 0% | 0 | 0 | 0 | 0 | 0 | 0 | 0 | 0 | 0% | 0 | 0 | 0% | Normal | 0% | 0 | 0 | 0 | [15 empty] | Commercial_Miscellaneous_New_Food Preparation_Griddle_ | 0 | 0
Commercial_Miscellaneous_New_Food Preparation_Natural Gas_Griddle_E6 | Commercial | Miscellaneous | New | Food Preparation | Natural Gas | Griddle | E6 |  | 0% | 0% | 0% | 0 | 0 | 0 | 0 | 0 | 0 | 0 | 0 | 0% | 0 | 0 | 0% | Normal | 0% | 0 | 0 | 0 | [15 empty] | Commercial_Miscellaneous_New_Food Preparation_Griddle_ | 0 | 0
Commercial_Miscellaneous_New_Food Preparation_Natural Gas_Griddle_E7 | Commercial | Miscellaneous | New | Food Preparation | Natural Gas | Griddle | E7 |  | 0% | 0% | 0% | 0 | 0 | 0 | 0 | 0 | 0 | 0 | 0 | 0% | 0 | 0 | 0% | Normal | 0% | 0 | 0 | 0 | [15 empty] | Commercial_Miscellaneous_New_Food Preparation_Griddle_ | 0 | 0
Commercial_Miscellaneous_New_Food Preparation_Natural Gas_Griddle_E8 | Commercial | Miscellaneous | New | Food Preparation | Natural Gas | Griddle | E8 |  | 0% | 0% | 0% | 0 | 0 | 0 | 0 | 0 | 0 | 0 | 0 | 0% | 0 | 0 | 0% | Normal | 0% | 0 | 0 | 0 | [15 empty] | Commercial_Miscellaneous_New_Food Preparation_Griddle_ | 0 | 0
Commercial_Miscellaneous_New_Food Preparation_Natural Gas_Griddle_E9 | Commercial | Miscellaneous | New | Food Preparation | Natural Gas | Griddle | E9 |  | 0% | 0% | 0% | 0 | 0 | 0 | 0 | 0 | 0 | 0 | 0 | 0% | 0 | 0 | 0% | Normal | 0% | 0 | 0 | 0 | [15 empty] | Commercial_Miscellaneous_New_Food Preparation_Griddle_ | 0 | 0
Commercial_Miscellaneous_New_Food Preparation_Natural Gas_Griddle_E10 | Commercial | Miscellaneous | New | Food Preparation | Natural Gas | Griddle | E10 |  | 0% | 0% | 0% | 0 | 0 | 0 | 0 | 0 | 0 | 0 | 0 | 0% | 0 | 0 | 0% | Normal | 0% | 0 | 0 | 0 | [15 empty] | Commercial_Miscellaneous_New_Food Preparation_Griddle_ | 0 | 0
Commercial_Miscellaneous_New_Food Preparation_Natural Gas_Range_E1 | Commercial | Miscellaneous | New | Food Preparation | Natural Gas | Range | E1 | Standard | 100% | 0% | 0% | 0.088527 | 0 | 0 | 0 | 8 | 12 | 2021 | 2047 | 100% | 0 | 0 | 0% | Normal | 0% | 0.013413 | 0 | 0 | 1 units | 1 | 0 | 1.1178e-05 | 1200 | 7450 | 0 | 0 |  | 2017 | 1.0631 | COOK_OVN-Food Preparation-AEO17-1 | EIA 2018 Tech Forecast | Navigant 2009 |  | Commercial_Miscellaneous_New_Food Preparation_Range_Standard | 0.088527 | 7450
Commercial_Miscellaneous_New_Food Preparation_Natural Gas_Range_E2 | Commercial | Miscellaneous | New | Food Preparation | Natural Gas | Range | E2 | High Efficiency | 85.71% | 0% | 0% | 0.088527 | 0 | 0 | 0 | 8 | 12 | 2021 | 2047 | 100% | 0 | 0 | 0% | Normal | 0% | 0.011497 | 0 | 0 | 1 units | 1 | 0 | 1.1178e-05 | 1028.5714 | 7450.01 | 0 | 0 |  | 2017 | 1.0631 | COOK_OVN-Food Preparation-AEO17-1 | EIA 2018 Tech Forecast | EIA 2018 Tech Forecast |  | Commercial_Miscellaneous_New_Food Preparation_Range_High Efficiency | 0.088527 | 7450.01
Commercial_Miscellaneous_New_Food Preparation_Natural Gas_Range_E3 | Commercial | Miscellaneous | New | Food Preparation | Natural Gas | Range | E3 |  | 0% | 0% | 0% | 0 | 0 | 0 | 0 | 0 | 0 | 0 | 0 | 0% | 0 | 0 | 0% | Normal | 0% | 0 | 0 | 0 | [15 empty] | Commercial_Miscellaneous_New_Food Preparation_Range_ | 0 | 0
Commercial_Miscellaneous_New_Food Preparation_Natural Gas_Range_E4 | Commercial | Miscellaneous | New | Food Preparation | Natural Gas | Range | E4 |  | 0% | 0% | 0% | 0 | 0 | 0 | 0 | 0 | 0 | 0 | 0 | 0% | 0 | 0 | 0% | Normal | 0% | 0 | 0 | 0 | [15 empty] | Commercial_Miscellaneous_New_Food Preparation_Range_ | 0 | 0
Commercial_Miscellaneous_New_Food Preparation_Natural Gas_Range_E5 | Commercial | Miscellaneous | New | Food Preparation | Natural Gas | Range | E5 |  | 0% | 0% | 0% | 0 | 0 | 0 | 0 | 0 | 0 | 0 | 0 | 0% | 0 | 0 | 0% | Normal | 0% | 0 | 0 | 0 | [15 empty] | Commercial_Miscellaneous_New_Food Preparation_Range_ | 0 | 0
Commercial_Miscellaneous_New_Food Preparation_Natural Gas_Range_E6 | Commercial | Miscellaneous | New | Food Preparation | Natural Gas | Range | E6 |  | 0% | 0% | 0% | 0 | 0 | 0 | 0 | 0 | 0 | 0 | 0 | 0% | 0 | 0 | 0% | Normal | 0% | 0 | 0 | 0 | [15 empty] | Commercial_Miscellaneous_New_Food Preparation_Range_ | 0 | 0
Commercial_Miscellaneous_New_Food Preparation_Natural Gas_Range_E7 | Commercial | Miscellaneous | New | Food Preparation | Natural Gas | Range | E7 |  | 0% | 0% | 0% | 0 | 0 | 0 | 0 | 0 | 0 | 0 | 0 | 0% | 0 | 0 | 0% | Normal | 0% | 0 | 0 | 0 | [15 empty] | Commercial_Miscellaneous_New_Food Preparation_Range_ | 0 | 0
Commercial_Miscellaneous_New_Food Preparation_Natural Gas_Range_E8 | Commercial | Miscellaneous | New | Food Preparation | Natural Gas | Range | E8 |  | 0% | 0% | 0% | 0 | 0 | 0 | 0 | 0 | 0 | 0 | 0 | 0% | 0 | 0 | 0% | Normal | 0% | 0 | 0 | 0 | [15 empty] | Commercial_Miscellaneous_New_Food Preparation_Range_ | 0 | 0
Commercial_Miscellaneous_New_Food Preparation_Natural Gas_Range_E9 | Commercial | Miscellaneous | New | Food Preparation | Natural Gas | Range | E9 |  | 0% | 0% | 0% | 0 | 0 | 0 | 0 | 0 | 0 | 0 | 0 | 0% | 0 | 0 | 0% | Normal | 0% | 0 | 0 | 0 | [15 empty] | Commercial_Miscellaneous_New_Food Preparation_Range_ | 0 | 0
Commercial_Miscellaneous_New_Food Preparation_Natural Gas_Range_E10 | Commercial | Miscellaneous | New | Food Preparation | Natural Gas | Range | E10 |  | 0% | 0% | 0% | 0 | 0 | 0 | 0 | 0 | 0 | 0 | 0 | 0% | 0 | 0 | 0% | Normal | 0% | 0 | 0 | 0 | [15 empty] | Commercial_Miscellaneous_New_Food Preparation_Range_ | 0 | 0
Commercial_Miscellaneous_New_Food Preparation_Natural Gas_Steamer_E1 | Commercial | Miscellaneous | New | Food Preparation | Natural Gas | Steamer | E1 | Standard | 100% | 0% | 0% | 0.18993 | 0 | 0 | 0 | 6 | 10 | 2021 | 2021 | 100% | 0 | 0 | 0% | Normal | 0% | 0.024973 | 0 | 0 | 1 units | 1 | 0 | 1.6948e-05 | 1473.5418 | 10431.946 | 0 | 0 |  | 2016 | 1.0743 | RTF Wkbk - ComCookingSteamer_v5_0 | RTF Wkbk - ComCookingSteamer_v5_0 | RTF Wkbk - ComCookingSteamer_v5_0 |  | Commercial_Miscellaneous_New_Food Preparation_Steamer_Standard | 0.18993 | 10431.946
Commercial_Miscellaneous_New_Food Preparation_Natural Gas_Steamer_E2 | Commercial | Miscellaneous | New | Food Preparation | Natural Gas | Steamer | E2 | ENERGY STAR | 17.54% | 0% | 0% | 0.18993 | 0 | -0.012505 | 0 | 6 | 10 | 2021 | 2047 | 100% | 0 | 0 | 0% | Normal | 0% | 0.0043793 | 0 | 0 | 1 units | 1 | 0 | 1.6948e-05 | 258.3998 | 10431.956 | 0 | -686.8492 |  | 2016 | 1.0743 | RTF Wkbk - ComCookingSteamer_v5_0 | RTF Wkbk - ComCookingSteamer_v5_0 | RTF Wkbk - ComCookingSteamer_v5_0 |  | Commercial_Miscellaneous_New_Food Preparation_Steamer_ENERGY STAR | 0.17743 | 9745.1068
Commercial_Miscellaneous_New_Food Preparation_Natural Gas_Steamer_E3 | Commercial | Miscellaneous | New | Food Preparation | Natural Gas | Steamer | E3 |  | 0% | 0% | 0% | 0 | 0 | 0 | 0 | 0 | 0 | 0 | 0 | 0% | 0 | 0 | 0% | Normal | 0% | 0 | 0 | 0 | [15 empty] | Commercial_Miscellaneous_New_Food Preparation_Steamer_ | 0 | 0
Commercial_Miscellaneous_New_Food Preparation_Natural Gas_Steamer_E4 | Commercial | Miscellaneous | New | Food Preparation | Natural Gas | Steamer | E4 |  | 0% | 0% | 0% | 0 | 0 | 0 | 0 | 0 | 0 | 0 | 0 | 0% | 0 | 0 | 0% | Normal | 0% | 0 | 0 | 0 | [15 empty] | Commercial_Miscellaneous_New_Food Preparation_Steamer_ | 0 | 0
Commercial_Miscellaneous_New_Food Preparation_Natural Gas_Steamer_E5 | Commercial | Miscellaneous | New | Food Preparation | Natural Gas | Steamer | E5 |  | 0% | 0% | 0% | 0 | 0 | 0 | 0 | 0 | 0 | 0 | 0 | 0% | 0 | 0 | 0% | Normal | 0% | 0 | 0 | 0 | [15 empty] | Commercial_Miscellaneous_New_Food Preparation_Steamer_ | 0 | 0
Commercial_Miscellaneous_New_Food Preparation_Natural Gas_Steamer_E6 | Commercial | Miscellaneous | New | Food Preparation | Natural Gas | Steamer | E6 |  | 0% | 0% | 0% | 0 | 0 | 0 | 0 | 0 | 0 | 0 | 0 | 0% | 0 | 0 | 0% | Normal | 0% | 0 | 0 | 0 | [15 empty] | Commercial_Miscellaneous_New_Food Preparation_Steamer_ | 0 | 0
Commercial_Miscellaneous_New_Food Preparation_Natural Gas_Steamer_E7 | Commercial | Miscellaneous | New | Food Preparation | Natural Gas | Steamer | E7 |  | 0% | 0% | 0% | 0 | 0 | 0 | 0 | 0 | 0 | 0 | 0 | 0% | 0 | 0 | 0% | Normal | 0% | 0 | 0 | 0 | [15 empty] | Commercial_Miscellaneous_New_Food Preparation_Steamer_ | 0 | 0
Commercial_Miscellaneous_New_Food Preparation_Natural Gas_Steamer_E8 | Commercial | Miscellaneous | New | Food Preparation | Natural Gas | Steamer | E8 |  | 0% | 0% | 0% | 0 | 0 | 0 | 0 | 0 | 0 | 0 | 0 | 0% | 0 | 0 | 0% | Normal | 0% | 0 | 0 | 0 | [15 empty] | Commercial_Miscellaneous_New_Food Preparation_Steamer_ | 0 | 0
Commercial_Miscellaneous_New_Food Preparation_Natural Gas_Steamer_E9 | Commercial | Miscellaneous | New | Food Preparation | Natural Gas | Steamer | E9 |  | 0% | 0% | 0% | 0 | 0 | 0 | 0 | 0 | 0 | 0 | 0 | 0% | 0 | 0 | 0% | Normal | 0% | 0 | 0 | 0 | [15 empty] | Commercial_Miscellaneous_New_Food Preparation_Steamer_ | 0 | 0
Commercial_Miscellaneous_New_Food Preparation_Natural Gas_Steamer_E10 | Commercial | Miscellaneous | New | Food Preparation | Natural Gas | Steamer | E10 |  | 0% | 0% | 0% | 0 | 0 | 0 | 0 | 0 | 0 | 0 | 0 | 0% | 0 | 0 | 0% | Normal | 0% | 0 | 0 | 0 | [15 empty] | Commercial_Miscellaneous_New_Food Preparation_Steamer_ | 0 | 0
Commercial_Miscellaneous_New_Food Preparation_Natural Gas_Commercial Food Prep Other_E1 | Commercial | Miscellaneous | New | Food Preparation | Natural Gas | Commercial Food Prep Other | E1 | Standard | 100% | 0% | 0% | 0.0049843 | 0 | 0 | 0 | 8 | 12 | 2021 | 2047 | 100% | 0 | 0 | 0% | Normal | 0% | 0.0059825 | 0 | 0 | 1 units | 1 | 0 | 4.2036e-06 | 1423.18 | 1000 | 0 | 0 |  | 2010 | 1.1857 | Default | Default | Default |  | Commercial_Miscellaneous_New_Food Preparation_Commercial Food Prep Other_Standard | 0.0049843 | 1000
Commercial_Miscellaneous_New_Food Preparation_Natural Gas_Commercial Food Prep Other_E2 | Commercial | Miscellaneous | New | Food Preparation | Natural Gas | Commercial Food Prep Other | E2 | ENERGY STAR | 74.27% | 0% | 0% | 0.0060547 | 0 | 0 | 0 | 8 | 12 | 2021 | 2047 | 100% | 0 | 0 | 0% | Normal | 0% | 0.0044433 | 0 | 0 | 1 units | 1 | 0 | 4.2036e-06 | 1057.0182 | 1214.7567 | 0 | 0 |  | 2010 | 1.1857 | N/A | N/A | N/A |  | Commercial_Miscellaneous_New_Food Preparation_Commercial Food Prep Other_ENERGY STAR | 0.0060547 | 1214.7567
Commercial_Miscellaneous_New_Food Preparation_Natural Gas_Commercial Food Prep Other_E3 | Commercial | Miscellaneous | New | Food Preparation | Natural Gas | Commercial Food Prep Other | E3 |  | 0% | 0% | 0% | 0 | 0 | 0 | 0 | 0 | 0 | 0 | 0 | 0% | 0 | 0 | 0% | Normal | 0% | 0 | 0 | 0 | [15 empty] | Commercial_Miscellaneous_New_Food Preparation_Commercial Food Prep Other_ | 0 | 0
Commercial_Miscellaneous_New_Food Preparation_Natural Gas_Commercial Food Prep Other_E4 | Commercial | Miscellaneous | New | Food Preparation | Natural Gas | Commercial Food Prep Other | E4 |  | 0% | 0% | 0% | 0 | 0 | 0 | 0 | 0 | 0 | 0 | 0 | 0% | 0 | 0 | 0% | Normal | 0% | 0 | 0 | 0 | [15 empty] | Commercial_Miscellaneous_New_Food Preparation_Commercial Food Prep Other_ | 0 | 0
Commercial_Miscellaneous_New_Food Preparation_Natural Gas_Commercial Food Prep Other_E5 | Commercial | Miscellaneous | New | Food Preparation | Natural Gas | Commercial Food Prep Other | E5 |  | 0% | 0% | 0% | 0 | 0 | 0 | 0 | 0 | 0 | 0 | 0 | 0% | 0 | 0 | 0% | Normal | 0% | 0 | 0 | 0 | [15 empty] | Commercial_Miscellaneous_New_Food Preparation_Commercial Food Prep Other_ | 0 | 0
Commercial_Miscellaneous_New_Food Preparation_Natural Gas_Commercial Food Prep Other_E6 | Commercial | Miscellaneous | New | Food Preparation | Natural Gas | Commercial Food Prep Other | E6 |  | 0% | 0% | 0% | 0 | 0 | 0 | 0 | 0 | 0 | 0 | 0 | 0% | 0 | 0 | 0% | Normal | 0% | 0 | 0 | 0 | [15 empty] | Commercial_Miscellaneous_New_Food Preparation_Commercial Food Prep Other_ | 0 | 0
Commercial_Miscellaneous_New_Food Preparation_Natural Gas_Commercial Food Prep Other_E7 | Commercial | Miscellaneous | New | Food Preparation | Natural Gas | Commercial Food Prep Other | E7 |  | 0% | 0% | 0% | 0 | 0 | 0 | 0 | 0 | 0 | 0 | 0 | 0% | 0 | 0 | 0% | Normal | 0% | 0 | 0 | 0 | [15 empty] | Commercial_Miscellaneous_New_Food Preparation_Commercial Food Prep Other_ | 0 | 0
Commercial_Miscellaneous_New_Food Preparation_Natural Gas_Commercial Food Prep Other_E8 | Commercial | Miscellaneous | New | Food Preparation | Natural Gas | Commercial Food Prep Other | E8 |  | 0% | 0% | 0% | 0 | 0 | 0 | 0 | 0 | 0 | 0 | 0 | 0% | 0 | 0 | 0% | Normal | 0% | 0 | 0 | 0 | [15 empty] | Commercial_Miscellaneous_New_Food Preparation_Commercial Food Prep Other_ | 0 | 0
Commercial_Miscellaneous_New_Food Preparation_Natural Gas_Commercial Food Prep Other_E9 | Commercial | Miscellaneous | New | Food Preparation | Natural Gas | Commercial Food Prep Other | E9 |  | 0% | 0% | 0% | 0 | 0 | 0 | 0 | 0 | 0 | 0 | 0 | 0% | 0 | 0 | 0% | Normal | 0% | 0 | 0 | 0 | [15 empty] | Commercial_Miscellaneous_New_Food Preparation_Commercial Food Prep Other_ | 0 | 0
Commercial_Miscellaneous_New_Food Preparation_Natural Gas_Commercial Food Prep Other_E10 | Commercial | Miscellaneous | New | Food Preparation | Natural Gas | Commercial Food Prep Other | E10 |  | 0% | 0% | 0% | 0 | 0 | 0 | 0 | 0 | 0 | 0 | 0 | 0% | 0 | 0 | 0% | Normal | 0% | 0 | 0 | 0 | [15 empty] | Commercial_Miscellaneous_New_Food Preparation_Commercial Food Prep Other_ | 0 | 0
Commercial_Miscellaneous_New_Miscellaneous_Natural Gas_Pool Heater_E1 | Commercial | Miscellaneous | New | Miscellaneous | Natural Gas | Pool Heater | E1 | Standard (EF .78) | 100% | 0% | 0% | 0.25925 | 0 | 0 | 0 | 4 | 8 | 2021 | 2047 | 100% | 0 | 0 | 0% | Normal | 0% | 0.1935 | 0 | 0 | 1 units | 1 | 0 | 1.2995e-05 | 14890 | 18052 | 0 | 0 |  | 2014 | 1.1051 | DOE Commercial R&D 2016 - Table 7-6 | DOE Commercial R&D 2016 - Table 7-7 | DOE Commercial R&D 2016 - Table 7-8 |  | Commercial_Miscellaneous_New_Miscellaneous_Pool Heater_Standard (EF .78) | 0.25925 | 18052
Commercial_Miscellaneous_New_Miscellaneous_Natural Gas_Pool Heater_E2 | Commercial | Miscellaneous | New | Miscellaneous | Natural Gas | Pool Heater | E2 | Condensing (EF .90) | 85% | 0% | 0% | 0.42449 | 0 | 0 | 0 | 4 | 8 | 2021 | 2047 | 100% | 0 | 0 | 0% | Normal | 0% | 0.16447 | 0 | 0 | 1 units | 1 | 0 | 1.2995e-05 | 12656.5 | 29558 | 0 | 0 |  | 2014 | 1.1051 | DOE Commercial R&D 2016 - Table 7-6 | DOE Commercial R&D 2016 - Table 7-7 | DOE Commercial R&D 2016 - Table 7-9 |  | Commercial_Miscellaneous_New_Miscellaneous_Pool Heater_Condensing (EF .90) | 0.42449 | 29558
Commercial_Miscellaneous_New_Miscellaneous_Natural Gas_Pool Heater_E3 | Commercial | Miscellaneous | New | Miscellaneous | Natural Gas | Pool Heater | E3 |  | 0% | 0% | 0% | 0 | 0 | 0 | 0 | 0 | 0 | 0 | 0 | 0% | 0 | 0 | 0% | Normal | 0% | 0 | 0 | 0 | [15 empty] | Commercial_Miscellaneous_New_Miscellaneous_Pool Heater_ | 0 | 0
Commercial_Miscellaneous_New_Miscellaneous_Natural Gas_Pool Heater_E4 | Commercial | Miscellaneous | New | Miscellaneous | Natural Gas | Pool Heater | E4 |  | 0% | 0% | 0% | 0 | 0 | 0 | 0 | 0 | 0 | 0 | 0 | 0% | 0 | 0 | 0% | Normal | 0% | 0 | 0 | 0 | [15 empty] | Commercial_Miscellaneous_New_Miscellaneous_Pool Heater_ | 0 | 0
Commercial_Miscellaneous_New_Miscellaneous_Natural Gas_Pool Heater_E5 | Commercial | Miscellaneous | New | Miscellaneous | Natural Gas | Pool Heater | E5 |  | 0% | 0% | 0% | 0 | 0 | 0 | 0 | 0 | 0 | 0 | 0 | 0% | 0 | 0 | 0% | Normal | 0% | 0 | 0 | 0 | [15 empty] | Commercial_Miscellaneous_New_Miscellaneous_Pool Heater_ | 0 | 0
Commercial_Miscellaneous_New_Miscellaneous_Natural Gas_Pool Heater_E6 | Commercial | Miscellaneous | New | Miscellaneous | Natural Gas | Pool Heater | E6 |  | 0% | 0% | 0% | 0 | 0 | 0 | 0 | 0 | 0 | 0 | 0 | 0% | 0 | 0 | 0% | Normal | 0% | 0 | 0 | 0 | [15 empty] | Commercial_Miscellaneous_New_Miscellaneous_Pool Heater_ | 0 | 0
Commercial_Miscellaneous_New_Miscellaneous_Natural Gas_Pool Heater_E7 | Commercial | Miscellaneous | New | Miscellaneous | Natural Gas | Pool Heater | E7 |  | 0% | 0% | 0% | 0 | 0 | 0 | 0 | 0 | 0 | 0 | 0 | 0% | 0 | 0 | 0% | Normal | 0% | 0 | 0 | 0 | [15 empty] | Commercial_Miscellaneous_New_Miscellaneous_Pool Heater_ | 0 | 0
Commercial_Miscellaneous_New_Miscellaneous_Natural Gas_Pool Heater_E8 | Commercial | Miscellaneous | New | Miscellaneous | Natural Gas | Pool Heater | E8 |  | 0% | 0% | 0% | 0 | 0 | 0 | 0 | 0 | 0 | 0 | 0 | 0% | 0 | 0 | 0% | Normal | 0% | 0 | 0 | 0 | [15 empty] | Commercial_Miscellaneous_New_Miscellaneous_Pool Heater_ | 0 | 0
Commercial_Miscellaneous_New_Miscellaneous_Natural Gas_Pool Heater_E9 | Commercial | Miscellaneous | New | Miscellaneous | Natural Gas | Pool Heater | E9 |  | 0% | 0% | 0% | 0 | 0 | 0 | 0 | 0 | 0 | 0 | 0 | 0% | 0 | 0 | 0% | Normal | 0% | 0 | 0 | 0 | [15 empty] | Commercial_Miscellaneous_New_Miscellaneous_Pool Heater_ | 0 | 0
Commercial_Miscellaneous_New_Miscellaneous_Natural Gas_Pool Heater_E10 | Commercial | Miscellaneous | New | Miscellaneous | Natural Gas | Pool Heater | E10 |  | 0% | 0% | 0% | 0 | 0 | 0 | 0 | 0 | 0 | 0 | 0 | 0% | 0 | 0 | 0% | Normal | 0% | 0 | 0 | 0 | [15 empty] | Commercial_Miscellaneous_New_Miscellaneous_Pool Heater_ | 0 | 0
Commercial_Miscellaneous_New_Miscellaneous_Natural Gas_Miscellaneous_E1 | Commercial | Miscellaneous | New | Miscellaneous | Natural Gas | Miscellaneous | E1 | Miscellaneous | 100% | 0% | 0% | 0.1496 | 0 | 0 | 0 | 2 | 8 | 2021 | 2047 | 100% | 0 | 0 | 0% | Normal | 0% | 0.13926 | 0 | 0 | 1 units | 1 | 0 | 0.13926 | 1 | 1 | 0 | 0 |  | 2016 | 1.0743 | N/A | N/A | N/A |  | Commercial_Miscellaneous_New_Miscellaneous_Miscellaneous_Miscellaneous | 0.1496 | 1
Commercial_Miscellaneous_New_Miscellaneous_Natural Gas_Miscellaneous_E2 | Commercial | Miscellaneous | New | Miscellaneous | Natural Gas | Miscellaneous | E2 |  | 0% | 0% | 0% | 0 | 0 | 0 | 0 | 0 | 0 | 0 | 0 | 0% | 0 | 0 | 0% | Normal | 0% | 0 | 0 | 0 | [15 empty] | Commercial_Miscellaneous_New_Miscellaneous_Miscellaneous_ | 0 | 0
Commercial_Miscellaneous_New_Miscellaneous_Natural Gas_Miscellaneous_E3 | Commercial | Miscellaneous | New | Miscellaneous | Natural Gas | Miscellaneous | E3 |  | 0% | 0% | 0% | 0 | 0 | 0 | 0 | 0 | 0 | 0 | 0 | 0% | 0 | 0 | 0% | Normal | 0% | 0 | 0 | 0 | [15 empty] | Commercial_Miscellaneous_New_Miscellaneous_Miscellaneous_ | 0 | 0
Commercial_Miscellaneous_New_Miscellaneous_Natural Gas_Miscellaneous_E4 | Commercial | Miscellaneous | New | Miscellaneous | Natural Gas | Miscellaneous | E4 |  | 0% | 0% | 0% | 0 | 0 | 0 | 0 | 0 | 0 | 0 | 0 | 0% | 0 | 0 | 0% | Normal | 0% | 0 | 0 | 0 | [15 empty] | Commercial_Miscellaneous_New_Miscellaneous_Miscellaneous_ | 0 | 0
Commercial_Miscellaneous_New_Miscellaneous_Natural Gas_Miscellaneous_E5 | Commercial | Miscellaneous | New | Miscellaneous | Natural Gas | Miscellaneous | E5 |  | 0% | 0% | 0% | 0 | 0 | 0 | 0 | 0 | 0 | 0 | 0 | 0% | 0 | 0 | 0% | Normal | 0% | 0 | 0 | 0 | [15 empty] | Commercial_Miscellaneous_New_Miscellaneous_Miscellaneous_ | 0 | 0
Commercial_Miscellaneous_New_Miscellaneous_Natural Gas_Miscellaneous_E6 | Commercial | Miscellaneous | New | Miscellaneous | Natural Gas | Miscellaneous | E6 |  | 0% | 0% | 0% | 0 | 0 | 0 | 0 | 0 | 0 | 0 | 0 | 0% | 0 | 0 | 0% | Normal | 0% | 0 | 0 | 0 | [15 empty] | Commercial_Miscellaneous_New_Miscellaneous_Miscellaneous_ | 0 | 0
Commercial_Miscellaneous_New_Miscellaneous_Natural Gas_Miscellaneous_E7 | Commercial | Miscellaneous | New | Miscellaneous | Natural Gas | Miscellaneous | E7 |  | 0% | 0% | 0% | 0 | 0 | 0 | 0 | 0 | 0 | 0 | 0 | 0% | 0 | 0 | 0% | Normal | 0% | 0 | 0 | 0 | [15 empty] | Commercial_Miscellaneous_New_Miscellaneous_Miscellaneous_ | 0 | 0
Commercial_Miscellaneous_New_Miscellaneous_Natural Gas_Miscellaneous_E8 | Commercial | Miscellaneous | New | Miscellaneous | Natural Gas | Miscellaneous | E8 |  | 0% | 0% | 0% | 0 | 0 | 0 | 0 | 0 | 0 | 0 | 0 | 0% | 0 | 0 | 0% | Normal | 0% | 0 | 0 | 0 | [15 empty] | Commercial_Miscellaneous_New_Miscellaneous_Miscellaneous_ | 0 | 0
Commercial_Miscellaneous_New_Miscellaneous_Natural Gas_Miscellaneous_E9 | Commercial | Miscellaneous | New | Miscellaneous | Natural Gas | Miscellaneous | E9 |  | 0% | 0% | 0% | 0 | 0 | 0 | 0 | 0 | 0 | 0 | 0 | 0% | 0 | 0 | 0% | Normal | 0% | 0 | 0 | 0 | [15 empty] | Commercial_Miscellaneous_New_Miscellaneous_Miscellaneous_ | 0 | 0
Commercial_Miscellaneous_New_Miscellaneous_Natural Gas_Miscellaneous_E10 | Commercial | Miscellaneous | New | Miscellaneous | Natural Gas | Miscellaneous | E10 |  | 0% | 0% | 0% | 0 | 0 | 0 | 0 | 0 | 0 | 0 | 0 | 0% | 0 | 0 | 0% | Normal | 0% | 0 | 0 | 0 | [15 empty] | Commercial_Miscellaneous_New_Miscellaneous_Miscellaneous_ | 0 | 0

## Purchase Shares
Key | Sector | Segment | Vintage | End Use | Fuel | Technology | Equipment | Label | Case | 2021 | 2022 | 2023 | 2024 | 2025 | 2026 | 2027 | 2028 | 2029 | 2030 | 2031 | 2032 | 2033 | 2034 | 2035 | 2036 | 2037 | 2038 | 2039 | 2040 | 2041 | 2042 | 2043 | 2044 | 2045 | 2046 | 2047
Commercial_Office_Existing_Space Heating_Natural Gas_Furnace_E1_Baseline Forecast | Commercial | Office | Existing | Space Heating | Natural Gas | Furnace | E1 | AFUE 80% (Standard) | Baseline Forecast | 100% | 100% | 100% | 0% | 0% | 0% | 0% | 0% | 0% | 0% | 0% | 0% | 0% | 0% | 0% | 0% | 0% | 0% | 0% | 0% | 0% | 0% | 0% | 0% | 0% | 0% | 0%
Commercial_Office_Existing_Space Heating_Natural Gas_Furnace_E2_Baseline Forecast | Commercial | Office | Existing | Space Heating | Natural Gas | Furnace | E2 | AFUE 90% | Baseline Forecast | 0% | 0% | 0% | 100% | 100% | 100% | 100% | 100% | 100% | 100% | 100% | 100% | 100% | 100% | 100% | 100% | 100% | 100% | 100% | 100% | 100% | 100% | 100% | 100% | 100% | 100% | 100%
Commercial_Office_Existing_Space Heating_Natural Gas_Furnace_E3_Baseline Forecast | Commercial | Office | Existing | Space Heating | Natural Gas | Furnace | E3 | AFUE 96% | Baseline Forecast | bar: 2021 to 2047
Commercial_Office_Existing_Space Heating_Natural Gas_Furnace_E4_Baseline Forecast | Commercial | Office | Existing | Space Heating | Natural Gas | Furnace | E4 |  | Baseline Forecast | bar: 2021 to 2047
Commercial_Office_Existing_Space Heating_Natural Gas_Furnace_E5_Baseline Forecast | Commercial | Office | Existing | Space Heating | Natural Gas | Furnace | E5 |  | Baseline Forecast | bar: 2021 to 2047
Commercial_Office_Existing_Space Heating_Natural Gas_Furnace_E6_Baseline Forecast | Commercial | Office | Existing | Space Heating | Natural Gas | Furnace | E6 |  | Baseline Forecast | bar: 2021 to 2047
Commercial_Office_Existing_Space Heating_Natural Gas_Furnace_E7_Baseline Forecast | Commercial | Office | Existing | Space Heating | Natural Gas | Furnace | E7 |  | Baseline Forecast | bar: 2021 to 2047
Commercial_Office_Existing_Space Heating_Natural Gas_Furnace_E8_Baseline Forecast | Commercial | Office | Existing | Space Heating | Natural Gas | Furnace | E8 |  | Baseline Forecast | bar: 2021 to 2047
Commercial_Office_Existing_Space Heating_Natural Gas_Furnace_E9_Baseline Forecast | Commercial | Office | Existing | Space Heating | Natural Gas | Furnace | E9 |  | Baseline Forecast | bar: 2021 to 2047
Commercial_Office_Existing_Space Heating_Natural Gas_Furnace_E10_Baseline Forecast | Commercial | Office | Existing | Space Heating | Natural Gas | Furnace | E10 |  | Baseline Forecast | bar: 2021 to 2047
Commercial_Office_Existing_Space Heating_Natural Gas_Boiler_E1_Baseline Forecast | Commercial | Office | Existing | Space Heating | Natural Gas | Boiler | E1 | AFUE 80% (Standard) | Baseline Forecast | 82% | 82% | 82% | 82% | 82% | 82% | 82% | 82% | 82% | 82% | 82% | 82% | 82% | 82% | 82% | 82% | 82% | 82% | 82% | 82% | 82% | 82% | 82% | 82% | 82% | 82% | 82%
Commercial_Office_Existing_Space Heating_Natural Gas_Boiler_E2_Baseline Forecast | Commercial | Office | Existing | Space Heating | Natural Gas | Boiler | E2 | AFUE 85% | Baseline Forecast | 18% | 18% | 18% | 18% | 18% | 18% | 18% | 18% | 18% | 18% | 18% | 18% | 18% | 18% | 18% | 18% | 18% | 18% | 18% | 18% | 18% | 18% | 18% | 18% | 18% | 18% | 18%
Commercial_Office_Existing_Space Heating_Natural Gas_Boiler_E3_Baseline Forecast | Commercial | Office | Existing | Space Heating | Natural Gas | Boiler | E3 | AFUE 97% | Baseline Forecast | bar: 2021 to 2047
Commercial_Office_Existing_Space Heating_Natural Gas_Boiler_E4_Baseline Forecast | Commercial | Office | Existing | Space Heating | Natural Gas | Boiler | E4 | Convert to NG Air Source Heat Pump | Baseline Forecast | bar: 2021 to 2047
Commercial_Office_Existing_Space Heating_Natural Gas_Boiler_E5_Baseline Forecast | Commercial | Office | Existing | Space Heating | Natural Gas | Boiler | E5 |  | Baseline Forecast | bar: 2021 to 2047
Commercial_Office_Existing_Space Heating_Natural Gas_Boiler_E6_Baseline Forecast | Commercial | Office | Existing | Space Heating | Natural Gas | Boiler | E6 |  | Baseline Forecast | bar: 2021 to 2047
Commercial_Office_Existing_Space Heating_Natural Gas_Boiler_E7_Baseline Forecast | Commercial | Office | Existing | Space Heating | Natural Gas | Boiler | E7 |  | Baseline Forecast | bar: 2021 to 2047
Commercial_Office_Existing_Space Heating_Natural Gas_Boiler_E8_Baseline Forecast | Commercial | Office | Existing | Space Heating | Natural Gas | Boiler | E8 |  | Baseline Forecast | bar: 2021 to 2047
Commercial_Office_Existing_Space Heating_Natural Gas_Boiler_E9_Baseline Forecast | Commercial | Office | Existing | Space Heating | Natural Gas | Boiler | E9 |  | Baseline Forecast | bar: 2021 to 2047
Commercial_Office_Existing_Space Heating_Natural Gas_Boiler_E10_Baseline Forecast | Commercial | Office | Existing | Space Heating | Natural Gas | Boiler | E10 |  | Baseline Forecast | bar: 2021 to 2047
Commercial_Office_Existing_Space Heating_Natural Gas_Unit Heater_E1_Baseline Forecast | Commercial | Office | Existing | Space Heating | Natural Gas | Unit Heater | E1 | Standard | Baseline Forecast | 100% | 100% | 100% | 100% | 100% | 100% | 100% | 100% | 100% | 100% | 100% | 100% | 100% | 100% | 100% | 100% | 100% | 100% | 100% | 100% | 100% | 100% | 100% | 100% | 100% | 100% | 100%
Commercial_Office_Existing_Space Heating_Natural Gas_Unit Heater_E2_Baseline Forecast | Commercial | Office | Existing | Space Heating | Natural Gas | Unit Heater | E2 | Condensing | Baseline Forecast | bar: 2021 to 2047
Commercial_Office_Existing_Space Heating_Natural Gas_Unit Heater_E3_Baseline Forecast | Commercial | Office | Existing | Space Heating | Natural Gas | Unit Heater | E3 | Infrared Radiant | Baseline Forecast | bar: 2021 to 2047
Commercial_Office_Existing_Space Heating_Natural Gas_Unit Heater_E4_Baseline Forecast | Commercial | Office | Existing | Space Heating | Natural Gas | Unit Heater | E4 |  | Baseline Forecast | bar: 2021 to 2047
Commercial_Office_Existing_Space Heating_Natural Gas_Unit Heater_E5_Baseline Forecast | Commercial | Office | Existing | Space Heating | Natural Gas | Unit Heater | E5 |  | Baseline Forecast | bar: 2021 to 2047
Commercial_Office_Existing_Space Heating_Natural Gas_Unit Heater_E6_Baseline Forecast | Commercial | Office | Existing | Space Heating | Natural Gas | Unit Heater | E6 |  | Baseline Forecast | bar: 2021 to 2047
Commercial_Office_Existing_Space Heating_Natural Gas_Unit Heater_E7_Baseline Forecast | Commercial | Office | Existing | Space Heating | Natural Gas | Unit Heater | E7 |  | Baseline Forecast | bar: 2021 to 2047
Commercial_Office_Existing_Space Heating_Natural Gas_Unit Heater_E8_Baseline Forecast | Commercial | Office | Existing | Space Heating | Natural Gas | Unit Heater | E8 |  | Baseline Forecast | bar: 2021 to 2047
Commercial_Office_Existing_Space Heating_Natural Gas_Unit Heater_E9_Baseline Forecast | Commercial | Office | Existing | Space Heating | Natural Gas | Unit Heater | E9 |  | Baseline Forecast | bar: 2021 to 2047
Commercial_Office_Existing_Space Heating_Natural Gas_Unit Heater_E10_Baseline Forecast | Commercial | Office | Existing | Space Heating | Natural Gas | Unit Heater | E10 |  | Baseline Forecast | bar: 2021 to 2047
Commercial_Office_Existing_Water Heating_Natural Gas_Water Heater_E1_Baseline Forecast | Commercial | Office | Existing | Water Heating | Natural Gas | Water Heater | E1 | TE 88% | Baseline Forecast | 49% | 49% | 49% | 49% | 49% | 49% | 49% | 49% | 49% | 49% | 49% | 49% | 49% | 49% | 49% | 49% | 49% | 49% | 49% | 49% | 49% | 49% | 49% | 49% | 49% | 49% | 49%
Commercial_Office_Existing_Water Heating_Natural Gas_Water Heater_E2_Baseline Forecast | Commercial | Office | Existing | Water Heating | Natural Gas | Water Heater | E2 | TE 96% | Baseline Forecast | 51% | 51% | 51% | 51% | 51% | 51% | 51% | 51% | 51% | 51% | 51% | 51% | 51% | 51% | 51% | 51% | 51% | 51% | 51% | 51% | 51% | 51% | 51% | 51% | 51% | 51% | 51%
Commercial_Office_Existing_Water Heating_Natural Gas_Water Heater_E3_Baseline Forecast | Commercial | Office | Existing | Water Heating | Natural Gas | Water Heater | E3 | Tankless | Baseline Forecast | bar: 2021 to 2047
Commercial_Office_Existing_Water Heating_Natural Gas_Water Heater_E4_Baseline Forecast | Commercial | Office | Existing | Water Heating | Natural Gas | Water Heater | E4 | NEEA Gas-Fired Absorption HPWH (COP 1.06) | Baseline Forecast | bar: 2021 to 2047
Commercial_Office_Existing_Water Heating_Natural Gas_Water Heater_E5_Baseline Forecast | Commercial | Office | Existing | Water Heating | Natural Gas | Water Heater | E5 |  | Baseline Forecast | bar: 2021 to 2047
Commercial_Office_Existing_Water Heating_Natural Gas_Water Heater_E6_Baseline Forecast | Commercial | Office | Existing | Water Heating | Natural Gas | Water Heater | E6 |  | Baseline Forecast | bar: 2021 to 2047
Commercial_Office_Existing_Water Heating_Natural Gas_Water Heater_E7_Baseline Forecast | Commercial | Office | Existing | Water Heating | Natural Gas | Water Heater | E7 |  | Baseline Forecast | bar: 2021 to 2047
Commercial_Office_Existing_Water Heating_Natural Gas_Water Heater_E8_Baseline Forecast | Commercial | Office | Existing | Water Heating | Natural Gas | Water Heater | E8 |  | Baseline Forecast | bar: 2021 to 2047
Commercial_Office_Existing_Water Heating_Natural Gas_Water Heater_E9_Baseline Forecast | Commercial | Office | Existing | Water Heating | Natural Gas | Water Heater | E9 |  | Baseline Forecast | bar: 2021 to 2047
Commercial_Office_Existing_Water Heating_Natural Gas_Water Heater_E10_Baseline Forecast | Commercial | Office | Existing | Water Heating | Natural Gas | Water Heater | E10 |  | Baseline Forecast | bar: 2021 to 2047
Commercial_Office_Existing_Food Preparation_Natural Gas_Oven_E1_Baseline Forecast | Commercial | Office | Existing | Food Preparation | Natural Gas | Oven | E1 | Standard | Baseline Forecast | 46% | 46% | 46% | 46% | 46% | 46% | 46% | 46% | 46% | 46% | 46% | 46% | 46% | 46% | 46% | 46% | 46% | 46% | 46% | 46% | 46% | 46% | 46% | 46% | 46% | 46% | 46%
Commercial_Office_Existing_Food Preparation_Natural Gas_Oven_E2_Baseline Forecast | Commercial | Office | Existing | Food Preparation | Natural Gas | Oven | E2 | ENERGY STAR (>42% Baking Efficiency) | Baseline Forecast | 54% | 54% | 54% | 54% | 54% | 54% | 54% | 54% | 54% | 54% | 54% | 54% | 54% | 54% | 54% | 54% | 54% | 54% | 54% | 54% | 54% | 54% | 54% | 54% | 54% | 54% | 54%
Commercial_Office_Existing_Food Preparation_Natural Gas_Oven_E3_Baseline Forecast | Commercial | Office | Existing | Food Preparation | Natural Gas | Oven | E3 |  | Baseline Forecast | bar: 2021 to 2047
Commercial_Office_Existing_Food Preparation_Natural Gas_Oven_E4_Baseline Forecast | Commercial | Office | Existing | Food Preparation | Natural Gas | Oven | E4 |  | Baseline Forecast | bar: 2021 to 2047
Commercial_Office_Existing_Food Preparation_Natural Gas_Oven_E5_Baseline Forecast | Commercial | Office | Existing | Food Preparation | Natural Gas | Oven | E5 |  | Baseline Forecast | bar: 2021 to 2047
Commercial_Office_Existing_Food Preparation_Natural Gas_Oven_E6_Baseline Forecast | Commercial | Office | Existing | Food Preparation | Natural Gas | Oven | E6 |  | Baseline Forecast | bar: 2021 to 2047
Commercial_Office_Existing_Food Preparation_Natural Gas_Oven_E7_Baseline Forecast | Commercial | Office | Existing | Food Preparation | Natural Gas | Oven | E7 |  | Baseline Forecast | bar: 2021 to 2047
Commercial_Office_Existing_Food Preparation_Natural Gas_Oven_E8_Baseline Forecast | Commercial | Office | Existing | Food Preparation | Natural Gas | Oven | E8 |  | Baseline Forecast | bar: 2021 to 2047
Commercial_Office_Existing_Food Preparation_Natural Gas_Oven_E9_Baseline Forecast | Commercial | Office | Existing | Food Preparation | Natural Gas | Oven | E9 |  | Baseline Forecast | bar: 2021 to 2047
Commercial_Office_Existing_Food Preparation_Natural Gas_Oven_E10_Baseline Forecast | Commercial | Office | Existing | Food Preparation | Natural Gas | Oven | E10 |  | Baseline Forecast | bar: 2021 to 2047
Commercial_Office_Existing_Food Preparation_Natural Gas_Conveyor Oven_E1_Baseline Forecast | Commercial | Office | Existing | Food Preparation | Natural Gas | Conveyor Oven | E1 | Standard | Baseline Forecast | 46% | 46% | 46% | 46% | 46% | 46% | 46% | 46% | 46% | 46% | 46% | 46% | 46% | 46% | 46% | 46% | 46% | 46% | 46% | 46% | 46% | 46% | 46% | 46% | 46% | 46% | 46%
Commercial_Office_Existing_Food Preparation_Natural Gas_Conveyor Oven_E2_Baseline Forecast | Commercial | Office | Existing | Food Preparation | Natural Gas | Conveyor Oven | E2 | Efficient (>42% Baking Efficiency) | Baseline Forecast | 54% | 54% | 54% | 54% | 54% | 54% | 54% | 54% | 54% | 54% | 54% | 54% | 54% | 54% | 54% | 54% | 54% | 54% | 54% | 54% | 54% | 54% | 54% | 54% | 54% | 54% | 54%
Commercial_Office_Existing_Food Preparation_Natural Gas_Conveyor Oven_E3_Baseline Forecast | Commercial | Office | Existing | Food Preparation | Natural Gas | Conveyor Oven | E3 |  | Baseline Forecast | bar: 2021 to 2047
Commercial_Office_Existing_Food Preparation_Natural Gas_Conveyor Oven_E4_Baseline Forecast | Commercial | Office | Existing | Food Preparation | Natural Gas | Conveyor Oven | E4 |  | Baseline Forecast | bar: 2021 to 2047
Commercial_Office_Existing_Food Preparation_Natural Gas_Conveyor Oven_E5_Baseline Forecast | Commercial | Office | Existing | Food Preparation | Natural Gas | Conveyor Oven | E5 |  | Baseline Forecast | bar: 2021 to 2047
Commercial_Office_Existing_Food Preparation_Natural Gas_Conveyor Oven_E6_Baseline Forecast | Commercial | Office | Existing | Food Preparation | Natural Gas | Conveyor Oven | E6 |  | Baseline Forecast | bar: 2021 to 2047
Commercial_Office_Existing_Food Preparation_Natural Gas_Conveyor Oven_E7_Baseline Forecast | Commercial | Office | Existing | Food Preparation | Natural Gas | Conveyor Oven | E7 |  | Baseline Forecast | bar: 2021 to 2047
Commercial_Office_Existing_Food Preparation_Natural Gas_Conveyor Oven_E8_Baseline Forecast | Commercial | Office | Existing | Food Preparation | Natural Gas | Conveyor Oven | E8 |  | Baseline Forecast | bar: 2021 to 2047
Commercial_Office_Existing_Food Preparation_Natural Gas_Conveyor Oven_E9_Baseline Forecast | Commercial | Office | Existing | Food Preparation | Natural Gas | Conveyor Oven | E9 |  | Baseline Forecast | bar: 2021 to 2047
Commercial_Office_Existing_Food Preparation_Natural Gas_Conveyor Oven_E10_Baseline Forecast | Commercial | Office | Existing | Food Preparation | Natural Gas | Conveyor Oven | E10 |  | Baseline Forecast | bar: 2021 to 2047
Commercial_Office_Existing_Food Preparation_Natural Gas_Double Rack Oven_E1_Baseline Forecast | Commercial | Office | Existing | Food Preparation | Natural Gas | Double Rack Oven | E1 | Standard | Baseline Forecast | 46% | 46% | 46% | 46% | 46% | 46% | 46% | 46% | 46% | 46% | 46% | 46% | 46% | 46% | 46% | 46% | 46% | 46% | 46% | 46% | 46% | 46% | 46% | 46% | 46% | 46% | 46%
Commercial_Office_Existing_Food Preparation_Natural Gas_Double Rack Oven_E2_Baseline Forecast | Commercial | Office | Existing | Food Preparation | Natural Gas | Double Rack Oven | E2 | FTSC Qualified (>50% Cooking Efficiency) | Baseline Forecast | 54% | 54% | 54% | 54% | 54% | 54% | 54% | 54% | 54% | 54% | 54% | 54% | 54% | 54% | 54% | 54% | 54% | 54% | 54% | 54% | 54% | 54% | 54% | 54% | 54% | 54% | 54%
Commercial_Office_Existing_Food Preparation_Natural Gas_Double Rack Oven_E3_Baseline Forecast | Commercial | Office | Existing | Food Preparation | Natural Gas | Double Rack Oven | E3 |  | Baseline Forecast | bar: 2021 to 2047
Commercial_Office_Existing_Food Preparation_Natural Gas_Double Rack Oven_E4_Baseline Forecast | Commercial | Office | Existing | Food Preparation | Natural Gas | Double Rack Oven | E4 |  | Baseline Forecast | bar: 2021 to 2047
Commercial_Office_Existing_Food Preparation_Natural Gas_Double Rack Oven_E5_Baseline Forecast | Commercial | Office | Existing | Food Preparation | Natural Gas | Double Rack Oven | E5 |  | Baseline Forecast | bar: 2021 to 2047
Commercial_Office_Existing_Food Preparation_Natural Gas_Double Rack Oven_E6_Baseline Forecast | Commercial | Office | Existing | Food Preparation | Natural Gas | Double Rack Oven | E6 |  | Baseline Forecast | bar: 2021 to 2047
Commercial_Office_Existing_Food Preparation_Natural Gas_Double Rack Oven_E7_Baseline Forecast | Commercial | Office | Existing | Food Preparation | Natural Gas | Double Rack Oven | E7 |  | Baseline Forecast | bar: 2021 to 2047
Commercial_Office_Existing_Food Preparation_Natural Gas_Double Rack Oven_E8_Baseline Forecast | Commercial | Office | Existing | Food Preparation | Natural Gas | Double Rack Oven | E8 |  | Baseline Forecast | bar: 2021 to 2047
Commercial_Office_Existing_Food Preparation_Natural Gas_Double Rack Oven_E9_Baseline Forecast | Commercial | Office | Existing | Food Preparation | Natural Gas | Double Rack Oven | E9 |  | Baseline Forecast | bar: 2021 to 2047
Commercial_Office_Existing_Food Preparation_Natural Gas_Double Rack Oven_E10_Baseline Forecast | Commercial | Office | Existing | Food Preparation | Natural Gas | Double Rack Oven | E10 |  | Baseline Forecast | bar: 2021 to 2047
Commercial_Office_Existing_Food Preparation_Natural Gas_Fryer_E1_Baseline Forecast | Commercial | Office | Existing | Food Preparation | Natural Gas | Fryer | E1 | Standard | Baseline Forecast | 75% | 0% | 0% | 0% | 0% | 0% | 0% | 0% | 0% | 0% | 0% | 0% | 0% | 0% | 0% | 0% | 0% | 0% | 0% | 0% | 0% | 0% | 0% | 0% | 0% | 0% | 0%
Commercial_Office_Existing_Food Preparation_Natural Gas_Fryer_E2_Baseline Forecast | Commercial | Office | Existing | Food Preparation | Natural Gas | Fryer | E2 | ENERGY STAR | Baseline Forecast | 25% | 100% | 100% | 100% | 100% | 100% | 100% | 100% | 100% | 100% | 100% | 100% | 100% | 100% | 100% | 100% | 100% | 100% | 100% | 100% | 100% | 100% | 100% | 100% | 100% | 100% | 100%
Commercial_Office_Existing_Food Preparation_Natural Gas_Fryer_E3_Baseline Forecast | Commercial | Office | Existing | Food Preparation | Natural Gas | Fryer | E3 |  | Baseline Forecast | bar: 2021 to 2047
Commercial_Office_Existing_Food Preparation_Natural Gas_Fryer_E4_Baseline Forecast | Commercial | Office | Existing | Food Preparation | Natural Gas | Fryer | E4 |  | Baseline Forecast | bar: 2021 to 2047
Commercial_Office_Existing_Food Preparation_Natural Gas_Fryer_E5_Baseline Forecast | Commercial | Office | Existing | Food Preparation | Natural Gas | Fryer | E5 |  | Baseline Forecast | bar: 2021 to 2047
Commercial_Office_Existing_Food Preparation_Natural Gas_Fryer_E6_Baseline Forecast | Commercial | Office | Existing | Food Preparation | Natural Gas | Fryer | E6 |  | Baseline Forecast | bar: 2021 to 2047
Commercial_Office_Existing_Food Preparation_Natural Gas_Fryer_E7_Baseline Forecast | Commercial | Office | Existing | Food Preparation | Natural Gas | Fryer | E7 |  | Baseline Forecast | bar: 2021 to 2047
Commercial_Office_Existing_Food Preparation_Natural Gas_Fryer_E8_Baseline Forecast | Commercial | Office | Existing | Food Preparation | Natural Gas | Fryer | E8 |  | Baseline Forecast | bar: 2021 to 2047
Commercial_Office_Existing_Food Preparation_Natural Gas_Fryer_E9_Baseline Forecast | Commercial | Office | Existing | Food Preparation | Natural Gas | Fryer | E9 |  | Baseline Forecast | bar: 2021 to 2047
Commercial_Office_Existing_Food Preparation_Natural Gas_Fryer_E10_Baseline Forecast | Commercial | Office | Existing | Food Preparation | Natural Gas | Fryer | E10 |  | Baseline Forecast | bar: 2021 to 2047
Commercial_Office_Existing_Food Preparation_Natural Gas_Broiler_E1_Baseline Forecast | Commercial | Office | Existing | Food Preparation | Natural Gas | Broiler | E1 | Standard | Baseline Forecast | 100% | 100% | 100% | 100% | 100% | 100% | 100% | 100% | 100% | 100% | 100% | 100% | 100% | 100% | 100% | 100% | 100% | 100% | 100% | 100% | 100% | 100% | 100% | 100% | 100% | 100% | 100%
Commercial_Office_Existing_Food Preparation_Natural Gas_Broiler_E2_Baseline Forecast | Commercial | Office | Existing | Food Preparation | Natural Gas | Broiler | E2 | Infrared Burners | Baseline Forecast | bar: 2021 to 2047
Commercial_Office_Existing_Food Preparation_Natural Gas_Broiler_E3_Baseline Forecast | Commercial | Office | Existing | Food Preparation | Natural Gas | Broiler | E3 |  | Baseline Forecast | bar: 2021 to 2047
Commercial_Office_Existing_Food Preparation_Natural Gas_Broiler_E4_Baseline Forecast | Commercial | Office | Existing | Food Preparation | Natural Gas | Broiler | E4 |  | Baseline Forecast | bar: 2021 to 2047
Commercial_Office_Existing_Food Preparation_Natural Gas_Broiler_E5_Baseline Forecast | Commercial | Office | Existing | Food Preparation | Natural Gas | Broiler | E5 |  | Baseline Forecast | bar: 2021 to 2047
Commercial_Office_Existing_Food Preparation_Natural Gas_Broiler_E6_Baseline Forecast | Commercial | Office | Existing | Food Preparation | Natural Gas | Broiler | E6 |  | Baseline Forecast | bar: 2021 to 2047
Commercial_Office_Existing_Food Preparation_Natural Gas_Broiler_E7_Baseline Forecast | Commercial | Office | Existing | Food Preparation | Natural Gas | Broiler | E7 |  | Baseline Forecast | bar: 2021 to 2047
Commercial_Office_Existing_Food Preparation_Natural Gas_Broiler_E8_Baseline Forecast | Commercial | Office | Existing | Food Preparation | Natural Gas | Broiler | E8 |  | Baseline Forecast | bar: 2021 to 2047
Commercial_Office_Existing_Food Preparation_Natural Gas_Broiler_E9_Baseline Forecast | Commercial | Office | Existing | Food Preparation | Natural Gas | Broiler | E9 |  | Baseline Forecast | bar: 2021 to 2047
Commercial_Office_Existing_Food Preparation_Natural Gas_Broiler_E10_Baseline Forecast | Commercial | Office | Existing | Food Preparation | Natural Gas | Broiler | E10 |  | Baseline Forecast | bar: 2021 to 2047
Commercial_Office_Existing_Food Preparation_Natural Gas_Griddle_E1_Baseline Forecast | Commercial | Office | Existing | Food Preparation | Natural Gas | Griddle | E1 | Standard | Baseline Forecast | 82% | 82% | 82% | 82% | 82% | 82% | 82% | 82% | 82% | 82% | 82% | 82% | 82% | 82% | 82% | 82% | 82% | 82% | 82% | 82% | 82% | 82% | 82% | 82% | 82% | 82% | 82%
Commercial_Office_Existing_Food Preparation_Natural Gas_Griddle_E2_Baseline Forecast | Commercial | Office | Existing | Food Preparation | Natural Gas | Griddle | E2 | ENERGY STAR | Baseline Forecast | 18% | 18% | 18% | 18% | 18% | 18% | 18% | 18% | 18% | 18% | 18% | 18% | 18% | 18% | 18% | 18% | 18% | 18% | 18% | 18% | 18% | 18% | 18% | 18% | 18% | 18% | 18%
Commercial_Office_Existing_Food Preparation_Natural Gas_Griddle_E3_Baseline Forecast | Commercial | Office | Existing | Food Preparation | Natural Gas | Griddle | E3 |  | Baseline Forecast | bar: 2021 to 2047
Commercial_Office_Existing_Food Preparation_Natural Gas_Griddle_E4_Baseline Forecast | Commercial | Office | Existing | Food Preparation | Natural Gas | Griddle | E4 |  | Baseline Forecast | bar: 2021 to 2047
Commercial_Office_Existing_Food Preparation_Natural Gas_Griddle_E5_Baseline Forecast | Commercial | Office | Existing | Food Preparation | Natural Gas | Griddle | E5 |  | Baseline Forecast | bar: 2021 to 2047
Commercial_Office_Existing_Food Preparation_Natural Gas_Griddle_E6_Baseline Forecast | Commercial | Office | Existing | Food Preparation | Natural Gas | Griddle | E6 |  | Baseline Forecast | bar: 2021 to 2047
Commercial_Office_Existing_Food Preparation_Natural Gas_Griddle_E7_Baseline Forecast | Commercial | Office | Existing | Food Preparation | Natural Gas | Griddle | E7 |  | Baseline Forecast | bar: 2021 to 2047
Commercial_Office_Existing_Food Preparation_Natural Gas_Griddle_E8_Baseline Forecast | Commercial | Office | Existing | Food Preparation | Natural Gas | Griddle | E8 |  | Baseline Forecast | bar: 2021 to 2047
Commercial_Office_Existing_Food Preparation_Natural Gas_Griddle_E9_Baseline Forecast | Commercial | Office | Existing | Food Preparation | Natural Gas | Griddle | E9 |  | Baseline Forecast | bar: 2021 to 2047
Commercial_Office_Existing_Food Preparation_Natural Gas_Griddle_E10_Baseline Forecast | Commercial | Office | Existing | Food Preparation | Natural Gas | Griddle | E10 |  | Baseline Forecast | bar: 2021 to 2047
Commercial_Office_Existing_Food Preparation_Natural Gas_Range_E1_Baseline Forecast | Commercial | Office | Existing | Food Preparation | Natural Gas | Range | E1 | Standard | Baseline Forecast | 100% | 100% | 100% | 100% | 100% | 100% | 100% | 100% | 100% | 100% | 100% | 100% | 100% | 100% | 100% | 100% | 100% | 100% | 100% | 100% | 100% | 100% | 100% | 100% | 100% | 100% | 100%
Commercial_Office_Existing_Food Preparation_Natural Gas_Range_E2_Baseline Forecast | Commercial | Office | Existing | Food Preparation | Natural Gas | Range | E2 | High Efficiency | Baseline Forecast | bar: 2021 to 2047
Commercial_Office_Existing_Food Preparation_Natural Gas_Range_E3_Baseline Forecast | Commercial | Office | Existing | Food Preparation | Natural Gas | Range | E3 |  | Baseline Forecast | bar: 2021 to 2047
Commercial_Office_Existing_Food Preparation_Natural Gas_Range_E4_Baseline Forecast | Commercial | Office | Existing | Food Preparation | Natural Gas | Range | E4 |  | Baseline Forecast | bar: 2021 to 2047
Commercial_Office_Existing_Food Preparation_Natural Gas_Range_E5_Baseline Forecast | Commercial | Office | Existing | Food Preparation | Natural Gas | Range | E5 |  | Baseline Forecast | bar: 2021 to 2047
Commercial_Office_Existing_Food Preparation_Natural Gas_Range_E6_Baseline Forecast | Commercial | Office | Existing | Food Preparation | Natural Gas | Range | E6 |  | Baseline Forecast | bar: 2021 to 2047
Commercial_Office_Existing_Food Preparation_Natural Gas_Range_E7_Baseline Forecast | Commercial | Office | Existing | Food Preparation | Natural Gas | Range | E7 |  | Baseline Forecast | bar: 2021 to 2047
Commercial_Office_Existing_Food Preparation_Natural Gas_Range_E8_Baseline Forecast | Commercial | Office | Existing | Food Preparation | Natural Gas | Range | E8 |  | Baseline Forecast | bar: 2021 to 2047
Commercial_Office_Existing_Food Preparation_Natural Gas_Range_E9_Baseline Forecast | Commercial | Office | Existing | Food Preparation | Natural Gas | Range | E9 |  | Baseline Forecast | bar: 2021 to 2047
Commercial_Office_Existing_Food Preparation_Natural Gas_Range_E10_Baseline Forecast | Commercial | Office | Existing | Food Preparation | Natural Gas | Range | E10 |  | Baseline Forecast | bar: 2021 to 2047
Commercial_Office_Existing_Food Preparation_Natural Gas_Steamer_E1_Baseline Forecast | Commercial | Office | Existing | Food Preparation | Natural Gas | Steamer | E1 | Standard | Baseline Forecast | 54% | 0% | 0% | 0% | 0% | 0% | 0% | 0% | 0% | 0% | 0% | 0% | 0% | 0% | 0% | 0% | 0% | 0% | 0% | 0% | 0% | 0% | 0% | 0% | 0% | 0% | 0%
Commercial_Office_Existing_Food Preparation_Natural Gas_Steamer_E2_Baseline Forecast | Commercial | Office | Existing | Food Preparation | Natural Gas | Steamer | E2 | ENERGY STAR | Baseline Forecast | 46% | 100% | 100% | 100% | 100% | 100% | 100% | 100% | 100% | 100% | 100% | 100% | 100% | 100% | 100% | 100% | 100% | 100% | 100% | 100% | 100% | 100% | 100% | 100% | 100% | 100% | 100%
Commercial_Office_Existing_Food Preparation_Natural Gas_Steamer_E3_Baseline Forecast | Commercial | Office | Existing | Food Preparation | Natural Gas | Steamer | E3 |  | Baseline Forecast | bar: 2021 to 2047
Commercial_Office_Existing_Food Preparation_Natural Gas_Steamer_E4_Baseline Forecast | Commercial | Office | Existing | Food Preparation | Natural Gas | Steamer | E4 |  | Baseline Forecast | bar: 2021 to 2047
Commercial_Office_Existing_Food Preparation_Natural Gas_Steamer_E5_Baseline Forecast | Commercial | Office | Existing | Food Preparation | Natural Gas | Steamer | E5 |  | Baseline Forecast | bar: 2021 to 2047
Commercial_Office_Existing_Food Preparation_Natural Gas_Steamer_E6_Baseline Forecast | Commercial | Office | Existing | Food Preparation | Natural Gas | Steamer | E6 |  | Baseline Forecast | bar: 2021 to 2047
Commercial_Office_Existing_Food Preparation_Natural Gas_Steamer_E7_Baseline Forecast | Commercial | Office | Existing | Food Preparation | Natural Gas | Steamer | E7 |  | Baseline Forecast | bar: 2021 to 2047
Commercial_Office_Existing_Food Preparation_Natural Gas_Steamer_E8_Baseline Forecast | Commercial | Office | Existing | Food Preparation | Natural Gas | Steamer | E8 |  | Baseline Forecast | bar: 2021 to 2047
Commercial_Office_Existing_Food Preparation_Natural Gas_Steamer_E9_Baseline Forecast | Commercial | Office | Existing | Food Preparation | Natural Gas | Steamer | E9 |  | Baseline Forecast | bar: 2021 to 2047
Commercial_Office_Existing_Food Preparation_Natural Gas_Steamer_E10_Baseline Forecast | Commercial | Office | Existing | Food Preparation | Natural Gas | Steamer | E10 |  | Baseline Forecast | bar: 2021 to 2047
Commercial_Office_Existing_Food Preparation_Natural Gas_Commercial Food Prep Other_E1_Baseline Forecast | Commercial | Office | Existing | Food Preparation | Natural Gas | Commercial Food Prep Other | E1 | Standard | Baseline Forecast | 75% | 75% | 75% | 75% | 75% | 75% | 75% | 75% | 75% | 75% | 75% | 75% | 75% | 75% | 75% | 75% | 75% | 75% | 75% | 75% | 75% | 75% | 75% | 75% | 75% | 75% | 75%
Commercial_Office_Existing_Food Preparation_Natural Gas_Commercial Food Prep Other_E2_Baseline Forecast | Commercial | Office | Existing | Food Preparation | Natural Gas | Commercial Food Prep Other | E2 | ENERGY STAR | Baseline Forecast | 25% | 25% | 25% | 25% | 25% | 25% | 25% | 25% | 25% | 25% | 25% | 25% | 25% | 25% | 25% | 25% | 25% | 25% | 25% | 25% | 25% | 25% | 25% | 25% | 25% | 25% | 25%
Commercial_Office_Existing_Food Preparation_Natural Gas_Commercial Food Prep Other_E3_Baseline Forecast | Commercial | Office | Existing | Food Preparation | Natural Gas | Commercial Food Prep Other | E3 |  | Baseline Forecast | bar: 2021 to 2047
Commercial_Office_Existing_Food Preparation_Natural Gas_Commercial Food Prep Other_E4_Baseline Forecast | Commercial | Office | Existing | Food Preparation | Natural Gas | Commercial Food Prep Other | E4 |  | Baseline Forecast | bar: 2021 to 2047
Commercial_Office_Existing_Food Preparation_Natural Gas_Commercial Food Prep Other_E5_Baseline Forecast | Commercial | Office | Existing | Food Preparation | Natural Gas | Commercial Food Prep Other | E5 |  | Baseline Forecast | bar: 2021 to 2047
Commercial_Office_Existing_Food Preparation_Natural Gas_Commercial Food Prep Other_E6_Baseline Forecast | Commercial | Office | Existing | Food Preparation | Natural Gas | Commercial Food Prep Other | E6 |  | Baseline Forecast | bar: 2021 to 2047
Commercial_Office_Existing_Food Preparation_Natural Gas_Commercial Food Prep Other_E7_Baseline Forecast | Commercial | Office | Existing | Food Preparation | Natural Gas | Commercial Food Prep Other | E7 |  | Baseline Forecast | bar: 2021 to 2047
Commercial_Office_Existing_Food Preparation_Natural Gas_Commercial Food Prep Other_E8_Baseline Forecast | Commercial | Office | Existing | Food Preparation | Natural Gas | Commercial Food Prep Other | E8 |  | Baseline Forecast | bar: 2021 to 2047
Commercial_Office_Existing_Food Preparation_Natural Gas_Commercial Food Prep Other_E9_Baseline Forecast | Commercial | Office | Existing | Food Preparation | Natural Gas | Commercial Food Prep Other | E9 |  | Baseline Forecast | bar: 2021 to 2047
Commercial_Office_Existing_Food Preparation_Natural Gas_Commercial Food Prep Other_E10_Baseline Forecast | Commercial | Office | Existing | Food Preparation | Natural Gas | Commercial Food Prep Other | E10 |  | Baseline Forecast | bar: 2021 to 2047
Commercial_Office_Existing_Miscellaneous_Natural Gas_Pool Heater_E1_Baseline Forecast | Commercial | Office | Existing | Miscellaneous | Natural Gas | Pool Heater | E1 | Standard (EF .78) | Baseline Forecast | 100% | 100% | 100% | 100% | 100% | 100% | 100% | 100% | 100% | 100% | 100% | 100% | 100% | 100% | 100% | 100% | 100% | 100% | 100% | 100% | 100% | 100% | 100% | 100% | 100% | 100% | 100%
Commercial_Office_Existing_Miscellaneous_Natural Gas_Pool Heater_E2_Baseline Forecast | Commercial | Office | Existing | Miscellaneous | Natural Gas | Pool Heater | E2 | Condensing (EF .90) | Baseline Forecast | bar: 2021 to 2047
Commercial_Office_Existing_Miscellaneous_Natural Gas_Pool Heater_E3_Baseline Forecast | Commercial | Office | Existing | Miscellaneous | Natural Gas | Pool Heater | E3 |  | Baseline Forecast | bar: 2021 to 2047
Commercial_Office_Existing_Miscellaneous_Natural Gas_Pool Heater_E4_Baseline Forecast | Commercial | Office | Existing | Miscellaneous | Natural Gas | Pool Heater | E4 |  | Baseline Forecast | bar: 2021 to 2047
Commercial_Office_Existing_Miscellaneous_Natural Gas_Pool Heater_E5_Baseline Forecast | Commercial | Office | Existing | Miscellaneous | Natural Gas | Pool Heater | E5 |  | Baseline Forecast | bar: 2021 to 2047
Commercial_Office_Existing_Miscellaneous_Natural Gas_Pool Heater_E6_Baseline Forecast | Commercial | Office | Existing | Miscellaneous | Natural Gas | Pool Heater | E6 |  | Baseline Forecast | bar: 2021 to 2047
Commercial_Office_Existing_Miscellaneous_Natural Gas_Pool Heater_E7_Baseline Forecast | Commercial | Office | Existing | Miscellaneous | Natural Gas | Pool Heater | E7 |  | Baseline Forecast | bar: 2021 to 2047
Commercial_Office_Existing_Miscellaneous_Natural Gas_Pool Heater_E8_Baseline Forecast | Commercial | Office | Existing | Miscellaneous | Natural Gas | Pool Heater | E8 |  | Baseline Forecast | bar: 2021 to 2047
Commercial_Office_Existing_Miscellaneous_Natural Gas_Pool Heater_E9_Baseline Forecast | Commercial | Office | Existing | Miscellaneous | Natural Gas | Pool Heater | E9 |  | Baseline Forecast | bar: 2021 to 2047
Commercial_Office_Existing_Miscellaneous_Natural Gas_Pool Heater_E10_Baseline Forecast | Commercial | Office | Existing | Miscellaneous | Natural Gas | Pool Heater | E10 |  | Baseline Forecast | bar: 2021 to 2047
Commercial_Office_Existing_Miscellaneous_Natural Gas_Miscellaneous_E1_Baseline Forecast | Commercial | Office | Existing | Miscellaneous | Natural Gas | Miscellaneous | E1 | Miscellaneous | Baseline Forecast | 100% | 100% | 100% | 100% | 100% | 100% | 100% | 100% | 100% | 100% | 100% | 100% | 100% | 100% | 100% | 100% | 100% | 100% | 100% | 100% | 100% | 100% | 100% | 100% | 100% | 100% | 100%
Commercial_Office_Existing_Miscellaneous_Natural Gas_Miscellaneous_E2_Baseline Forecast | Commercial | Office | Existing | Miscellaneous | Natural Gas | Miscellaneous | E2 |  | Baseline Forecast | bar: 2021 to 2047
Commercial_Office_Existing_Miscellaneous_Natural Gas_Miscellaneous_E3_Baseline Forecast | Commercial | Office | Existing | Miscellaneous | Natural Gas | Miscellaneous | E3 |  | Baseline Forecast | bar: 2021 to 2047
Commercial_Office_Existing_Miscellaneous_Natural Gas_Miscellaneous_E4_Baseline Forecast | Commercial | Office | Existing | Miscellaneous | Natural Gas | Miscellaneous | E4 |  | Baseline Forecast | bar: 2021 to 2047
Commercial_Office_Existing_Miscellaneous_Natural Gas_Miscellaneous_E5_Baseline Forecast | Commercial | Office | Existing | Miscellaneous | Natural Gas | Miscellaneous | E5 |  | Baseline Forecast | bar: 2021 to 2047
Commercial_Office_Existing_Miscellaneous_Natural Gas_Miscellaneous_E6_Baseline Forecast | Commercial | Office | Existing | Miscellaneous | Natural Gas | Miscellaneous | E6 |  | Baseline Forecast | bar: 2021 to 2047
Commercial_Office_Existing_Miscellaneous_Natural Gas_Miscellaneous_E7_Baseline Forecast | Commercial | Office | Existing | Miscellaneous | Natural Gas | Miscellaneous | E7 |  | Baseline Forecast | bar: 2021 to 2047
Commercial_Office_Existing_Miscellaneous_Natural Gas_Miscellaneous_E8_Baseline Forecast | Commercial | Office | Existing | Miscellaneous | Natural Gas | Miscellaneous | E8 |  | Baseline Forecast | bar: 2021 to 2047
Commercial_Office_Existing_Miscellaneous_Natural Gas_Miscellaneous_E9_Baseline Forecast | Commercial | Office | Existing | Miscellaneous | Natural Gas | Miscellaneous | E9 |  | Baseline Forecast | bar: 2021 to 2047
Commercial_Office_Existing_Miscellaneous_Natural Gas_Miscellaneous_E10_Baseline Forecast | Commercial | Office | Existing | Miscellaneous | Natural Gas | Miscellaneous | E10 |  | Baseline Forecast | bar: 2021 to 2047
Commercial_Office_New_Space Heating_Natural Gas_Furnace_E1_Baseline Forecast | Commercial | Office | New | Space Heating | Natural Gas | Furnace | E1 | AFUE 80% (Standard) | Baseline Forecast | 100% | 100% | 100% | 0% | 0% | 0% | 0% | 0% | 0% | 0% | 0% | 0% | 0% | 0% | 0% | 0% | 0% | 0% | 0% | 0% | 0% | 0% | 0% | 0% | 0% | 0% | 0%
Commercial_Office_New_Space Heating_Natural Gas_Furnace_E2_Baseline Forecast | Commercial | Office | New | Space Heating | Natural Gas | Furnace | E2 | AFUE 90% | Baseline Forecast | 0% | 0% | 0% | 100% | 100% | 100% | 100% | 100% | 100% | 100% | 100% | 100% | 100% | 100% | 100% | 100% | 100% | 100% | 100% | 100% | 100% | 100% | 100% | 100% | 100% | 100% | 100%
Commercial_Office_New_Space Heating_Natural Gas_Furnace_E3_Baseline Forecast | Commercial | Office | New | Space Heating | Natural Gas | Furnace | E3 | AFUE 96% | Baseline Forecast | bar: 2021 to 2047
Commercial_Office_New_Space Heating_Natural Gas_Furnace_E4_Baseline Forecast | Commercial | Office | New | Space Heating | Natural Gas | Furnace | E4 |  | Baseline Forecast | bar: 2021 to 2047
Commercial_Office_New_Space Heating_Natural Gas_Furnace_E5_Baseline Forecast | Commercial | Office | New | Space Heating | Natural Gas | Furnace | E5 |  | Baseline Forecast | bar: 2021 to 2047
Commercial_Office_New_Space Heating_Natural Gas_Furnace_E6_Baseline Forecast | Commercial | Office | New | Space Heating | Natural Gas | Furnace | E6 |  | Baseline Forecast | bar: 2021 to 2047
Commercial_Office_New_Space Heating_Natural Gas_Furnace_E7_Baseline Forecast | Commercial | Office | New | Space Heating | Natural Gas | Furnace | E7 |  | Baseline Forecast | bar: 2021 to 2047
Commercial_Office_New_Space Heating_Natural Gas_Furnace_E8_Baseline Forecast | Commercial | Office | New | Space Heating | Natural Gas | Furnace | E8 |  | Baseline Forecast | bar: 2021 to 2047
Commercial_Office_New_Space Heating_Natural Gas_Furnace_E9_Baseline Forecast | Commercial | Office | New | Space Heating | Natural Gas | Furnace | E9 |  | Baseline Forecast | bar: 2021 to 2047
Commercial_Office_New_Space Heating_Natural Gas_Furnace_E10_Baseline Forecast | Commercial | Office | New | Space Heating | Natural Gas | Furnace | E10 |  | Baseline Forecast | bar: 2021 to 2047
Commercial_Office_New_Space Heating_Natural Gas_Boiler_E1_Baseline Forecast | Commercial | Office | New | Space Heating | Natural Gas | Boiler | E1 | AFUE 80% (Standard) | Baseline Forecast | 82% | 82% | 82% | 82% | 82% | 82% | 82% | 82% | 82% | 82% | 82% | 82% | 82% | 82% | 82% | 82% | 82% | 82% | 82% | 82% | 82% | 82% | 82% | 82% | 82% | 82% | 82%
Commercial_Office_New_Space Heating_Natural Gas_Boiler_E2_Baseline Forecast | Commercial | Office | New | Space Heating | Natural Gas | Boiler | E2 | AFUE 85% | Baseline Forecast | 18% | 18% | 18% | 18% | 18% | 18% | 18% | 18% | 18% | 18% | 18% | 18% | 18% | 18% | 18% | 18% | 18% | 18% | 18% | 18% | 18% | 18% | 18% | 18% | 18% | 18% | 18%
Commercial_Office_New_Space Heating_Natural Gas_Boiler_E3_Baseline Forecast | Commercial | Office | New | Space Heating | Natural Gas | Boiler | E3 | AFUE 97% | Baseline Forecast | bar: 2021 to 2047
Commercial_Office_New_Space Heating_Natural Gas_Boiler_E4_Baseline Forecast | Commercial | Office | New | Space Heating | Natural Gas | Boiler | E4 | Convert to NG Air Source Heat Pump | Baseline Forecast | bar: 2021 to 2047
Commercial_Office_New_Space Heating_Natural Gas_Boiler_E5_Baseline Forecast | Commercial | Office | New | Space Heating | Natural Gas | Boiler | E5 |  | Baseline Forecast | bar: 2021 to 2047
Commercial_Office_New_Space Heating_Natural Gas_Boiler_E6_Baseline Forecast | Commercial | Office | New | Space Heating | Natural Gas | Boiler | E6 |  | Baseline Forecast | bar: 2021 to 2047
Commercial_Office_New_Space Heating_Natural Gas_Boiler_E7_Baseline Forecast | Commercial | Office | New | Space Heating | Natural Gas | Boiler | E7 |  | Baseline Forecast | bar: 2021 to 2047
Commercial_Office_New_Space Heating_Natural Gas_Boiler_E8_Baseline Forecast | Commercial | Office | New | Space Heating | Natural Gas | Boiler | E8 |  | Baseline Forecast | bar: 2021 to 2047
Commercial_Office_New_Space Heating_Natural Gas_Boiler_E9_Baseline Forecast | Commercial | Office | New | Space Heating | Natural Gas | Boiler | E9 |  | Baseline Forecast | bar: 2021 to 2047
Commercial_Office_New_Space Heating_Natural Gas_Boiler_E10_Baseline Forecast | Commercial | Office | New | Space Heating | Natural Gas | Boiler | E10 |  | Baseline Forecast | bar: 2021 to 2047
Commercial_Office_New_Space Heating_Natural Gas_Unit Heater_E1_Baseline Forecast | Commercial | Office | New | Space Heating | Natural Gas | Unit Heater | E1 | Standard | Baseline Forecast | 100% | 100% | 100% | 100% | 100% | 100% | 100% | 100% | 100% | 100% | 100% | 100% | 100% | 100% | 100% | 100% | 100% | 100% | 100% | 100% | 100% | 100% | 100% | 100% | 100% | 100% | 100%
Commercial_Office_New_Space Heating_Natural Gas_Unit Heater_E2_Baseline Forecast | Commercial | Office | New | Space Heating | Natural Gas | Unit Heater | E2 | Condensing | Baseline Forecast | bar: 2021 to 2047
Commercial_Office_New_Space Heating_Natural Gas_Unit Heater_E3_Baseline Forecast | Commercial | Office | New | Space Heating | Natural Gas | Unit Heater | E3 | Infrared Radiant | Baseline Forecast | bar: 2021 to 2047
Commercial_Office_New_Space Heating_Natural Gas_Unit Heater_E4_Baseline Forecast | Commercial | Office | New | Space Heating | Natural Gas | Unit Heater | E4 |  | Baseline Forecast | bar: 2021 to 2047
Commercial_Office_New_Space Heating_Natural Gas_Unit Heater_E5_Baseline Forecast | Commercial | Office | New | Space Heating | Natural Gas | Unit Heater | E5 |  | Baseline Forecast | bar: 2021 to 2047
Commercial_Office_New_Space Heating_Natural Gas_Unit Heater_E6_Baseline Forecast | Commercial | Office | New | Space Heating | Natural Gas | Unit Heater | E6 |  | Baseline Forecast | bar: 2021 to 2047
Commercial_Office_New_Space Heating_Natural Gas_Unit Heater_E7_Baseline Forecast | Commercial | Office | New | Space Heating | Natural Gas | Unit Heater | E7 |  | Baseline Forecast | bar: 2021 to 2047
Commercial_Office_New_Space Heating_Natural Gas_Unit Heater_E8_Baseline Forecast | Commercial | Office | New | Space Heating | Natural Gas | Unit Heater | E8 |  | Baseline Forecast | bar: 2021 to 2047
Commercial_Office_New_Space Heating_Natural Gas_Unit Heater_E9_Baseline Forecast | Commercial | Office | New | Space Heating | Natural Gas | Unit Heater | E9 |  | Baseline Forecast | bar: 2021 to 2047
Commercial_Office_New_Space Heating_Natural Gas_Unit Heater_E10_Baseline Forecast | Commercial | Office | New | Space Heating | Natural Gas | Unit Heater | E10 |  | Baseline Forecast | bar: 2021 to 2047
Commercial_Office_New_Water Heating_Natural Gas_Water Heater_E1_Baseline Forecast | Commercial | Office | New | Water Heating | Natural Gas | Water Heater | E1 | TE 88% | Baseline Forecast | 49% | 49% | 49% | 49% | 49% | 49% | 49% | 49% | 49% | 49% | 49% | 49% | 49% | 49% | 49% | 49% | 49% | 49% | 49% | 49% | 49% | 49% | 49% | 49% | 49% | 49% | 49%
Commercial_Office_New_Water Heating_Natural Gas_Water Heater_E2_Baseline Forecast | Commercial | Office | New | Water Heating | Natural Gas | Water Heater | E2 | TE 96% | Baseline Forecast | 51% | 51% | 51% | 51% | 51% | 51% | 51% | 51% | 51% | 51% | 51% | 51% | 51% | 51% | 51% | 51% | 51% | 51% | 51% | 51% | 51% | 51% | 51% | 51% | 51% | 51% | 51%
Commercial_Office_New_Water Heating_Natural Gas_Water Heater_E3_Baseline Forecast | Commercial | Office | New | Water Heating | Natural Gas | Water Heater | E3 | Tankless | Baseline Forecast | bar: 2021 to 2047
Commercial_Office_New_Water Heating_Natural Gas_Water Heater_E4_Baseline Forecast | Commercial | Office | New | Water Heating | Natural Gas | Water Heater | E4 | NEEA Gas-Fired Absorption HPWH (COP 1.06) | Baseline Forecast | bar: 2021 to 2047
Commercial_Office_New_Water Heating_Natural Gas_Water Heater_E5_Baseline Forecast | Commercial | Office | New | Water Heating | Natural Gas | Water Heater | E5 |  | Baseline Forecast | bar: 2021 to 2047
Commercial_Office_New_Water Heating_Natural Gas_Water Heater_E6_Baseline Forecast | Commercial | Office | New | Water Heating | Natural Gas | Water Heater | E6 |  | Baseline Forecast | bar: 2021 to 2047
Commercial_Office_New_Water Heating_Natural Gas_Water Heater_E7_Baseline Forecast | Commercial | Office | New | Water Heating | Natural Gas | Water Heater | E7 |  | Baseline Forecast | bar: 2021 to 2047
Commercial_Office_New_Water Heating_Natural Gas_Water Heater_E8_Baseline Forecast | Commercial | Office | New | Water Heating | Natural Gas | Water Heater | E8 |  | Baseline Forecast | bar: 2021 to 2047
Commercial_Office_New_Water Heating_Natural Gas_Water Heater_E9_Baseline Forecast | Commercial | Office | New | Water Heating | Natural Gas | Water Heater | E9 |  | Baseline Forecast | bar: 2021 to 2047
Commercial_Office_New_Water Heating_Natural Gas_Water Heater_E10_Baseline Forecast | Commercial | Office | New | Water Heating | Natural Gas | Water Heater | E10 |  | Baseline Forecast | bar: 2021 to 2047
Commercial_Office_New_Food Preparation_Natural Gas_Oven_E1_Baseline Forecast | Commercial | Office | New | Food Preparation | Natural Gas | Oven | E1 | Standard | Baseline Forecast | 46% | 46% | 46% | 46% | 46% | 46% | 46% | 46% | 46% | 46% | 46% | 46% | 46% | 46% | 46% | 46% | 46% | 46% | 46% | 46% | 46% | 46% | 46% | 46% | 46% | 46% | 46%
Commercial_Office_New_Food Preparation_Natural Gas_Oven_E2_Baseline Forecast | Commercial | Office | New | Food Preparation | Natural Gas | Oven | E2 | ENERGY STAR (>42% Baking Efficiency) | Baseline Forecast | 54% | 54% | 54% | 54% | 54% | 54% | 54% | 54% | 54% | 54% | 54% | 54% | 54% | 54% | 54% | 54% | 54% | 54% | 54% | 54% | 54% | 54% | 54% | 54% | 54% | 54% | 54%
Commercial_Office_New_Food Preparation_Natural Gas_Oven_E3_Baseline Forecast | Commercial | Office | New | Food Preparation | Natural Gas | Oven | E3 |  | Baseline Forecast | bar: 2021 to 2047
Commercial_Office_New_Food Preparation_Natural Gas_Oven_E4_Baseline Forecast | Commercial | Office | New | Food Preparation | Natural Gas | Oven | E4 |  | Baseline Forecast | bar: 2021 to 2047
Commercial_Office_New_Food Preparation_Natural Gas_Oven_E5_Baseline Forecast | Commercial | Office | New | Food Preparation | Natural Gas | Oven | E5 |  | Baseline Forecast | bar: 2021 to 2047
Commercial_Office_New_Food Preparation_Natural Gas_Oven_E6_Baseline Forecast | Commercial | Office | New | Food Preparation | Natural Gas | Oven | E6 |  | Baseline Forecast | bar: 2021 to 2047
Commercial_Office_New_Food Preparation_Natural Gas_Oven_E7_Baseline Forecast | Commercial | Office | New | Food Preparation | Natural Gas | Oven | E7 |  | Baseline Forecast | bar: 2021 to 2047
Commercial_Office_New_Food Preparation_Natural Gas_Oven_E8_Baseline Forecast | Commercial | Office | New | Food Preparation | Natural Gas | Oven | E8 |  | Baseline Forecast | bar: 2021 to 2047
Commercial_Office_New_Food Preparation_Natural Gas_Oven_E9_Baseline Forecast | Commercial | Office | New | Food Preparation | Natural Gas | Oven | E9 |  | Baseline Forecast | bar: 2021 to 2047
Commercial_Office_New_Food Preparation_Natural Gas_Oven_E10_Baseline Forecast | Commercial | Office | New | Food Preparation | Natural Gas | Oven | E10 |  | Baseline Forecast | bar: 2021 to 2047
Commercial_Office_New_Food Preparation_Natural Gas_Conveyor Oven_E1_Baseline Forecast | Commercial | Office | New | Food Preparation | Natural Gas | Conveyor Oven | E1 | Standard | Baseline Forecast | 46% | 46% | 46% | 46% | 46% | 46% | 46% | 46% | 46% | 46% | 46% | 46% | 46% | 46% | 46% | 46% | 46% | 46% | 46% | 46% | 46% | 46% | 46% | 46% | 46% | 46% | 46%
Commercial_Office_New_Food Preparation_Natural Gas_Conveyor Oven_E2_Baseline Forecast | Commercial | Office | New | Food Preparation | Natural Gas | Conveyor Oven | E2 | Efficient (>42% Baking Efficiency) | Baseline Forecast | 54% | 54% | 54% | 54% | 54% | 54% | 54% | 54% | 54% | 54% | 54% | 54% | 54% | 54% | 54% | 54% | 54% | 54% | 54% | 54% | 54% | 54% | 54% | 54% | 54% | 54% | 54%
Commercial_Office_New_Food Preparation_Natural Gas_Conveyor Oven_E3_Baseline Forecast | Commercial | Office | New | Food Preparation | Natural Gas | Conveyor Oven | E3 |  | Baseline Forecast | bar: 2021 to 2047
Commercial_Office_New_Food Preparation_Natural Gas_Conveyor Oven_E4_Baseline Forecast | Commercial | Office | New | Food Preparation | Natural Gas | Conveyor Oven | E4 |  | Baseline Forecast | bar: 2021 to 2047
Commercial_Office_New_Food Preparation_Natural Gas_Conveyor Oven_E5_Baseline Forecast | Commercial | Office | New | Food Preparation | Natural Gas | Conveyor Oven | E5 |  | Baseline Forecast | bar: 2021 to 2047
Commercial_Office_New_Food Preparation_Natural Gas_Conveyor Oven_E6_Baseline Forecast | Commercial | Office | New | Food Preparation | Natural Gas | Conveyor Oven | E6 |  | Baseline Forecast | bar: 2021 to 2047
Commercial_Office_New_Food Preparation_Natural Gas_Conveyor Oven_E7_Baseline Forecast | Commercial | Office | New | Food Preparation | Natural Gas | Conveyor Oven | E7 |  | Baseline Forecast | bar: 2021 to 2047
Commercial_Office_New_Food Preparation_Natural Gas_Conveyor Oven_E8_Baseline Forecast | Commercial | Office | New | Food Preparation | Natural Gas | Conveyor Oven | E8 |  | Baseline Forecast | bar: 2021 to 2047
Commercial_Office_New_Food Preparation_Natural Gas_Conveyor Oven_E9_Baseline Forecast | Commercial | Office | New | Food Preparation | Natural Gas | Conveyor Oven | E9 |  | Baseline Forecast | bar: 2021 to 2047
Commercial_Office_New_Food Preparation_Natural Gas_Conveyor Oven_E10_Baseline Forecast | Commercial | Office | New | Food Preparation | Natural Gas | Conveyor Oven | E10 |  | Baseline Forecast | bar: 2021 to 2047
Commercial_Office_New_Food Preparation_Natural Gas_Double Rack Oven_E1_Baseline Forecast | Commercial | Office | New | Food Preparation | Natural Gas | Double Rack Oven | E1 | Standard | Baseline Forecast | 46% | 46% | 46% | 46% | 46% | 46% | 46% | 46% | 46% | 46% | 46% | 46% | 46% | 46% | 46% | 46% | 46% | 46% | 46% | 46% | 46% | 46% | 46% | 46% | 46% | 46% | 46%
Commercial_Office_New_Food Preparation_Natural Gas_Double Rack Oven_E2_Baseline Forecast | Commercial | Office | New | Food Preparation | Natural Gas | Double Rack Oven | E2 | FTSC Qualified (>50% Cooking Efficiency) | Baseline Forecast | 54% | 54% | 54% | 54% | 54% | 54% | 54% | 54% | 54% | 54% | 54% | 54% | 54% | 54% | 54% | 54% | 54% | 54% | 54% | 54% | 54% | 54% | 54% | 54% | 54% | 54% | 54%
Commercial_Office_New_Food Preparation_Natural Gas_Double Rack Oven_E3_Baseline Forecast | Commercial | Office | New | Food Preparation | Natural Gas | Double Rack Oven | E3 |  | Baseline Forecast | bar: 2021 to 2047
Commercial_Office_New_Food Preparation_Natural Gas_Double Rack Oven_E4_Baseline Forecast | Commercial | Office | New | Food Preparation | Natural Gas | Double Rack Oven | E4 |  | Baseline Forecast | bar: 2021 to 2047
Commercial_Office_New_Food Preparation_Natural Gas_Double Rack Oven_E5_Baseline Forecast | Commercial | Office | New | Food Preparation | Natural Gas | Double Rack Oven | E5 |  | Baseline Forecast | bar: 2021 to 2047
Commercial_Office_New_Food Preparation_Natural Gas_Double Rack Oven_E6_Baseline Forecast | Commercial | Office | New | Food Preparation | Natural Gas | Double Rack Oven | E6 |  | Baseline Forecast | bar: 2021 to 2047
Commercial_Office_New_Food Preparation_Natural Gas_Double Rack Oven_E7_Baseline Forecast | Commercial | Office | New | Food Preparation | Natural Gas | Double Rack Oven | E7 |  | Baseline Forecast | bar: 2021 to 2047
Commercial_Office_New_Food Preparation_Natural Gas_Double Rack Oven_E8_Baseline Forecast | Commercial | Office | New | Food Preparation | Natural Gas | Double Rack Oven | E8 |  | Baseline Forecast | bar: 2021 to 2047
Commercial_Office_New_Food Preparation_Natural Gas_Double Rack Oven_E9_Baseline Forecast | Commercial | Office | New | Food Preparation | Natural Gas | Double Rack Oven | E9 |  | Baseline Forecast | bar: 2021 to 2047
Commercial_Office_New_Food Preparation_Natural Gas_Double Rack Oven_E10_Baseline Forecast | Commercial | Office | New | Food Preparation | Natural Gas | Double Rack Oven | E10 |  | Baseline Forecast | bar: 2021 to 2047
Commercial_Office_New_Food Preparation_Natural Gas_Fryer_E1_Baseline Forecast | Commercial | Office | New | Food Preparation | Natural Gas | Fryer | E1 | Standard | Baseline Forecast | 75% | 0% | 0% | 0% | 0% | 0% | 0% | 0% | 0% | 0% | 0% | 0% | 0% | 0% | 0% | 0% | 0% | 0% | 0% | 0% | 0% | 0% | 0% | 0% | 0% | 0% | 0%
Commercial_Office_New_Food Preparation_Natural Gas_Fryer_E2_Baseline Forecast | Commercial | Office | New | Food Preparation | Natural Gas | Fryer | E2 | ENERGY STAR | Baseline Forecast | 25% | 100% | 100% | 100% | 100% | 100% | 100% | 100% | 100% | 100% | 100% | 100% | 100% | 100% | 100% | 100% | 100% | 100% | 100% | 100% | 100% | 100% | 100% | 100% | 100% | 100% | 100%
Commercial_Office_New_Food Preparation_Natural Gas_Fryer_E3_Baseline Forecast | Commercial | Office | New | Food Preparation | Natural Gas | Fryer | E3 |  | Baseline Forecast | bar: 2021 to 2047
Commercial_Office_New_Food Preparation_Natural Gas_Fryer_E4_Baseline Forecast | Commercial | Office | New | Food Preparation | Natural Gas | Fryer | E4 |  | Baseline Forecast | bar: 2021 to 2047
Commercial_Office_New_Food Preparation_Natural Gas_Fryer_E5_Baseline Forecast | Commercial | Office | New | Food Preparation | Natural Gas | Fryer | E5 |  | Baseline Forecast | bar: 2021 to 2047
Commercial_Office_New_Food Preparation_Natural Gas_Fryer_E6_Baseline Forecast | Commercial | Office | New | Food Preparation | Natural Gas | Fryer | E6 |  | Baseline Forecast | bar: 2021 to 2047
Commercial_Office_New_Food Preparation_Natural Gas_Fryer_E7_Baseline Forecast | Commercial | Office | New | Food Preparation | Natural Gas | Fryer | E7 |  | Baseline Forecast | bar: 2021 to 2047
Commercial_Office_New_Food Preparation_Natural Gas_Fryer_E8_Baseline Forecast | Commercial | Office | New | Food Preparation | Natural Gas | Fryer | E8 |  | Baseline Forecast | bar: 2021 to 2047
Commercial_Office_New_Food Preparation_Natural Gas_Fryer_E9_Baseline Forecast | Commercial | Office | New | Food Preparation | Natural Gas | Fryer | E9 |  | Baseline Forecast | bar: 2021 to 2047
Commercial_Office_New_Food Preparation_Natural Gas_Fryer_E10_Baseline Forecast | Commercial | Office | New | Food Preparation | Natural Gas | Fryer | E10 |  | Baseline Forecast | bar: 2021 to 2047
Commercial_Office_New_Food Preparation_Natural Gas_Broiler_E1_Baseline Forecast | Commercial | Office | New | Food Preparation | Natural Gas | Broiler | E1 | Standard | Baseline Forecast | 100% | 100% | 100% | 100% | 100% | 100% | 100% | 100% | 100% | 100% | 100% | 100% | 100% | 100% | 100% | 100% | 100% | 100% | 100% | 100% | 100% | 100% | 100% | 100% | 100% | 100% | 100%
Commercial_Office_New_Food Preparation_Natural Gas_Broiler_E2_Baseline Forecast | Commercial | Office | New | Food Preparation | Natural Gas | Broiler | E2 | Infrared Burners | Baseline Forecast | bar: 2021 to 2047
Commercial_Office_New_Food Preparation_Natural Gas_Broiler_E3_Baseline Forecast | Commercial | Office | New | Food Preparation | Natural Gas | Broiler | E3 |  | Baseline Forecast | bar: 2021 to 2047
Commercial_Office_New_Food Preparation_Natural Gas_Broiler_E4_Baseline Forecast | Commercial | Office | New | Food Preparation | Natural Gas | Broiler | E4 |  | Baseline Forecast | bar: 2021 to 2047
Commercial_Office_New_Food Preparation_Natural Gas_Broiler_E5_Baseline Forecast | Commercial | Office | New | Food Preparation | Natural Gas | Broiler | E5 |  | Baseline Forecast | bar: 2021 to 2047
Commercial_Office_New_Food Preparation_Natural Gas_Broiler_E6_Baseline Forecast | Commercial | Office | New | Food Preparation | Natural Gas | Broiler | E6 |  | Baseline Forecast | bar: 2021 to 2047
Commercial_Office_New_Food Preparation_Natural Gas_Broiler_E7_Baseline Forecast | Commercial | Office | New | Food Preparation | Natural Gas | Broiler | E7 |  | Baseline Forecast | bar: 2021 to 2047
Commercial_Office_New_Food Preparation_Natural Gas_Broiler_E8_Baseline Forecast | Commercial | Office | New | Food Preparation | Natural Gas | Broiler | E8 |  | Baseline Forecast | bar: 2021 to 2047
Commercial_Office_New_Food Preparation_Natural Gas_Broiler_E9_Baseline Forecast | Commercial | Office | New | Food Preparation | Natural Gas | Broiler | E9 |  | Baseline Forecast | bar: 2021 to 2047
Commercial_Office_New_Food Preparation_Natural Gas_Broiler_E10_Baseline Forecast | Commercial | Office | New | Food Preparation | Natural Gas | Broiler | E10 |  | Baseline Forecast | bar: 2021 to 2047
Commercial_Office_New_Food Preparation_Natural Gas_Griddle_E1_Baseline Forecast | Commercial | Office | New | Food Preparation | Natural Gas | Griddle | E1 | Standard | Baseline Forecast | 82% | 82% | 82% | 82% | 82% | 82% | 82% | 82% | 82% | 82% | 82% | 82% | 82% | 82% | 82% | 82% | 82% | 82% | 82% | 82% | 82% | 82% | 82% | 82% | 82% | 82% | 82%
Commercial_Office_New_Food Preparation_Natural Gas_Griddle_E2_Baseline Forecast | Commercial | Office | New | Food Preparation | Natural Gas | Griddle | E2 | ENERGY STAR | Baseline Forecast | 18% | 18% | 18% | 18% | 18% | 18% | 18% | 18% | 18% | 18% | 18% | 18% | 18% | 18% | 18% | 18% | 18% | 18% | 18% | 18% | 18% | 18% | 18% | 18% | 18% | 18% | 18%
Commercial_Office_New_Food Preparation_Natural Gas_Griddle_E3_Baseline Forecast | Commercial | Office | New | Food Preparation | Natural Gas | Griddle | E3 |  | Baseline Forecast | bar: 2021 to 2047
Commercial_Office_New_Food Preparation_Natural Gas_Griddle_E4_Baseline Forecast | Commercial | Office | New | Food Preparation | Natural Gas | Griddle | E4 |  | Baseline Forecast | bar: 2021 to 2047
Commercial_Office_New_Food Preparation_Natural Gas_Griddle_E5_Baseline Forecast | Commercial | Office | New | Food Preparation | Natural Gas | Griddle | E5 |  | Baseline Forecast | bar: 2021 to 2047
Commercial_Office_New_Food Preparation_Natural Gas_Griddle_E6_Baseline Forecast | Commercial | Office | New | Food Preparation | Natural Gas | Griddle | E6 |  | Baseline Forecast | bar: 2021 to 2047
Commercial_Office_New_Food Preparation_Natural Gas_Griddle_E7_Baseline Forecast | Commercial | Office | New | Food Preparation | Natural Gas | Griddle | E7 |  | Baseline Forecast | bar: 2021 to 2047
Commercial_Office_New_Food Preparation_Natural Gas_Griddle_E8_Baseline Forecast | Commercial | Office | New | Food Preparation | Natural Gas | Griddle | E8 |  | Baseline Forecast | bar: 2021 to 2047
Commercial_Office_New_Food Preparation_Natural Gas_Griddle_E9_Baseline Forecast | Commercial | Office | New | Food Preparation | Natural Gas | Griddle | E9 |  | Baseline Forecast | bar: 2021 to 2047
Commercial_Office_New_Food Preparation_Natural Gas_Griddle_E10_Baseline Forecast | Commercial | Office | New | Food Preparation | Natural Gas | Griddle | E10 |  | Baseline Forecast | bar: 2021 to 2047
Commercial_Office_New_Food Preparation_Natural Gas_Range_E1_Baseline Forecast | Commercial | Office | New | Food Preparation | Natural Gas | Range | E1 | Standard | Baseline Forecast | 100% | 100% | 100% | 100% | 100% | 100% | 100% | 100% | 100% | 100% | 100% | 100% | 100% | 100% | 100% | 100% | 100% | 100% | 100% | 100% | 100% | 100% | 100% | 100% | 100% | 100% | 100%
Commercial_Office_New_Food Preparation_Natural Gas_Range_E2_Baseline Forecast | Commercial | Office | New | Food Preparation | Natural Gas | Range | E2 | High Efficiency | Baseline Forecast | bar: 2021 to 2047
Commercial_Office_New_Food Preparation_Natural Gas_Range_E3_Baseline Forecast | Commercial | Office | New | Food Preparation | Natural Gas | Range | E3 |  | Baseline Forecast | bar: 2021 to 2047
Commercial_Office_New_Food Preparation_Natural Gas_Range_E4_Baseline Forecast | Commercial | Office | New | Food Preparation | Natural Gas | Range | E4 |  | Baseline Forecast | bar: 2021 to 2047
Commercial_Office_New_Food Preparation_Natural Gas_Range_E5_Baseline Forecast | Commercial | Office | New | Food Preparation | Natural Gas | Range | E5 |  | Baseline Forecast | bar: 2021 to 2047
Commercial_Office_New_Food Preparation_Natural Gas_Range_E6_Baseline Forecast | Commercial | Office | New | Food Preparation | Natural Gas | Range | E6 |  | Baseline Forecast | bar: 2021 to 2047
Commercial_Office_New_Food Preparation_Natural Gas_Range_E7_Baseline Forecast | Commercial | Office | New | Food Preparation | Natural Gas | Range | E7 |  | Baseline Forecast | bar: 2021 to 2047
Commercial_Office_New_Food Preparation_Natural Gas_Range_E8_Baseline Forecast | Commercial | Office | New | Food Preparation | Natural Gas | Range | E8 |  | Baseline Forecast | bar: 2021 to 2047
Commercial_Office_New_Food Preparation_Natural Gas_Range_E9_Baseline Forecast | Commercial | Office | New | Food Preparation | Natural Gas | Range | E9 |  | Baseline Forecast | bar: 2021 to 2047
Commercial_Office_New_Food Preparation_Natural Gas_Range_E10_Baseline Forecast | Commercial | Office | New | Food Preparation | Natural Gas | Range | E10 |  | Baseline Forecast | bar: 2021 to 2047
Commercial_Office_New_Food Preparation_Natural Gas_Steamer_E1_Baseline Forecast | Commercial | Office | New | Food Preparation | Natural Gas | Steamer | E1 | Standard | Baseline Forecast | 54% | 0% | 0% | 0% | 0% | 0% | 0% | 0% | 0% | 0% | 0% | 0% | 0% | 0% | 0% | 0% | 0% | 0% | 0% | 0% | 0% | 0% | 0% | 0% | 0% | 0% | 0%
Commercial_Office_New_Food Preparation_Natural Gas_Steamer_E2_Baseline Forecast | Commercial | Office | New | Food Preparation | Natural Gas | Steamer | E2 | ENERGY STAR | Baseline Forecast | 46% | 100% | 100% | 100% | 100% | 100% | 100% | 100% | 100% | 100% | 100% | 100% | 100% | 100% | 100% | 100% | 100% | 100% | 100% | 100% | 100% | 100% | 100% | 100% | 100% | 100% | 100%
Commercial_Office_New_Food Preparation_Natural Gas_Steamer_E3_Baseline Forecast | Commercial | Office | New | Food Preparation | Natural Gas | Steamer | E3 |  | Baseline Forecast | bar: 2021 to 2047
Commercial_Office_New_Food Preparation_Natural Gas_Steamer_E4_Baseline Forecast | Commercial | Office | New | Food Preparation | Natural Gas | Steamer | E4 |  | Baseline Forecast | bar: 2021 to 2047
Commercial_Office_New_Food Preparation_Natural Gas_Steamer_E5_Baseline Forecast | Commercial | Office | New | Food Preparation | Natural Gas | Steamer | E5 |  | Baseline Forecast | bar: 2021 to 2047
Commercial_Office_New_Food Preparation_Natural Gas_Steamer_E6_Baseline Forecast | Commercial | Office | New | Food Preparation | Natural Gas | Steamer | E6 |  | Baseline Forecast | bar: 2021 to 2047
Commercial_Office_New_Food Preparation_Natural Gas_Steamer_E7_Baseline Forecast | Commercial | Office | New | Food Preparation | Natural Gas | Steamer | E7 |  | Baseline Forecast | bar: 2021 to 2047
Commercial_Office_New_Food Preparation_Natural Gas_Steamer_E8_Baseline Forecast | Commercial | Office | New | Food Preparation | Natural Gas | Steamer | E8 |  | Baseline Forecast | bar: 2021 to 2047
Commercial_Office_New_Food Preparation_Natural Gas_Steamer_E9_Baseline Forecast | Commercial | Office | New | Food Preparation | Natural Gas | Steamer | E9 |  | Baseline Forecast | bar: 2021 to 2047
Commercial_Office_New_Food Preparation_Natural Gas_Steamer_E10_Baseline Forecast | Commercial | Office | New | Food Preparation | Natural Gas | Steamer | E10 |  | Baseline Forecast | bar: 2021 to 2047
Commercial_Office_New_Food Preparation_Natural Gas_Commercial Food Prep Other_E1_Baseline Forecast | Commercial | Office | New | Food Preparation | Natural Gas | Commercial Food Prep Other | E1 | Standard | Baseline Forecast | 75% | 75% | 75% | 75% | 75% | 75% | 75% | 75% | 75% | 75% | 75% | 75% | 75% | 75% | 75% | 75% | 75% | 75% | 75% | 75% | 75% | 75% | 75% | 75% | 75% | 75% | 75%
Commercial_Office_New_Food Preparation_Natural Gas_Commercial Food Prep Other_E2_Baseline Forecast | Commercial | Office | New | Food Preparation | Natural Gas | Commercial Food Prep Other | E2 | ENERGY STAR | Baseline Forecast | 25% | 25% | 25% | 25% | 25% | 25% | 25% | 25% | 25% | 25% | 25% | 25% | 25% | 25% | 25% | 25% | 25% | 25% | 25% | 25% | 25% | 25% | 25% | 25% | 25% | 25% | 25%
Commercial_Office_New_Food Preparation_Natural Gas_Commercial Food Prep Other_E3_Baseline Forecast | Commercial | Office | New | Food Preparation | Natural Gas | Commercial Food Prep Other | E3 |  | Baseline Forecast | bar: 2021 to 2047
Commercial_Office_New_Food Preparation_Natural Gas_Commercial Food Prep Other_E4_Baseline Forecast | Commercial | Office | New | Food Preparation | Natural Gas | Commercial Food Prep Other | E4 |  | Baseline Forecast | bar: 2021 to 2047
Commercial_Office_New_Food Preparation_Natural Gas_Commercial Food Prep Other_E5_Baseline Forecast | Commercial | Office | New | Food Preparation | Natural Gas | Commercial Food Prep Other | E5 |  | Baseline Forecast | bar: 2021 to 2047
Commercial_Office_New_Food Preparation_Natural Gas_Commercial Food Prep Other_E6_Baseline Forecast | Commercial | Office | New | Food Preparation | Natural Gas | Commercial Food Prep Other | E6 |  | Baseline Forecast | bar: 2021 to 2047
Commercial_Office_New_Food Preparation_Natural Gas_Commercial Food Prep Other_E7_Baseline Forecast | Commercial | Office | New | Food Preparation | Natural Gas | Commercial Food Prep Other | E7 |  | Baseline Forecast | bar: 2021 to 2047
Commercial_Office_New_Food Preparation_Natural Gas_Commercial Food Prep Other_E8_Baseline Forecast | Commercial | Office | New | Food Preparation | Natural Gas | Commercial Food Prep Other | E8 |  | Baseline Forecast | bar: 2021 to 2047
Commercial_Office_New_Food Preparation_Natural Gas_Commercial Food Prep Other_E9_Baseline Forecast | Commercial | Office | New | Food Preparation | Natural Gas | Commercial Food Prep Other | E9 |  | Baseline Forecast | bar: 2021 to 2047
Commercial_Office_New_Food Preparation_Natural Gas_Commercial Food Prep Other_E10_Baseline Forecast | Commercial | Office | New | Food Preparation | Natural Gas | Commercial Food Prep Other | E10 |  | Baseline Forecast | bar: 2021 to 2047
Commercial_Office_New_Miscellaneous_Natural Gas_Pool Heater_E1_Baseline Forecast | Commercial | Office | New | Miscellaneous | Natural Gas | Pool Heater | E1 | Standard (EF .78) | Baseline Forecast | 100% | 100% | 100% | 100% | 100% | 100% | 100% | 100% | 100% | 100% | 100% | 100% | 100% | 100% | 100% | 100% | 100% | 100% | 100% | 100% | 100% | 100% | 100% | 100% | 100% | 100% | 100%
Commercial_Office_New_Miscellaneous_Natural Gas_Pool Heater_E2_Baseline Forecast | Commercial | Office | New | Miscellaneous | Natural Gas | Pool Heater | E2 | Condensing (EF .90) | Baseline Forecast | bar: 2021 to 2047
Commercial_Office_New_Miscellaneous_Natural Gas_Pool Heater_E3_Baseline Forecast | Commercial | Office | New | Miscellaneous | Natural Gas | Pool Heater | E3 |  | Baseline Forecast | bar: 2021 to 2047
Commercial_Office_New_Miscellaneous_Natural Gas_Pool Heater_E4_Baseline Forecast | Commercial | Office | New | Miscellaneous | Natural Gas | Pool Heater | E4 |  | Baseline Forecast | bar: 2021 to 2047
Commercial_Office_New_Miscellaneous_Natural Gas_Pool Heater_E5_Baseline Forecast | Commercial | Office | New | Miscellaneous | Natural Gas | Pool Heater | E5 |  | Baseline Forecast | bar: 2021 to 2047
Commercial_Office_New_Miscellaneous_Natural Gas_Pool Heater_E6_Baseline Forecast | Commercial | Office | New | Miscellaneous | Natural Gas | Pool Heater | E6 |  | Baseline Forecast | bar: 2021 to 2047
Commercial_Office_New_Miscellaneous_Natural Gas_Pool Heater_E7_Baseline Forecast | Commercial | Office | New | Miscellaneous | Natural Gas | Pool Heater | E7 |  | Baseline Forecast | bar: 2021 to 2047
Commercial_Office_New_Miscellaneous_Natural Gas_Pool Heater_E8_Baseline Forecast | Commercial | Office | New | Miscellaneous | Natural Gas | Pool Heater | E8 |  | Baseline Forecast | bar: 2021 to 2047
Commercial_Office_New_Miscellaneous_Natural Gas_Pool Heater_E9_Baseline Forecast | Commercial | Office | New | Miscellaneous | Natural Gas | Pool Heater | E9 |  | Baseline Forecast | bar: 2021 to 2047
Commercial_Office_New_Miscellaneous_Natural Gas_Pool Heater_E10_Baseline Forecast | Commercial | Office | New | Miscellaneous | Natural Gas | Pool Heater | E10 |  | Baseline Forecast | bar: 2021 to 2047
Commercial_Office_New_Miscellaneous_Natural Gas_Miscellaneous_E1_Baseline Forecast | Commercial | Office | New | Miscellaneous | Natural Gas | Miscellaneous | E1 | Miscellaneous | Baseline Forecast | 100% | 100% | 100% | 100% | 100% | 100% | 100% | 100% | 100% | 100% | 100% | 100% | 100% | 100% | 100% | 100% | 100% | 100% | 100% | 100% | 100% | 100% | 100% | 100% | 100% | 100% | 100%
Commercial_Office_New_Miscellaneous_Natural Gas_Miscellaneous_E2_Baseline Forecast | Commercial | Office | New | Miscellaneous | Natural Gas | Miscellaneous | E2 |  | Baseline Forecast | bar: 2021 to 2047
Commercial_Office_New_Miscellaneous_Natural Gas_Miscellaneous_E3_Baseline Forecast | Commercial | Office | New | Miscellaneous | Natural Gas | Miscellaneous | E3 |  | Baseline Forecast | bar: 2021 to 2047
Commercial_Office_New_Miscellaneous_Natural Gas_Miscellaneous_E4_Baseline Forecast | Commercial | Office | New | Miscellaneous | Natural Gas | Miscellaneous | E4 |  | Baseline Forecast | bar: 2021 to 2047
Commercial_Office_New_Miscellaneous_Natural Gas_Miscellaneous_E5_Baseline Forecast | Commercial | Office | New | Miscellaneous | Natural Gas | Miscellaneous | E5 |  | Baseline Forecast | bar: 2021 to 2047
Commercial_Office_New_Miscellaneous_Natural Gas_Miscellaneous_E6_Baseline Forecast | Commercial | Office | New | Miscellaneous | Natural Gas | Miscellaneous | E6 |  | Baseline Forecast | bar: 2021 to 2047
Commercial_Office_New_Miscellaneous_Natural Gas_Miscellaneous_E7_Baseline Forecast | Commercial | Office | New | Miscellaneous | Natural Gas | Miscellaneous | E7 |  | Baseline Forecast | bar: 2021 to 2047
Commercial_Office_New_Miscellaneous_Natural Gas_Miscellaneous_E8_Baseline Forecast | Commercial | Office | New | Miscellaneous | Natural Gas | Miscellaneous | E8 |  | Baseline Forecast | bar: 2021 to 2047
Commercial_Office_New_Miscellaneous_Natural Gas_Miscellaneous_E9_Baseline Forecast | Commercial | Office | New | Miscellaneous | Natural Gas | Miscellaneous | E9 |  | Baseline Forecast | bar: 2021 to 2047
Commercial_Office_New_Miscellaneous_Natural Gas_Miscellaneous_E10_Baseline Forecast | Commercial | Office | New | Miscellaneous | Natural Gas | Miscellaneous | E10 |  | Baseline Forecast | bar: 2021 to 2047
Commercial_Restaurant_Existing_Space Heating_Natural Gas_Furnace_E1_Baseline Forecast | Commercial | Restaurant | Existing | Space Heating | Natural Gas | Furnace | E1 | AFUE 80% (Standard) | Baseline Forecast | 98.22% | 98.22% | 98.22% | 0% | 0% | 0% | 0% | 0% | 0% | 0% | 0% | 0% | 0% | 0% | 0% | 0% | 0% | 0% | 0% | 0% | 0% | 0% | 0% | 0% | 0% | 0% | 0%
Commercial_Restaurant_Existing_Space Heating_Natural Gas_Furnace_E2_Baseline Forecast | Commercial | Restaurant | Existing | Space Heating | Natural Gas | Furnace | E2 | AFUE 90% | Baseline Forecast | 1.783% | 1.783% | 1.783% | 100% | 100% | 100% | 100% | 100% | 100% | 100% | 100% | 100% | 100% | 100% | 100% | 100% | 100% | 100% | 100% | 100% | 100% | 100% | 100% | 100% | 100% | 100% | 100%
Commercial_Restaurant_Existing_Space Heating_Natural Gas_Furnace_E3_Baseline Forecast | Commercial | Restaurant | Existing | Space Heating | Natural Gas | Furnace | E3 | AFUE 96% | Baseline Forecast | bar: 2021 to 2047
Commercial_Restaurant_Existing_Space Heating_Natural Gas_Furnace_E4_Baseline Forecast | Commercial | Restaurant | Existing | Space Heating | Natural Gas | Furnace | E4 |  | Baseline Forecast | bar: 2021 to 2047
Commercial_Restaurant_Existing_Space Heating_Natural Gas_Furnace_E5_Baseline Forecast | Commercial | Restaurant | Existing | Space Heating | Natural Gas | Furnace | E5 |  | Baseline Forecast | bar: 2021 to 2047
Commercial_Restaurant_Existing_Space Heating_Natural Gas_Furnace_E6_Baseline Forecast | Commercial | Restaurant | Existing | Space Heating | Natural Gas | Furnace | E6 |  | Baseline Forecast | bar: 2021 to 2047
Commercial_Restaurant_Existing_Space Heating_Natural Gas_Furnace_E7_Baseline Forecast | Commercial | Restaurant | Existing | Space Heating | Natural Gas | Furnace | E7 |  | Baseline Forecast | bar: 2021 to 2047
Commercial_Restaurant_Existing_Space Heating_Natural Gas_Furnace_E8_Baseline Forecast | Commercial | Restaurant | Existing | Space Heating | Natural Gas | Furnace | E8 |  | Baseline Forecast | bar: 2021 to 2047
Commercial_Restaurant_Existing_Space Heating_Natural Gas_Furnace_E9_Baseline Forecast | Commercial | Restaurant | Existing | Space Heating | Natural Gas | Furnace | E9 |  | Baseline Forecast | bar: 2021 to 2047
Commercial_Restaurant_Existing_Space Heating_Natural Gas_Furnace_E10_Baseline Forecast | Commercial | Restaurant | Existing | Space Heating | Natural Gas | Furnace | E10 |  | Baseline Forecast | bar: 2021 to 2047
Commercial_Restaurant_Existing_Space Heating_Natural Gas_Boiler_E1_Baseline Forecast | Commercial | Restaurant | Existing | Space Heating | Natural Gas | Boiler | E1 | AFUE 80% (Standard) | Baseline Forecast | 82% | 82% | 82% | 82% | 82% | 82% | 82% | 82% | 82% | 82% | 82% | 82% | 82% | 82% | 82% | 82% | 82% | 82% | 82% | 82% | 82% | 82% | 82% | 82% | 82% | 82% | 82%
Commercial_Restaurant_Existing_Space Heating_Natural Gas_Boiler_E2_Baseline Forecast | Commercial | Restaurant | Existing | Space Heating | Natural Gas | Boiler | E2 | AFUE 85% | Baseline Forecast | 18% | 18% | 18% | 18% | 18% | 18% | 18% | 18% | 18% | 18% | 18% | 18% | 18% | 18% | 18% | 18% | 18% | 18% | 18% | 18% | 18% | 18% | 18% | 18% | 18% | 18% | 18%
Commercial_Restaurant_Existing_Space Heating_Natural Gas_Boiler_E3_Baseline Forecast | Commercial | Restaurant | Existing | Space Heating | Natural Gas | Boiler | E3 | AFUE 97% | Baseline Forecast | bar: 2021 to 2047
Commercial_Restaurant_Existing_Space Heating_Natural Gas_Boiler_E4_Baseline Forecast | Commercial | Restaurant | Existing | Space Heating | Natural Gas | Boiler | E4 | Convert to NG Air Source Heat Pump | Baseline Forecast | bar: 2021 to 2047
Commercial_Restaurant_Existing_Space Heating_Natural Gas_Boiler_E5_Baseline Forecast | Commercial | Restaurant | Existing | Space Heating | Natural Gas | Boiler | E5 |  | Baseline Forecast | bar: 2021 to 2047
Commercial_Restaurant_Existing_Space Heating_Natural Gas_Boiler_E6_Baseline Forecast | Commercial | Restaurant | Existing | Space Heating | Natural Gas | Boiler | E6 |  | Baseline Forecast | bar: 2021 to 2047
Commercial_Restaurant_Existing_Space Heating_Natural Gas_Boiler_E7_Baseline Forecast | Commercial | Restaurant | Existing | Space Heating | Natural Gas | Boiler | E7 |  | Baseline Forecast | bar: 2021 to 2047
Commercial_Restaurant_Existing_Space Heating_Natural Gas_Boiler_E8_Baseline Forecast | Commercial | Restaurant | Existing | Space Heating | Natural Gas | Boiler | E8 |  | Baseline Forecast | bar: 2021 to 2047
Commercial_Restaurant_Existing_Space Heating_Natural Gas_Boiler_E9_Baseline Forecast | Commercial | Restaurant | Existing | Space Heating | Natural Gas | Boiler | E9 |  | Baseline Forecast | bar: 2021 to 2047
Commercial_Restaurant_Existing_Space Heating_Natural Gas_Boiler_E10_Baseline Forecast | Commercial | Restaurant | Existing | Space Heating | Natural Gas | Boiler | E10 |  | Baseline Forecast | bar: 2021 to 2047
Commercial_Restaurant_Existing_Space Heating_Natural Gas_Unit Heater_E1_Baseline Forecast | Commercial | Restaurant | Existing | Space Heating | Natural Gas | Unit Heater | E1 | Standard | Baseline Forecast | 100% | 100% | 100% | 100% | 100% | 100% | 100% | 100% | 100% | 100% | 100% | 100% | 100% | 100% | 100% | 100% | 100% | 100% | 100% | 100% | 100% | 100% | 100% | 100% | 100% | 100% | 100%
Commercial_Restaurant_Existing_Space Heating_Natural Gas_Unit Heater_E2_Baseline Forecast | Commercial | Restaurant | Existing | Space Heating | Natural Gas | Unit Heater | E2 | Condensing | Baseline Forecast | bar: 2021 to 2047
Commercial_Restaurant_Existing_Space Heating_Natural Gas_Unit Heater_E3_Baseline Forecast | Commercial | Restaurant | Existing | Space Heating | Natural Gas | Unit Heater | E3 | Infrared Radiant | Baseline Forecast | bar: 2021 to 2047
Commercial_Restaurant_Existing_Space Heating_Natural Gas_Unit Heater_E4_Baseline Forecast | Commercial | Restaurant | Existing | Space Heating | Natural Gas | Unit Heater | E4 |  | Baseline Forecast | bar: 2021 to 2047
Commercial_Restaurant_Existing_Space Heating_Natural Gas_Unit Heater_E5_Baseline Forecast | Commercial | Restaurant | Existing | Space Heating | Natural Gas | Unit Heater | E5 |  | Baseline Forecast | bar: 2021 to 2047
Commercial_Restaurant_Existing_Space Heating_Natural Gas_Unit Heater_E6_Baseline Forecast | Commercial | Restaurant | Existing | Space Heating | Natural Gas | Unit Heater | E6 |  | Baseline Forecast | bar: 2021 to 2047
Commercial_Restaurant_Existing_Space Heating_Natural Gas_Unit Heater_E7_Baseline Forecast | Commercial | Restaurant | Existing | Space Heating | Natural Gas | Unit Heater | E7 |  | Baseline Forecast | bar: 2021 to 2047
Commercial_Restaurant_Existing_Space Heating_Natural Gas_Unit Heater_E8_Baseline Forecast | Commercial | Restaurant | Existing | Space Heating | Natural Gas | Unit Heater | E8 |  | Baseline Forecast | bar: 2021 to 2047
Commercial_Restaurant_Existing_Space Heating_Natural Gas_Unit Heater_E9_Baseline Forecast | Commercial | Restaurant | Existing | Space Heating | Natural Gas | Unit Heater | E9 |  | Baseline Forecast | bar: 2021 to 2047
Commercial_Restaurant_Existing_Space Heating_Natural Gas_Unit Heater_E10_Baseline Forecast | Commercial | Restaurant | Existing | Space Heating | Natural Gas | Unit Heater | E10 |  | Baseline Forecast | bar: 2021 to 2047
Commercial_Restaurant_Existing_Water Heating_Natural Gas_Water Heater_E1_Baseline Forecast | Commercial | Restaurant | Existing | Water Heating | Natural Gas | Water Heater | E1 | TE 88% | Baseline Forecast | 49% | 49% | 49% | 49% | 49% | 49% | 49% | 49% | 49% | 49% | 49% | 49% | 49% | 49% | 49% | 49% | 49% | 49% | 49% | 49% | 49% | 49% | 49% | 49% | 49% | 49% | 49%
Commercial_Restaurant_Existing_Water Heating_Natural Gas_Water Heater_E2_Baseline Forecast | Commercial | Restaurant | Existing | Water Heating | Natural Gas | Water Heater | E2 | TE 96% | Baseline Forecast | 51% | 51% | 51% | 51% | 51% | 51% | 51% | 51% | 51% | 51% | 51% | 51% | 51% | 51% | 51% | 51% | 51% | 51% | 51% | 51% | 51% | 51% | 51% | 51% | 51% | 51% | 51%
Commercial_Restaurant_Existing_Water Heating_Natural Gas_Water Heater_E3_Baseline Forecast | Commercial | Restaurant | Existing | Water Heating | Natural Gas | Water Heater | E3 | Tankless | Baseline Forecast | bar: 2021 to 2047
Commercial_Restaurant_Existing_Water Heating_Natural Gas_Water Heater_E4_Baseline Forecast | Commercial | Restaurant | Existing | Water Heating | Natural Gas | Water Heater | E4 | NEEA Gas-Fired Absorption HPWH (COP 1.06) | Baseline Forecast | bar: 2021 to 2047
Commercial_Restaurant_Existing_Water Heating_Natural Gas_Water Heater_E5_Baseline Forecast | Commercial | Restaurant | Existing | Water Heating | Natural Gas | Water Heater | E5 |  | Baseline Forecast | bar: 2021 to 2047
Commercial_Restaurant_Existing_Water Heating_Natural Gas_Water Heater_E6_Baseline Forecast | Commercial | Restaurant | Existing | Water Heating | Natural Gas | Water Heater | E6 |  | Baseline Forecast | bar: 2021 to 2047
Commercial_Restaurant_Existing_Water Heating_Natural Gas_Water Heater_E7_Baseline Forecast | Commercial | Restaurant | Existing | Water Heating | Natural Gas | Water Heater | E7 |  | Baseline Forecast | bar: 2021 to 2047
Commercial_Restaurant_Existing_Water Heating_Natural Gas_Water Heater_E8_Baseline Forecast | Commercial | Restaurant | Existing | Water Heating | Natural Gas | Water Heater | E8 |  | Baseline Forecast | bar: 2021 to 2047
Commercial_Restaurant_Existing_Water Heating_Natural Gas_Water Heater_E9_Baseline Forecast | Commercial | Restaurant | Existing | Water Heating | Natural Gas | Water Heater | E9 |  | Baseline Forecast | bar: 2021 to 2047
Commercial_Restaurant_Existing_Water Heating_Natural Gas_Water Heater_E10_Baseline Forecast | Commercial | Restaurant | Existing | Water Heating | Natural Gas | Water Heater | E10 |  | Baseline Forecast | bar: 2021 to 2047
Commercial_Restaurant_Existing_Food Preparation_Natural Gas_Oven_E1_Baseline Forecast | Commercial | Restaurant | Existing | Food Preparation | Natural Gas | Oven | E1 | Standard | Baseline Forecast | 46% | 46% | 46% | 46% | 46% | 46% | 46% | 46% | 46% | 46% | 46% | 46% | 46% | 46% | 46% | 46% | 46% | 46% | 46% | 46% | 46% | 46% | 46% | 46% | 46% | 46% | 46%
Commercial_Restaurant_Existing_Food Preparation_Natural Gas_Oven_E2_Baseline Forecast | Commercial | Restaurant | Existing | Food Preparation | Natural Gas | Oven | E2 | ENERGY STAR (>42% Baking Efficiency) | Baseline Forecast | 54% | 54% | 54% | 54% | 54% | 54% | 54% | 54% | 54% | 54% | 54% | 54% | 54% | 54% | 54% | 54% | 54% | 54% | 54% | 54% | 54% | 54% | 54% | 54% | 54% | 54% | 54%
Commercial_Restaurant_Existing_Food Preparation_Natural Gas_Oven_E3_Baseline Forecast | Commercial | Restaurant | Existing | Food Preparation | Natural Gas | Oven | E3 |  | Baseline Forecast | bar: 2021 to 2047
Commercial_Restaurant_Existing_Food Preparation_Natural Gas_Oven_E4_Baseline Forecast | Commercial | Restaurant | Existing | Food Preparation | Natural Gas | Oven | E4 |  | Baseline Forecast | bar: 2021 to 2047
Commercial_Restaurant_Existing_Food Preparation_Natural Gas_Oven_E5_Baseline Forecast | Commercial | Restaurant | Existing | Food Preparation | Natural Gas | Oven | E5 |  | Baseline Forecast | bar: 2021 to 2047
Commercial_Restaurant_Existing_Food Preparation_Natural Gas_Oven_E6_Baseline Forecast | Commercial | Restaurant | Existing | Food Preparation | Natural Gas | Oven | E6 |  | Baseline Forecast | bar: 2021 to 2047
Commercial_Restaurant_Existing_Food Preparation_Natural Gas_Oven_E7_Baseline Forecast | Commercial | Restaurant | Existing | Food Preparation | Natural Gas | Oven | E7 |  | Baseline Forecast | bar: 2021 to 2047
Commercial_Restaurant_Existing_Food Preparation_Natural Gas_Oven_E8_Baseline Forecast | Commercial | Restaurant | Existing | Food Preparation | Natural Gas | Oven | E8 |  | Baseline Forecast | bar: 2021 to 2047
Commercial_Restaurant_Existing_Food Preparation_Natural Gas_Oven_E9_Baseline Forecast | Commercial | Restaurant | Existing | Food Preparation | Natural Gas | Oven | E9 |  | Baseline Forecast | bar: 2021 to 2047
Commercial_Restaurant_Existing_Food Preparation_Natural Gas_Oven_E10_Baseline Forecast | Commercial | Restaurant | Existing | Food Preparation | Natural Gas | Oven | E10 |  | Baseline Forecast | bar: 2021 to 2047
Commercial_Restaurant_Existing_Food Preparation_Natural Gas_Conveyor Oven_E1_Baseline Forecast | Commercial | Restaurant | Existing | Food Preparation | Natural Gas | Conveyor Oven | E1 | Standard | Baseline Forecast | 46% | 46% | 46% | 46% | 46% | 46% | 46% | 46% | 46% | 46% | 46% | 46% | 46% | 46% | 46% | 46% | 46% | 46% | 46% | 46% | 46% | 46% | 46% | 46% | 46% | 46% | 46%
Commercial_Restaurant_Existing_Food Preparation_Natural Gas_Conveyor Oven_E2_Baseline Forecast | Commercial | Restaurant | Existing | Food Preparation | Natural Gas | Conveyor Oven | E2 | Efficient (>42% Baking Efficiency) | Baseline Forecast | 54% | 54% | 54% | 54% | 54% | 54% | 54% | 54% | 54% | 54% | 54% | 54% | 54% | 54% | 54% | 54% | 54% | 54% | 54% | 54% | 54% | 54% | 54% | 54% | 54% | 54% | 54%
Commercial_Restaurant_Existing_Food Preparation_Natural Gas_Conveyor Oven_E3_Baseline Forecast | Commercial | Restaurant | Existing | Food Preparation | Natural Gas | Conveyor Oven | E3 |  | Baseline Forecast | bar: 2021 to 2047
Commercial_Restaurant_Existing_Food Preparation_Natural Gas_Conveyor Oven_E4_Baseline Forecast | Commercial | Restaurant | Existing | Food Preparation | Natural Gas | Conveyor Oven | E4 |  | Baseline Forecast | bar: 2021 to 2047
Commercial_Restaurant_Existing_Food Preparation_Natural Gas_Conveyor Oven_E5_Baseline Forecast | Commercial | Restaurant | Existing | Food Preparation | Natural Gas | Conveyor Oven | E5 |  | Baseline Forecast | bar: 2021 to 2047
Commercial_Restaurant_Existing_Food Preparation_Natural Gas_Conveyor Oven_E6_Baseline Forecast | Commercial | Restaurant | Existing | Food Preparation | Natural Gas | Conveyor Oven | E6 |  | Baseline Forecast | bar: 2021 to 2047
Commercial_Restaurant_Existing_Food Preparation_Natural Gas_Conveyor Oven_E7_Baseline Forecast | Commercial | Restaurant | Existing | Food Preparation | Natural Gas | Conveyor Oven | E7 |  | Baseline Forecast | bar: 2021 to 2047
Commercial_Restaurant_Existing_Food Preparation_Natural Gas_Conveyor Oven_E8_Baseline Forecast | Commercial | Restaurant | Existing | Food Preparation | Natural Gas | Conveyor Oven | E8 |  | Baseline Forecast | bar: 2021 to 2047
Commercial_Restaurant_Existing_Food Preparation_Natural Gas_Conveyor Oven_E9_Baseline Forecast | Commercial | Restaurant | Existing | Food Preparation | Natural Gas | Conveyor Oven | E9 |  | Baseline Forecast | bar: 2021 to 2047
Commercial_Restaurant_Existing_Food Preparation_Natural Gas_Conveyor Oven_E10_Baseline Forecast | Commercial | Restaurant | Existing | Food Preparation | Natural Gas | Conveyor Oven | E10 |  | Baseline Forecast | bar: 2021 to 2047
Commercial_Restaurant_Existing_Food Preparation_Natural Gas_Double Rack Oven_E1_Baseline Forecast | Commercial | Restaurant | Existing | Food Preparation | Natural Gas | Double Rack Oven | E1 | Standard | Baseline Forecast | 46% | 46% | 46% | 46% | 46% | 46% | 46% | 46% | 46% | 46% | 46% | 46% | 46% | 46% | 46% | 46% | 46% | 46% | 46% | 46% | 46% | 46% | 46% | 46% | 46% | 46% | 46%
Commercial_Restaurant_Existing_Food Preparation_Natural Gas_Double Rack Oven_E2_Baseline Forecast | Commercial | Restaurant | Existing | Food Preparation | Natural Gas | Double Rack Oven | E2 | FTSC Qualified (>50% Cooking Efficiency) | Baseline Forecast | 54% | 54% | 54% | 54% | 54% | 54% | 54% | 54% | 54% | 54% | 54% | 54% | 54% | 54% | 54% | 54% | 54% | 54% | 54% | 54% | 54% | 54% | 54% | 54% | 54% | 54% | 54%
Commercial_Restaurant_Existing_Food Preparation_Natural Gas_Double Rack Oven_E3_Baseline Forecast | Commercial | Restaurant | Existing | Food Preparation | Natural Gas | Double Rack Oven | E3 |  | Baseline Forecast | bar: 2021 to 2047
Commercial_Restaurant_Existing_Food Preparation_Natural Gas_Double Rack Oven_E4_Baseline Forecast | Commercial | Restaurant | Existing | Food Preparation | Natural Gas | Double Rack Oven | E4 |  | Baseline Forecast | bar: 2021 to 2047
Commercial_Restaurant_Existing_Food Preparation_Natural Gas_Double Rack Oven_E5_Baseline Forecast | Commercial | Restaurant | Existing | Food Preparation | Natural Gas | Double Rack Oven | E5 |  | Baseline Forecast | bar: 2021 to 2047
Commercial_Restaurant_Existing_Food Preparation_Natural Gas_Double Rack Oven_E6_Baseline Forecast | Commercial | Restaurant | Existing | Food Preparation | Natural Gas | Double Rack Oven | E6 |  | Baseline Forecast | bar: 2021 to 2047
Commercial_Restaurant_Existing_Food Preparation_Natural Gas_Double Rack Oven_E7_Baseline Forecast | Commercial | Restaurant | Existing | Food Preparation | Natural Gas | Double Rack Oven | E7 |  | Baseline Forecast | bar: 2021 to 2047
Commercial_Restaurant_Existing_Food Preparation_Natural Gas_Double Rack Oven_E8_Baseline Forecast | Commercial | Restaurant | Existing | Food Preparation | Natural Gas | Double Rack Oven | E8 |  | Baseline Forecast | bar: 2021 to 2047
Commercial_Restaurant_Existing_Food Preparation_Natural Gas_Double Rack Oven_E9_Baseline Forecast | Commercial | Restaurant | Existing | Food Preparation | Natural Gas | Double Rack Oven | E9 |  | Baseline Forecast | bar: 2021 to 2047
Commercial_Restaurant_Existing_Food Preparation_Natural Gas_Double Rack Oven_E10_Baseline Forecast | Commercial | Restaurant | Existing | Food Preparation | Natural Gas | Double Rack Oven | E10 |  | Baseline Forecast | bar: 2021 to 2047
Commercial_Restaurant_Existing_Food Preparation_Natural Gas_Fryer_E1_Baseline Forecast | Commercial | Restaurant | Existing | Food Preparation | Natural Gas | Fryer | E1 | Standard | Baseline Forecast | 75% | 0% | 0% | 0% | 0% | 0% | 0% | 0% | 0% | 0% | 0% | 0% | 0% | 0% | 0% | 0% | 0% | 0% | 0% | 0% | 0% | 0% | 0% | 0% | 0% | 0% | 0%
Commercial_Restaurant_Existing_Food Preparation_Natural Gas_Fryer_E2_Baseline Forecast | Commercial | Restaurant | Existing | Food Preparation | Natural Gas | Fryer | E2 | ENERGY STAR | Baseline Forecast | 25% | 100% | 100% | 100% | 100% | 100% | 100% | 100% | 100% | 100% | 100% | 100% | 100% | 100% | 100% | 100% | 100% | 100% | 100% | 100% | 100% | 100% | 100% | 100% | 100% | 100% | 100%
Commercial_Restaurant_Existing_Food Preparation_Natural Gas_Fryer_E3_Baseline Forecast | Commercial | Restaurant | Existing | Food Preparation | Natural Gas | Fryer | E3 |  | Baseline Forecast | bar: 2021 to 2047
Commercial_Restaurant_Existing_Food Preparation_Natural Gas_Fryer_E4_Baseline Forecast | Commercial | Restaurant | Existing | Food Preparation | Natural Gas | Fryer | E4 |  | Baseline Forecast | bar: 2021 to 2047
Commercial_Restaurant_Existing_Food Preparation_Natural Gas_Fryer_E5_Baseline Forecast | Commercial | Restaurant | Existing | Food Preparation | Natural Gas | Fryer | E5 |  | Baseline Forecast | bar: 2021 to 2047
Commercial_Restaurant_Existing_Food Preparation_Natural Gas_Fryer_E6_Baseline Forecast | Commercial | Restaurant | Existing | Food Preparation | Natural Gas | Fryer | E6 |  | Baseline Forecast | bar: 2021 to 2047
Commercial_Restaurant_Existing_Food Preparation_Natural Gas_Fryer_E7_Baseline Forecast | Commercial | Restaurant | Existing | Food Preparation | Natural Gas | Fryer | E7 |  | Baseline Forecast | bar: 2021 to 2047
Commercial_Restaurant_Existing_Food Preparation_Natural Gas_Fryer_E8_Baseline Forecast | Commercial | Restaurant | Existing | Food Preparation | Natural Gas | Fryer | E8 |  | Baseline Forecast | bar: 2021 to 2047
Commercial_Restaurant_Existing_Food Preparation_Natural Gas_Fryer_E9_Baseline Forecast | Commercial | Restaurant | Existing | Food Preparation | Natural Gas | Fryer | E9 |  | Baseline Forecast | bar: 2021 to 2047
Commercial_Restaurant_Existing_Food Preparation_Natural Gas_Fryer_E10_Baseline Forecast | Commercial | Restaurant | Existing | Food Preparation | Natural Gas | Fryer | E10 |  | Baseline Forecast | bar: 2021 to 2047
Commercial_Restaurant_Existing_Food Preparation_Natural Gas_Broiler_E1_Baseline Forecast | Commercial | Restaurant | Existing | Food Preparation | Natural Gas | Broiler | E1 | Standard | Baseline Forecast | 100% | 100% | 100% | 100% | 100% | 100% | 100% | 100% | 100% | 100% | 100% | 100% | 100% | 100% | 100% | 100% | 100% | 100% | 100% | 100% | 100% | 100% | 100% | 100% | 100% | 100% | 100%
Commercial_Restaurant_Existing_Food Preparation_Natural Gas_Broiler_E2_Baseline Forecast | Commercial | Restaurant | Existing | Food Preparation | Natural Gas | Broiler | E2 | Infrared Burners | Baseline Forecast | bar: 2021 to 2047
Commercial_Restaurant_Existing_Food Preparation_Natural Gas_Broiler_E3_Baseline Forecast | Commercial | Restaurant | Existing | Food Preparation | Natural Gas | Broiler | E3 |  | Baseline Forecast | bar: 2021 to 2047
Commercial_Restaurant_Existing_Food Preparation_Natural Gas_Broiler_E4_Baseline Forecast | Commercial | Restaurant | Existing | Food Preparation | Natural Gas | Broiler | E4 |  | Baseline Forecast | bar: 2021 to 2047
Commercial_Restaurant_Existing_Food Preparation_Natural Gas_Broiler_E5_Baseline Forecast | Commercial | Restaurant | Existing | Food Preparation | Natural Gas | Broiler | E5 |  | Baseline Forecast | bar: 2021 to 2047
Commercial_Restaurant_Existing_Food Preparation_Natural Gas_Broiler_E6_Baseline Forecast | Commercial | Restaurant | Existing | Food Preparation | Natural Gas | Broiler | E6 |  | Baseline Forecast | bar: 2021 to 2047
Commercial_Restaurant_Existing_Food Preparation_Natural Gas_Broiler_E7_Baseline Forecast | Commercial | Restaurant | Existing | Food Preparation | Natural Gas | Broiler | E7 |  | Baseline Forecast | bar: 2021 to 2047
Commercial_Restaurant_Existing_Food Preparation_Natural Gas_Broiler_E8_Baseline Forecast | Commercial | Restaurant | Existing | Food Preparation | Natural Gas | Broiler | E8 |  | Baseline Forecast | bar: 2021 to 2047
Commercial_Restaurant_Existing_Food Preparation_Natural Gas_Broiler_E9_Baseline Forecast | Commercial | Restaurant | Existing | Food Preparation | Natural Gas | Broiler | E9 |  | Baseline Forecast | bar: 2021 to 2047
Commercial_Restaurant_Existing_Food Preparation_Natural Gas_Broiler_E10_Baseline Forecast | Commercial | Restaurant | Existing | Food Preparation | Natural Gas | Broiler | E10 |  | Baseline Forecast | bar: 2021 to 2047
Commercial_Restaurant_Existing_Food Preparation_Natural Gas_Griddle_E1_Baseline Forecast | Commercial | Restaurant | Existing | Food Preparation | Natural Gas | Griddle | E1 | Standard | Baseline Forecast | 82% | 82% | 82% | 82% | 82% | 82% | 82% | 82% | 82% | 82% | 82% | 82% | 82% | 82% | 82% | 82% | 82% | 82% | 82% | 82% | 82% | 82% | 82% | 82% | 82% | 82% | 82%
Commercial_Restaurant_Existing_Food Preparation_Natural Gas_Griddle_E2_Baseline Forecast | Commercial | Restaurant | Existing | Food Preparation | Natural Gas | Griddle | E2 | ENERGY STAR | Baseline Forecast | 18% | 18% | 18% | 18% | 18% | 18% | 18% | 18% | 18% | 18% | 18% | 18% | 18% | 18% | 18% | 18% | 18% | 18% | 18% | 18% | 18% | 18% | 18% | 18% | 18% | 18% | 18%
Commercial_Restaurant_Existing_Food Preparation_Natural Gas_Griddle_E3_Baseline Forecast | Commercial | Restaurant | Existing | Food Preparation | Natural Gas | Griddle | E3 |  | Baseline Forecast | bar: 2021 to 2047
Commercial_Restaurant_Existing_Food Preparation_Natural Gas_Griddle_E4_Baseline Forecast | Commercial | Restaurant | Existing | Food Preparation | Natural Gas | Griddle | E4 |  | Baseline Forecast | bar: 2021 to 2047
Commercial_Restaurant_Existing_Food Preparation_Natural Gas_Griddle_E5_Baseline Forecast | Commercial | Restaurant | Existing | Food Preparation | Natural Gas | Griddle | E5 |  | Baseline Forecast | bar: 2021 to 2047
Commercial_Restaurant_Existing_Food Preparation_Natural Gas_Griddle_E6_Baseline Forecast | Commercial | Restaurant | Existing | Food Preparation | Natural Gas | Griddle | E6 |  | Baseline Forecast | bar: 2021 to 2047
Commercial_Restaurant_Existing_Food Preparation_Natural Gas_Griddle_E7_Baseline Forecast | Commercial | Restaurant | Existing | Food Preparation | Natural Gas | Griddle | E7 |  | Baseline Forecast | bar: 2021 to 2047
Commercial_Restaurant_Existing_Food Preparation_Natural Gas_Griddle_E8_Baseline Forecast | Commercial | Restaurant | Existing | Food Preparation | Natural Gas | Griddle | E8 |  | Baseline Forecast | bar: 2021 to 2047
Commercial_Restaurant_Existing_Food Preparation_Natural Gas_Griddle_E9_Baseline Forecast | Commercial | Restaurant | Existing | Food Preparation | Natural Gas | Griddle | E9 |  | Baseline Forecast | bar: 2021 to 2047
Commercial_Restaurant_Existing_Food Preparation_Natural Gas_Griddle_E10_Baseline Forecast | Commercial | Restaurant | Existing | Food Preparation | Natural Gas | Griddle | E10 |  | Baseline Forecast | bar: 2021 to 2047
Commercial_Restaurant_Existing_Food Preparation_Natural Gas_Range_E1_Baseline Forecast | Commercial | Restaurant | Existing | Food Preparation | Natural Gas | Range | E1 | Standard | Baseline Forecast | 100% | 100% | 100% | 100% | 100% | 100% | 100% | 100% | 100% | 100% | 100% | 100% | 100% | 100% | 100% | 100% | 100% | 100% | 100% | 100% | 100% | 100% | 100% | 100% | 100% | 100% | 100%
Commercial_Restaurant_Existing_Food Preparation_Natural Gas_Range_E2_Baseline Forecast | Commercial | Restaurant | Existing | Food Preparation | Natural Gas | Range | E2 | High Efficiency | Baseline Forecast | bar: 2021 to 2047
Commercial_Restaurant_Existing_Food Preparation_Natural Gas_Range_E3_Baseline Forecast | Commercial | Restaurant | Existing | Food Preparation | Natural Gas | Range | E3 |  | Baseline Forecast | bar: 2021 to 2047
Commercial_Restaurant_Existing_Food Preparation_Natural Gas_Range_E4_Baseline Forecast | Commercial | Restaurant | Existing | Food Preparation | Natural Gas | Range | E4 |  | Baseline Forecast | bar: 2021 to 2047
Commercial_Restaurant_Existing_Food Preparation_Natural Gas_Range_E5_Baseline Forecast | Commercial | Restaurant | Existing | Food Preparation | Natural Gas | Range | E5 |  | Baseline Forecast | bar: 2021 to 2047
Commercial_Restaurant_Existing_Food Preparation_Natural Gas_Range_E6_Baseline Forecast | Commercial | Restaurant | Existing | Food Preparation | Natural Gas | Range | E6 |  | Baseline Forecast | bar: 2021 to 2047
Commercial_Restaurant_Existing_Food Preparation_Natural Gas_Range_E7_Baseline Forecast | Commercial | Restaurant | Existing | Food Preparation | Natural Gas | Range | E7 |  | Baseline Forecast | bar: 2021 to 2047
Commercial_Restaurant_Existing_Food Preparation_Natural Gas_Range_E8_Baseline Forecast | Commercial | Restaurant | Existing | Food Preparation | Natural Gas | Range | E8 |  | Baseline Forecast | bar: 2021 to 2047
Commercial_Restaurant_Existing_Food Preparation_Natural Gas_Range_E9_Baseline Forecast | Commercial | Restaurant | Existing | Food Preparation | Natural Gas | Range | E9 |  | Baseline Forecast | bar: 2021 to 2047
Commercial_Restaurant_Existing_Food Preparation_Natural Gas_Range_E10_Baseline Forecast | Commercial | Restaurant | Existing | Food Preparation | Natural Gas | Range | E10 |  | Baseline Forecast | bar: 2021 to 2047
Commercial_Restaurant_Existing_Food Preparation_Natural Gas_Steamer_E1_Baseline Forecast | Commercial | Restaurant | Existing | Food Preparation | Natural Gas | Steamer | E1 | Standard | Baseline Forecast | 54% | 0% | 0% | 0% | 0% | 0% | 0% | 0% | 0% | 0% | 0% | 0% | 0% | 0% | 0% | 0% | 0% | 0% | 0% | 0% | 0% | 0% | 0% | 0% | 0% | 0% | 0%
Commercial_Restaurant_Existing_Food Preparation_Natural Gas_Steamer_E2_Baseline Forecast | Commercial | Restaurant | Existing | Food Preparation | Natural Gas | Steamer | E2 | ENERGY STAR | Baseline Forecast | 46% | 100% | 100% | 100% | 100% | 100% | 100% | 100% | 100% | 100% | 100% | 100% | 100% | 100% | 100% | 100% | 100% | 100% | 100% | 100% | 100% | 100% | 100% | 100% | 100% | 100% | 100%
Commercial_Restaurant_Existing_Food Preparation_Natural Gas_Steamer_E3_Baseline Forecast | Commercial | Restaurant | Existing | Food Preparation | Natural Gas | Steamer | E3 |  | Baseline Forecast | bar: 2021 to 2047
Commercial_Restaurant_Existing_Food Preparation_Natural Gas_Steamer_E4_Baseline Forecast | Commercial | Restaurant | Existing | Food Preparation | Natural Gas | Steamer | E4 |  | Baseline Forecast | bar: 2021 to 2047
Commercial_Restaurant_Existing_Food Preparation_Natural Gas_Steamer_E5_Baseline Forecast | Commercial | Restaurant | Existing | Food Preparation | Natural Gas | Steamer | E5 |  | Baseline Forecast | bar: 2021 to 2047
Commercial_Restaurant_Existing_Food Preparation_Natural Gas_Steamer_E6_Baseline Forecast | Commercial | Restaurant | Existing | Food Preparation | Natural Gas | Steamer | E6 |  | Baseline Forecast | bar: 2021 to 2047
Commercial_Restaurant_Existing_Food Preparation_Natural Gas_Steamer_E7_Baseline Forecast | Commercial | Restaurant | Existing | Food Preparation | Natural Gas | Steamer | E7 |  | Baseline Forecast | bar: 2021 to 2047
Commercial_Restaurant_Existing_Food Preparation_Natural Gas_Steamer_E8_Baseline Forecast | Commercial | Restaurant | Existing | Food Preparation | Natural Gas | Steamer | E8 |  | Baseline Forecast | bar: 2021 to 2047
Commercial_Restaurant_Existing_Food Preparation_Natural Gas_Steamer_E9_Baseline Forecast | Commercial | Restaurant | Existing | Food Preparation | Natural Gas | Steamer | E9 |  | Baseline Forecast | bar: 2021 to 2047
Commercial_Restaurant_Existing_Food Preparation_Natural Gas_Steamer_E10_Baseline Forecast | Commercial | Restaurant | Existing | Food Preparation | Natural Gas | Steamer | E10 |  | Baseline Forecast | bar: 2021 to 2047
Commercial_Restaurant_Existing_Food Preparation_Natural Gas_Commercial Food Prep Other_E1_Baseline Forecast | Commercial | Restaurant | Existing | Food Preparation | Natural Gas | Commercial Food Prep Other | E1 | Standard | Baseline Forecast | 75% | 75% | 75% | 75% | 75% | 75% | 75% | 75% | 75% | 75% | 75% | 75% | 75% | 75% | 75% | 75% | 75% | 75% | 75% | 75% | 75% | 75% | 75% | 75% | 75% | 75% | 75%
Commercial_Restaurant_Existing_Food Preparation_Natural Gas_Commercial Food Prep Other_E2_Baseline Forecast | Commercial | Restaurant | Existing | Food Preparation | Natural Gas | Commercial Food Prep Other | E2 | ENERGY STAR | Baseline Forecast | 25% | 25% | 25% | 25% | 25% | 25% | 25% | 25% | 25% | 25% | 25% | 25% | 25% | 25% | 25% | 25% | 25% | 25% | 25% | 25% | 25% | 25% | 25% | 25% | 25% | 25% | 25%
Commercial_Restaurant_Existing_Food Preparation_Natural Gas_Commercial Food Prep Other_E3_Baseline Forecast | Commercial | Restaurant | Existing | Food Preparation | Natural Gas | Commercial Food Prep Other | E3 |  | Baseline Forecast | bar: 2021 to 2047
Commercial_Restaurant_Existing_Food Preparation_Natural Gas_Commercial Food Prep Other_E4_Baseline Forecast | Commercial | Restaurant | Existing | Food Preparation | Natural Gas | Commercial Food Prep Other | E4 |  | Baseline Forecast | bar: 2021 to 2047
Commercial_Restaurant_Existing_Food Preparation_Natural Gas_Commercial Food Prep Other_E5_Baseline Forecast | Commercial | Restaurant | Existing | Food Preparation | Natural Gas | Commercial Food Prep Other | E5 |  | Baseline Forecast | bar: 2021 to 2047
Commercial_Restaurant_Existing_Food Preparation_Natural Gas_Commercial Food Prep Other_E6_Baseline Forecast | Commercial | Restaurant | Existing | Food Preparation | Natural Gas | Commercial Food Prep Other | E6 |  | Baseline Forecast | bar: 2021 to 2047
Commercial_Restaurant_Existing_Food Preparation_Natural Gas_Commercial Food Prep Other_E7_Baseline Forecast | Commercial | Restaurant | Existing | Food Preparation | Natural Gas | Commercial Food Prep Other | E7 |  | Baseline Forecast | bar: 2021 to 2047
Commercial_Restaurant_Existing_Food Preparation_Natural Gas_Commercial Food Prep Other_E8_Baseline Forecast | Commercial | Restaurant | Existing | Food Preparation | Natural Gas | Commercial Food Prep Other | E8 |  | Baseline Forecast | bar: 2021 to 2047
Commercial_Restaurant_Existing_Food Preparation_Natural Gas_Commercial Food Prep Other_E9_Baseline Forecast | Commercial | Restaurant | Existing | Food Preparation | Natural Gas | Commercial Food Prep Other | E9 |  | Baseline Forecast | bar: 2021 to 2047
Commercial_Restaurant_Existing_Food Preparation_Natural Gas_Commercial Food Prep Other_E10_Baseline Forecast | Commercial | Restaurant | Existing | Food Preparation | Natural Gas | Commercial Food Prep Other | E10 |  | Baseline Forecast | bar: 2021 to 2047
Commercial_Restaurant_Existing_Miscellaneous_Natural Gas_Pool Heater_E1_Baseline Forecast | Commercial | Restaurant | Existing | Miscellaneous | Natural Gas | Pool Heater | E1 | Standard (EF .78) | Baseline Forecast | 100% | 100% | 100% | 100% | 100% | 100% | 100% | 100% | 100% | 100% | 100% | 100% | 100% | 100% | 100% | 100% | 100% | 100% | 100% | 100% | 100% | 100% | 100% | 100% | 100% | 100% | 100%
Commercial_Restaurant_Existing_Miscellaneous_Natural Gas_Pool Heater_E2_Baseline Forecast | Commercial | Restaurant | Existing | Miscellaneous | Natural Gas | Pool Heater | E2 | Condensing (EF .90) | Baseline Forecast | bar: 2021 to 2047
Commercial_Restaurant_Existing_Miscellaneous_Natural Gas_Pool Heater_E3_Baseline Forecast | Commercial | Restaurant | Existing | Miscellaneous | Natural Gas | Pool Heater | E3 |  | Baseline Forecast | bar: 2021 to 2047
Commercial_Restaurant_Existing_Miscellaneous_Natural Gas_Pool Heater_E4_Baseline Forecast | Commercial | Restaurant | Existing | Miscellaneous | Natural Gas | Pool Heater | E4 |  | Baseline Forecast | bar: 2021 to 2047
Commercial_Restaurant_Existing_Miscellaneous_Natural Gas_Pool Heater_E5_Baseline Forecast | Commercial | Restaurant | Existing | Miscellaneous | Natural Gas | Pool Heater | E5 |  | Baseline Forecast | bar: 2021 to 2047
Commercial_Restaurant_Existing_Miscellaneous_Natural Gas_Pool Heater_E6_Baseline Forecast | Commercial | Restaurant | Existing | Miscellaneous | Natural Gas | Pool Heater | E6 |  | Baseline Forecast | bar: 2021 to 2047
Commercial_Restaurant_Existing_Miscellaneous_Natural Gas_Pool Heater_E7_Baseline Forecast | Commercial | Restaurant | Existing | Miscellaneous | Natural Gas | Pool Heater | E7 |  | Baseline Forecast | bar: 2021 to 2047
Commercial_Restaurant_Existing_Miscellaneous_Natural Gas_Pool Heater_E8_Baseline Forecast | Commercial | Restaurant | Existing | Miscellaneous | Natural Gas | Pool Heater | E8 |  | Baseline Forecast | bar: 2021 to 2047
Commercial_Restaurant_Existing_Miscellaneous_Natural Gas_Pool Heater_E9_Baseline Forecast | Commercial | Restaurant | Existing | Miscellaneous | Natural Gas | Pool Heater | E9 |  | Baseline Forecast | bar: 2021 to 2047
Commercial_Restaurant_Existing_Miscellaneous_Natural Gas_Pool Heater_E10_Baseline Forecast | Commercial | Restaurant | Existing | Miscellaneous | Natural Gas | Pool Heater | E10 |  | Baseline Forecast | bar: 2021 to 2047
Commercial_Restaurant_Existing_Miscellaneous_Natural Gas_Miscellaneous_E1_Baseline Forecast | Commercial | Restaurant | Existing | Miscellaneous | Natural Gas | Miscellaneous | E1 | Miscellaneous | Baseline Forecast | 100% | 100% | 100% | 100% | 100% | 100% | 100% | 100% | 100% | 100% | 100% | 100% | 100% | 100% | 100% | 100% | 100% | 100% | 100% | 100% | 100% | 100% | 100% | 100% | 100% | 100% | 100%
Commercial_Restaurant_Existing_Miscellaneous_Natural Gas_Miscellaneous_E2_Baseline Forecast | Commercial | Restaurant | Existing | Miscellaneous | Natural Gas | Miscellaneous | E2 |  | Baseline Forecast | bar: 2021 to 2047
Commercial_Restaurant_Existing_Miscellaneous_Natural Gas_Miscellaneous_E3_Baseline Forecast | Commercial | Restaurant | Existing | Miscellaneous | Natural Gas | Miscellaneous | E3 |  | Baseline Forecast | bar: 2021 to 2047
Commercial_Restaurant_Existing_Miscellaneous_Natural Gas_Miscellaneous_E4_Baseline Forecast | Commercial | Restaurant | Existing | Miscellaneous | Natural Gas | Miscellaneous | E4 |  | Baseline Forecast | bar: 2021 to 2047
Commercial_Restaurant_Existing_Miscellaneous_Natural Gas_Miscellaneous_E5_Baseline Forecast | Commercial | Restaurant | Existing | Miscellaneous | Natural Gas | Miscellaneous | E5 |  | Baseline Forecast | bar: 2021 to 2047
Commercial_Restaurant_Existing_Miscellaneous_Natural Gas_Miscellaneous_E6_Baseline Forecast | Commercial | Restaurant | Existing | Miscellaneous | Natural Gas | Miscellaneous | E6 |  | Baseline Forecast | bar: 2021 to 2047
Commercial_Restaurant_Existing_Miscellaneous_Natural Gas_Miscellaneous_E7_Baseline Forecast | Commercial | Restaurant | Existing | Miscellaneous | Natural Gas | Miscellaneous | E7 |  | Baseline Forecast | bar: 2021 to 2047
Commercial_Restaurant_Existing_Miscellaneous_Natural Gas_Miscellaneous_E8_Baseline Forecast | Commercial | Restaurant | Existing | Miscellaneous | Natural Gas | Miscellaneous | E8 |  | Baseline Forecast | bar: 2021 to 2047
Commercial_Restaurant_Existing_Miscellaneous_Natural Gas_Miscellaneous_E9_Baseline Forecast | Commercial | Restaurant | Existing | Miscellaneous | Natural Gas | Miscellaneous | E9 |  | Baseline Forecast | bar: 2021 to 2047
Commercial_Restaurant_Existing_Miscellaneous_Natural Gas_Miscellaneous_E10_Baseline Forecast | Commercial | Restaurant | Existing | Miscellaneous | Natural Gas | Miscellaneous | E10 |  | Baseline Forecast | bar: 2021 to 2047
Commercial_Restaurant_New_Space Heating_Natural Gas_Furnace_E1_Baseline Forecast | Commercial | Restaurant | New | Space Heating | Natural Gas | Furnace | E1 | AFUE 80% (Standard) | Baseline Forecast | 98.33% | 98.33% | 98.33% | 0% | 0% | 0% | 0% | 0% | 0% | 0% | 0% | 0% | 0% | 0% | 0% | 0% | 0% | 0% | 0% | 0% | 0% | 0% | 0% | 0% | 0% | 0% | 0%
Commercial_Restaurant_New_Space Heating_Natural Gas_Furnace_E2_Baseline Forecast | Commercial | Restaurant | New | Space Heating | Natural Gas | Furnace | E2 | AFUE 90% | Baseline Forecast | 1.674% | 1.674% | 1.674% | 100% | 100% | 100% | 100% | 100% | 100% | 100% | 100% | 100% | 100% | 100% | 100% | 100% | 100% | 100% | 100% | 100% | 100% | 100% | 100% | 100% | 100% | 100% | 100%
Commercial_Restaurant_New_Space Heating_Natural Gas_Furnace_E3_Baseline Forecast | Commercial | Restaurant | New | Space Heating | Natural Gas | Furnace | E3 | AFUE 96% | Baseline Forecast | bar: 2021 to 2047
Commercial_Restaurant_New_Space Heating_Natural Gas_Furnace_E4_Baseline Forecast | Commercial | Restaurant | New | Space Heating | Natural Gas | Furnace | E4 |  | Baseline Forecast | bar: 2021 to 2047
Commercial_Restaurant_New_Space Heating_Natural Gas_Furnace_E5_Baseline Forecast | Commercial | Restaurant | New | Space Heating | Natural Gas | Furnace | E5 |  | Baseline Forecast | bar: 2021 to 2047
Commercial_Restaurant_New_Space Heating_Natural Gas_Furnace_E6_Baseline Forecast | Commercial | Restaurant | New | Space Heating | Natural Gas | Furnace | E6 |  | Baseline Forecast | bar: 2021 to 2047
Commercial_Restaurant_New_Space Heating_Natural Gas_Furnace_E7_Baseline Forecast | Commercial | Restaurant | New | Space Heating | Natural Gas | Furnace | E7 |  | Baseline Forecast | bar: 2021 to 2047
Commercial_Restaurant_New_Space Heating_Natural Gas_Furnace_E8_Baseline Forecast | Commercial | Restaurant | New | Space Heating | Natural Gas | Furnace | E8 |  | Baseline Forecast | bar: 2021 to 2047
Commercial_Restaurant_New_Space Heating_Natural Gas_Furnace_E9_Baseline Forecast | Commercial | Restaurant | New | Space Heating | Natural Gas | Furnace | E9 |  | Baseline Forecast | bar: 2021 to 2047
Commercial_Restaurant_New_Space Heating_Natural Gas_Furnace_E10_Baseline Forecast | Commercial | Restaurant | New | Space Heating | Natural Gas | Furnace | E10 |  | Baseline Forecast | bar: 2021 to 2047
Commercial_Restaurant_New_Space Heating_Natural Gas_Boiler_E1_Baseline Forecast | Commercial | Restaurant | New | Space Heating | Natural Gas | Boiler | E1 | AFUE 80% (Standard) | Baseline Forecast | 82% | 82% | 82% | 82% | 82% | 82% | 82% | 82% | 82% | 82% | 82% | 82% | 82% | 82% | 82% | 82% | 82% | 82% | 82% | 82% | 82% | 82% | 82% | 82% | 82% | 82% | 82%
Commercial_Restaurant_New_Space Heating_Natural Gas_Boiler_E2_Baseline Forecast | Commercial | Restaurant | New | Space Heating | Natural Gas | Boiler | E2 | AFUE 85% | Baseline Forecast | 18% | 18% | 18% | 18% | 18% | 18% | 18% | 18% | 18% | 18% | 18% | 18% | 18% | 18% | 18% | 18% | 18% | 18% | 18% | 18% | 18% | 18% | 18% | 18% | 18% | 18% | 18%
Commercial_Restaurant_New_Space Heating_Natural Gas_Boiler_E3_Baseline Forecast | Commercial | Restaurant | New | Space Heating | Natural Gas | Boiler | E3 | AFUE 97% | Baseline Forecast | bar: 2021 to 2047
Commercial_Restaurant_New_Space Heating_Natural Gas_Boiler_E4_Baseline Forecast | Commercial | Restaurant | New | Space Heating | Natural Gas | Boiler | E4 | Convert to NG Air Source Heat Pump | Baseline Forecast | bar: 2021 to 2047
Commercial_Restaurant_New_Space Heating_Natural Gas_Boiler_E5_Baseline Forecast | Commercial | Restaurant | New | Space Heating | Natural Gas | Boiler | E5 |  | Baseline Forecast | bar: 2021 to 2047
Commercial_Restaurant_New_Space Heating_Natural Gas_Boiler_E6_Baseline Forecast | Commercial | Restaurant | New | Space Heating | Natural Gas | Boiler | E6 |  | Baseline Forecast | bar: 2021 to 2047
Commercial_Restaurant_New_Space Heating_Natural Gas_Boiler_E7_Baseline Forecast | Commercial | Restaurant | New | Space Heating | Natural Gas | Boiler | E7 |  | Baseline Forecast | bar: 2021 to 2047
Commercial_Restaurant_New_Space Heating_Natural Gas_Boiler_E8_Baseline Forecast | Commercial | Restaurant | New | Space Heating | Natural Gas | Boiler | E8 |  | Baseline Forecast | bar: 2021 to 2047
Commercial_Restaurant_New_Space Heating_Natural Gas_Boiler_E9_Baseline Forecast | Commercial | Restaurant | New | Space Heating | Natural Gas | Boiler | E9 |  | Baseline Forecast | bar: 2021 to 2047
Commercial_Restaurant_New_Space Heating_Natural Gas_Boiler_E10_Baseline Forecast | Commercial | Restaurant | New | Space Heating | Natural Gas | Boiler | E10 |  | Baseline Forecast | bar: 2021 to 2047
Commercial_Restaurant_New_Space Heating_Natural Gas_Unit Heater_E1_Baseline Forecast | Commercial | Restaurant | New | Space Heating | Natural Gas | Unit Heater | E1 | Standard | Baseline Forecast | 100% | 100% | 100% | 100% | 100% | 100% | 100% | 100% | 100% | 100% | 100% | 100% | 100% | 100% | 100% | 100% | 100% | 100% | 100% | 100% | 100% | 100% | 100% | 100% | 100% | 100% | 100%
Commercial_Restaurant_New_Space Heating_Natural Gas_Unit Heater_E2_Baseline Forecast | Commercial | Restaurant | New | Space Heating | Natural Gas | Unit Heater | E2 | Condensing | Baseline Forecast | bar: 2021 to 2047
Commercial_Restaurant_New_Space Heating_Natural Gas_Unit Heater_E3_Baseline Forecast | Commercial | Restaurant | New | Space Heating | Natural Gas | Unit Heater | E3 | Infrared Radiant | Baseline Forecast | bar: 2021 to 2047
Commercial_Restaurant_New_Space Heating_Natural Gas_Unit Heater_E4_Baseline Forecast | Commercial | Restaurant | New | Space Heating | Natural Gas | Unit Heater | E4 |  | Baseline Forecast | bar: 2021 to 2047
Commercial_Restaurant_New_Space Heating_Natural Gas_Unit Heater_E5_Baseline Forecast | Commercial | Restaurant | New | Space Heating | Natural Gas | Unit Heater | E5 |  | Baseline Forecast | bar: 2021 to 2047
Commercial_Restaurant_New_Space Heating_Natural Gas_Unit Heater_E6_Baseline Forecast | Commercial | Restaurant | New | Space Heating | Natural Gas | Unit Heater | E6 |  | Baseline Forecast | bar: 2021 to 2047
Commercial_Restaurant_New_Space Heating_Natural Gas_Unit Heater_E7_Baseline Forecast | Commercial | Restaurant | New | Space Heating | Natural Gas | Unit Heater | E7 |  | Baseline Forecast | bar: 2021 to 2047
Commercial_Restaurant_New_Space Heating_Natural Gas_Unit Heater_E8_Baseline Forecast | Commercial | Restaurant | New | Space Heating | Natural Gas | Unit Heater | E8 |  | Baseline Forecast | bar: 2021 to 2047
Commercial_Restaurant_New_Space Heating_Natural Gas_Unit Heater_E9_Baseline Forecast | Commercial | Restaurant | New | Space Heating | Natural Gas | Unit Heater | E9 |  | Baseline Forecast | bar: 2021 to 2047
Commercial_Restaurant_New_Space Heating_Natural Gas_Unit Heater_E10_Baseline Forecast | Commercial | Restaurant | New | Space Heating | Natural Gas | Unit Heater | E10 |  | Baseline Forecast | bar: 2021 to 2047
Commercial_Restaurant_New_Water Heating_Natural Gas_Water Heater_E1_Baseline Forecast | Commercial | Restaurant | New | Water Heating | Natural Gas | Water Heater | E1 | TE 88% | Baseline Forecast | 49% | 49% | 49% | 49% | 49% | 49% | 49% | 49% | 49% | 49% | 49% | 49% | 49% | 49% | 49% | 49% | 49% | 49% | 49% | 49% | 49% | 49% | 49% | 49% | 49% | 49% | 49%
Commercial_Restaurant_New_Water Heating_Natural Gas_Water Heater_E2_Baseline Forecast | Commercial | Restaurant | New | Water Heating | Natural Gas | Water Heater | E2 | TE 96% | Baseline Forecast | 51% | 51% | 51% | 51% | 51% | 51% | 51% | 51% | 51% | 51% | 51% | 51% | 51% | 51% | 51% | 51% | 51% | 51% | 51% | 51% | 51% | 51% | 51% | 51% | 51% | 51% | 51%
Commercial_Restaurant_New_Water Heating_Natural Gas_Water Heater_E3_Baseline Forecast | Commercial | Restaurant | New | Water Heating | Natural Gas | Water Heater | E3 | Tankless | Baseline Forecast | bar: 2021 to 2047
Commercial_Restaurant_New_Water Heating_Natural Gas_Water Heater_E4_Baseline Forecast | Commercial | Restaurant | New | Water Heating | Natural Gas | Water Heater | E4 | NEEA Gas-Fired Absorption HPWH (COP 1.06) | Baseline Forecast | bar: 2021 to 2047
Commercial_Restaurant_New_Water Heating_Natural Gas_Water Heater_E5_Baseline Forecast | Commercial | Restaurant | New | Water Heating | Natural Gas | Water Heater | E5 |  | Baseline Forecast | bar: 2021 to 2047
Commercial_Restaurant_New_Water Heating_Natural Gas_Water Heater_E6_Baseline Forecast | Commercial | Restaurant | New | Water Heating | Natural Gas | Water Heater | E6 |  | Baseline Forecast | bar: 2021 to 2047
Commercial_Restaurant_New_Water Heating_Natural Gas_Water Heater_E7_Baseline Forecast | Commercial | Restaurant | New | Water Heating | Natural Gas | Water Heater | E7 |  | Baseline Forecast | bar: 2021 to 2047
Commercial_Restaurant_New_Water Heating_Natural Gas_Water Heater_E8_Baseline Forecast | Commercial | Restaurant | New | Water Heating | Natural Gas | Water Heater | E8 |  | Baseline Forecast | bar: 2021 to 2047
Commercial_Restaurant_New_Water Heating_Natural Gas_Water Heater_E9_Baseline Forecast | Commercial | Restaurant | New | Water Heating | Natural Gas | Water Heater | E9 |  | Baseline Forecast | bar: 2021 to 2047
Commercial_Restaurant_New_Water Heating_Natural Gas_Water Heater_E10_Baseline Forecast | Commercial | Restaurant | New | Water Heating | Natural Gas | Water Heater | E10 |  | Baseline Forecast | bar: 2021 to 2047
Commercial_Restaurant_New_Food Preparation_Natural Gas_Oven_E1_Baseline Forecast | Commercial | Restaurant | New | Food Preparation | Natural Gas | Oven | E1 | Standard | Baseline Forecast | 46% | 46% | 46% | 46% | 46% | 46% | 46% | 46% | 46% | 46% | 46% | 46% | 46% | 46% | 46% | 46% | 46% | 46% | 46% | 46% | 46% | 46% | 46% | 46% | 46% | 46% | 46%
Commercial_Restaurant_New_Food Preparation_Natural Gas_Oven_E2_Baseline Forecast | Commercial | Restaurant | New | Food Preparation | Natural Gas | Oven | E2 | ENERGY STAR (>42% Baking Efficiency) | Baseline Forecast | 54% | 54% | 54% | 54% | 54% | 54% | 54% | 54% | 54% | 54% | 54% | 54% | 54% | 54% | 54% | 54% | 54% | 54% | 54% | 54% | 54% | 54% | 54% | 54% | 54% | 54% | 54%
Commercial_Restaurant_New_Food Preparation_Natural Gas_Oven_E3_Baseline Forecast | Commercial | Restaurant | New | Food Preparation | Natural Gas | Oven | E3 |  | Baseline Forecast | bar: 2021 to 2047
Commercial_Restaurant_New_Food Preparation_Natural Gas_Oven_E4_Baseline Forecast | Commercial | Restaurant | New | Food Preparation | Natural Gas | Oven | E4 |  | Baseline Forecast | bar: 2021 to 2047
Commercial_Restaurant_New_Food Preparation_Natural Gas_Oven_E5_Baseline Forecast | Commercial | Restaurant | New | Food Preparation | Natural Gas | Oven | E5 |  | Baseline Forecast | bar: 2021 to 2047
Commercial_Restaurant_New_Food Preparation_Natural Gas_Oven_E6_Baseline Forecast | Commercial | Restaurant | New | Food Preparation | Natural Gas | Oven | E6 |  | Baseline Forecast | bar: 2021 to 2047
Commercial_Restaurant_New_Food Preparation_Natural Gas_Oven_E7_Baseline Forecast | Commercial | Restaurant | New | Food Preparation | Natural Gas | Oven | E7 |  | Baseline Forecast | bar: 2021 to 2047
Commercial_Restaurant_New_Food Preparation_Natural Gas_Oven_E8_Baseline Forecast | Commercial | Restaurant | New | Food Preparation | Natural Gas | Oven | E8 |  | Baseline Forecast | bar: 2021 to 2047
Commercial_Restaurant_New_Food Preparation_Natural Gas_Oven_E9_Baseline Forecast | Commercial | Restaurant | New | Food Preparation | Natural Gas | Oven | E9 |  | Baseline Forecast | bar: 2021 to 2047
Commercial_Restaurant_New_Food Preparation_Natural Gas_Oven_E10_Baseline Forecast | Commercial | Restaurant | New | Food Preparation | Natural Gas | Oven | E10 |  | Baseline Forecast | bar: 2021 to 2047
Commercial_Restaurant_New_Food Preparation_Natural Gas_Conveyor Oven_E1_Baseline Forecast | Commercial | Restaurant | New | Food Preparation | Natural Gas | Conveyor Oven | E1 | Standard | Baseline Forecast | 46% | 46% | 46% | 46% | 46% | 46% | 46% | 46% | 46% | 46% | 46% | 46% | 46% | 46% | 46% | 46% | 46% | 46% | 46% | 46% | 46% | 46% | 46% | 46% | 46% | 46% | 46%
Commercial_Restaurant_New_Food Preparation_Natural Gas_Conveyor Oven_E2_Baseline Forecast | Commercial | Restaurant | New | Food Preparation | Natural Gas | Conveyor Oven | E2 | Efficient (>42% Baking Efficiency) | Baseline Forecast | 54% | 54% | 54% | 54% | 54% | 54% | 54% | 54% | 54% | 54% | 54% | 54% | 54% | 54% | 54% | 54% | 54% | 54% | 54% | 54% | 54% | 54% | 54% | 54% | 54% | 54% | 54%
Commercial_Restaurant_New_Food Preparation_Natural Gas_Conveyor Oven_E3_Baseline Forecast | Commercial | Restaurant | New | Food Preparation | Natural Gas | Conveyor Oven | E3 |  | Baseline Forecast | bar: 2021 to 2047
Commercial_Restaurant_New_Food Preparation_Natural Gas_Conveyor Oven_E4_Baseline Forecast | Commercial | Restaurant | New | Food Preparation | Natural Gas | Conveyor Oven | E4 |  | Baseline Forecast | bar: 2021 to 2047
Commercial_Restaurant_New_Food Preparation_Natural Gas_Conveyor Oven_E5_Baseline Forecast | Commercial | Restaurant | New | Food Preparation | Natural Gas | Conveyor Oven | E5 |  | Baseline Forecast | bar: 2021 to 2047
Commercial_Restaurant_New_Food Preparation_Natural Gas_Conveyor Oven_E6_Baseline Forecast | Commercial | Restaurant | New | Food Preparation | Natural Gas | Conveyor Oven | E6 |  | Baseline Forecast | bar: 2021 to 2047
Commercial_Restaurant_New_Food Preparation_Natural Gas_Conveyor Oven_E7_Baseline Forecast | Commercial | Restaurant | New | Food Preparation | Natural Gas | Conveyor Oven | E7 |  | Baseline Forecast | bar: 2021 to 2047
Commercial_Restaurant_New_Food Preparation_Natural Gas_Conveyor Oven_E8_Baseline Forecast | Commercial | Restaurant | New | Food Preparation | Natural Gas | Conveyor Oven | E8 |  | Baseline Forecast | bar: 2021 to 2047
Commercial_Restaurant_New_Food Preparation_Natural Gas_Conveyor Oven_E9_Baseline Forecast | Commercial | Restaurant | New | Food Preparation | Natural Gas | Conveyor Oven | E9 |  | Baseline Forecast | bar: 2021 to 2047
Commercial_Restaurant_New_Food Preparation_Natural Gas_Conveyor Oven_E10_Baseline Forecast | Commercial | Restaurant | New | Food Preparation | Natural Gas | Conveyor Oven | E10 |  | Baseline Forecast | bar: 2021 to 2047
Commercial_Restaurant_New_Food Preparation_Natural Gas_Double Rack Oven_E1_Baseline Forecast | Commercial | Restaurant | New | Food Preparation | Natural Gas | Double Rack Oven | E1 | Standard | Baseline Forecast | 46% | 46% | 46% | 46% | 46% | 46% | 46% | 46% | 46% | 46% | 46% | 46% | 46% | 46% | 46% | 46% | 46% | 46% | 46% | 46% | 46% | 46% | 46% | 46% | 46% | 46% | 46%
Commercial_Restaurant_New_Food Preparation_Natural Gas_Double Rack Oven_E2_Baseline Forecast | Commercial | Restaurant | New | Food Preparation | Natural Gas | Double Rack Oven | E2 | FTSC Qualified (>50% Cooking Efficiency) | Baseline Forecast | 54% | 54% | 54% | 54% | 54% | 54% | 54% | 54% | 54% | 54% | 54% | 54% | 54% | 54% | 54% | 54% | 54% | 54% | 54% | 54% | 54% | 54% | 54% | 54% | 54% | 54% | 54%
Commercial_Restaurant_New_Food Preparation_Natural Gas_Double Rack Oven_E3_Baseline Forecast | Commercial | Restaurant | New | Food Preparation | Natural Gas | Double Rack Oven | E3 |  | Baseline Forecast | bar: 2021 to 2047
Commercial_Restaurant_New_Food Preparation_Natural Gas_Double Rack Oven_E4_Baseline Forecast | Commercial | Restaurant | New | Food Preparation | Natural Gas | Double Rack Oven | E4 |  | Baseline Forecast | bar: 2021 to 2047
Commercial_Restaurant_New_Food Preparation_Natural Gas_Double Rack Oven_E5_Baseline Forecast | Commercial | Restaurant | New | Food Preparation | Natural Gas | Double Rack Oven | E5 |  | Baseline Forecast | bar: 2021 to 2047
Commercial_Restaurant_New_Food Preparation_Natural Gas_Double Rack Oven_E6_Baseline Forecast | Commercial | Restaurant | New | Food Preparation | Natural Gas | Double Rack Oven | E6 |  | Baseline Forecast | bar: 2021 to 2047
Commercial_Restaurant_New_Food Preparation_Natural Gas_Double Rack Oven_E7_Baseline Forecast | Commercial | Restaurant | New | Food Preparation | Natural Gas | Double Rack Oven | E7 |  | Baseline Forecast | bar: 2021 to 2047
Commercial_Restaurant_New_Food Preparation_Natural Gas_Double Rack Oven_E8_Baseline Forecast | Commercial | Restaurant | New | Food Preparation | Natural Gas | Double Rack Oven | E8 |  | Baseline Forecast | bar: 2021 to 2047
Commercial_Restaurant_New_Food Preparation_Natural Gas_Double Rack Oven_E9_Baseline Forecast | Commercial | Restaurant | New | Food Preparation | Natural Gas | Double Rack Oven | E9 |  | Baseline Forecast | bar: 2021 to 2047
Commercial_Restaurant_New_Food Preparation_Natural Gas_Double Rack Oven_E10_Baseline Forecast | Commercial | Restaurant | New | Food Preparation | Natural Gas | Double Rack Oven | E10 |  | Baseline Forecast | bar: 2021 to 2047
Commercial_Restaurant_New_Food Preparation_Natural Gas_Fryer_E1_Baseline Forecast | Commercial | Restaurant | New | Food Preparation | Natural Gas | Fryer | E1 | Standard | Baseline Forecast | 75% | 0% | 0% | 0% | 0% | 0% | 0% | 0% | 0% | 0% | 0% | 0% | 0% | 0% | 0% | 0% | 0% | 0% | 0% | 0% | 0% | 0% | 0% | 0% | 0% | 0% | 0%
Commercial_Restaurant_New_Food Preparation_Natural Gas_Fryer_E2_Baseline Forecast | Commercial | Restaurant | New | Food Preparation | Natural Gas | Fryer | E2 | ENERGY STAR | Baseline Forecast | 25% | 100% | 100% | 100% | 100% | 100% | 100% | 100% | 100% | 100% | 100% | 100% | 100% | 100% | 100% | 100% | 100% | 100% | 100% | 100% | 100% | 100% | 100% | 100% | 100% | 100% | 100%
Commercial_Restaurant_New_Food Preparation_Natural Gas_Fryer_E3_Baseline Forecast | Commercial | Restaurant | New | Food Preparation | Natural Gas | Fryer | E3 |  | Baseline Forecast | bar: 2021 to 2047
Commercial_Restaurant_New_Food Preparation_Natural Gas_Fryer_E4_Baseline Forecast | Commercial | Restaurant | New | Food Preparation | Natural Gas | Fryer | E4 |  | Baseline Forecast | bar: 2021 to 2047
Commercial_Restaurant_New_Food Preparation_Natural Gas_Fryer_E5_Baseline Forecast | Commercial | Restaurant | New | Food Preparation | Natural Gas | Fryer | E5 |  | Baseline Forecast | bar: 2021 to 2047
Commercial_Restaurant_New_Food Preparation_Natural Gas_Fryer_E6_Baseline Forecast | Commercial | Restaurant | New | Food Preparation | Natural Gas | Fryer | E6 |  | Baseline Forecast | bar: 2021 to 2047
Commercial_Restaurant_New_Food Preparation_Natural Gas_Fryer_E7_Baseline Forecast | Commercial | Restaurant | New | Food Preparation | Natural Gas | Fryer | E7 |  | Baseline Forecast | bar: 2021 to 2047
Commercial_Restaurant_New_Food Preparation_Natural Gas_Fryer_E8_Baseline Forecast | Commercial | Restaurant | New | Food Preparation | Natural Gas | Fryer | E8 |  | Baseline Forecast | bar: 2021 to 2047
Commercial_Restaurant_New_Food Preparation_Natural Gas_Fryer_E9_Baseline Forecast | Commercial | Restaurant | New | Food Preparation | Natural Gas | Fryer | E9 |  | Baseline Forecast | bar: 2021 to 2047
Commercial_Restaurant_New_Food Preparation_Natural Gas_Fryer_E10_Baseline Forecast | Commercial | Restaurant | New | Food Preparation | Natural Gas | Fryer | E10 |  | Baseline Forecast | bar: 2021 to 2047
Commercial_Restaurant_New_Food Preparation_Natural Gas_Broiler_E1_Baseline Forecast | Commercial | Restaurant | New | Food Preparation | Natural Gas | Broiler | E1 | Standard | Baseline Forecast | 100% | 100% | 100% | 100% | 100% | 100% | 100% | 100% | 100% | 100% | 100% | 100% | 100% | 100% | 100% | 100% | 100% | 100% | 100% | 100% | 100% | 100% | 100% | 100% | 100% | 100% | 100%
Commercial_Restaurant_New_Food Preparation_Natural Gas_Broiler_E2_Baseline Forecast | Commercial | Restaurant | New | Food Preparation | Natural Gas | Broiler | E2 | Infrared Burners | Baseline Forecast | bar: 2021 to 2047
Commercial_Restaurant_New_Food Preparation_Natural Gas_Broiler_E3_Baseline Forecast | Commercial | Restaurant | New | Food Preparation | Natural Gas | Broiler | E3 |  | Baseline Forecast | bar: 2021 to 2047
Commercial_Restaurant_New_Food Preparation_Natural Gas_Broiler_E4_Baseline Forecast | Commercial | Restaurant | New | Food Preparation | Natural Gas | Broiler | E4 |  | Baseline Forecast | bar: 2021 to 2047
Commercial_Restaurant_New_Food Preparation_Natural Gas_Broiler_E5_Baseline Forecast | Commercial | Restaurant | New | Food Preparation | Natural Gas | Broiler | E5 |  | Baseline Forecast | bar: 2021 to 2047
Commercial_Restaurant_New_Food Preparation_Natural Gas_Broiler_E6_Baseline Forecast | Commercial | Restaurant | New | Food Preparation | Natural Gas | Broiler | E6 |  | Baseline Forecast | bar: 2021 to 2047
Commercial_Restaurant_New_Food Preparation_Natural Gas_Broiler_E7_Baseline Forecast | Commercial | Restaurant | New | Food Preparation | Natural Gas | Broiler | E7 |  | Baseline Forecast | bar: 2021 to 2047
Commercial_Restaurant_New_Food Preparation_Natural Gas_Broiler_E8_Baseline Forecast | Commercial | Restaurant | New | Food Preparation | Natural Gas | Broiler | E8 |  | Baseline Forecast | bar: 2021 to 2047
Commercial_Restaurant_New_Food Preparation_Natural Gas_Broiler_E9_Baseline Forecast | Commercial | Restaurant | New | Food Preparation | Natural Gas | Broiler | E9 |  | Baseline Forecast | bar: 2021 to 2047
Commercial_Restaurant_New_Food Preparation_Natural Gas_Broiler_E10_Baseline Forecast | Commercial | Restaurant | New | Food Preparation | Natural Gas | Broiler | E10 |  | Baseline Forecast | bar: 2021 to 2047
Commercial_Restaurant_New_Food Preparation_Natural Gas_Griddle_E1_Baseline Forecast | Commercial | Restaurant | New | Food Preparation | Natural Gas | Griddle | E1 | Standard | Baseline Forecast | 82% | 82% | 82% | 82% | 82% | 82% | 82% | 82% | 82% | 82% | 82% | 82% | 82% | 82% | 82% | 82% | 82% | 82% | 82% | 82% | 82% | 82% | 82% | 82% | 82% | 82% | 82%
Commercial_Restaurant_New_Food Preparation_Natural Gas_Griddle_E2_Baseline Forecast | Commercial | Restaurant | New | Food Preparation | Natural Gas | Griddle | E2 | ENERGY STAR | Baseline Forecast | 18% | 18% | 18% | 18% | 18% | 18% | 18% | 18% | 18% | 18% | 18% | 18% | 18% | 18% | 18% | 18% | 18% | 18% | 18% | 18% | 18% | 18% | 18% | 18% | 18% | 18% | 18%
Commercial_Restaurant_New_Food Preparation_Natural Gas_Griddle_E3_Baseline Forecast | Commercial | Restaurant | New | Food Preparation | Natural Gas | Griddle | E3 |  | Baseline Forecast | bar: 2021 to 2047
Commercial_Restaurant_New_Food Preparation_Natural Gas_Griddle_E4_Baseline Forecast | Commercial | Restaurant | New | Food Preparation | Natural Gas | Griddle | E4 |  | Baseline Forecast | bar: 2021 to 2047
Commercial_Restaurant_New_Food Preparation_Natural Gas_Griddle_E5_Baseline Forecast | Commercial | Restaurant | New | Food Preparation | Natural Gas | Griddle | E5 |  | Baseline Forecast | bar: 2021 to 2047
Commercial_Restaurant_New_Food Preparation_Natural Gas_Griddle_E6_Baseline Forecast | Commercial | Restaurant | New | Food Preparation | Natural Gas | Griddle | E6 |  | Baseline Forecast | bar: 2021 to 2047
Commercial_Restaurant_New_Food Preparation_Natural Gas_Griddle_E7_Baseline Forecast | Commercial | Restaurant | New | Food Preparation | Natural Gas | Griddle | E7 |  | Baseline Forecast | bar: 2021 to 2047
Commercial_Restaurant_New_Food Preparation_Natural Gas_Griddle_E8_Baseline Forecast | Commercial | Restaurant | New | Food Preparation | Natural Gas | Griddle | E8 |  | Baseline Forecast | bar: 2021 to 2047
Commercial_Restaurant_New_Food Preparation_Natural Gas_Griddle_E9_Baseline Forecast | Commercial | Restaurant | New | Food Preparation | Natural Gas | Griddle | E9 |  | Baseline Forecast | bar: 2021 to 2047
Commercial_Restaurant_New_Food Preparation_Natural Gas_Griddle_E10_Baseline Forecast | Commercial | Restaurant | New | Food Preparation | Natural Gas | Griddle | E10 |  | Baseline Forecast | bar: 2021 to 2047
Commercial_Restaurant_New_Food Preparation_Natural Gas_Range_E1_Baseline Forecast | Commercial | Restaurant | New | Food Preparation | Natural Gas | Range | E1 | Standard | Baseline Forecast | 100% | 100% | 100% | 100% | 100% | 100% | 100% | 100% | 100% | 100% | 100% | 100% | 100% | 100% | 100% | 100% | 100% | 100% | 100% | 100% | 100% | 100% | 100% | 100% | 100% | 100% | 100%
Commercial_Restaurant_New_Food Preparation_Natural Gas_Range_E2_Baseline Forecast | Commercial | Restaurant | New | Food Preparation | Natural Gas | Range | E2 | High Efficiency | Baseline Forecast | bar: 2021 to 2047
Commercial_Restaurant_New_Food Preparation_Natural Gas_Range_E3_Baseline Forecast | Commercial | Restaurant | New | Food Preparation | Natural Gas | Range | E3 |  | Baseline Forecast | bar: 2021 to 2047
Commercial_Restaurant_New_Food Preparation_Natural Gas_Range_E4_Baseline Forecast | Commercial | Restaurant | New | Food Preparation | Natural Gas | Range | E4 |  | Baseline Forecast | bar: 2021 to 2047
Commercial_Restaurant_New_Food Preparation_Natural Gas_Range_E5_Baseline Forecast | Commercial | Restaurant | New | Food Preparation | Natural Gas | Range | E5 |  | Baseline Forecast | bar: 2021 to 2047
Commercial_Restaurant_New_Food Preparation_Natural Gas_Range_E6_Baseline Forecast | Commercial | Restaurant | New | Food Preparation | Natural Gas | Range | E6 |  | Baseline Forecast | bar: 2021 to 2047
Commercial_Restaurant_New_Food Preparation_Natural Gas_Range_E7_Baseline Forecast | Commercial | Restaurant | New | Food Preparation | Natural Gas | Range | E7 |  | Baseline Forecast | bar: 2021 to 2047
Commercial_Restaurant_New_Food Preparation_Natural Gas_Range_E8_Baseline Forecast | Commercial | Restaurant | New | Food Preparation | Natural Gas | Range | E8 |  | Baseline Forecast | bar: 2021 to 2047
Commercial_Restaurant_New_Food Preparation_Natural Gas_Range_E9_Baseline Forecast | Commercial | Restaurant | New | Food Preparation | Natural Gas | Range | E9 |  | Baseline Forecast | bar: 2021 to 2047
Commercial_Restaurant_New_Food Preparation_Natural Gas_Range_E10_Baseline Forecast | Commercial | Restaurant | New | Food Preparation | Natural Gas | Range | E10 |  | Baseline Forecast | bar: 2021 to 2047
Commercial_Restaurant_New_Food Preparation_Natural Gas_Steamer_E1_Baseline Forecast | Commercial | Restaurant | New | Food Preparation | Natural Gas | Steamer | E1 | Standard | Baseline Forecast | 54% | 0% | 0% | 0% | 0% | 0% | 0% | 0% | 0% | 0% | 0% | 0% | 0% | 0% | 0% | 0% | 0% | 0% | 0% | 0% | 0% | 0% | 0% | 0% | 0% | 0% | 0%
Commercial_Restaurant_New_Food Preparation_Natural Gas_Steamer_E2_Baseline Forecast | Commercial | Restaurant | New | Food Preparation | Natural Gas | Steamer | E2 | ENERGY STAR | Baseline Forecast | 46% | 100% | 100% | 100% | 100% | 100% | 100% | 100% | 100% | 100% | 100% | 100% | 100% | 100% | 100% | 100% | 100% | 100% | 100% | 100% | 100% | 100% | 100% | 100% | 100% | 100% | 100%
Commercial_Restaurant_New_Food Preparation_Natural Gas_Steamer_E3_Baseline Forecast | Commercial | Restaurant | New | Food Preparation | Natural Gas | Steamer | E3 |  | Baseline Forecast | bar: 2021 to 2047
Commercial_Restaurant_New_Food Preparation_Natural Gas_Steamer_E4_Baseline Forecast | Commercial | Restaurant | New | Food Preparation | Natural Gas | Steamer | E4 |  | Baseline Forecast | bar: 2021 to 2047
Commercial_Restaurant_New_Food Preparation_Natural Gas_Steamer_E5_Baseline Forecast | Commercial | Restaurant | New | Food Preparation | Natural Gas | Steamer | E5 |  | Baseline Forecast | bar: 2021 to 2047
Commercial_Restaurant_New_Food Preparation_Natural Gas_Steamer_E6_Baseline Forecast | Commercial | Restaurant | New | Food Preparation | Natural Gas | Steamer | E6 |  | Baseline Forecast | bar: 2021 to 2047
Commercial_Restaurant_New_Food Preparation_Natural Gas_Steamer_E7_Baseline Forecast | Commercial | Restaurant | New | Food Preparation | Natural Gas | Steamer | E7 |  | Baseline Forecast | bar: 2021 to 2047
Commercial_Restaurant_New_Food Preparation_Natural Gas_Steamer_E8_Baseline Forecast | Commercial | Restaurant | New | Food Preparation | Natural Gas | Steamer | E8 |  | Baseline Forecast | bar: 2021 to 2047
Commercial_Restaurant_New_Food Preparation_Natural Gas_Steamer_E9_Baseline Forecast | Commercial | Restaurant | New | Food Preparation | Natural Gas | Steamer | E9 |  | Baseline Forecast | bar: 2021 to 2047
Commercial_Restaurant_New_Food Preparation_Natural Gas_Steamer_E10_Baseline Forecast | Commercial | Restaurant | New | Food Preparation | Natural Gas | Steamer | E10 |  | Baseline Forecast | bar: 2021 to 2047
Commercial_Restaurant_New_Food Preparation_Natural Gas_Commercial Food Prep Other_E1_Baseline Forecast | Commercial | Restaurant | New | Food Preparation | Natural Gas | Commercial Food Prep Other | E1 | Standard | Baseline Forecast | 75% | 75% | 75% | 75% | 75% | 75% | 75% | 75% | 75% | 75% | 75% | 75% | 75% | 75% | 75% | 75% | 75% | 75% | 75% | 75% | 75% | 75% | 75% | 75% | 75% | 75% | 75%
Commercial_Restaurant_New_Food Preparation_Natural Gas_Commercial Food Prep Other_E2_Baseline Forecast | Commercial | Restaurant | New | Food Preparation | Natural Gas | Commercial Food Prep Other | E2 | ENERGY STAR | Baseline Forecast | 25% | 25% | 25% | 25% | 25% | 25% | 25% | 25% | 25% | 25% | 25% | 25% | 25% | 25% | 25% | 25% | 25% | 25% | 25% | 25% | 25% | 25% | 25% | 25% | 25% | 25% | 25%
Commercial_Restaurant_New_Food Preparation_Natural Gas_Commercial Food Prep Other_E3_Baseline Forecast | Commercial | Restaurant | New | Food Preparation | Natural Gas | Commercial Food Prep Other | E3 |  | Baseline Forecast | bar: 2021 to 2047
Commercial_Restaurant_New_Food Preparation_Natural Gas_Commercial Food Prep Other_E4_Baseline Forecast | Commercial | Restaurant | New | Food Preparation | Natural Gas | Commercial Food Prep Other | E4 |  | Baseline Forecast | bar: 2021 to 2047
Commercial_Restaurant_New_Food Preparation_Natural Gas_Commercial Food Prep Other_E5_Baseline Forecast | Commercial | Restaurant | New | Food Preparation | Natural Gas | Commercial Food Prep Other | E5 |  | Baseline Forecast | bar: 2021 to 2047
Commercial_Restaurant_New_Food Preparation_Natural Gas_Commercial Food Prep Other_E6_Baseline Forecast | Commercial | Restaurant | New | Food Preparation | Natural Gas | Commercial Food Prep Other | E6 |  | Baseline Forecast | bar: 2021 to 2047
Commercial_Restaurant_New_Food Preparation_Natural Gas_Commercial Food Prep Other_E7_Baseline Forecast | Commercial | Restaurant | New | Food Preparation | Natural Gas | Commercial Food Prep Other | E7 |  | Baseline Forecast | bar: 2021 to 2047
Commercial_Restaurant_New_Food Preparation_Natural Gas_Commercial Food Prep Other_E8_Baseline Forecast | Commercial | Restaurant | New | Food Preparation | Natural Gas | Commercial Food Prep Other | E8 |  | Baseline Forecast | bar: 2021 to 2047
Commercial_Restaurant_New_Food Preparation_Natural Gas_Commercial Food Prep Other_E9_Baseline Forecast | Commercial | Restaurant | New | Food Preparation | Natural Gas | Commercial Food Prep Other | E9 |  | Baseline Forecast | bar: 2021 to 2047
Commercial_Restaurant_New_Food Preparation_Natural Gas_Commercial Food Prep Other_E10_Baseline Forecast | Commercial | Restaurant | New | Food Preparation | Natural Gas | Commercial Food Prep Other | E10 |  | Baseline Forecast | bar: 2021 to 2047
Commercial_Restaurant_New_Miscellaneous_Natural Gas_Pool Heater_E1_Baseline Forecast | Commercial | Restaurant | New | Miscellaneous | Natural Gas | Pool Heater | E1 | Standard (EF .78) | Baseline Forecast | 100% | 100% | 100% | 100% | 100% | 100% | 100% | 100% | 100% | 100% | 100% | 100% | 100% | 100% | 100% | 100% | 100% | 100% | 100% | 100% | 100% | 100% | 100% | 100% | 100% | 100% | 100%
Commercial_Restaurant_New_Miscellaneous_Natural Gas_Pool Heater_E2_Baseline Forecast | Commercial | Restaurant | New | Miscellaneous | Natural Gas | Pool Heater | E2 | Condensing (EF .90) | Baseline Forecast | bar: 2021 to 2047
Commercial_Restaurant_New_Miscellaneous_Natural Gas_Pool Heater_E3_Baseline Forecast | Commercial | Restaurant | New | Miscellaneous | Natural Gas | Pool Heater | E3 |  | Baseline Forecast | bar: 2021 to 2047
Commercial_Restaurant_New_Miscellaneous_Natural Gas_Pool Heater_E4_Baseline Forecast | Commercial | Restaurant | New | Miscellaneous | Natural Gas | Pool Heater | E4 |  | Baseline Forecast | bar: 2021 to 2047
Commercial_Restaurant_New_Miscellaneous_Natural Gas_Pool Heater_E5_Baseline Forecast | Commercial | Restaurant | New | Miscellaneous | Natural Gas | Pool Heater | E5 |  | Baseline Forecast | bar: 2021 to 2047
Commercial_Restaurant_New_Miscellaneous_Natural Gas_Pool Heater_E6_Baseline Forecast | Commercial | Restaurant | New | Miscellaneous | Natural Gas | Pool Heater | E6 |  | Baseline Forecast | bar: 2021 to 2047
Commercial_Restaurant_New_Miscellaneous_Natural Gas_Pool Heater_E7_Baseline Forecast | Commercial | Restaurant | New | Miscellaneous | Natural Gas | Pool Heater | E7 |  | Baseline Forecast | bar: 2021 to 2047
Commercial_Restaurant_New_Miscellaneous_Natural Gas_Pool Heater_E8_Baseline Forecast | Commercial | Restaurant | New | Miscellaneous | Natural Gas | Pool Heater | E8 |  | Baseline Forecast | bar: 2021 to 2047
Commercial_Restaurant_New_Miscellaneous_Natural Gas_Pool Heater_E9_Baseline Forecast | Commercial | Restaurant | New | Miscellaneous | Natural Gas | Pool Heater | E9 |  | Baseline Forecast | bar: 2021 to 2047
Commercial_Restaurant_New_Miscellaneous_Natural Gas_Pool Heater_E10_Baseline Forecast | Commercial | Restaurant | New | Miscellaneous | Natural Gas | Pool Heater | E10 |  | Baseline Forecast | bar: 2021 to 2047
Commercial_Restaurant_New_Miscellaneous_Natural Gas_Miscellaneous_E1_Baseline Forecast | Commercial | Restaurant | New | Miscellaneous | Natural Gas | Miscellaneous | E1 | Miscellaneous | Baseline Forecast | 100% | 100% | 100% | 100% | 100% | 100% | 100% | 100% | 100% | 100% | 100% | 100% | 100% | 100% | 100% | 100% | 100% | 100% | 100% | 100% | 100% | 100% | 100% | 100% | 100% | 100% | 100%
Commercial_Restaurant_New_Miscellaneous_Natural Gas_Miscellaneous_E2_Baseline Forecast | Commercial | Restaurant | New | Miscellaneous | Natural Gas | Miscellaneous | E2 |  | Baseline Forecast | bar: 2021 to 2047
Commercial_Restaurant_New_Miscellaneous_Natural Gas_Miscellaneous_E3_Baseline Forecast | Commercial | Restaurant | New | Miscellaneous | Natural Gas | Miscellaneous | E3 |  | Baseline Forecast | bar: 2021 to 2047
Commercial_Restaurant_New_Miscellaneous_Natural Gas_Miscellaneous_E4_Baseline Forecast | Commercial | Restaurant | New | Miscellaneous | Natural Gas | Miscellaneous | E4 |  | Baseline Forecast | bar: 2021 to 2047
Commercial_Restaurant_New_Miscellaneous_Natural Gas_Miscellaneous_E5_Baseline Forecast | Commercial | Restaurant | New | Miscellaneous | Natural Gas | Miscellaneous | E5 |  | Baseline Forecast | bar: 2021 to 2047
Commercial_Restaurant_New_Miscellaneous_Natural Gas_Miscellaneous_E6_Baseline Forecast | Commercial | Restaurant | New | Miscellaneous | Natural Gas | Miscellaneous | E6 |  | Baseline Forecast | bar: 2021 to 2047
Commercial_Restaurant_New_Miscellaneous_Natural Gas_Miscellaneous_E7_Baseline Forecast | Commercial | Restaurant | New | Miscellaneous | Natural Gas | Miscellaneous | E7 |  | Baseline Forecast | bar: 2021 to 2047
Commercial_Restaurant_New_Miscellaneous_Natural Gas_Miscellaneous_E8_Baseline Forecast | Commercial | Restaurant | New | Miscellaneous | Natural Gas | Miscellaneous | E8 |  | Baseline Forecast | bar: 2021 to 2047
Commercial_Restaurant_New_Miscellaneous_Natural Gas_Miscellaneous_E9_Baseline Forecast | Commercial | Restaurant | New | Miscellaneous | Natural Gas | Miscellaneous | E9 |  | Baseline Forecast | bar: 2021 to 2047
Commercial_Restaurant_New_Miscellaneous_Natural Gas_Miscellaneous_E10_Baseline Forecast | Commercial | Restaurant | New | Miscellaneous | Natural Gas | Miscellaneous | E10 |  | Baseline Forecast | bar: 2021 to 2047
Commercial_Retail_Existing_Space Heating_Natural Gas_Furnace_E1_Baseline Forecast | Commercial | Retail | Existing | Space Heating | Natural Gas | Furnace | E1 | AFUE 80% (Standard) | Baseline Forecast | 97.92% | 97.92% | 97.92% | 0% | 0% | 0% | 0% | 0% | 0% | 0% | 0% | 0% | 0% | 0% | 0% | 0% | 0% | 0% | 0% | 0% | 0% | 0% | 0% | 0% | 0% | 0% | 0%
Commercial_Retail_Existing_Space Heating_Natural Gas_Furnace_E2_Baseline Forecast | Commercial | Retail | Existing | Space Heating | Natural Gas | Furnace | E2 | AFUE 90% | Baseline Forecast | 2.084% | 2.084% | 2.084% | 100% | 100% | 100% | 100% | 100% | 100% | 100% | 100% | 100% | 100% | 100% | 100% | 100% | 100% | 100% | 100% | 100% | 100% | 100% | 100% | 100% | 100% | 100% | 100%
Commercial_Retail_Existing_Space Heating_Natural Gas_Furnace_E3_Baseline Forecast | Commercial | Retail | Existing | Space Heating | Natural Gas | Furnace | E3 | AFUE 96% | Baseline Forecast | bar: 2021 to 2047
Commercial_Retail_Existing_Space Heating_Natural Gas_Furnace_E4_Baseline Forecast | Commercial | Retail | Existing | Space Heating | Natural Gas | Furnace | E4 |  | Baseline Forecast | bar: 2021 to 2047
Commercial_Retail_Existing_Space Heating_Natural Gas_Furnace_E5_Baseline Forecast | Commercial | Retail | Existing | Space Heating | Natural Gas | Furnace | E5 |  | Baseline Forecast | bar: 2021 to 2047
Commercial_Retail_Existing_Space Heating_Natural Gas_Furnace_E6_Baseline Forecast | Commercial | Retail | Existing | Space Heating | Natural Gas | Furnace | E6 |  | Baseline Forecast | bar: 2021 to 2047
Commercial_Retail_Existing_Space Heating_Natural Gas_Furnace_E7_Baseline Forecast | Commercial | Retail | Existing | Space Heating | Natural Gas | Furnace | E7 |  | Baseline Forecast | bar: 2021 to 2047
Commercial_Retail_Existing_Space Heating_Natural Gas_Furnace_E8_Baseline Forecast | Commercial | Retail | Existing | Space Heating | Natural Gas | Furnace | E8 |  | Baseline Forecast | bar: 2021 to 2047
Commercial_Retail_Existing_Space Heating_Natural Gas_Furnace_E9_Baseline Forecast | Commercial | Retail | Existing | Space Heating | Natural Gas | Furnace | E9 |  | Baseline Forecast | bar: 2021 to 2047
Commercial_Retail_Existing_Space Heating_Natural Gas_Furnace_E10_Baseline Forecast | Commercial | Retail | Existing | Space Heating | Natural Gas | Furnace | E10 |  | Baseline Forecast | bar: 2021 to 2047
Commercial_Retail_Existing_Space Heating_Natural Gas_Boiler_E1_Baseline Forecast | Commercial | Retail | Existing | Space Heating | Natural Gas | Boiler | E1 | AFUE 80% (Standard) | Baseline Forecast | 82% | 82% | 82% | 82% | 82% | 82% | 82% | 82% | 82% | 82% | 82% | 82% | 82% | 82% | 82% | 82% | 82% | 82% | 82% | 82% | 82% | 82% | 82% | 82% | 82% | 82% | 82%
Commercial_Retail_Existing_Space Heating_Natural Gas_Boiler_E2_Baseline Forecast | Commercial | Retail | Existing | Space Heating | Natural Gas | Boiler | E2 | AFUE 85% | Baseline Forecast | 18% | 18% | 18% | 18% | 18% | 18% | 18% | 18% | 18% | 18% | 18% | 18% | 18% | 18% | 18% | 18% | 18% | 18% | 18% | 18% | 18% | 18% | 18% | 18% | 18% | 18% | 18%
Commercial_Retail_Existing_Space Heating_Natural Gas_Boiler_E3_Baseline Forecast | Commercial | Retail | Existing | Space Heating | Natural Gas | Boiler | E3 | AFUE 97% | Baseline Forecast | bar: 2021 to 2047
Commercial_Retail_Existing_Space Heating_Natural Gas_Boiler_E4_Baseline Forecast | Commercial | Retail | Existing | Space Heating | Natural Gas | Boiler | E4 | Convert to NG Air Source Heat Pump | Baseline Forecast | bar: 2021 to 2047
Commercial_Retail_Existing_Space Heating_Natural Gas_Boiler_E5_Baseline Forecast | Commercial | Retail | Existing | Space Heating | Natural Gas | Boiler | E5 |  | Baseline Forecast | bar: 2021 to 2047
Commercial_Retail_Existing_Space Heating_Natural Gas_Boiler_E6_Baseline Forecast | Commercial | Retail | Existing | Space Heating | Natural Gas | Boiler | E6 |  | Baseline Forecast | bar: 2021 to 2047
Commercial_Retail_Existing_Space Heating_Natural Gas_Boiler_E7_Baseline Forecast | Commercial | Retail | Existing | Space Heating | Natural Gas | Boiler | E7 |  | Baseline Forecast | bar: 2021 to 2047
Commercial_Retail_Existing_Space Heating_Natural Gas_Boiler_E8_Baseline Forecast | Commercial | Retail | Existing | Space Heating | Natural Gas | Boiler | E8 |  | Baseline Forecast | bar: 2021 to 2047
Commercial_Retail_Existing_Space Heating_Natural Gas_Boiler_E9_Baseline Forecast | Commercial | Retail | Existing | Space Heating | Natural Gas | Boiler | E9 |  | Baseline Forecast | bar: 2021 to 2047
Commercial_Retail_Existing_Space Heating_Natural Gas_Boiler_E10_Baseline Forecast | Commercial | Retail | Existing | Space Heating | Natural Gas | Boiler | E10 |  | Baseline Forecast | bar: 2021 to 2047
Commercial_Retail_Existing_Space Heating_Natural Gas_Unit Heater_E1_Baseline Forecast | Commercial | Retail | Existing | Space Heating | Natural Gas | Unit Heater | E1 | Standard | Baseline Forecast | 100% | 100% | 100% | 100% | 100% | 100% | 100% | 100% | 100% | 100% | 100% | 100% | 100% | 100% | 100% | 100% | 100% | 100% | 100% | 100% | 100% | 100% | 100% | 100% | 100% | 100% | 100%
Commercial_Retail_Existing_Space Heating_Natural Gas_Unit Heater_E2_Baseline Forecast | Commercial | Retail | Existing | Space Heating | Natural Gas | Unit Heater | E2 | Condensing | Baseline Forecast | bar: 2021 to 2047
Commercial_Retail_Existing_Space Heating_Natural Gas_Unit Heater_E3_Baseline Forecast | Commercial | Retail | Existing | Space Heating | Natural Gas | Unit Heater | E3 | Infrared Radiant | Baseline Forecast | bar: 2021 to 2047
Commercial_Retail_Existing_Space Heating_Natural Gas_Unit Heater_E4_Baseline Forecast | Commercial | Retail | Existing | Space Heating | Natural Gas | Unit Heater | E4 |  | Baseline Forecast | bar: 2021 to 2047
Commercial_Retail_Existing_Space Heating_Natural Gas_Unit Heater_E5_Baseline Forecast | Commercial | Retail | Existing | Space Heating | Natural Gas | Unit Heater | E5 |  | Baseline Forecast | bar: 2021 to 2047
Commercial_Retail_Existing_Space Heating_Natural Gas_Unit Heater_E6_Baseline Forecast | Commercial | Retail | Existing | Space Heating | Natural Gas | Unit Heater | E6 |  | Baseline Forecast | bar: 2021 to 2047
Commercial_Retail_Existing_Space Heating_Natural Gas_Unit Heater_E7_Baseline Forecast | Commercial | Retail | Existing | Space Heating | Natural Gas | Unit Heater | E7 |  | Baseline Forecast | bar: 2021 to 2047
Commercial_Retail_Existing_Space Heating_Natural Gas_Unit Heater_E8_Baseline Forecast | Commercial | Retail | Existing | Space Heating | Natural Gas | Unit Heater | E8 |  | Baseline Forecast | bar: 2021 to 2047
Commercial_Retail_Existing_Space Heating_Natural Gas_Unit Heater_E9_Baseline Forecast | Commercial | Retail | Existing | Space Heating | Natural Gas | Unit Heater | E9 |  | Baseline Forecast | bar: 2021 to 2047
Commercial_Retail_Existing_Space Heating_Natural Gas_Unit Heater_E10_Baseline Forecast | Commercial | Retail | Existing | Space Heating | Natural Gas | Unit Heater | E10 |  | Baseline Forecast | bar: 2021 to 2047
Commercial_Retail_Existing_Water Heating_Natural Gas_Water Heater_E1_Baseline Forecast | Commercial | Retail | Existing | Water Heating | Natural Gas | Water Heater | E1 | TE 88% | Baseline Forecast | 49% | 49% | 49% | 49% | 49% | 49% | 49% | 49% | 49% | 49% | 49% | 49% | 49% | 49% | 49% | 49% | 49% | 49% | 49% | 49% | 49% | 49% | 49% | 49% | 49% | 49% | 49%
Commercial_Retail_Existing_Water Heating_Natural Gas_Water Heater_E2_Baseline Forecast | Commercial | Retail | Existing | Water Heating | Natural Gas | Water Heater | E2 | TE 96% | Baseline Forecast | 51% | 51% | 51% | 51% | 51% | 51% | 51% | 51% | 51% | 51% | 51% | 51% | 51% | 51% | 51% | 51% | 51% | 51% | 51% | 51% | 51% | 51% | 51% | 51% | 51% | 51% | 51%
Commercial_Retail_Existing_Water Heating_Natural Gas_Water Heater_E3_Baseline Forecast | Commercial | Retail | Existing | Water Heating | Natural Gas | Water Heater | E3 | Tankless | Baseline Forecast | bar: 2021 to 2047
Commercial_Retail_Existing_Water Heating_Natural Gas_Water Heater_E4_Baseline Forecast | Commercial | Retail | Existing | Water Heating | Natural Gas | Water Heater | E4 | NEEA Gas-Fired Absorption HPWH (COP 1.06) | Baseline Forecast | bar: 2021 to 2047
Commercial_Retail_Existing_Water Heating_Natural Gas_Water Heater_E5_Baseline Forecast | Commercial | Retail | Existing | Water Heating | Natural Gas | Water Heater | E5 |  | Baseline Forecast | bar: 2021 to 2047
Commercial_Retail_Existing_Water Heating_Natural Gas_Water Heater_E6_Baseline Forecast | Commercial | Retail | Existing | Water Heating | Natural Gas | Water Heater | E6 |  | Baseline Forecast | bar: 2021 to 2047
Commercial_Retail_Existing_Water Heating_Natural Gas_Water Heater_E7_Baseline Forecast | Commercial | Retail | Existing | Water Heating | Natural Gas | Water Heater | E7 |  | Baseline Forecast | bar: 2021 to 2047
Commercial_Retail_Existing_Water Heating_Natural Gas_Water Heater_E8_Baseline Forecast | Commercial | Retail | Existing | Water Heating | Natural Gas | Water Heater | E8 |  | Baseline Forecast | bar: 2021 to 2047
Commercial_Retail_Existing_Water Heating_Natural Gas_Water Heater_E9_Baseline Forecast | Commercial | Retail | Existing | Water Heating | Natural Gas | Water Heater | E9 |  | Baseline Forecast | bar: 2021 to 2047
Commercial_Retail_Existing_Water Heating_Natural Gas_Water Heater_E10_Baseline Forecast | Commercial | Retail | Existing | Water Heating | Natural Gas | Water Heater | E10 |  | Baseline Forecast | bar: 2021 to 2047
Commercial_Retail_Existing_Food Preparation_Natural Gas_Oven_E1_Baseline Forecast | Commercial | Retail | Existing | Food Preparation | Natural Gas | Oven | E1 | Standard | Baseline Forecast | 46% | 46% | 46% | 46% | 46% | 46% | 46% | 46% | 46% | 46% | 46% | 46% | 46% | 46% | 46% | 46% | 46% | 46% | 46% | 46% | 46% | 46% | 46% | 46% | 46% | 46% | 46%
Commercial_Retail_Existing_Food Preparation_Natural Gas_Oven_E2_Baseline Forecast | Commercial | Retail | Existing | Food Preparation | Natural Gas | Oven | E2 | ENERGY STAR (>42% Baking Efficiency) | Baseline Forecast | 54% | 54% | 54% | 54% | 54% | 54% | 54% | 54% | 54% | 54% | 54% | 54% | 54% | 54% | 54% | 54% | 54% | 54% | 54% | 54% | 54% | 54% | 54% | 54% | 54% | 54% | 54%
Commercial_Retail_Existing_Food Preparation_Natural Gas_Oven_E3_Baseline Forecast | Commercial | Retail | Existing | Food Preparation | Natural Gas | Oven | E3 |  | Baseline Forecast | bar: 2021 to 2047
Commercial_Retail_Existing_Food Preparation_Natural Gas_Oven_E4_Baseline Forecast | Commercial | Retail | Existing | Food Preparation | Natural Gas | Oven | E4 |  | Baseline Forecast | bar: 2021 to 2047
Commercial_Retail_Existing_Food Preparation_Natural Gas_Oven_E5_Baseline Forecast | Commercial | Retail | Existing | Food Preparation | Natural Gas | Oven | E5 |  | Baseline Forecast | bar: 2021 to 2047
Commercial_Retail_Existing_Food Preparation_Natural Gas_Oven_E6_Baseline Forecast | Commercial | Retail | Existing | Food Preparation | Natural Gas | Oven | E6 |  | Baseline Forecast | bar: 2021 to 2047
Commercial_Retail_Existing_Food Preparation_Natural Gas_Oven_E7_Baseline Forecast | Commercial | Retail | Existing | Food Preparation | Natural Gas | Oven | E7 |  | Baseline Forecast | bar: 2021 to 2047
Commercial_Retail_Existing_Food Preparation_Natural Gas_Oven_E8_Baseline Forecast | Commercial | Retail | Existing | Food Preparation | Natural Gas | Oven | E8 |  | Baseline Forecast | bar: 2021 to 2047
Commercial_Retail_Existing_Food Preparation_Natural Gas_Oven_E9_Baseline Forecast | Commercial | Retail | Existing | Food Preparation | Natural Gas | Oven | E9 |  | Baseline Forecast | bar: 2021 to 2047
Commercial_Retail_Existing_Food Preparation_Natural Gas_Oven_E10_Baseline Forecast | Commercial | Retail | Existing | Food Preparation | Natural Gas | Oven | E10 |  | Baseline Forecast | bar: 2021 to 2047
Commercial_Retail_Existing_Food Preparation_Natural Gas_Conveyor Oven_E1_Baseline Forecast | Commercial | Retail | Existing | Food Preparation | Natural Gas | Conveyor Oven | E1 | Standard | Baseline Forecast | 46% | 46% | 46% | 46% | 46% | 46% | 46% | 46% | 46% | 46% | 46% | 46% | 46% | 46% | 46% | 46% | 46% | 46% | 46% | 46% | 46% | 46% | 46% | 46% | 46% | 46% | 46%
Commercial_Retail_Existing_Food Preparation_Natural Gas_Conveyor Oven_E2_Baseline Forecast | Commercial | Retail | Existing | Food Preparation | Natural Gas | Conveyor Oven | E2 | Efficient (>42% Baking Efficiency) | Baseline Forecast | 54% | 54% | 54% | 54% | 54% | 54% | 54% | 54% | 54% | 54% | 54% | 54% | 54% | 54% | 54% | 54% | 54% | 54% | 54% | 54% | 54% | 54% | 54% | 54% | 54% | 54% | 54%
Commercial_Retail_Existing_Food Preparation_Natural Gas_Conveyor Oven_E3_Baseline Forecast | Commercial | Retail | Existing | Food Preparation | Natural Gas | Conveyor Oven | E3 |  | Baseline Forecast | bar: 2021 to 2047
Commercial_Retail_Existing_Food Preparation_Natural Gas_Conveyor Oven_E4_Baseline Forecast | Commercial | Retail | Existing | Food Preparation | Natural Gas | Conveyor Oven | E4 |  | Baseline Forecast | bar: 2021 to 2047
Commercial_Retail_Existing_Food Preparation_Natural Gas_Conveyor Oven_E5_Baseline Forecast | Commercial | Retail | Existing | Food Preparation | Natural Gas | Conveyor Oven | E5 |  | Baseline Forecast | bar: 2021 to 2047
Commercial_Retail_Existing_Food Preparation_Natural Gas_Conveyor Oven_E6_Baseline Forecast | Commercial | Retail | Existing | Food Preparation | Natural Gas | Conveyor Oven | E6 |  | Baseline Forecast | bar: 2021 to 2047
Commercial_Retail_Existing_Food Preparation_Natural Gas_Conveyor Oven_E7_Baseline Forecast | Commercial | Retail | Existing | Food Preparation | Natural Gas | Conveyor Oven | E7 |  | Baseline Forecast | bar: 2021 to 2047
Commercial_Retail_Existing_Food Preparation_Natural Gas_Conveyor Oven_E8_Baseline Forecast | Commercial | Retail | Existing | Food Preparation | Natural Gas | Conveyor Oven | E8 |  | Baseline Forecast | bar: 2021 to 2047
Commercial_Retail_Existing_Food Preparation_Natural Gas_Conveyor Oven_E9_Baseline Forecast | Commercial | Retail | Existing | Food Preparation | Natural Gas | Conveyor Oven | E9 |  | Baseline Forecast | bar: 2021 to 2047
Commercial_Retail_Existing_Food Preparation_Natural Gas_Conveyor Oven_E10_Baseline Forecast | Commercial | Retail | Existing | Food Preparation | Natural Gas | Conveyor Oven | E10 |  | Baseline Forecast | bar: 2021 to 2047
Commercial_Retail_Existing_Food Preparation_Natural Gas_Double Rack Oven_E1_Baseline Forecast | Commercial | Retail | Existing | Food Preparation | Natural Gas | Double Rack Oven | E1 | Standard | Baseline Forecast | 46% | 46% | 46% | 46% | 46% | 46% | 46% | 46% | 46% | 46% | 46% | 46% | 46% | 46% | 46% | 46% | 46% | 46% | 46% | 46% | 46% | 46% | 46% | 46% | 46% | 46% | 46%
Commercial_Retail_Existing_Food Preparation_Natural Gas_Double Rack Oven_E2_Baseline Forecast | Commercial | Retail | Existing | Food Preparation | Natural Gas | Double Rack Oven | E2 | FTSC Qualified (>50% Cooking Efficiency) | Baseline Forecast | 54% | 54% | 54% | 54% | 54% | 54% | 54% | 54% | 54% | 54% | 54% | 54% | 54% | 54% | 54% | 54% | 54% | 54% | 54% | 54% | 54% | 54% | 54% | 54% | 54% | 54% | 54%
Commercial_Retail_Existing_Food Preparation_Natural Gas_Double Rack Oven_E3_Baseline Forecast | Commercial | Retail | Existing | Food Preparation | Natural Gas | Double Rack Oven | E3 |  | Baseline Forecast | bar: 2021 to 2047
Commercial_Retail_Existing_Food Preparation_Natural Gas_Double Rack Oven_E4_Baseline Forecast | Commercial | Retail | Existing | Food Preparation | Natural Gas | Double Rack Oven | E4 |  | Baseline Forecast | bar: 2021 to 2047
Commercial_Retail_Existing_Food Preparation_Natural Gas_Double Rack Oven_E5_Baseline Forecast | Commercial | Retail | Existing | Food Preparation | Natural Gas | Double Rack Oven | E5 |  | Baseline Forecast | bar: 2021 to 2047
Commercial_Retail_Existing_Food Preparation_Natural Gas_Double Rack Oven_E6_Baseline Forecast | Commercial | Retail | Existing | Food Preparation | Natural Gas | Double Rack Oven | E6 |  | Baseline Forecast | bar: 2021 to 2047
Commercial_Retail_Existing_Food Preparation_Natural Gas_Double Rack Oven_E7_Baseline Forecast | Commercial | Retail | Existing | Food Preparation | Natural Gas | Double Rack Oven | E7 |  | Baseline Forecast | bar: 2021 to 2047
Commercial_Retail_Existing_Food Preparation_Natural Gas_Double Rack Oven_E8_Baseline Forecast | Commercial | Retail | Existing | Food Preparation | Natural Gas | Double Rack Oven | E8 |  | Baseline Forecast | bar: 2021 to 2047
Commercial_Retail_Existing_Food Preparation_Natural Gas_Double Rack Oven_E9_Baseline Forecast | Commercial | Retail | Existing | Food Preparation | Natural Gas | Double Rack Oven | E9 |  | Baseline Forecast | bar: 2021 to 2047
Commercial_Retail_Existing_Food Preparation_Natural Gas_Double Rack Oven_E10_Baseline Forecast | Commercial | Retail | Existing | Food Preparation | Natural Gas | Double Rack Oven | E10 |  | Baseline Forecast | bar: 2021 to 2047
Commercial_Retail_Existing_Food Preparation_Natural Gas_Fryer_E1_Baseline Forecast | Commercial | Retail | Existing | Food Preparation | Natural Gas | Fryer | E1 | Standard | Baseline Forecast | 75% | 0% | 0% | 0% | 0% | 0% | 0% | 0% | 0% | 0% | 0% | 0% | 0% | 0% | 0% | 0% | 0% | 0% | 0% | 0% | 0% | 0% | 0% | 0% | 0% | 0% | 0%
Commercial_Retail_Existing_Food Preparation_Natural Gas_Fryer_E2_Baseline Forecast | Commercial | Retail | Existing | Food Preparation | Natural Gas | Fryer | E2 | ENERGY STAR | Baseline Forecast | 25% | 100% | 100% | 100% | 100% | 100% | 100% | 100% | 100% | 100% | 100% | 100% | 100% | 100% | 100% | 100% | 100% | 100% | 100% | 100% | 100% | 100% | 100% | 100% | 100% | 100% | 100%
Commercial_Retail_Existing_Food Preparation_Natural Gas_Fryer_E3_Baseline Forecast | Commercial | Retail | Existing | Food Preparation | Natural Gas | Fryer | E3 |  | Baseline Forecast | bar: 2021 to 2047
Commercial_Retail_Existing_Food Preparation_Natural Gas_Fryer_E4_Baseline Forecast | Commercial | Retail | Existing | Food Preparation | Natural Gas | Fryer | E4 |  | Baseline Forecast | bar: 2021 to 2047
Commercial_Retail_Existing_Food Preparation_Natural Gas_Fryer_E5_Baseline Forecast | Commercial | Retail | Existing | Food Preparation | Natural Gas | Fryer | E5 |  | Baseline Forecast | bar: 2021 to 2047
Commercial_Retail_Existing_Food Preparation_Natural Gas_Fryer_E6_Baseline Forecast | Commercial | Retail | Existing | Food Preparation | Natural Gas | Fryer | E6 |  | Baseline Forecast | bar: 2021 to 2047
Commercial_Retail_Existing_Food Preparation_Natural Gas_Fryer_E7_Baseline Forecast | Commercial | Retail | Existing | Food Preparation | Natural Gas | Fryer | E7 |  | Baseline Forecast | bar: 2021 to 2047
Commercial_Retail_Existing_Food Preparation_Natural Gas_Fryer_E8_Baseline Forecast | Commercial | Retail | Existing | Food Preparation | Natural Gas | Fryer | E8 |  | Baseline Forecast | bar: 2021 to 2047
Commercial_Retail_Existing_Food Preparation_Natural Gas_Fryer_E9_Baseline Forecast | Commercial | Retail | Existing | Food Preparation | Natural Gas | Fryer | E9 |  | Baseline Forecast | bar: 2021 to 2047
Commercial_Retail_Existing_Food Preparation_Natural Gas_Fryer_E10_Baseline Forecast | Commercial | Retail | Existing | Food Preparation | Natural Gas | Fryer | E10 |  | Baseline Forecast | bar: 2021 to 2047
Commercial_Retail_Existing_Food Preparation_Natural Gas_Broiler_E1_Baseline Forecast | Commercial | Retail | Existing | Food Preparation | Natural Gas | Broiler | E1 | Standard | Baseline Forecast | 100% | 100% | 100% | 100% | 100% | 100% | 100% | 100% | 100% | 100% | 100% | 100% | 100% | 100% | 100% | 100% | 100% | 100% | 100% | 100% | 100% | 100% | 100% | 100% | 100% | 100% | 100%
Commercial_Retail_Existing_Food Preparation_Natural Gas_Broiler_E2_Baseline Forecast | Commercial | Retail | Existing | Food Preparation | Natural Gas | Broiler | E2 | Infrared Burners | Baseline Forecast | bar: 2021 to 2047
Commercial_Retail_Existing_Food Preparation_Natural Gas_Broiler_E3_Baseline Forecast | Commercial | Retail | Existing | Food Preparation | Natural Gas | Broiler | E3 |  | Baseline Forecast | bar: 2021 to 2047
Commercial_Retail_Existing_Food Preparation_Natural Gas_Broiler_E4_Baseline Forecast | Commercial | Retail | Existing | Food Preparation | Natural Gas | Broiler | E4 |  | Baseline Forecast | bar: 2021 to 2047
Commercial_Retail_Existing_Food Preparation_Natural Gas_Broiler_E5_Baseline Forecast | Commercial | Retail | Existing | Food Preparation | Natural Gas | Broiler | E5 |  | Baseline Forecast | bar: 2021 to 2047
Commercial_Retail_Existing_Food Preparation_Natural Gas_Broiler_E6_Baseline Forecast | Commercial | Retail | Existing | Food Preparation | Natural Gas | Broiler | E6 |  | Baseline Forecast | bar: 2021 to 2047
Commercial_Retail_Existing_Food Preparation_Natural Gas_Broiler_E7_Baseline Forecast | Commercial | Retail | Existing | Food Preparation | Natural Gas | Broiler | E7 |  | Baseline Forecast | bar: 2021 to 2047
Commercial_Retail_Existing_Food Preparation_Natural Gas_Broiler_E8_Baseline Forecast | Commercial | Retail | Existing | Food Preparation | Natural Gas | Broiler | E8 |  | Baseline Forecast | bar: 2021 to 2047
Commercial_Retail_Existing_Food Preparation_Natural Gas_Broiler_E9_Baseline Forecast | Commercial | Retail | Existing | Food Preparation | Natural Gas | Broiler | E9 |  | Baseline Forecast | bar: 2021 to 2047
Commercial_Retail_Existing_Food Preparation_Natural Gas_Broiler_E10_Baseline Forecast | Commercial | Retail | Existing | Food Preparation | Natural Gas | Broiler | E10 |  | Baseline Forecast | bar: 2021 to 2047
Commercial_Retail_Existing_Food Preparation_Natural Gas_Griddle_E1_Baseline Forecast | Commercial | Retail | Existing | Food Preparation | Natural Gas | Griddle | E1 | Standard | Baseline Forecast | 82% | 82% | 82% | 82% | 82% | 82% | 82% | 82% | 82% | 82% | 82% | 82% | 82% | 82% | 82% | 82% | 82% | 82% | 82% | 82% | 82% | 82% | 82% | 82% | 82% | 82% | 82%
Commercial_Retail_Existing_Food Preparation_Natural Gas_Griddle_E2_Baseline Forecast | Commercial | Retail | Existing | Food Preparation | Natural Gas | Griddle | E2 | ENERGY STAR | Baseline Forecast | 18% | 18% | 18% | 18% | 18% | 18% | 18% | 18% | 18% | 18% | 18% | 18% | 18% | 18% | 18% | 18% | 18% | 18% | 18% | 18% | 18% | 18% | 18% | 18% | 18% | 18% | 18%
Commercial_Retail_Existing_Food Preparation_Natural Gas_Griddle_E3_Baseline Forecast | Commercial | Retail | Existing | Food Preparation | Natural Gas | Griddle | E3 |  | Baseline Forecast | bar: 2021 to 2047
Commercial_Retail_Existing_Food Preparation_Natural Gas_Griddle_E4_Baseline Forecast | Commercial | Retail | Existing | Food Preparation | Natural Gas | Griddle | E4 |  | Baseline Forecast | bar: 2021 to 2047
Commercial_Retail_Existing_Food Preparation_Natural Gas_Griddle_E5_Baseline Forecast | Commercial | Retail | Existing | Food Preparation | Natural Gas | Griddle | E5 |  | Baseline Forecast | bar: 2021 to 2047
Commercial_Retail_Existing_Food Preparation_Natural Gas_Griddle_E6_Baseline Forecast | Commercial | Retail | Existing | Food Preparation | Natural Gas | Griddle | E6 |  | Baseline Forecast | bar: 2021 to 2047
Commercial_Retail_Existing_Food Preparation_Natural Gas_Griddle_E7_Baseline Forecast | Commercial | Retail | Existing | Food Preparation | Natural Gas | Griddle | E7 |  | Baseline Forecast | bar: 2021 to 2047
Commercial_Retail_Existing_Food Preparation_Natural Gas_Griddle_E8_Baseline Forecast | Commercial | Retail | Existing | Food Preparation | Natural Gas | Griddle | E8 |  | Baseline Forecast | bar: 2021 to 2047
Commercial_Retail_Existing_Food Preparation_Natural Gas_Griddle_E9_Baseline Forecast | Commercial | Retail | Existing | Food Preparation | Natural Gas | Griddle | E9 |  | Baseline Forecast | bar: 2021 to 2047
Commercial_Retail_Existing_Food Preparation_Natural Gas_Griddle_E10_Baseline Forecast | Commercial | Retail | Existing | Food Preparation | Natural Gas | Griddle | E10 |  | Baseline Forecast | bar: 2021 to 2047
Commercial_Retail_Existing_Food Preparation_Natural Gas_Range_E1_Baseline Forecast | Commercial | Retail | Existing | Food Preparation | Natural Gas | Range | E1 | Standard | Baseline Forecast | 100% | 100% | 100% | 100% | 100% | 100% | 100% | 100% | 100% | 100% | 100% | 100% | 100% | 100% | 100% | 100% | 100% | 100% | 100% | 100% | 100% | 100% | 100% | 100% | 100% | 100% | 100%
Commercial_Retail_Existing_Food Preparation_Natural Gas_Range_E2_Baseline Forecast | Commercial | Retail | Existing | Food Preparation | Natural Gas | Range | E2 | High Efficiency | Baseline Forecast | bar: 2021 to 2047
Commercial_Retail_Existing_Food Preparation_Natural Gas_Range_E3_Baseline Forecast | Commercial | Retail | Existing | Food Preparation | Natural Gas | Range | E3 |  | Baseline Forecast | bar: 2021 to 2047
Commercial_Retail_Existing_Food Preparation_Natural Gas_Range_E4_Baseline Forecast | Commercial | Retail | Existing | Food Preparation | Natural Gas | Range | E4 |  | Baseline Forecast | bar: 2021 to 2047
Commercial_Retail_Existing_Food Preparation_Natural Gas_Range_E5_Baseline Forecast | Commercial | Retail | Existing | Food Preparation | Natural Gas | Range | E5 |  | Baseline Forecast | bar: 2021 to 2047
Commercial_Retail_Existing_Food Preparation_Natural Gas_Range_E6_Baseline Forecast | Commercial | Retail | Existing | Food Preparation | Natural Gas | Range | E6 |  | Baseline Forecast | bar: 2021 to 2047
Commercial_Retail_Existing_Food Preparation_Natural Gas_Range_E7_Baseline Forecast | Commercial | Retail | Existing | Food Preparation | Natural Gas | Range | E7 |  | Baseline Forecast | bar: 2021 to 2047
Commercial_Retail_Existing_Food Preparation_Natural Gas_Range_E8_Baseline Forecast | Commercial | Retail | Existing | Food Preparation | Natural Gas | Range | E8 |  | Baseline Forecast | bar: 2021 to 2047
Commercial_Retail_Existing_Food Preparation_Natural Gas_Range_E9_Baseline Forecast | Commercial | Retail | Existing | Food Preparation | Natural Gas | Range | E9 |  | Baseline Forecast | bar: 2021 to 2047
Commercial_Retail_Existing_Food Preparation_Natural Gas_Range_E10_Baseline Forecast | Commercial | Retail | Existing | Food Preparation | Natural Gas | Range | E10 |  | Baseline Forecast | bar: 2021 to 2047
Commercial_Retail_Existing_Food Preparation_Natural Gas_Steamer_E1_Baseline Forecast | Commercial | Retail | Existing | Food Preparation | Natural Gas | Steamer | E1 | Standard | Baseline Forecast | 54% | 0% | 0% | 0% | 0% | 0% | 0% | 0% | 0% | 0% | 0% | 0% | 0% | 0% | 0% | 0% | 0% | 0% | 0% | 0% | 0% | 0% | 0% | 0% | 0% | 0% | 0%
Commercial_Retail_Existing_Food Preparation_Natural Gas_Steamer_E2_Baseline Forecast | Commercial | Retail | Existing | Food Preparation | Natural Gas | Steamer | E2 | ENERGY STAR | Baseline Forecast | 46% | 100% | 100% | 100% | 100% | 100% | 100% | 100% | 100% | 100% | 100% | 100% | 100% | 100% | 100% | 100% | 100% | 100% | 100% | 100% | 100% | 100% | 100% | 100% | 100% | 100% | 100%
Commercial_Retail_Existing_Food Preparation_Natural Gas_Steamer_E3_Baseline Forecast | Commercial | Retail | Existing | Food Preparation | Natural Gas | Steamer | E3 |  | Baseline Forecast | bar: 2021 to 2047
Commercial_Retail_Existing_Food Preparation_Natural Gas_Steamer_E4_Baseline Forecast | Commercial | Retail | Existing | Food Preparation | Natural Gas | Steamer | E4 |  | Baseline Forecast | bar: 2021 to 2047
Commercial_Retail_Existing_Food Preparation_Natural Gas_Steamer_E5_Baseline Forecast | Commercial | Retail | Existing | Food Preparation | Natural Gas | Steamer | E5 |  | Baseline Forecast | bar: 2021 to 2047
Commercial_Retail_Existing_Food Preparation_Natural Gas_Steamer_E6_Baseline Forecast | Commercial | Retail | Existing | Food Preparation | Natural Gas | Steamer | E6 |  | Baseline Forecast | bar: 2021 to 2047
Commercial_Retail_Existing_Food Preparation_Natural Gas_Steamer_E7_Baseline Forecast | Commercial | Retail | Existing | Food Preparation | Natural Gas | Steamer | E7 |  | Baseline Forecast | bar: 2021 to 2047
Commercial_Retail_Existing_Food Preparation_Natural Gas_Steamer_E8_Baseline Forecast | Commercial | Retail | Existing | Food Preparation | Natural Gas | Steamer | E8 |  | Baseline Forecast | bar: 2021 to 2047
Commercial_Retail_Existing_Food Preparation_Natural Gas_Steamer_E9_Baseline Forecast | Commercial | Retail | Existing | Food Preparation | Natural Gas | Steamer | E9 |  | Baseline Forecast | bar: 2021 to 2047
Commercial_Retail_Existing_Food Preparation_Natural Gas_Steamer_E10_Baseline Forecast | Commercial | Retail | Existing | Food Preparation | Natural Gas | Steamer | E10 |  | Baseline Forecast | bar: 2021 to 2047
Commercial_Retail_Existing_Food Preparation_Natural Gas_Commercial Food Prep Other_E1_Baseline Forecast | Commercial | Retail | Existing | Food Preparation | Natural Gas | Commercial Food Prep Other | E1 | Standard | Baseline Forecast | 75% | 75% | 75% | 75% | 75% | 75% | 75% | 75% | 75% | 75% | 75% | 75% | 75% | 75% | 75% | 75% | 75% | 75% | 75% | 75% | 75% | 75% | 75% | 75% | 75% | 75% | 75%
Commercial_Retail_Existing_Food Preparation_Natural Gas_Commercial Food Prep Other_E2_Baseline Forecast | Commercial | Retail | Existing | Food Preparation | Natural Gas | Commercial Food Prep Other | E2 | ENERGY STAR | Baseline Forecast | 25% | 25% | 25% | 25% | 25% | 25% | 25% | 25% | 25% | 25% | 25% | 25% | 25% | 25% | 25% | 25% | 25% | 25% | 25% | 25% | 25% | 25% | 25% | 25% | 25% | 25% | 25%
Commercial_Retail_Existing_Food Preparation_Natural Gas_Commercial Food Prep Other_E3_Baseline Forecast | Commercial | Retail | Existing | Food Preparation | Natural Gas | Commercial Food Prep Other | E3 |  | Baseline Forecast | bar: 2021 to 2047
Commercial_Retail_Existing_Food Preparation_Natural Gas_Commercial Food Prep Other_E4_Baseline Forecast | Commercial | Retail | Existing | Food Preparation | Natural Gas | Commercial Food Prep Other | E4 |  | Baseline Forecast | bar: 2021 to 2047
Commercial_Retail_Existing_Food Preparation_Natural Gas_Commercial Food Prep Other_E5_Baseline Forecast | Commercial | Retail | Existing | Food Preparation | Natural Gas | Commercial Food Prep Other | E5 |  | Baseline Forecast | bar: 2021 to 2047
Commercial_Retail_Existing_Food Preparation_Natural Gas_Commercial Food Prep Other_E6_Baseline Forecast | Commercial | Retail | Existing | Food Preparation | Natural Gas | Commercial Food Prep Other | E6 |  | Baseline Forecast | bar: 2021 to 2047
Commercial_Retail_Existing_Food Preparation_Natural Gas_Commercial Food Prep Other_E7_Baseline Forecast | Commercial | Retail | Existing | Food Preparation | Natural Gas | Commercial Food Prep Other | E7 |  | Baseline Forecast | bar: 2021 to 2047
Commercial_Retail_Existing_Food Preparation_Natural Gas_Commercial Food Prep Other_E8_Baseline Forecast | Commercial | Retail | Existing | Food Preparation | Natural Gas | Commercial Food Prep Other | E8 |  | Baseline Forecast | bar: 2021 to 2047
Commercial_Retail_Existing_Food Preparation_Natural Gas_Commercial Food Prep Other_E9_Baseline Forecast | Commercial | Retail | Existing | Food Preparation | Natural Gas | Commercial Food Prep Other | E9 |  | Baseline Forecast | bar: 2021 to 2047
Commercial_Retail_Existing_Food Preparation_Natural Gas_Commercial Food Prep Other_E10_Baseline Forecast | Commercial | Retail | Existing | Food Preparation | Natural Gas | Commercial Food Prep Other | E10 |  | Baseline Forecast | bar: 2021 to 2047
Commercial_Retail_Existing_Miscellaneous_Natural Gas_Pool Heater_E1_Baseline Forecast | Commercial | Retail | Existing | Miscellaneous | Natural Gas | Pool Heater | E1 | Standard (EF .78) | Baseline Forecast | 100% | 100% | 100% | 100% | 100% | 100% | 100% | 100% | 100% | 100% | 100% | 100% | 100% | 100% | 100% | 100% | 100% | 100% | 100% | 100% | 100% | 100% | 100% | 100% | 100% | 100% | 100%
Commercial_Retail_Existing_Miscellaneous_Natural Gas_Pool Heater_E2_Baseline Forecast | Commercial | Retail | Existing | Miscellaneous | Natural Gas | Pool Heater | E2 | Condensing (EF .90) | Baseline Forecast | bar: 2021 to 2047
Commercial_Retail_Existing_Miscellaneous_Natural Gas_Pool Heater_E3_Baseline Forecast | Commercial | Retail | Existing | Miscellaneous | Natural Gas | Pool Heater | E3 |  | Baseline Forecast | bar: 2021 to 2047
Commercial_Retail_Existing_Miscellaneous_Natural Gas_Pool Heater_E4_Baseline Forecast | Commercial | Retail | Existing | Miscellaneous | Natural Gas | Pool Heater | E4 |  | Baseline Forecast | bar: 2021 to 2047
Commercial_Retail_Existing_Miscellaneous_Natural Gas_Pool Heater_E5_Baseline Forecast | Commercial | Retail | Existing | Miscellaneous | Natural Gas | Pool Heater | E5 |  | Baseline Forecast | bar: 2021 to 2047
Commercial_Retail_Existing_Miscellaneous_Natural Gas_Pool Heater_E6_Baseline Forecast | Commercial | Retail | Existing | Miscellaneous | Natural Gas | Pool Heater | E6 |  | Baseline Forecast | bar: 2021 to 2047
Commercial_Retail_Existing_Miscellaneous_Natural Gas_Pool Heater_E7_Baseline Forecast | Commercial | Retail | Existing | Miscellaneous | Natural Gas | Pool Heater | E7 |  | Baseline Forecast | bar: 2021 to 2047
Commercial_Retail_Existing_Miscellaneous_Natural Gas_Pool Heater_E8_Baseline Forecast | Commercial | Retail | Existing | Miscellaneous | Natural Gas | Pool Heater | E8 |  | Baseline Forecast | bar: 2021 to 2047
Commercial_Retail_Existing_Miscellaneous_Natural Gas_Pool Heater_E9_Baseline Forecast | Commercial | Retail | Existing | Miscellaneous | Natural Gas | Pool Heater | E9 |  | Baseline Forecast | bar: 2021 to 2047
Commercial_Retail_Existing_Miscellaneous_Natural Gas_Pool Heater_E10_Baseline Forecast | Commercial | Retail | Existing | Miscellaneous | Natural Gas | Pool Heater | E10 |  | Baseline Forecast | bar: 2021 to 2047
Commercial_Retail_Existing_Miscellaneous_Natural Gas_Miscellaneous_E1_Baseline Forecast | Commercial | Retail | Existing | Miscellaneous | Natural Gas | Miscellaneous | E1 | Miscellaneous | Baseline Forecast | 100% | 100% | 100% | 100% | 100% | 100% | 100% | 100% | 100% | 100% | 100% | 100% | 100% | 100% | 100% | 100% | 100% | 100% | 100% | 100% | 100% | 100% | 100% | 100% | 100% | 100% | 100%
Commercial_Retail_Existing_Miscellaneous_Natural Gas_Miscellaneous_E2_Baseline Forecast | Commercial | Retail | Existing | Miscellaneous | Natural Gas | Miscellaneous | E2 |  | Baseline Forecast | bar: 2021 to 2047
Commercial_Retail_Existing_Miscellaneous_Natural Gas_Miscellaneous_E3_Baseline Forecast | Commercial | Retail | Existing | Miscellaneous | Natural Gas | Miscellaneous | E3 |  | Baseline Forecast | bar: 2021 to 2047
Commercial_Retail_Existing_Miscellaneous_Natural Gas_Miscellaneous_E4_Baseline Forecast | Commercial | Retail | Existing | Miscellaneous | Natural Gas | Miscellaneous | E4 |  | Baseline Forecast | bar: 2021 to 2047
Commercial_Retail_Existing_Miscellaneous_Natural Gas_Miscellaneous_E5_Baseline Forecast | Commercial | Retail | Existing | Miscellaneous | Natural Gas | Miscellaneous | E5 |  | Baseline Forecast | bar: 2021 to 2047
Commercial_Retail_Existing_Miscellaneous_Natural Gas_Miscellaneous_E6_Baseline Forecast | Commercial | Retail | Existing | Miscellaneous | Natural Gas | Miscellaneous | E6 |  | Baseline Forecast | bar: 2021 to 2047
Commercial_Retail_Existing_Miscellaneous_Natural Gas_Miscellaneous_E7_Baseline Forecast | Commercial | Retail | Existing | Miscellaneous | Natural Gas | Miscellaneous | E7 |  | Baseline Forecast | bar: 2021 to 2047
Commercial_Retail_Existing_Miscellaneous_Natural Gas_Miscellaneous_E8_Baseline Forecast | Commercial | Retail | Existing | Miscellaneous | Natural Gas | Miscellaneous | E8 |  | Baseline Forecast | bar: 2021 to 2047
Commercial_Retail_Existing_Miscellaneous_Natural Gas_Miscellaneous_E9_Baseline Forecast | Commercial | Retail | Existing | Miscellaneous | Natural Gas | Miscellaneous | E9 |  | Baseline Forecast | bar: 2021 to 2047
Commercial_Retail_Existing_Miscellaneous_Natural Gas_Miscellaneous_E10_Baseline Forecast | Commercial | Retail | Existing | Miscellaneous | Natural Gas | Miscellaneous | E10 |  | Baseline Forecast | bar: 2021 to 2047
Commercial_Retail_New_Space Heating_Natural Gas_Furnace_E1_Baseline Forecast | Commercial | Retail | New | Space Heating | Natural Gas | Furnace | E1 | AFUE 80% (Standard) | Baseline Forecast | 100% | 100% | 100% | 0% | 0% | 0% | 0% | 0% | 0% | 0% | 0% | 0% | 0% | 0% | 0% | 0% | 0% | 0% | 0% | 0% | 0% | 0% | 0% | 0% | 0% | 0% | 0%
Commercial_Retail_New_Space Heating_Natural Gas_Furnace_E2_Baseline Forecast | Commercial | Retail | New | Space Heating | Natural Gas | Furnace | E2 | AFUE 90% | Baseline Forecast | 0% | 0% | 0% | 100% | 100% | 100% | 100% | 100% | 100% | 100% | 100% | 100% | 100% | 100% | 100% | 100% | 100% | 100% | 100% | 100% | 100% | 100% | 100% | 100% | 100% | 100% | 100%
Commercial_Retail_New_Space Heating_Natural Gas_Furnace_E3_Baseline Forecast | Commercial | Retail | New | Space Heating | Natural Gas | Furnace | E3 | AFUE 96% | Baseline Forecast | bar: 2021 to 2047
Commercial_Retail_New_Space Heating_Natural Gas_Furnace_E4_Baseline Forecast | Commercial | Retail | New | Space Heating | Natural Gas | Furnace | E4 |  | Baseline Forecast | bar: 2021 to 2047
Commercial_Retail_New_Space Heating_Natural Gas_Furnace_E5_Baseline Forecast | Commercial | Retail | New | Space Heating | Natural Gas | Furnace | E5 |  | Baseline Forecast | bar: 2021 to 2047
Commercial_Retail_New_Space Heating_Natural Gas_Furnace_E6_Baseline Forecast | Commercial | Retail | New | Space Heating | Natural Gas | Furnace | E6 |  | Baseline Forecast | bar: 2021 to 2047
Commercial_Retail_New_Space Heating_Natural Gas_Furnace_E7_Baseline Forecast | Commercial | Retail | New | Space Heating | Natural Gas | Furnace | E7 |  | Baseline Forecast | bar: 2021 to 2047
Commercial_Retail_New_Space Heating_Natural Gas_Furnace_E8_Baseline Forecast | Commercial | Retail | New | Space Heating | Natural Gas | Furnace | E8 |  | Baseline Forecast | bar: 2021 to 2047
Commercial_Retail_New_Space Heating_Natural Gas_Furnace_E9_Baseline Forecast | Commercial | Retail | New | Space Heating | Natural Gas | Furnace | E9 |  | Baseline Forecast | bar: 2021 to 2047
Commercial_Retail_New_Space Heating_Natural Gas_Furnace_E10_Baseline Forecast | Commercial | Retail | New | Space Heating | Natural Gas | Furnace | E10 |  | Baseline Forecast | bar: 2021 to 2047
Commercial_Retail_New_Space Heating_Natural Gas_Boiler_E1_Baseline Forecast | Commercial | Retail | New | Space Heating | Natural Gas | Boiler | E1 | AFUE 80% (Standard) | Baseline Forecast | 82% | 82% | 82% | 82% | 82% | 82% | 82% | 82% | 82% | 82% | 82% | 82% | 82% | 82% | 82% | 82% | 82% | 82% | 82% | 82% | 82% | 82% | 82% | 82% | 82% | 82% | 82%
Commercial_Retail_New_Space Heating_Natural Gas_Boiler_E2_Baseline Forecast | Commercial | Retail | New | Space Heating | Natural Gas | Boiler | E2 | AFUE 85% | Baseline Forecast | 18% | 18% | 18% | 18% | 18% | 18% | 18% | 18% | 18% | 18% | 18% | 18% | 18% | 18% | 18% | 18% | 18% | 18% | 18% | 18% | 18% | 18% | 18% | 18% | 18% | 18% | 18%
Commercial_Retail_New_Space Heating_Natural Gas_Boiler_E3_Baseline Forecast | Commercial | Retail | New | Space Heating | Natural Gas | Boiler | E3 | AFUE 97% | Baseline Forecast | bar: 2021 to 2047
Commercial_Retail_New_Space Heating_Natural Gas_Boiler_E4_Baseline Forecast | Commercial | Retail | New | Space Heating | Natural Gas | Boiler | E4 | Convert to NG Air Source Heat Pump | Baseline Forecast | bar: 2021 to 2047
Commercial_Retail_New_Space Heating_Natural Gas_Boiler_E5_Baseline Forecast | Commercial | Retail | New | Space Heating | Natural Gas | Boiler | E5 |  | Baseline Forecast | bar: 2021 to 2047
Commercial_Retail_New_Space Heating_Natural Gas_Boiler_E6_Baseline Forecast | Commercial | Retail | New | Space Heating | Natural Gas | Boiler | E6 |  | Baseline Forecast | bar: 2021 to 2047
Commercial_Retail_New_Space Heating_Natural Gas_Boiler_E7_Baseline Forecast | Commercial | Retail | New | Space Heating | Natural Gas | Boiler | E7 |  | Baseline Forecast | bar: 2021 to 2047
Commercial_Retail_New_Space Heating_Natural Gas_Boiler_E8_Baseline Forecast | Commercial | Retail | New | Space Heating | Natural Gas | Boiler | E8 |  | Baseline Forecast | bar: 2021 to 2047
Commercial_Retail_New_Space Heating_Natural Gas_Boiler_E9_Baseline Forecast | Commercial | Retail | New | Space Heating | Natural Gas | Boiler | E9 |  | Baseline Forecast | bar: 2021 to 2047
Commercial_Retail_New_Space Heating_Natural Gas_Boiler_E10_Baseline Forecast | Commercial | Retail | New | Space Heating | Natural Gas | Boiler | E10 |  | Baseline Forecast | bar: 2021 to 2047
Commercial_Retail_New_Space Heating_Natural Gas_Unit Heater_E1_Baseline Forecast | Commercial | Retail | New | Space Heating | Natural Gas | Unit Heater | E1 | Standard | Baseline Forecast | 100% | 100% | 100% | 100% | 100% | 100% | 100% | 100% | 100% | 100% | 100% | 100% | 100% | 100% | 100% | 100% | 100% | 100% | 100% | 100% | 100% | 100% | 100% | 100% | 100% | 100% | 100%
Commercial_Retail_New_Space Heating_Natural Gas_Unit Heater_E2_Baseline Forecast | Commercial | Retail | New | Space Heating | Natural Gas | Unit Heater | E2 | Condensing | Baseline Forecast | bar: 2021 to 2047
Commercial_Retail_New_Space Heating_Natural Gas_Unit Heater_E3_Baseline Forecast | Commercial | Retail | New | Space Heating | Natural Gas | Unit Heater | E3 | Infrared Radiant | Baseline Forecast | bar: 2021 to 2047
Commercial_Retail_New_Space Heating_Natural Gas_Unit Heater_E4_Baseline Forecast | Commercial | Retail | New | Space Heating | Natural Gas | Unit Heater | E4 |  | Baseline Forecast | bar: 2021 to 2047
Commercial_Retail_New_Space Heating_Natural Gas_Unit Heater_E5_Baseline Forecast | Commercial | Retail | New | Space Heating | Natural Gas | Unit Heater | E5 |  | Baseline Forecast | bar: 2021 to 2047
Commercial_Retail_New_Space Heating_Natural Gas_Unit Heater_E6_Baseline Forecast | Commercial | Retail | New | Space Heating | Natural Gas | Unit Heater | E6 |  | Baseline Forecast | bar: 2021 to 2047
Commercial_Retail_New_Space Heating_Natural Gas_Unit Heater_E7_Baseline Forecast | Commercial | Retail | New | Space Heating | Natural Gas | Unit Heater | E7 |  | Baseline Forecast | bar: 2021 to 2047
Commercial_Retail_New_Space Heating_Natural Gas_Unit Heater_E8_Baseline Forecast | Commercial | Retail | New | Space Heating | Natural Gas | Unit Heater | E8 |  | Baseline Forecast | bar: 2021 to 2047
Commercial_Retail_New_Space Heating_Natural Gas_Unit Heater_E9_Baseline Forecast | Commercial | Retail | New | Space Heating | Natural Gas | Unit Heater | E9 |  | Baseline Forecast | bar: 2021 to 2047
Commercial_Retail_New_Space Heating_Natural Gas_Unit Heater_E10_Baseline Forecast | Commercial | Retail | New | Space Heating | Natural Gas | Unit Heater | E10 |  | Baseline Forecast | bar: 2021 to 2047
Commercial_Retail_New_Water Heating_Natural Gas_Water Heater_E1_Baseline Forecast | Commercial | Retail | New | Water Heating | Natural Gas | Water Heater | E1 | TE 88% | Baseline Forecast | 49% | 49% | 49% | 49% | 49% | 49% | 49% | 49% | 49% | 49% | 49% | 49% | 49% | 49% | 49% | 49% | 49% | 49% | 49% | 49% | 49% | 49% | 49% | 49% | 49% | 49% | 49%
Commercial_Retail_New_Water Heating_Natural Gas_Water Heater_E2_Baseline Forecast | Commercial | Retail | New | Water Heating | Natural Gas | Water Heater | E2 | TE 96% | Baseline Forecast | 51% | 51% | 51% | 51% | 51% | 51% | 51% | 51% | 51% | 51% | 51% | 51% | 51% | 51% | 51% | 51% | 51% | 51% | 51% | 51% | 51% | 51% | 51% | 51% | 51% | 51% | 51%
Commercial_Retail_New_Water Heating_Natural Gas_Water Heater_E3_Baseline Forecast | Commercial | Retail | New | Water Heating | Natural Gas | Water Heater | E3 | Tankless | Baseline Forecast | bar: 2021 to 2047
Commercial_Retail_New_Water Heating_Natural Gas_Water Heater_E4_Baseline Forecast | Commercial | Retail | New | Water Heating | Natural Gas | Water Heater | E4 | NEEA Gas-Fired Absorption HPWH (COP 1.06) | Baseline Forecast | bar: 2021 to 2047
Commercial_Retail_New_Water Heating_Natural Gas_Water Heater_E5_Baseline Forecast | Commercial | Retail | New | Water Heating | Natural Gas | Water Heater | E5 |  | Baseline Forecast | bar: 2021 to 2047
Commercial_Retail_New_Water Heating_Natural Gas_Water Heater_E6_Baseline Forecast | Commercial | Retail | New | Water Heating | Natural Gas | Water Heater | E6 |  | Baseline Forecast | bar: 2021 to 2047
Commercial_Retail_New_Water Heating_Natural Gas_Water Heater_E7_Baseline Forecast | Commercial | Retail | New | Water Heating | Natural Gas | Water Heater | E7 |  | Baseline Forecast | bar: 2021 to 2047
Commercial_Retail_New_Water Heating_Natural Gas_Water Heater_E8_Baseline Forecast | Commercial | Retail | New | Water Heating | Natural Gas | Water Heater | E8 |  | Baseline Forecast | bar: 2021 to 2047
Commercial_Retail_New_Water Heating_Natural Gas_Water Heater_E9_Baseline Forecast | Commercial | Retail | New | Water Heating | Natural Gas | Water Heater | E9 |  | Baseline Forecast | bar: 2021 to 2047
Commercial_Retail_New_Water Heating_Natural Gas_Water Heater_E10_Baseline Forecast | Commercial | Retail | New | Water Heating | Natural Gas | Water Heater | E10 |  | Baseline Forecast | bar: 2021 to 2047
Commercial_Retail_New_Food Preparation_Natural Gas_Oven_E1_Baseline Forecast | Commercial | Retail | New | Food Preparation | Natural Gas | Oven | E1 | Standard | Baseline Forecast | 46% | 46% | 46% | 46% | 46% | 46% | 46% | 46% | 46% | 46% | 46% | 46% | 46% | 46% | 46% | 46% | 46% | 46% | 46% | 46% | 46% | 46% | 46% | 46% | 46% | 46% | 46%
Commercial_Retail_New_Food Preparation_Natural Gas_Oven_E2_Baseline Forecast | Commercial | Retail | New | Food Preparation | Natural Gas | Oven | E2 | ENERGY STAR (>42% Baking Efficiency) | Baseline Forecast | 54% | 54% | 54% | 54% | 54% | 54% | 54% | 54% | 54% | 54% | 54% | 54% | 54% | 54% | 54% | 54% | 54% | 54% | 54% | 54% | 54% | 54% | 54% | 54% | 54% | 54% | 54%
Commercial_Retail_New_Food Preparation_Natural Gas_Oven_E3_Baseline Forecast | Commercial | Retail | New | Food Preparation | Natural Gas | Oven | E3 |  | Baseline Forecast | bar: 2021 to 2047
Commercial_Retail_New_Food Preparation_Natural Gas_Oven_E4_Baseline Forecast | Commercial | Retail | New | Food Preparation | Natural Gas | Oven | E4 |  | Baseline Forecast | bar: 2021 to 2047
Commercial_Retail_New_Food Preparation_Natural Gas_Oven_E5_Baseline Forecast | Commercial | Retail | New | Food Preparation | Natural Gas | Oven | E5 |  | Baseline Forecast | bar: 2021 to 2047
Commercial_Retail_New_Food Preparation_Natural Gas_Oven_E6_Baseline Forecast | Commercial | Retail | New | Food Preparation | Natural Gas | Oven | E6 |  | Baseline Forecast | bar: 2021 to 2047
Commercial_Retail_New_Food Preparation_Natural Gas_Oven_E7_Baseline Forecast | Commercial | Retail | New | Food Preparation | Natural Gas | Oven | E7 |  | Baseline Forecast | bar: 2021 to 2047
Commercial_Retail_New_Food Preparation_Natural Gas_Oven_E8_Baseline Forecast | Commercial | Retail | New | Food Preparation | Natural Gas | Oven | E8 |  | Baseline Forecast | bar: 2021 to 2047
Commercial_Retail_New_Food Preparation_Natural Gas_Oven_E9_Baseline Forecast | Commercial | Retail | New | Food Preparation | Natural Gas | Oven | E9 |  | Baseline Forecast | bar: 2021 to 2047
Commercial_Retail_New_Food Preparation_Natural Gas_Oven_E10_Baseline Forecast | Commercial | Retail | New | Food Preparation | Natural Gas | Oven | E10 |  | Baseline Forecast | bar: 2021 to 2047
Commercial_Retail_New_Food Preparation_Natural Gas_Conveyor Oven_E1_Baseline Forecast | Commercial | Retail | New | Food Preparation | Natural Gas | Conveyor Oven | E1 | Standard | Baseline Forecast | 46% | 46% | 46% | 46% | 46% | 46% | 46% | 46% | 46% | 46% | 46% | 46% | 46% | 46% | 46% | 46% | 46% | 46% | 46% | 46% | 46% | 46% | 46% | 46% | 46% | 46% | 46%
Commercial_Retail_New_Food Preparation_Natural Gas_Conveyor Oven_E2_Baseline Forecast | Commercial | Retail | New | Food Preparation | Natural Gas | Conveyor Oven | E2 | Efficient (>42% Baking Efficiency) | Baseline Forecast | 54% | 54% | 54% | 54% | 54% | 54% | 54% | 54% | 54% | 54% | 54% | 54% | 54% | 54% | 54% | 54% | 54% | 54% | 54% | 54% | 54% | 54% | 54% | 54% | 54% | 54% | 54%
Commercial_Retail_New_Food Preparation_Natural Gas_Conveyor Oven_E3_Baseline Forecast | Commercial | Retail | New | Food Preparation | Natural Gas | Conveyor Oven | E3 |  | Baseline Forecast | bar: 2021 to 2047
Commercial_Retail_New_Food Preparation_Natural Gas_Conveyor Oven_E4_Baseline Forecast | Commercial | Retail | New | Food Preparation | Natural Gas | Conveyor Oven | E4 |  | Baseline Forecast | bar: 2021 to 2047
Commercial_Retail_New_Food Preparation_Natural Gas_Conveyor Oven_E5_Baseline Forecast | Commercial | Retail | New | Food Preparation | Natural Gas | Conveyor Oven | E5 |  | Baseline Forecast | bar: 2021 to 2047
Commercial_Retail_New_Food Preparation_Natural Gas_Conveyor Oven_E6_Baseline Forecast | Commercial | Retail | New | Food Preparation | Natural Gas | Conveyor Oven | E6 |  | Baseline Forecast | bar: 2021 to 2047
Commercial_Retail_New_Food Preparation_Natural Gas_Conveyor Oven_E7_Baseline Forecast | Commercial | Retail | New | Food Preparation | Natural Gas | Conveyor Oven | E7 |  | Baseline Forecast | bar: 2021 to 2047
Commercial_Retail_New_Food Preparation_Natural Gas_Conveyor Oven_E8_Baseline Forecast | Commercial | Retail | New | Food Preparation | Natural Gas | Conveyor Oven | E8 |  | Baseline Forecast | bar: 2021 to 2047
Commercial_Retail_New_Food Preparation_Natural Gas_Conveyor Oven_E9_Baseline Forecast | Commercial | Retail | New | Food Preparation | Natural Gas | Conveyor Oven | E9 |  | Baseline Forecast | bar: 2021 to 2047
Commercial_Retail_New_Food Preparation_Natural Gas_Conveyor Oven_E10_Baseline Forecast | Commercial | Retail | New | Food Preparation | Natural Gas | Conveyor Oven | E10 |  | Baseline Forecast | bar: 2021 to 2047
Commercial_Retail_New_Food Preparation_Natural Gas_Double Rack Oven_E1_Baseline Forecast | Commercial | Retail | New | Food Preparation | Natural Gas | Double Rack Oven | E1 | Standard | Baseline Forecast | 46% | 46% | 46% | 46% | 46% | 46% | 46% | 46% | 46% | 46% | 46% | 46% | 46% | 46% | 46% | 46% | 46% | 46% | 46% | 46% | 46% | 46% | 46% | 46% | 46% | 46% | 46%
Commercial_Retail_New_Food Preparation_Natural Gas_Double Rack Oven_E2_Baseline Forecast | Commercial | Retail | New | Food Preparation | Natural Gas | Double Rack Oven | E2 | FTSC Qualified (>50% Cooking Efficiency) | Baseline Forecast | 54% | 54% | 54% | 54% | 54% | 54% | 54% | 54% | 54% | 54% | 54% | 54% | 54% | 54% | 54% | 54% | 54% | 54% | 54% | 54% | 54% | 54% | 54% | 54% | 54% | 54% | 54%
Commercial_Retail_New_Food Preparation_Natural Gas_Double Rack Oven_E3_Baseline Forecast | Commercial | Retail | New | Food Preparation | Natural Gas | Double Rack Oven | E3 |  | Baseline Forecast | bar: 2021 to 2047
Commercial_Retail_New_Food Preparation_Natural Gas_Double Rack Oven_E4_Baseline Forecast | Commercial | Retail | New | Food Preparation | Natural Gas | Double Rack Oven | E4 |  | Baseline Forecast | bar: 2021 to 2047
Commercial_Retail_New_Food Preparation_Natural Gas_Double Rack Oven_E5_Baseline Forecast | Commercial | Retail | New | Food Preparation | Natural Gas | Double Rack Oven | E5 |  | Baseline Forecast | bar: 2021 to 2047
Commercial_Retail_New_Food Preparation_Natural Gas_Double Rack Oven_E6_Baseline Forecast | Commercial | Retail | New | Food Preparation | Natural Gas | Double Rack Oven | E6 |  | Baseline Forecast | bar: 2021 to 2047
Commercial_Retail_New_Food Preparation_Natural Gas_Double Rack Oven_E7_Baseline Forecast | Commercial | Retail | New | Food Preparation | Natural Gas | Double Rack Oven | E7 |  | Baseline Forecast | bar: 2021 to 2047
Commercial_Retail_New_Food Preparation_Natural Gas_Double Rack Oven_E8_Baseline Forecast | Commercial | Retail | New | Food Preparation | Natural Gas | Double Rack Oven | E8 |  | Baseline Forecast | bar: 2021 to 2047
Commercial_Retail_New_Food Preparation_Natural Gas_Double Rack Oven_E9_Baseline Forecast | Commercial | Retail | New | Food Preparation | Natural Gas | Double Rack Oven | E9 |  | Baseline Forecast | bar: 2021 to 2047
Commercial_Retail_New_Food Preparation_Natural Gas_Double Rack Oven_E10_Baseline Forecast | Commercial | Retail | New | Food Preparation | Natural Gas | Double Rack Oven | E10 |  | Baseline Forecast | bar: 2021 to 2047
Commercial_Retail_New_Food Preparation_Natural Gas_Fryer_E1_Baseline Forecast | Commercial | Retail | New | Food Preparation | Natural Gas | Fryer | E1 | Standard | Baseline Forecast | 75% | 0% | 0% | 0% | 0% | 0% | 0% | 0% | 0% | 0% | 0% | 0% | 0% | 0% | 0% | 0% | 0% | 0% | 0% | 0% | 0% | 0% | 0% | 0% | 0% | 0% | 0%
Commercial_Retail_New_Food Preparation_Natural Gas_Fryer_E2_Baseline Forecast | Commercial | Retail | New | Food Preparation | Natural Gas | Fryer | E2 | ENERGY STAR | Baseline Forecast | 25% | 100% | 100% | 100% | 100% | 100% | 100% | 100% | 100% | 100% | 100% | 100% | 100% | 100% | 100% | 100% | 100% | 100% | 100% | 100% | 100% | 100% | 100% | 100% | 100% | 100% | 100%
Commercial_Retail_New_Food Preparation_Natural Gas_Fryer_E3_Baseline Forecast | Commercial | Retail | New | Food Preparation | Natural Gas | Fryer | E3 |  | Baseline Forecast | bar: 2021 to 2047
Commercial_Retail_New_Food Preparation_Natural Gas_Fryer_E4_Baseline Forecast | Commercial | Retail | New | Food Preparation | Natural Gas | Fryer | E4 |  | Baseline Forecast | bar: 2021 to 2047
Commercial_Retail_New_Food Preparation_Natural Gas_Fryer_E5_Baseline Forecast | Commercial | Retail | New | Food Preparation | Natural Gas | Fryer | E5 |  | Baseline Forecast | bar: 2021 to 2047
Commercial_Retail_New_Food Preparation_Natural Gas_Fryer_E6_Baseline Forecast | Commercial | Retail | New | Food Preparation | Natural Gas | Fryer | E6 |  | Baseline Forecast | bar: 2021 to 2047
Commercial_Retail_New_Food Preparation_Natural Gas_Fryer_E7_Baseline Forecast | Commercial | Retail | New | Food Preparation | Natural Gas | Fryer | E7 |  | Baseline Forecast | bar: 2021 to 2047
Commercial_Retail_New_Food Preparation_Natural Gas_Fryer_E8_Baseline Forecast | Commercial | Retail | New | Food Preparation | Natural Gas | Fryer | E8 |  | Baseline Forecast | bar: 2021 to 2047
Commercial_Retail_New_Food Preparation_Natural Gas_Fryer_E9_Baseline Forecast | Commercial | Retail | New | Food Preparation | Natural Gas | Fryer | E9 |  | Baseline Forecast | bar: 2021 to 2047
Commercial_Retail_New_Food Preparation_Natural Gas_Fryer_E10_Baseline Forecast | Commercial | Retail | New | Food Preparation | Natural Gas | Fryer | E10 |  | Baseline Forecast | bar: 2021 to 2047
Commercial_Retail_New_Food Preparation_Natural Gas_Broiler_E1_Baseline Forecast | Commercial | Retail | New | Food Preparation | Natural Gas | Broiler | E1 | Standard | Baseline Forecast | 100% | 100% | 100% | 100% | 100% | 100% | 100% | 100% | 100% | 100% | 100% | 100% | 100% | 100% | 100% | 100% | 100% | 100% | 100% | 100% | 100% | 100% | 100% | 100% | 100% | 100% | 100%
Commercial_Retail_New_Food Preparation_Natural Gas_Broiler_E2_Baseline Forecast | Commercial | Retail | New | Food Preparation | Natural Gas | Broiler | E2 | Infrared Burners | Baseline Forecast | bar: 2021 to 2047
Commercial_Retail_New_Food Preparation_Natural Gas_Broiler_E3_Baseline Forecast | Commercial | Retail | New | Food Preparation | Natural Gas | Broiler | E3 |  | Baseline Forecast | bar: 2021 to 2047
Commercial_Retail_New_Food Preparation_Natural Gas_Broiler_E4_Baseline Forecast | Commercial | Retail | New | Food Preparation | Natural Gas | Broiler | E4 |  | Baseline Forecast | bar: 2021 to 2047
Commercial_Retail_New_Food Preparation_Natural Gas_Broiler_E5_Baseline Forecast | Commercial | Retail | New | Food Preparation | Natural Gas | Broiler | E5 |  | Baseline Forecast | bar: 2021 to 2047
Commercial_Retail_New_Food Preparation_Natural Gas_Broiler_E6_Baseline Forecast | Commercial | Retail | New | Food Preparation | Natural Gas | Broiler | E6 |  | Baseline Forecast | bar: 2021 to 2047
Commercial_Retail_New_Food Preparation_Natural Gas_Broiler_E7_Baseline Forecast | Commercial | Retail | New | Food Preparation | Natural Gas | Broiler | E7 |  | Baseline Forecast | bar: 2021 to 2047
Commercial_Retail_New_Food Preparation_Natural Gas_Broiler_E8_Baseline Forecast | Commercial | Retail | New | Food Preparation | Natural Gas | Broiler | E8 |  | Baseline Forecast | bar: 2021 to 2047
Commercial_Retail_New_Food Preparation_Natural Gas_Broiler_E9_Baseline Forecast | Commercial | Retail | New | Food Preparation | Natural Gas | Broiler | E9 |  | Baseline Forecast | bar: 2021 to 2047
Commercial_Retail_New_Food Preparation_Natural Gas_Broiler_E10_Baseline Forecast | Commercial | Retail | New | Food Preparation | Natural Gas | Broiler | E10 |  | Baseline Forecast | bar: 2021 to 2047
Commercial_Retail_New_Food Preparation_Natural Gas_Griddle_E1_Baseline Forecast | Commercial | Retail | New | Food Preparation | Natural Gas | Griddle | E1 | Standard | Baseline Forecast | 82% | 82% | 82% | 82% | 82% | 82% | 82% | 82% | 82% | 82% | 82% | 82% | 82% | 82% | 82% | 82% | 82% | 82% | 82% | 82% | 82% | 82% | 82% | 82% | 82% | 82% | 82%
Commercial_Retail_New_Food Preparation_Natural Gas_Griddle_E2_Baseline Forecast | Commercial | Retail | New | Food Preparation | Natural Gas | Griddle | E2 | ENERGY STAR | Baseline Forecast | 18% | 18% | 18% | 18% | 18% | 18% | 18% | 18% | 18% | 18% | 18% | 18% | 18% | 18% | 18% | 18% | 18% | 18% | 18% | 18% | 18% | 18% | 18% | 18% | 18% | 18% | 18%
Commercial_Retail_New_Food Preparation_Natural Gas_Griddle_E3_Baseline Forecast | Commercial | Retail | New | Food Preparation | Natural Gas | Griddle | E3 |  | Baseline Forecast | bar: 2021 to 2047
Commercial_Retail_New_Food Preparation_Natural Gas_Griddle_E4_Baseline Forecast | Commercial | Retail | New | Food Preparation | Natural Gas | Griddle | E4 |  | Baseline Forecast | bar: 2021 to 2047
Commercial_Retail_New_Food Preparation_Natural Gas_Griddle_E5_Baseline Forecast | Commercial | Retail | New | Food Preparation | Natural Gas | Griddle | E5 |  | Baseline Forecast | bar: 2021 to 2047
Commercial_Retail_New_Food Preparation_Natural Gas_Griddle_E6_Baseline Forecast | Commercial | Retail | New | Food Preparation | Natural Gas | Griddle | E6 |  | Baseline Forecast | bar: 2021 to 2047
Commercial_Retail_New_Food Preparation_Natural Gas_Griddle_E7_Baseline Forecast | Commercial | Retail | New | Food Preparation | Natural Gas | Griddle | E7 |  | Baseline Forecast | bar: 2021 to 2047
Commercial_Retail_New_Food Preparation_Natural Gas_Griddle_E8_Baseline Forecast | Commercial | Retail | New | Food Preparation | Natural Gas | Griddle | E8 |  | Baseline Forecast | bar: 2021 to 2047
Commercial_Retail_New_Food Preparation_Natural Gas_Griddle_E9_Baseline Forecast | Commercial | Retail | New | Food Preparation | Natural Gas | Griddle | E9 |  | Baseline Forecast | bar: 2021 to 2047
Commercial_Retail_New_Food Preparation_Natural Gas_Griddle_E10_Baseline Forecast | Commercial | Retail | New | Food Preparation | Natural Gas | Griddle | E10 |  | Baseline Forecast | bar: 2021 to 2047
Commercial_Retail_New_Food Preparation_Natural Gas_Range_E1_Baseline Forecast | Commercial | Retail | New | Food Preparation | Natural Gas | Range | E1 | Standard | Baseline Forecast | 100% | 100% | 100% | 100% | 100% | 100% | 100% | 100% | 100% | 100% | 100% | 100% | 100% | 100% | 100% | 100% | 100% | 100% | 100% | 100% | 100% | 100% | 100% | 100% | 100% | 100% | 100%
Commercial_Retail_New_Food Preparation_Natural Gas_Range_E2_Baseline Forecast | Commercial | Retail | New | Food Preparation | Natural Gas | Range | E2 | High Efficiency | Baseline Forecast | bar: 2021 to 2047
Commercial_Retail_New_Food Preparation_Natural Gas_Range_E3_Baseline Forecast | Commercial | Retail | New | Food Preparation | Natural Gas | Range | E3 |  | Baseline Forecast | bar: 2021 to 2047
Commercial_Retail_New_Food Preparation_Natural Gas_Range_E4_Baseline Forecast | Commercial | Retail | New | Food Preparation | Natural Gas | Range | E4 |  | Baseline Forecast | bar: 2021 to 2047
Commercial_Retail_New_Food Preparation_Natural Gas_Range_E5_Baseline Forecast | Commercial | Retail | New | Food Preparation | Natural Gas | Range | E5 |  | Baseline Forecast | bar: 2021 to 2047
Commercial_Retail_New_Food Preparation_Natural Gas_Range_E6_Baseline Forecast | Commercial | Retail | New | Food Preparation | Natural Gas | Range | E6 |  | Baseline Forecast | bar: 2021 to 2047
Commercial_Retail_New_Food Preparation_Natural Gas_Range_E7_Baseline Forecast | Commercial | Retail | New | Food Preparation | Natural Gas | Range | E7 |  | Baseline Forecast | bar: 2021 to 2047
Commercial_Retail_New_Food Preparation_Natural Gas_Range_E8_Baseline Forecast | Commercial | Retail | New | Food Preparation | Natural Gas | Range | E8 |  | Baseline Forecast | bar: 2021 to 2047
Commercial_Retail_New_Food Preparation_Natural Gas_Range_E9_Baseline Forecast | Commercial | Retail | New | Food Preparation | Natural Gas | Range | E9 |  | Baseline Forecast | bar: 2021 to 2047
Commercial_Retail_New_Food Preparation_Natural Gas_Range_E10_Baseline Forecast | Commercial | Retail | New | Food Preparation | Natural Gas | Range | E10 |  | Baseline Forecast | bar: 2021 to 2047
Commercial_Retail_New_Food Preparation_Natural Gas_Steamer_E1_Baseline Forecast | Commercial | Retail | New | Food Preparation | Natural Gas | Steamer | E1 | Standard | Baseline Forecast | 54% | 0% | 0% | 0% | 0% | 0% | 0% | 0% | 0% | 0% | 0% | 0% | 0% | 0% | 0% | 0% | 0% | 0% | 0% | 0% | 0% | 0% | 0% | 0% | 0% | 0% | 0%
Commercial_Retail_New_Food Preparation_Natural Gas_Steamer_E2_Baseline Forecast | Commercial | Retail | New | Food Preparation | Natural Gas | Steamer | E2 | ENERGY STAR | Baseline Forecast | 46% | 100% | 100% | 100% | 100% | 100% | 100% | 100% | 100% | 100% | 100% | 100% | 100% | 100% | 100% | 100% | 100% | 100% | 100% | 100% | 100% | 100% | 100% | 100% | 100% | 100% | 100%
Commercial_Retail_New_Food Preparation_Natural Gas_Steamer_E3_Baseline Forecast | Commercial | Retail | New | Food Preparation | Natural Gas | Steamer | E3 |  | Baseline Forecast | bar: 2021 to 2047
Commercial_Retail_New_Food Preparation_Natural Gas_Steamer_E4_Baseline Forecast | Commercial | Retail | New | Food Preparation | Natural Gas | Steamer | E4 |  | Baseline Forecast | bar: 2021 to 2047
Commercial_Retail_New_Food Preparation_Natural Gas_Steamer_E5_Baseline Forecast | Commercial | Retail | New | Food Preparation | Natural Gas | Steamer | E5 |  | Baseline Forecast | bar: 2021 to 2047
Commercial_Retail_New_Food Preparation_Natural Gas_Steamer_E6_Baseline Forecast | Commercial | Retail | New | Food Preparation | Natural Gas | Steamer | E6 |  | Baseline Forecast | bar: 2021 to 2047
Commercial_Retail_New_Food Preparation_Natural Gas_Steamer_E7_Baseline Forecast | Commercial | Retail | New | Food Preparation | Natural Gas | Steamer | E7 |  | Baseline Forecast | bar: 2021 to 2047
Commercial_Retail_New_Food Preparation_Natural Gas_Steamer_E8_Baseline Forecast | Commercial | Retail | New | Food Preparation | Natural Gas | Steamer | E8 |  | Baseline Forecast | bar: 2021 to 2047
Commercial_Retail_New_Food Preparation_Natural Gas_Steamer_E9_Baseline Forecast | Commercial | Retail | New | Food Preparation | Natural Gas | Steamer | E9 |  | Baseline Forecast | bar: 2021 to 2047
Commercial_Retail_New_Food Preparation_Natural Gas_Steamer_E10_Baseline Forecast | Commercial | Retail | New | Food Preparation | Natural Gas | Steamer | E10 |  | Baseline Forecast | bar: 2021 to 2047
Commercial_Retail_New_Food Preparation_Natural Gas_Commercial Food Prep Other_E1_Baseline Forecast | Commercial | Retail | New | Food Preparation | Natural Gas | Commercial Food Prep Other | E1 | Standard | Baseline Forecast | 75% | 75% | 75% | 75% | 75% | 75% | 75% | 75% | 75% | 75% | 75% | 75% | 75% | 75% | 75% | 75% | 75% | 75% | 75% | 75% | 75% | 75% | 75% | 75% | 75% | 75% | 75%
Commercial_Retail_New_Food Preparation_Natural Gas_Commercial Food Prep Other_E2_Baseline Forecast | Commercial | Retail | New | Food Preparation | Natural Gas | Commercial Food Prep Other | E2 | ENERGY STAR | Baseline Forecast | 25% | 25% | 25% | 25% | 25% | 25% | 25% | 25% | 25% | 25% | 25% | 25% | 25% | 25% | 25% | 25% | 25% | 25% | 25% | 25% | 25% | 25% | 25% | 25% | 25% | 25% | 25%
Commercial_Retail_New_Food Preparation_Natural Gas_Commercial Food Prep Other_E3_Baseline Forecast | Commercial | Retail | New | Food Preparation | Natural Gas | Commercial Food Prep Other | E3 |  | Baseline Forecast | bar: 2021 to 2047
Commercial_Retail_New_Food Preparation_Natural Gas_Commercial Food Prep Other_E4_Baseline Forecast | Commercial | Retail | New | Food Preparation | Natural Gas | Commercial Food Prep Other | E4 |  | Baseline Forecast | bar: 2021 to 2047
Commercial_Retail_New_Food Preparation_Natural Gas_Commercial Food Prep Other_E5_Baseline Forecast | Commercial | Retail | New | Food Preparation | Natural Gas | Commercial Food Prep Other | E5 |  | Baseline Forecast | bar: 2021 to 2047
Commercial_Retail_New_Food Preparation_Natural Gas_Commercial Food Prep Other_E6_Baseline Forecast | Commercial | Retail | New | Food Preparation | Natural Gas | Commercial Food Prep Other | E6 |  | Baseline Forecast | bar: 2021 to 2047
Commercial_Retail_New_Food Preparation_Natural Gas_Commercial Food Prep Other_E7_Baseline Forecast | Commercial | Retail | New | Food Preparation | Natural Gas | Commercial Food Prep Other | E7 |  | Baseline Forecast | bar: 2021 to 2047
Commercial_Retail_New_Food Preparation_Natural Gas_Commercial Food Prep Other_E8_Baseline Forecast | Commercial | Retail | New | Food Preparation | Natural Gas | Commercial Food Prep Other | E8 |  | Baseline Forecast | bar: 2021 to 2047
Commercial_Retail_New_Food Preparation_Natural Gas_Commercial Food Prep Other_E9_Baseline Forecast | Commercial | Retail | New | Food Preparation | Natural Gas | Commercial Food Prep Other | E9 |  | Baseline Forecast | bar: 2021 to 2047
Commercial_Retail_New_Food Preparation_Natural Gas_Commercial Food Prep Other_E10_Baseline Forecast | Commercial | Retail | New | Food Preparation | Natural Gas | Commercial Food Prep Other | E10 |  | Baseline Forecast | bar: 2021 to 2047
Commercial_Retail_New_Miscellaneous_Natural Gas_Pool Heater_E1_Baseline Forecast | Commercial | Retail | New | Miscellaneous | Natural Gas | Pool Heater | E1 | Standard (EF .78) | Baseline Forecast | 100% | 100% | 100% | 100% | 100% | 100% | 100% | 100% | 100% | 100% | 100% | 100% | 100% | 100% | 100% | 100% | 100% | 100% | 100% | 100% | 100% | 100% | 100% | 100% | 100% | 100% | 100%
Commercial_Retail_New_Miscellaneous_Natural Gas_Pool Heater_E2_Baseline Forecast | Commercial | Retail | New | Miscellaneous | Natural Gas | Pool Heater | E2 | Condensing (EF .90) | Baseline Forecast | bar: 2021 to 2047
Commercial_Retail_New_Miscellaneous_Natural Gas_Pool Heater_E3_Baseline Forecast | Commercial | Retail | New | Miscellaneous | Natural Gas | Pool Heater | E3 |  | Baseline Forecast | bar: 2021 to 2047
Commercial_Retail_New_Miscellaneous_Natural Gas_Pool Heater_E4_Baseline Forecast | Commercial | Retail | New | Miscellaneous | Natural Gas | Pool Heater | E4 |  | Baseline Forecast | bar: 2021 to 2047
Commercial_Retail_New_Miscellaneous_Natural Gas_Pool Heater_E5_Baseline Forecast | Commercial | Retail | New | Miscellaneous | Natural Gas | Pool Heater | E5 |  | Baseline Forecast | bar: 2021 to 2047
Commercial_Retail_New_Miscellaneous_Natural Gas_Pool Heater_E6_Baseline Forecast | Commercial | Retail | New | Miscellaneous | Natural Gas | Pool Heater | E6 |  | Baseline Forecast | bar: 2021 to 2047
Commercial_Retail_New_Miscellaneous_Natural Gas_Pool Heater_E7_Baseline Forecast | Commercial | Retail | New | Miscellaneous | Natural Gas | Pool Heater | E7 |  | Baseline Forecast | bar: 2021 to 2047
Commercial_Retail_New_Miscellaneous_Natural Gas_Pool Heater_E8_Baseline Forecast | Commercial | Retail | New | Miscellaneous | Natural Gas | Pool Heater | E8 |  | Baseline Forecast | bar: 2021 to 2047
Commercial_Retail_New_Miscellaneous_Natural Gas_Pool Heater_E9_Baseline Forecast | Commercial | Retail | New | Miscellaneous | Natural Gas | Pool Heater | E9 |  | Baseline Forecast | bar: 2021 to 2047
Commercial_Retail_New_Miscellaneous_Natural Gas_Pool Heater_E10_Baseline Forecast | Commercial | Retail | New | Miscellaneous | Natural Gas | Pool Heater | E10 |  | Baseline Forecast | bar: 2021 to 2047
Commercial_Retail_New_Miscellaneous_Natural Gas_Miscellaneous_E1_Baseline Forecast | Commercial | Retail | New | Miscellaneous | Natural Gas | Miscellaneous | E1 | Miscellaneous | Baseline Forecast | 100% | 100% | 100% | 100% | 100% | 100% | 100% | 100% | 100% | 100% | 100% | 100% | 100% | 100% | 100% | 100% | 100% | 100% | 100% | 100% | 100% | 100% | 100% | 100% | 100% | 100% | 100%
Commercial_Retail_New_Miscellaneous_Natural Gas_Miscellaneous_E2_Baseline Forecast | Commercial | Retail | New | Miscellaneous | Natural Gas | Miscellaneous | E2 |  | Baseline Forecast | bar: 2021 to 2047
Commercial_Retail_New_Miscellaneous_Natural Gas_Miscellaneous_E3_Baseline Forecast | Commercial | Retail | New | Miscellaneous | Natural Gas | Miscellaneous | E3 |  | Baseline Forecast | bar: 2021 to 2047
Commercial_Retail_New_Miscellaneous_Natural Gas_Miscellaneous_E4_Baseline Forecast | Commercial | Retail | New | Miscellaneous | Natural Gas | Miscellaneous | E4 |  | Baseline Forecast | bar: 2021 to 2047
Commercial_Retail_New_Miscellaneous_Natural Gas_Miscellaneous_E5_Baseline Forecast | Commercial | Retail | New | Miscellaneous | Natural Gas | Miscellaneous | E5 |  | Baseline Forecast | bar: 2021 to 2047
Commercial_Retail_New_Miscellaneous_Natural Gas_Miscellaneous_E6_Baseline Forecast | Commercial | Retail | New | Miscellaneous | Natural Gas | Miscellaneous | E6 |  | Baseline Forecast | bar: 2021 to 2047
Commercial_Retail_New_Miscellaneous_Natural Gas_Miscellaneous_E7_Baseline Forecast | Commercial | Retail | New | Miscellaneous | Natural Gas | Miscellaneous | E7 |  | Baseline Forecast | bar: 2021 to 2047
Commercial_Retail_New_Miscellaneous_Natural Gas_Miscellaneous_E8_Baseline Forecast | Commercial | Retail | New | Miscellaneous | Natural Gas | Miscellaneous | E8 |  | Baseline Forecast | bar: 2021 to 2047
Commercial_Retail_New_Miscellaneous_Natural Gas_Miscellaneous_E9_Baseline Forecast | Commercial | Retail | New | Miscellaneous | Natural Gas | Miscellaneous | E9 |  | Baseline Forecast | bar: 2021 to 2047
Commercial_Retail_New_Miscellaneous_Natural Gas_Miscellaneous_E10_Baseline Forecast | Commercial | Retail | New | Miscellaneous | Natural Gas | Miscellaneous | E10 |  | Baseline Forecast | bar: 2021 to 2047
Commercial_Grocery_Existing_Space Heating_Natural Gas_Furnace_E1_Baseline Forecast | Commercial | Grocery | Existing | Space Heating | Natural Gas | Furnace | E1 | AFUE 80% (Standard) | Baseline Forecast | 45.74% | 45.74% | 45.74% | 0% | 0% | 0% | 0% | 0% | 0% | 0% | 0% | 0% | 0% | 0% | 0% | 0% | 0% | 0% | 0% | 0% | 0% | 0% | 0% | 0% | 0% | 0% | 0%
Commercial_Grocery_Existing_Space Heating_Natural Gas_Furnace_E2_Baseline Forecast | Commercial | Grocery | Existing | Space Heating | Natural Gas | Furnace | E2 | AFUE 90% | Baseline Forecast | 54.26% | 54.26% | 54.26% | 100% | 100% | 100% | 100% | 100% | 100% | 100% | 100% | 100% | 100% | 100% | 100% | 100% | 100% | 100% | 100% | 100% | 100% | 100% | 100% | 100% | 100% | 100% | 100%
Commercial_Grocery_Existing_Space Heating_Natural Gas_Furnace_E3_Baseline Forecast | Commercial | Grocery | Existing | Space Heating | Natural Gas | Furnace | E3 | AFUE 96% | Baseline Forecast | bar: 2021 to 2047
Commercial_Grocery_Existing_Space Heating_Natural Gas_Furnace_E4_Baseline Forecast | Commercial | Grocery | Existing | Space Heating | Natural Gas | Furnace | E4 |  | Baseline Forecast | bar: 2021 to 2047
Commercial_Grocery_Existing_Space Heating_Natural Gas_Furnace_E5_Baseline Forecast | Commercial | Grocery | Existing | Space Heating | Natural Gas | Furnace | E5 |  | Baseline Forecast | bar: 2021 to 2047
Commercial_Grocery_Existing_Space Heating_Natural Gas_Furnace_E6_Baseline Forecast | Commercial | Grocery | Existing | Space Heating | Natural Gas | Furnace | E6 |  | Baseline Forecast | bar: 2021 to 2047
Commercial_Grocery_Existing_Space Heating_Natural Gas_Furnace_E7_Baseline Forecast | Commercial | Grocery | Existing | Space Heating | Natural Gas | Furnace | E7 |  | Baseline Forecast | bar: 2021 to 2047
Commercial_Grocery_Existing_Space Heating_Natural Gas_Furnace_E8_Baseline Forecast | Commercial | Grocery | Existing | Space Heating | Natural Gas | Furnace | E8 |  | Baseline Forecast | bar: 2021 to 2047
Commercial_Grocery_Existing_Space Heating_Natural Gas_Furnace_E9_Baseline Forecast | Commercial | Grocery | Existing | Space Heating | Natural Gas | Furnace | E9 |  | Baseline Forecast | bar: 2021 to 2047
Commercial_Grocery_Existing_Space Heating_Natural Gas_Furnace_E10_Baseline Forecast | Commercial | Grocery | Existing | Space Heating | Natural Gas | Furnace | E10 |  | Baseline Forecast | bar: 2021 to 2047
Commercial_Grocery_Existing_Space Heating_Natural Gas_Boiler_E1_Baseline Forecast | Commercial | Grocery | Existing | Space Heating | Natural Gas | Boiler | E1 | AFUE 80% (Standard) | Baseline Forecast | 82% | 82% | 82% | 82% | 82% | 82% | 82% | 82% | 82% | 82% | 82% | 82% | 82% | 82% | 82% | 82% | 82% | 82% | 82% | 82% | 82% | 82% | 82% | 82% | 82% | 82% | 82%
Commercial_Grocery_Existing_Space Heating_Natural Gas_Boiler_E2_Baseline Forecast | Commercial | Grocery | Existing | Space Heating | Natural Gas | Boiler | E2 | AFUE 85% | Baseline Forecast | 18% | 18% | 18% | 18% | 18% | 18% | 18% | 18% | 18% | 18% | 18% | 18% | 18% | 18% | 18% | 18% | 18% | 18% | 18% | 18% | 18% | 18% | 18% | 18% | 18% | 18% | 18%
Commercial_Grocery_Existing_Space Heating_Natural Gas_Boiler_E3_Baseline Forecast | Commercial | Grocery | Existing | Space Heating | Natural Gas | Boiler | E3 | AFUE 97% | Baseline Forecast | bar: 2021 to 2047
Commercial_Grocery_Existing_Space Heating_Natural Gas_Boiler_E4_Baseline Forecast | Commercial | Grocery | Existing | Space Heating | Natural Gas | Boiler | E4 | Convert to NG Air Source Heat Pump | Baseline Forecast | bar: 2021 to 2047
Commercial_Grocery_Existing_Space Heating_Natural Gas_Boiler_E5_Baseline Forecast | Commercial | Grocery | Existing | Space Heating | Natural Gas | Boiler | E5 |  | Baseline Forecast | bar: 2021 to 2047
Commercial_Grocery_Existing_Space Heating_Natural Gas_Boiler_E6_Baseline Forecast | Commercial | Grocery | Existing | Space Heating | Natural Gas | Boiler | E6 |  | Baseline Forecast | bar: 2021 to 2047
Commercial_Grocery_Existing_Space Heating_Natural Gas_Boiler_E7_Baseline Forecast | Commercial | Grocery | Existing | Space Heating | Natural Gas | Boiler | E7 |  | Baseline Forecast | bar: 2021 to 2047
Commercial_Grocery_Existing_Space Heating_Natural Gas_Boiler_E8_Baseline Forecast | Commercial | Grocery | Existing | Space Heating | Natural Gas | Boiler | E8 |  | Baseline Forecast | bar: 2021 to 2047
Commercial_Grocery_Existing_Space Heating_Natural Gas_Boiler_E9_Baseline Forecast | Commercial | Grocery | Existing | Space Heating | Natural Gas | Boiler | E9 |  | Baseline Forecast | bar: 2021 to 2047
Commercial_Grocery_Existing_Space Heating_Natural Gas_Boiler_E10_Baseline Forecast | Commercial | Grocery | Existing | Space Heating | Natural Gas | Boiler | E10 |  | Baseline Forecast | bar: 2021 to 2047
Commercial_Grocery_Existing_Space Heating_Natural Gas_Unit Heater_E1_Baseline Forecast | Commercial | Grocery | Existing | Space Heating | Natural Gas | Unit Heater | E1 | Standard | Baseline Forecast | 100% | 100% | 100% | 100% | 100% | 100% | 100% | 100% | 100% | 100% | 100% | 100% | 100% | 100% | 100% | 100% | 100% | 100% | 100% | 100% | 100% | 100% | 100% | 100% | 100% | 100% | 100%
Commercial_Grocery_Existing_Space Heating_Natural Gas_Unit Heater_E2_Baseline Forecast | Commercial | Grocery | Existing | Space Heating | Natural Gas | Unit Heater | E2 | Condensing | Baseline Forecast | bar: 2021 to 2047
Commercial_Grocery_Existing_Space Heating_Natural Gas_Unit Heater_E3_Baseline Forecast | Commercial | Grocery | Existing | Space Heating | Natural Gas | Unit Heater | E3 | Infrared Radiant | Baseline Forecast | bar: 2021 to 2047
Commercial_Grocery_Existing_Space Heating_Natural Gas_Unit Heater_E4_Baseline Forecast | Commercial | Grocery | Existing | Space Heating | Natural Gas | Unit Heater | E4 |  | Baseline Forecast | bar: 2021 to 2047
Commercial_Grocery_Existing_Space Heating_Natural Gas_Unit Heater_E5_Baseline Forecast | Commercial | Grocery | Existing | Space Heating | Natural Gas | Unit Heater | E5 |  | Baseline Forecast | bar: 2021 to 2047
Commercial_Grocery_Existing_Space Heating_Natural Gas_Unit Heater_E6_Baseline Forecast | Commercial | Grocery | Existing | Space Heating | Natural Gas | Unit Heater | E6 |  | Baseline Forecast | bar: 2021 to 2047
Commercial_Grocery_Existing_Space Heating_Natural Gas_Unit Heater_E7_Baseline Forecast | Commercial | Grocery | Existing | Space Heating | Natural Gas | Unit Heater | E7 |  | Baseline Forecast | bar: 2021 to 2047
Commercial_Grocery_Existing_Space Heating_Natural Gas_Unit Heater_E8_Baseline Forecast | Commercial | Grocery | Existing | Space Heating | Natural Gas | Unit Heater | E8 |  | Baseline Forecast | bar: 2021 to 2047
Commercial_Grocery_Existing_Space Heating_Natural Gas_Unit Heater_E9_Baseline Forecast | Commercial | Grocery | Existing | Space Heating | Natural Gas | Unit Heater | E9 |  | Baseline Forecast | bar: 2021 to 2047
Commercial_Grocery_Existing_Space Heating_Natural Gas_Unit Heater_E10_Baseline Forecast | Commercial | Grocery | Existing | Space Heating | Natural Gas | Unit Heater | E10 |  | Baseline Forecast | bar: 2021 to 2047
Commercial_Grocery_Existing_Water Heating_Natural Gas_Water Heater_E1_Baseline Forecast | Commercial | Grocery | Existing | Water Heating | Natural Gas | Water Heater | E1 | TE 88% | Baseline Forecast | 49% | 49% | 49% | 49% | 49% | 49% | 49% | 49% | 49% | 49% | 49% | 49% | 49% | 49% | 49% | 49% | 49% | 49% | 49% | 49% | 49% | 49% | 49% | 49% | 49% | 49% | 49%
Commercial_Grocery_Existing_Water Heating_Natural Gas_Water Heater_E2_Baseline Forecast | Commercial | Grocery | Existing | Water Heating | Natural Gas | Water Heater | E2 | TE 96% | Baseline Forecast | 51% | 51% | 51% | 51% | 51% | 51% | 51% | 51% | 51% | 51% | 51% | 51% | 51% | 51% | 51% | 51% | 51% | 51% | 51% | 51% | 51% | 51% | 51% | 51% | 51% | 51% | 51%
Commercial_Grocery_Existing_Water Heating_Natural Gas_Water Heater_E3_Baseline Forecast | Commercial | Grocery | Existing | Water Heating | Natural Gas | Water Heater | E3 | Tankless | Baseline Forecast | bar: 2021 to 2047
Commercial_Grocery_Existing_Water Heating_Natural Gas_Water Heater_E4_Baseline Forecast | Commercial | Grocery | Existing | Water Heating | Natural Gas | Water Heater | E4 | NEEA Gas-Fired Absorption HPWH (COP 1.06) | Baseline Forecast | bar: 2021 to 2047
Commercial_Grocery_Existing_Water Heating_Natural Gas_Water Heater_E5_Baseline Forecast | Commercial | Grocery | Existing | Water Heating | Natural Gas | Water Heater | E5 |  | Baseline Forecast | bar: 2021 to 2047
Commercial_Grocery_Existing_Water Heating_Natural Gas_Water Heater_E6_Baseline Forecast | Commercial | Grocery | Existing | Water Heating | Natural Gas | Water Heater | E6 |  | Baseline Forecast | bar: 2021 to 2047
Commercial_Grocery_Existing_Water Heating_Natural Gas_Water Heater_E7_Baseline Forecast | Commercial | Grocery | Existing | Water Heating | Natural Gas | Water Heater | E7 |  | Baseline Forecast | bar: 2021 to 2047
Commercial_Grocery_Existing_Water Heating_Natural Gas_Water Heater_E8_Baseline Forecast | Commercial | Grocery | Existing | Water Heating | Natural Gas | Water Heater | E8 |  | Baseline Forecast | bar: 2021 to 2047
Commercial_Grocery_Existing_Water Heating_Natural Gas_Water Heater_E9_Baseline Forecast | Commercial | Grocery | Existing | Water Heating | Natural Gas | Water Heater | E9 |  | Baseline Forecast | bar: 2021 to 2047
Commercial_Grocery_Existing_Water Heating_Natural Gas_Water Heater_E10_Baseline Forecast | Commercial | Grocery | Existing | Water Heating | Natural Gas | Water Heater | E10 |  | Baseline Forecast | bar: 2021 to 2047
Commercial_Grocery_Existing_Food Preparation_Natural Gas_Oven_E1_Baseline Forecast | Commercial | Grocery | Existing | Food Preparation | Natural Gas | Oven | E1 | Standard | Baseline Forecast | 46% | 46% | 46% | 46% | 46% | 46% | 46% | 46% | 46% | 46% | 46% | 46% | 46% | 46% | 46% | 46% | 46% | 46% | 46% | 46% | 46% | 46% | 46% | 46% | 46% | 46% | 46%
Commercial_Grocery_Existing_Food Preparation_Natural Gas_Oven_E2_Baseline Forecast | Commercial | Grocery | Existing | Food Preparation | Natural Gas | Oven | E2 | ENERGY STAR (>42% Baking Efficiency) | Baseline Forecast | 54% | 54% | 54% | 54% | 54% | 54% | 54% | 54% | 54% | 54% | 54% | 54% | 54% | 54% | 54% | 54% | 54% | 54% | 54% | 54% | 54% | 54% | 54% | 54% | 54% | 54% | 54%
Commercial_Grocery_Existing_Food Preparation_Natural Gas_Oven_E3_Baseline Forecast | Commercial | Grocery | Existing | Food Preparation | Natural Gas | Oven | E3 |  | Baseline Forecast | bar: 2021 to 2047
Commercial_Grocery_Existing_Food Preparation_Natural Gas_Oven_E4_Baseline Forecast | Commercial | Grocery | Existing | Food Preparation | Natural Gas | Oven | E4 |  | Baseline Forecast | bar: 2021 to 2047
Commercial_Grocery_Existing_Food Preparation_Natural Gas_Oven_E5_Baseline Forecast | Commercial | Grocery | Existing | Food Preparation | Natural Gas | Oven | E5 |  | Baseline Forecast | bar: 2021 to 2047
Commercial_Grocery_Existing_Food Preparation_Natural Gas_Oven_E6_Baseline Forecast | Commercial | Grocery | Existing | Food Preparation | Natural Gas | Oven | E6 |  | Baseline Forecast | bar: 2021 to 2047
Commercial_Grocery_Existing_Food Preparation_Natural Gas_Oven_E7_Baseline Forecast | Commercial | Grocery | Existing | Food Preparation | Natural Gas | Oven | E7 |  | Baseline Forecast | bar: 2021 to 2047
Commercial_Grocery_Existing_Food Preparation_Natural Gas_Oven_E8_Baseline Forecast | Commercial | Grocery | Existing | Food Preparation | Natural Gas | Oven | E8 |  | Baseline Forecast | bar: 2021 to 2047
Commercial_Grocery_Existing_Food Preparation_Natural Gas_Oven_E9_Baseline Forecast | Commercial | Grocery | Existing | Food Preparation | Natural Gas | Oven | E9 |  | Baseline Forecast | bar: 2021 to 2047
Commercial_Grocery_Existing_Food Preparation_Natural Gas_Oven_E10_Baseline Forecast | Commercial | Grocery | Existing | Food Preparation | Natural Gas | Oven | E10 |  | Baseline Forecast | bar: 2021 to 2047
Commercial_Grocery_Existing_Food Preparation_Natural Gas_Conveyor Oven_E1_Baseline Forecast | Commercial | Grocery | Existing | Food Preparation | Natural Gas | Conveyor Oven | E1 | Standard | Baseline Forecast | 46% | 46% | 46% | 46% | 46% | 46% | 46% | 46% | 46% | 46% | 46% | 46% | 46% | 46% | 46% | 46% | 46% | 46% | 46% | 46% | 46% | 46% | 46% | 46% | 46% | 46% | 46%
Commercial_Grocery_Existing_Food Preparation_Natural Gas_Conveyor Oven_E2_Baseline Forecast | Commercial | Grocery | Existing | Food Preparation | Natural Gas | Conveyor Oven | E2 | Efficient (>42% Baking Efficiency) | Baseline Forecast | 54% | 54% | 54% | 54% | 54% | 54% | 54% | 54% | 54% | 54% | 54% | 54% | 54% | 54% | 54% | 54% | 54% | 54% | 54% | 54% | 54% | 54% | 54% | 54% | 54% | 54% | 54%
Commercial_Grocery_Existing_Food Preparation_Natural Gas_Conveyor Oven_E3_Baseline Forecast | Commercial | Grocery | Existing | Food Preparation | Natural Gas | Conveyor Oven | E3 |  | Baseline Forecast | bar: 2021 to 2047
Commercial_Grocery_Existing_Food Preparation_Natural Gas_Conveyor Oven_E4_Baseline Forecast | Commercial | Grocery | Existing | Food Preparation | Natural Gas | Conveyor Oven | E4 |  | Baseline Forecast | bar: 2021 to 2047
Commercial_Grocery_Existing_Food Preparation_Natural Gas_Conveyor Oven_E5_Baseline Forecast | Commercial | Grocery | Existing | Food Preparation | Natural Gas | Conveyor Oven | E5 |  | Baseline Forecast | bar: 2021 to 2047
Commercial_Grocery_Existing_Food Preparation_Natural Gas_Conveyor Oven_E6_Baseline Forecast | Commercial | Grocery | Existing | Food Preparation | Natural Gas | Conveyor Oven | E6 |  | Baseline Forecast | bar: 2021 to 2047
Commercial_Grocery_Existing_Food Preparation_Natural Gas_Conveyor Oven_E7_Baseline Forecast | Commercial | Grocery | Existing | Food Preparation | Natural Gas | Conveyor Oven | E7 |  | Baseline Forecast | bar: 2021 to 2047
Commercial_Grocery_Existing_Food Preparation_Natural Gas_Conveyor Oven_E8_Baseline Forecast | Commercial | Grocery | Existing | Food Preparation | Natural Gas | Conveyor Oven | E8 |  | Baseline Forecast | bar: 2021 to 2047
Commercial_Grocery_Existing_Food Preparation_Natural Gas_Conveyor Oven_E9_Baseline Forecast | Commercial | Grocery | Existing | Food Preparation | Natural Gas | Conveyor Oven | E9 |  | Baseline Forecast | bar: 2021 to 2047
Commercial_Grocery_Existing_Food Preparation_Natural Gas_Conveyor Oven_E10_Baseline Forecast | Commercial | Grocery | Existing | Food Preparation | Natural Gas | Conveyor Oven | E10 |  | Baseline Forecast | bar: 2021 to 2047
Commercial_Grocery_Existing_Food Preparation_Natural Gas_Double Rack Oven_E1_Baseline Forecast | Commercial | Grocery | Existing | Food Preparation | Natural Gas | Double Rack Oven | E1 | Standard | Baseline Forecast | 46% | 46% | 46% | 46% | 46% | 46% | 46% | 46% | 46% | 46% | 46% | 46% | 46% | 46% | 46% | 46% | 46% | 46% | 46% | 46% | 46% | 46% | 46% | 46% | 46% | 46% | 46%
Commercial_Grocery_Existing_Food Preparation_Natural Gas_Double Rack Oven_E2_Baseline Forecast | Commercial | Grocery | Existing | Food Preparation | Natural Gas | Double Rack Oven | E2 | FTSC Qualified (>50% Cooking Efficiency) | Baseline Forecast | 54% | 54% | 54% | 54% | 54% | 54% | 54% | 54% | 54% | 54% | 54% | 54% | 54% | 54% | 54% | 54% | 54% | 54% | 54% | 54% | 54% | 54% | 54% | 54% | 54% | 54% | 54%
Commercial_Grocery_Existing_Food Preparation_Natural Gas_Double Rack Oven_E3_Baseline Forecast | Commercial | Grocery | Existing | Food Preparation | Natural Gas | Double Rack Oven | E3 |  | Baseline Forecast | bar: 2021 to 2047
Commercial_Grocery_Existing_Food Preparation_Natural Gas_Double Rack Oven_E4_Baseline Forecast | Commercial | Grocery | Existing | Food Preparation | Natural Gas | Double Rack Oven | E4 |  | Baseline Forecast | bar: 2021 to 2047
Commercial_Grocery_Existing_Food Preparation_Natural Gas_Double Rack Oven_E5_Baseline Forecast | Commercial | Grocery | Existing | Food Preparation | Natural Gas | Double Rack Oven | E5 |  | Baseline Forecast | bar: 2021 to 2047
Commercial_Grocery_Existing_Food Preparation_Natural Gas_Double Rack Oven_E6_Baseline Forecast | Commercial | Grocery | Existing | Food Preparation | Natural Gas | Double Rack Oven | E6 |  | Baseline Forecast | bar: 2021 to 2047
Commercial_Grocery_Existing_Food Preparation_Natural Gas_Double Rack Oven_E7_Baseline Forecast | Commercial | Grocery | Existing | Food Preparation | Natural Gas | Double Rack Oven | E7 |  | Baseline Forecast | bar: 2021 to 2047
Commercial_Grocery_Existing_Food Preparation_Natural Gas_Double Rack Oven_E8_Baseline Forecast | Commercial | Grocery | Existing | Food Preparation | Natural Gas | Double Rack Oven | E8 |  | Baseline Forecast | bar: 2021 to 2047
Commercial_Grocery_Existing_Food Preparation_Natural Gas_Double Rack Oven_E9_Baseline Forecast | Commercial | Grocery | Existing | Food Preparation | Natural Gas | Double Rack Oven | E9 |  | Baseline Forecast | bar: 2021 to 2047
Commercial_Grocery_Existing_Food Preparation_Natural Gas_Double Rack Oven_E10_Baseline Forecast | Commercial | Grocery | Existing | Food Preparation | Natural Gas | Double Rack Oven | E10 |  | Baseline Forecast | bar: 2021 to 2047
Commercial_Grocery_Existing_Food Preparation_Natural Gas_Fryer_E1_Baseline Forecast | Commercial | Grocery | Existing | Food Preparation | Natural Gas | Fryer | E1 | Standard | Baseline Forecast | 75% | 0% | 0% | 0% | 0% | 0% | 0% | 0% | 0% | 0% | 0% | 0% | 0% | 0% | 0% | 0% | 0% | 0% | 0% | 0% | 0% | 0% | 0% | 0% | 0% | 0% | 0%
Commercial_Grocery_Existing_Food Preparation_Natural Gas_Fryer_E2_Baseline Forecast | Commercial | Grocery | Existing | Food Preparation | Natural Gas | Fryer | E2 | ENERGY STAR | Baseline Forecast | 25% | 100% | 100% | 100% | 100% | 100% | 100% | 100% | 100% | 100% | 100% | 100% | 100% | 100% | 100% | 100% | 100% | 100% | 100% | 100% | 100% | 100% | 100% | 100% | 100% | 100% | 100%
Commercial_Grocery_Existing_Food Preparation_Natural Gas_Fryer_E3_Baseline Forecast | Commercial | Grocery | Existing | Food Preparation | Natural Gas | Fryer | E3 |  | Baseline Forecast | bar: 2021 to 2047
Commercial_Grocery_Existing_Food Preparation_Natural Gas_Fryer_E4_Baseline Forecast | Commercial | Grocery | Existing | Food Preparation | Natural Gas | Fryer | E4 |  | Baseline Forecast | bar: 2021 to 2047
Commercial_Grocery_Existing_Food Preparation_Natural Gas_Fryer_E5_Baseline Forecast | Commercial | Grocery | Existing | Food Preparation | Natural Gas | Fryer | E5 |  | Baseline Forecast | bar: 2021 to 2047
Commercial_Grocery_Existing_Food Preparation_Natural Gas_Fryer_E6_Baseline Forecast | Commercial | Grocery | Existing | Food Preparation | Natural Gas | Fryer | E6 |  | Baseline Forecast | bar: 2021 to 2047
Commercial_Grocery_Existing_Food Preparation_Natural Gas_Fryer_E7_Baseline Forecast | Commercial | Grocery | Existing | Food Preparation | Natural Gas | Fryer | E7 |  | Baseline Forecast | bar: 2021 to 2047
Commercial_Grocery_Existing_Food Preparation_Natural Gas_Fryer_E8_Baseline Forecast | Commercial | Grocery | Existing | Food Preparation | Natural Gas | Fryer | E8 |  | Baseline Forecast | bar: 2021 to 2047
Commercial_Grocery_Existing_Food Preparation_Natural Gas_Fryer_E9_Baseline Forecast | Commercial | Grocery | Existing | Food Preparation | Natural Gas | Fryer | E9 |  | Baseline Forecast | bar: 2021 to 2047
Commercial_Grocery_Existing_Food Preparation_Natural Gas_Fryer_E10_Baseline Forecast | Commercial | Grocery | Existing | Food Preparation | Natural Gas | Fryer | E10 |  | Baseline Forecast | bar: 2021 to 2047
Commercial_Grocery_Existing_Food Preparation_Natural Gas_Broiler_E1_Baseline Forecast | Commercial | Grocery | Existing | Food Preparation | Natural Gas | Broiler | E1 | Standard | Baseline Forecast | 100% | 100% | 100% | 100% | 100% | 100% | 100% | 100% | 100% | 100% | 100% | 100% | 100% | 100% | 100% | 100% | 100% | 100% | 100% | 100% | 100% | 100% | 100% | 100% | 100% | 100% | 100%
Commercial_Grocery_Existing_Food Preparation_Natural Gas_Broiler_E2_Baseline Forecast | Commercial | Grocery | Existing | Food Preparation | Natural Gas | Broiler | E2 | Infrared Burners | Baseline Forecast | bar: 2021 to 2047
Commercial_Grocery_Existing_Food Preparation_Natural Gas_Broiler_E3_Baseline Forecast | Commercial | Grocery | Existing | Food Preparation | Natural Gas | Broiler | E3 |  | Baseline Forecast | bar: 2021 to 2047
Commercial_Grocery_Existing_Food Preparation_Natural Gas_Broiler_E4_Baseline Forecast | Commercial | Grocery | Existing | Food Preparation | Natural Gas | Broiler | E4 |  | Baseline Forecast | bar: 2021 to 2047
Commercial_Grocery_Existing_Food Preparation_Natural Gas_Broiler_E5_Baseline Forecast | Commercial | Grocery | Existing | Food Preparation | Natural Gas | Broiler | E5 |  | Baseline Forecast | bar: 2021 to 2047
Commercial_Grocery_Existing_Food Preparation_Natural Gas_Broiler_E6_Baseline Forecast | Commercial | Grocery | Existing | Food Preparation | Natural Gas | Broiler | E6 |  | Baseline Forecast | bar: 2021 to 2047
Commercial_Grocery_Existing_Food Preparation_Natural Gas_Broiler_E7_Baseline Forecast | Commercial | Grocery | Existing | Food Preparation | Natural Gas | Broiler | E7 |  | Baseline Forecast | bar: 2021 to 2047
Commercial_Grocery_Existing_Food Preparation_Natural Gas_Broiler_E8_Baseline Forecast | Commercial | Grocery | Existing | Food Preparation | Natural Gas | Broiler | E8 |  | Baseline Forecast | bar: 2021 to 2047
Commercial_Grocery_Existing_Food Preparation_Natural Gas_Broiler_E9_Baseline Forecast | Commercial | Grocery | Existing | Food Preparation | Natural Gas | Broiler | E9 |  | Baseline Forecast | bar: 2021 to 2047
Commercial_Grocery_Existing_Food Preparation_Natural Gas_Broiler_E10_Baseline Forecast | Commercial | Grocery | Existing | Food Preparation | Natural Gas | Broiler | E10 |  | Baseline Forecast | bar: 2021 to 2047
Commercial_Grocery_Existing_Food Preparation_Natural Gas_Griddle_E1_Baseline Forecast | Commercial | Grocery | Existing | Food Preparation | Natural Gas | Griddle | E1 | Standard | Baseline Forecast | 82% | 82% | 82% | 82% | 82% | 82% | 82% | 82% | 82% | 82% | 82% | 82% | 82% | 82% | 82% | 82% | 82% | 82% | 82% | 82% | 82% | 82% | 82% | 82% | 82% | 82% | 82%
Commercial_Grocery_Existing_Food Preparation_Natural Gas_Griddle_E2_Baseline Forecast | Commercial | Grocery | Existing | Food Preparation | Natural Gas | Griddle | E2 | ENERGY STAR | Baseline Forecast | 18% | 18% | 18% | 18% | 18% | 18% | 18% | 18% | 18% | 18% | 18% | 18% | 18% | 18% | 18% | 18% | 18% | 18% | 18% | 18% | 18% | 18% | 18% | 18% | 18% | 18% | 18%
Commercial_Grocery_Existing_Food Preparation_Natural Gas_Griddle_E3_Baseline Forecast | Commercial | Grocery | Existing | Food Preparation | Natural Gas | Griddle | E3 |  | Baseline Forecast | bar: 2021 to 2047
Commercial_Grocery_Existing_Food Preparation_Natural Gas_Griddle_E4_Baseline Forecast | Commercial | Grocery | Existing | Food Preparation | Natural Gas | Griddle | E4 |  | Baseline Forecast | bar: 2021 to 2047
Commercial_Grocery_Existing_Food Preparation_Natural Gas_Griddle_E5_Baseline Forecast | Commercial | Grocery | Existing | Food Preparation | Natural Gas | Griddle | E5 |  | Baseline Forecast | bar: 2021 to 2047
Commercial_Grocery_Existing_Food Preparation_Natural Gas_Griddle_E6_Baseline Forecast | Commercial | Grocery | Existing | Food Preparation | Natural Gas | Griddle | E6 |  | Baseline Forecast | bar: 2021 to 2047
Commercial_Grocery_Existing_Food Preparation_Natural Gas_Griddle_E7_Baseline Forecast | Commercial | Grocery | Existing | Food Preparation | Natural Gas | Griddle | E7 |  | Baseline Forecast | bar: 2021 to 2047
Commercial_Grocery_Existing_Food Preparation_Natural Gas_Griddle_E8_Baseline Forecast | Commercial | Grocery | Existing | Food Preparation | Natural Gas | Griddle | E8 |  | Baseline Forecast | bar: 2021 to 2047
Commercial_Grocery_Existing_Food Preparation_Natural Gas_Griddle_E9_Baseline Forecast | Commercial | Grocery | Existing | Food Preparation | Natural Gas | Griddle | E9 |  | Baseline Forecast | bar: 2021 to 2047
Commercial_Grocery_Existing_Food Preparation_Natural Gas_Griddle_E10_Baseline Forecast | Commercial | Grocery | Existing | Food Preparation | Natural Gas | Griddle | E10 |  | Baseline Forecast | bar: 2021 to 2047
Commercial_Grocery_Existing_Food Preparation_Natural Gas_Range_E1_Baseline Forecast | Commercial | Grocery | Existing | Food Preparation | Natural Gas | Range | E1 | Standard | Baseline Forecast | 100% | 100% | 100% | 100% | 100% | 100% | 100% | 100% | 100% | 100% | 100% | 100% | 100% | 100% | 100% | 100% | 100% | 100% | 100% | 100% | 100% | 100% | 100% | 100% | 100% | 100% | 100%
Commercial_Grocery_Existing_Food Preparation_Natural Gas_Range_E2_Baseline Forecast | Commercial | Grocery | Existing | Food Preparation | Natural Gas | Range | E2 | High Efficiency | Baseline Forecast | bar: 2021 to 2047
Commercial_Grocery_Existing_Food Preparation_Natural Gas_Range_E3_Baseline Forecast | Commercial | Grocery | Existing | Food Preparation | Natural Gas | Range | E3 |  | Baseline Forecast | bar: 2021 to 2047
Commercial_Grocery_Existing_Food Preparation_Natural Gas_Range_E4_Baseline Forecast | Commercial | Grocery | Existing | Food Preparation | Natural Gas | Range | E4 |  | Baseline Forecast | bar: 2021 to 2047
Commercial_Grocery_Existing_Food Preparation_Natural Gas_Range_E5_Baseline Forecast | Commercial | Grocery | Existing | Food Preparation | Natural Gas | Range | E5 |  | Baseline Forecast | bar: 2021 to 2047
Commercial_Grocery_Existing_Food Preparation_Natural Gas_Range_E6_Baseline Forecast | Commercial | Grocery | Existing | Food Preparation | Natural Gas | Range | E6 |  | Baseline Forecast | bar: 2021 to 2047
Commercial_Grocery_Existing_Food Preparation_Natural Gas_Range_E7_Baseline Forecast | Commercial | Grocery | Existing | Food Preparation | Natural Gas | Range | E7 |  | Baseline Forecast | bar: 2021 to 2047
Commercial_Grocery_Existing_Food Preparation_Natural Gas_Range_E8_Baseline Forecast | Commercial | Grocery | Existing | Food Preparation | Natural Gas | Range | E8 |  | Baseline Forecast | bar: 2021 to 2047
Commercial_Grocery_Existing_Food Preparation_Natural Gas_Range_E9_Baseline Forecast | Commercial | Grocery | Existing | Food Preparation | Natural Gas | Range | E9 |  | Baseline Forecast | bar: 2021 to 2047
Commercial_Grocery_Existing_Food Preparation_Natural Gas_Range_E10_Baseline Forecast | Commercial | Grocery | Existing | Food Preparation | Natural Gas | Range | E10 |  | Baseline Forecast | bar: 2021 to 2047
Commercial_Grocery_Existing_Food Preparation_Natural Gas_Steamer_E1_Baseline Forecast | Commercial | Grocery | Existing | Food Preparation | Natural Gas | Steamer | E1 | Standard | Baseline Forecast | 54% | 0% | 0% | 0% | 0% | 0% | 0% | 0% | 0% | 0% | 0% | 0% | 0% | 0% | 0% | 0% | 0% | 0% | 0% | 0% | 0% | 0% | 0% | 0% | 0% | 0% | 0%
Commercial_Grocery_Existing_Food Preparation_Natural Gas_Steamer_E2_Baseline Forecast | Commercial | Grocery | Existing | Food Preparation | Natural Gas | Steamer | E2 | ENERGY STAR | Baseline Forecast | 46% | 100% | 100% | 100% | 100% | 100% | 100% | 100% | 100% | 100% | 100% | 100% | 100% | 100% | 100% | 100% | 100% | 100% | 100% | 100% | 100% | 100% | 100% | 100% | 100% | 100% | 100%
Commercial_Grocery_Existing_Food Preparation_Natural Gas_Steamer_E3_Baseline Forecast | Commercial | Grocery | Existing | Food Preparation | Natural Gas | Steamer | E3 |  | Baseline Forecast | bar: 2021 to 2047
Commercial_Grocery_Existing_Food Preparation_Natural Gas_Steamer_E4_Baseline Forecast | Commercial | Grocery | Existing | Food Preparation | Natural Gas | Steamer | E4 |  | Baseline Forecast | bar: 2021 to 2047
Commercial_Grocery_Existing_Food Preparation_Natural Gas_Steamer_E5_Baseline Forecast | Commercial | Grocery | Existing | Food Preparation | Natural Gas | Steamer | E5 |  | Baseline Forecast | bar: 2021 to 2047
Commercial_Grocery_Existing_Food Preparation_Natural Gas_Steamer_E6_Baseline Forecast | Commercial | Grocery | Existing | Food Preparation | Natural Gas | Steamer | E6 |  | Baseline Forecast | bar: 2021 to 2047
Commercial_Grocery_Existing_Food Preparation_Natural Gas_Steamer_E7_Baseline Forecast | Commercial | Grocery | Existing | Food Preparation | Natural Gas | Steamer | E7 |  | Baseline Forecast | bar: 2021 to 2047
Commercial_Grocery_Existing_Food Preparation_Natural Gas_Steamer_E8_Baseline Forecast | Commercial | Grocery | Existing | Food Preparation | Natural Gas | Steamer | E8 |  | Baseline Forecast | bar: 2021 to 2047
Commercial_Grocery_Existing_Food Preparation_Natural Gas_Steamer_E9_Baseline Forecast | Commercial | Grocery | Existing | Food Preparation | Natural Gas | Steamer | E9 |  | Baseline Forecast | bar: 2021 to 2047
Commercial_Grocery_Existing_Food Preparation_Natural Gas_Steamer_E10_Baseline Forecast | Commercial | Grocery | Existing | Food Preparation | Natural Gas | Steamer | E10 |  | Baseline Forecast | bar: 2021 to 2047
Commercial_Grocery_Existing_Food Preparation_Natural Gas_Commercial Food Prep Other_E1_Baseline Forecast | Commercial | Grocery | Existing | Food Preparation | Natural Gas | Commercial Food Prep Other | E1 | Standard | Baseline Forecast | 75% | 75% | 75% | 75% | 75% | 75% | 75% | 75% | 75% | 75% | 75% | 75% | 75% | 75% | 75% | 75% | 75% | 75% | 75% | 75% | 75% | 75% | 75% | 75% | 75% | 75% | 75%
Commercial_Grocery_Existing_Food Preparation_Natural Gas_Commercial Food Prep Other_E2_Baseline Forecast | Commercial | Grocery | Existing | Food Preparation | Natural Gas | Commercial Food Prep Other | E2 | ENERGY STAR | Baseline Forecast | 25% | 25% | 25% | 25% | 25% | 25% | 25% | 25% | 25% | 25% | 25% | 25% | 25% | 25% | 25% | 25% | 25% | 25% | 25% | 25% | 25% | 25% | 25% | 25% | 25% | 25% | 25%
Commercial_Grocery_Existing_Food Preparation_Natural Gas_Commercial Food Prep Other_E3_Baseline Forecast | Commercial | Grocery | Existing | Food Preparation | Natural Gas | Commercial Food Prep Other | E3 |  | Baseline Forecast | bar: 2021 to 2047
Commercial_Grocery_Existing_Food Preparation_Natural Gas_Commercial Food Prep Other_E4_Baseline Forecast | Commercial | Grocery | Existing | Food Preparation | Natural Gas | Commercial Food Prep Other | E4 |  | Baseline Forecast | bar: 2021 to 2047
Commercial_Grocery_Existing_Food Preparation_Natural Gas_Commercial Food Prep Other_E5_Baseline Forecast | Commercial | Grocery | Existing | Food Preparation | Natural Gas | Commercial Food Prep Other | E5 |  | Baseline Forecast | bar: 2021 to 2047
Commercial_Grocery_Existing_Food Preparation_Natural Gas_Commercial Food Prep Other_E6_Baseline Forecast | Commercial | Grocery | Existing | Food Preparation | Natural Gas | Commercial Food Prep Other | E6 |  | Baseline Forecast | bar: 2021 to 2047
Commercial_Grocery_Existing_Food Preparation_Natural Gas_Commercial Food Prep Other_E7_Baseline Forecast | Commercial | Grocery | Existing | Food Preparation | Natural Gas | Commercial Food Prep Other | E7 |  | Baseline Forecast | bar: 2021 to 2047
Commercial_Grocery_Existing_Food Preparation_Natural Gas_Commercial Food Prep Other_E8_Baseline Forecast | Commercial | Grocery | Existing | Food Preparation | Natural Gas | Commercial Food Prep Other | E8 |  | Baseline Forecast | bar: 2021 to 2047
Commercial_Grocery_Existing_Food Preparation_Natural Gas_Commercial Food Prep Other_E9_Baseline Forecast | Commercial | Grocery | Existing | Food Preparation | Natural Gas | Commercial Food Prep Other | E9 |  | Baseline Forecast | bar: 2021 to 2047
Commercial_Grocery_Existing_Food Preparation_Natural Gas_Commercial Food Prep Other_E10_Baseline Forecast | Commercial | Grocery | Existing | Food Preparation | Natural Gas | Commercial Food Prep Other | E10 |  | Baseline Forecast | bar: 2021 to 2047
Commercial_Grocery_Existing_Miscellaneous_Natural Gas_Pool Heater_E1_Baseline Forecast | Commercial | Grocery | Existing | Miscellaneous | Natural Gas | Pool Heater | E1 | Standard (EF .78) | Baseline Forecast | 100% | 100% | 100% | 100% | 100% | 100% | 100% | 100% | 100% | 100% | 100% | 100% | 100% | 100% | 100% | 100% | 100% | 100% | 100% | 100% | 100% | 100% | 100% | 100% | 100% | 100% | 100%
Commercial_Grocery_Existing_Miscellaneous_Natural Gas_Pool Heater_E2_Baseline Forecast | Commercial | Grocery | Existing | Miscellaneous | Natural Gas | Pool Heater | E2 | Condensing (EF .90) | Baseline Forecast | bar: 2021 to 2047
Commercial_Grocery_Existing_Miscellaneous_Natural Gas_Pool Heater_E3_Baseline Forecast | Commercial | Grocery | Existing | Miscellaneous | Natural Gas | Pool Heater | E3 |  | Baseline Forecast | bar: 2021 to 2047
Commercial_Grocery_Existing_Miscellaneous_Natural Gas_Pool Heater_E4_Baseline Forecast | Commercial | Grocery | Existing | Miscellaneous | Natural Gas | Pool Heater | E4 |  | Baseline Forecast | bar: 2021 to 2047
Commercial_Grocery_Existing_Miscellaneous_Natural Gas_Pool Heater_E5_Baseline Forecast | Commercial | Grocery | Existing | Miscellaneous | Natural Gas | Pool Heater | E5 |  | Baseline Forecast | bar: 2021 to 2047
Commercial_Grocery_Existing_Miscellaneous_Natural Gas_Pool Heater_E6_Baseline Forecast | Commercial | Grocery | Existing | Miscellaneous | Natural Gas | Pool Heater | E6 |  | Baseline Forecast | bar: 2021 to 2047
Commercial_Grocery_Existing_Miscellaneous_Natural Gas_Pool Heater_E7_Baseline Forecast | Commercial | Grocery | Existing | Miscellaneous | Natural Gas | Pool Heater | E7 |  | Baseline Forecast | bar: 2021 to 2047
Commercial_Grocery_Existing_Miscellaneous_Natural Gas_Pool Heater_E8_Baseline Forecast | Commercial | Grocery | Existing | Miscellaneous | Natural Gas | Pool Heater | E8 |  | Baseline Forecast | bar: 2021 to 2047
Commercial_Grocery_Existing_Miscellaneous_Natural Gas_Pool Heater_E9_Baseline Forecast | Commercial | Grocery | Existing | Miscellaneous | Natural Gas | Pool Heater | E9 |  | Baseline Forecast | bar: 2021 to 2047
Commercial_Grocery_Existing_Miscellaneous_Natural Gas_Pool Heater_E10_Baseline Forecast | Commercial | Grocery | Existing | Miscellaneous | Natural Gas | Pool Heater | E10 |  | Baseline Forecast | bar: 2021 to 2047
Commercial_Grocery_Existing_Miscellaneous_Natural Gas_Miscellaneous_E1_Baseline Forecast | Commercial | Grocery | Existing | Miscellaneous | Natural Gas | Miscellaneous | E1 | Miscellaneous | Baseline Forecast | 100% | 100% | 100% | 100% | 100% | 100% | 100% | 100% | 100% | 100% | 100% | 100% | 100% | 100% | 100% | 100% | 100% | 100% | 100% | 100% | 100% | 100% | 100% | 100% | 100% | 100% | 100%
Commercial_Grocery_Existing_Miscellaneous_Natural Gas_Miscellaneous_E2_Baseline Forecast | Commercial | Grocery | Existing | Miscellaneous | Natural Gas | Miscellaneous | E2 |  | Baseline Forecast | bar: 2021 to 2047
Commercial_Grocery_Existing_Miscellaneous_Natural Gas_Miscellaneous_E3_Baseline Forecast | Commercial | Grocery | Existing | Miscellaneous | Natural Gas | Miscellaneous | E3 |  | Baseline Forecast | bar: 2021 to 2047
Commercial_Grocery_Existing_Miscellaneous_Natural Gas_Miscellaneous_E4_Baseline Forecast | Commercial | Grocery | Existing | Miscellaneous | Natural Gas | Miscellaneous | E4 |  | Baseline Forecast | bar: 2021 to 2047
Commercial_Grocery_Existing_Miscellaneous_Natural Gas_Miscellaneous_E5_Baseline Forecast | Commercial | Grocery | Existing | Miscellaneous | Natural Gas | Miscellaneous | E5 |  | Baseline Forecast | bar: 2021 to 2047
Commercial_Grocery_Existing_Miscellaneous_Natural Gas_Miscellaneous_E6_Baseline Forecast | Commercial | Grocery | Existing | Miscellaneous | Natural Gas | Miscellaneous | E6 |  | Baseline Forecast | bar: 2021 to 2047
Commercial_Grocery_Existing_Miscellaneous_Natural Gas_Miscellaneous_E7_Baseline Forecast | Commercial | Grocery | Existing | Miscellaneous | Natural Gas | Miscellaneous | E7 |  | Baseline Forecast | bar: 2021 to 2047
Commercial_Grocery_Existing_Miscellaneous_Natural Gas_Miscellaneous_E8_Baseline Forecast | Commercial | Grocery | Existing | Miscellaneous | Natural Gas | Miscellaneous | E8 |  | Baseline Forecast | bar: 2021 to 2047
Commercial_Grocery_Existing_Miscellaneous_Natural Gas_Miscellaneous_E9_Baseline Forecast | Commercial | Grocery | Existing | Miscellaneous | Natural Gas | Miscellaneous | E9 |  | Baseline Forecast | bar: 2021 to 2047
Commercial_Grocery_Existing_Miscellaneous_Natural Gas_Miscellaneous_E10_Baseline Forecast | Commercial | Grocery | Existing | Miscellaneous | Natural Gas | Miscellaneous | E10 |  | Baseline Forecast | bar: 2021 to 2047
Commercial_Grocery_New_Space Heating_Natural Gas_Furnace_E1_Baseline Forecast | Commercial | Grocery | New | Space Heating | Natural Gas | Furnace | E1 | AFUE 80% (Standard) | Baseline Forecast | 45.75% | 45.75% | 45.75% | 0% | 0% | 0% | 0% | 0% | 0% | 0% | 0% | 0% | 0% | 0% | 0% | 0% | 0% | 0% | 0% | 0% | 0% | 0% | 0% | 0% | 0% | 0% | 0%
Commercial_Grocery_New_Space Heating_Natural Gas_Furnace_E2_Baseline Forecast | Commercial | Grocery | New | Space Heating | Natural Gas | Furnace | E2 | AFUE 90% | Baseline Forecast | 54.25% | 54.25% | 54.25% | 100% | 100% | 100% | 100% | 100% | 100% | 100% | 100% | 100% | 100% | 100% | 100% | 100% | 100% | 100% | 100% | 100% | 100% | 100% | 100% | 100% | 100% | 100% | 100%
Commercial_Grocery_New_Space Heating_Natural Gas_Furnace_E3_Baseline Forecast | Commercial | Grocery | New | Space Heating | Natural Gas | Furnace | E3 | AFUE 96% | Baseline Forecast | bar: 2021 to 2047
Commercial_Grocery_New_Space Heating_Natural Gas_Furnace_E4_Baseline Forecast | Commercial | Grocery | New | Space Heating | Natural Gas | Furnace | E4 |  | Baseline Forecast | bar: 2021 to 2047
Commercial_Grocery_New_Space Heating_Natural Gas_Furnace_E5_Baseline Forecast | Commercial | Grocery | New | Space Heating | Natural Gas | Furnace | E5 |  | Baseline Forecast | bar: 2021 to 2047
Commercial_Grocery_New_Space Heating_Natural Gas_Furnace_E6_Baseline Forecast | Commercial | Grocery | New | Space Heating | Natural Gas | Furnace | E6 |  | Baseline Forecast | bar: 2021 to 2047
Commercial_Grocery_New_Space Heating_Natural Gas_Furnace_E7_Baseline Forecast | Commercial | Grocery | New | Space Heating | Natural Gas | Furnace | E7 |  | Baseline Forecast | bar: 2021 to 2047
Commercial_Grocery_New_Space Heating_Natural Gas_Furnace_E8_Baseline Forecast | Commercial | Grocery | New | Space Heating | Natural Gas | Furnace | E8 |  | Baseline Forecast | bar: 2021 to 2047
Commercial_Grocery_New_Space Heating_Natural Gas_Furnace_E9_Baseline Forecast | Commercial | Grocery | New | Space Heating | Natural Gas | Furnace | E9 |  | Baseline Forecast | bar: 2021 to 2047
Commercial_Grocery_New_Space Heating_Natural Gas_Furnace_E10_Baseline Forecast | Commercial | Grocery | New | Space Heating | Natural Gas | Furnace | E10 |  | Baseline Forecast | bar: 2021 to 2047
Commercial_Grocery_New_Space Heating_Natural Gas_Boiler_E1_Baseline Forecast | Commercial | Grocery | New | Space Heating | Natural Gas | Boiler | E1 | AFUE 80% (Standard) | Baseline Forecast | 82% | 82% | 82% | 82% | 82% | 82% | 82% | 82% | 82% | 82% | 82% | 82% | 82% | 82% | 82% | 82% | 82% | 82% | 82% | 82% | 82% | 82% | 82% | 82% | 82% | 82% | 82%
Commercial_Grocery_New_Space Heating_Natural Gas_Boiler_E2_Baseline Forecast | Commercial | Grocery | New | Space Heating | Natural Gas | Boiler | E2 | AFUE 85% | Baseline Forecast | 18% | 18% | 18% | 18% | 18% | 18% | 18% | 18% | 18% | 18% | 18% | 18% | 18% | 18% | 18% | 18% | 18% | 18% | 18% | 18% | 18% | 18% | 18% | 18% | 18% | 18% | 18%
Commercial_Grocery_New_Space Heating_Natural Gas_Boiler_E3_Baseline Forecast | Commercial | Grocery | New | Space Heating | Natural Gas | Boiler | E3 | AFUE 97% | Baseline Forecast | bar: 2021 to 2047
Commercial_Grocery_New_Space Heating_Natural Gas_Boiler_E4_Baseline Forecast | Commercial | Grocery | New | Space Heating | Natural Gas | Boiler | E4 | Convert to NG Air Source Heat Pump | Baseline Forecast | bar: 2021 to 2047
Commercial_Grocery_New_Space Heating_Natural Gas_Boiler_E5_Baseline Forecast | Commercial | Grocery | New | Space Heating | Natural Gas | Boiler | E5 |  | Baseline Forecast | bar: 2021 to 2047
Commercial_Grocery_New_Space Heating_Natural Gas_Boiler_E6_Baseline Forecast | Commercial | Grocery | New | Space Heating | Natural Gas | Boiler | E6 |  | Baseline Forecast | bar: 2021 to 2047
Commercial_Grocery_New_Space Heating_Natural Gas_Boiler_E7_Baseline Forecast | Commercial | Grocery | New | Space Heating | Natural Gas | Boiler | E7 |  | Baseline Forecast | bar: 2021 to 2047
Commercial_Grocery_New_Space Heating_Natural Gas_Boiler_E8_Baseline Forecast | Commercial | Grocery | New | Space Heating | Natural Gas | Boiler | E8 |  | Baseline Forecast | bar: 2021 to 2047
Commercial_Grocery_New_Space Heating_Natural Gas_Boiler_E9_Baseline Forecast | Commercial | Grocery | New | Space Heating | Natural Gas | Boiler | E9 |  | Baseline Forecast | bar: 2021 to 2047
Commercial_Grocery_New_Space Heating_Natural Gas_Boiler_E10_Baseline Forecast | Commercial | Grocery | New | Space Heating | Natural Gas | Boiler | E10 |  | Baseline Forecast | bar: 2021 to 2047
Commercial_Grocery_New_Space Heating_Natural Gas_Unit Heater_E1_Baseline Forecast | Commercial | Grocery | New | Space Heating | Natural Gas | Unit Heater | E1 | Standard | Baseline Forecast | 100% | 100% | 100% | 100% | 100% | 100% | 100% | 100% | 100% | 100% | 100% | 100% | 100% | 100% | 100% | 100% | 100% | 100% | 100% | 100% | 100% | 100% | 100% | 100% | 100% | 100% | 100%
Commercial_Grocery_New_Space Heating_Natural Gas_Unit Heater_E2_Baseline Forecast | Commercial | Grocery | New | Space Heating | Natural Gas | Unit Heater | E2 | Condensing | Baseline Forecast | bar: 2021 to 2047
Commercial_Grocery_New_Space Heating_Natural Gas_Unit Heater_E3_Baseline Forecast | Commercial | Grocery | New | Space Heating | Natural Gas | Unit Heater | E3 | Infrared Radiant | Baseline Forecast | bar: 2021 to 2047
Commercial_Grocery_New_Space Heating_Natural Gas_Unit Heater_E4_Baseline Forecast | Commercial | Grocery | New | Space Heating | Natural Gas | Unit Heater | E4 |  | Baseline Forecast | bar: 2021 to 2047
Commercial_Grocery_New_Space Heating_Natural Gas_Unit Heater_E5_Baseline Forecast | Commercial | Grocery | New | Space Heating | Natural Gas | Unit Heater | E5 |  | Baseline Forecast | bar: 2021 to 2047
Commercial_Grocery_New_Space Heating_Natural Gas_Unit Heater_E6_Baseline Forecast | Commercial | Grocery | New | Space Heating | Natural Gas | Unit Heater | E6 |  | Baseline Forecast | bar: 2021 to 2047
Commercial_Grocery_New_Space Heating_Natural Gas_Unit Heater_E7_Baseline Forecast | Commercial | Grocery | New | Space Heating | Natural Gas | Unit Heater | E7 |  | Baseline Forecast | bar: 2021 to 2047
Commercial_Grocery_New_Space Heating_Natural Gas_Unit Heater_E8_Baseline Forecast | Commercial | Grocery | New | Space Heating | Natural Gas | Unit Heater | E8 |  | Baseline Forecast | bar: 2021 to 2047
Commercial_Grocery_New_Space Heating_Natural Gas_Unit Heater_E9_Baseline Forecast | Commercial | Grocery | New | Space Heating | Natural Gas | Unit Heater | E9 |  | Baseline Forecast | bar: 2021 to 2047
Commercial_Grocery_New_Space Heating_Natural Gas_Unit Heater_E10_Baseline Forecast | Commercial | Grocery | New | Space Heating | Natural Gas | Unit Heater | E10 |  | Baseline Forecast | bar: 2021 to 2047
Commercial_Grocery_New_Water Heating_Natural Gas_Water Heater_E1_Baseline Forecast | Commercial | Grocery | New | Water Heating | Natural Gas | Water Heater | E1 | TE 88% | Baseline Forecast | 49% | 49% | 49% | 49% | 49% | 49% | 49% | 49% | 49% | 49% | 49% | 49% | 49% | 49% | 49% | 49% | 49% | 49% | 49% | 49% | 49% | 49% | 49% | 49% | 49% | 49% | 49%
Commercial_Grocery_New_Water Heating_Natural Gas_Water Heater_E2_Baseline Forecast | Commercial | Grocery | New | Water Heating | Natural Gas | Water Heater | E2 | TE 96% | Baseline Forecast | 51% | 51% | 51% | 51% | 51% | 51% | 51% | 51% | 51% | 51% | 51% | 51% | 51% | 51% | 51% | 51% | 51% | 51% | 51% | 51% | 51% | 51% | 51% | 51% | 51% | 51% | 51%
Commercial_Grocery_New_Water Heating_Natural Gas_Water Heater_E3_Baseline Forecast | Commercial | Grocery | New | Water Heating | Natural Gas | Water Heater | E3 | Tankless | Baseline Forecast | bar: 2021 to 2047
Commercial_Grocery_New_Water Heating_Natural Gas_Water Heater_E4_Baseline Forecast | Commercial | Grocery | New | Water Heating | Natural Gas | Water Heater | E4 | NEEA Gas-Fired Absorption HPWH (COP 1.06) | Baseline Forecast | bar: 2021 to 2047
Commercial_Grocery_New_Water Heating_Natural Gas_Water Heater_E5_Baseline Forecast | Commercial | Grocery | New | Water Heating | Natural Gas | Water Heater | E5 |  | Baseline Forecast | bar: 2021 to 2047
Commercial_Grocery_New_Water Heating_Natural Gas_Water Heater_E6_Baseline Forecast | Commercial | Grocery | New | Water Heating | Natural Gas | Water Heater | E6 |  | Baseline Forecast | bar: 2021 to 2047
Commercial_Grocery_New_Water Heating_Natural Gas_Water Heater_E7_Baseline Forecast | Commercial | Grocery | New | Water Heating | Natural Gas | Water Heater | E7 |  | Baseline Forecast | bar: 2021 to 2047
Commercial_Grocery_New_Water Heating_Natural Gas_Water Heater_E8_Baseline Forecast | Commercial | Grocery | New | Water Heating | Natural Gas | Water Heater | E8 |  | Baseline Forecast | bar: 2021 to 2047
Commercial_Grocery_New_Water Heating_Natural Gas_Water Heater_E9_Baseline Forecast | Commercial | Grocery | New | Water Heating | Natural Gas | Water Heater | E9 |  | Baseline Forecast | bar: 2021 to 2047
Commercial_Grocery_New_Water Heating_Natural Gas_Water Heater_E10_Baseline Forecast | Commercial | Grocery | New | Water Heating | Natural Gas | Water Heater | E10 |  | Baseline Forecast | bar: 2021 to 2047
Commercial_Grocery_New_Food Preparation_Natural Gas_Oven_E1_Baseline Forecast | Commercial | Grocery | New | Food Preparation | Natural Gas | Oven | E1 | Standard | Baseline Forecast | 46% | 46% | 46% | 46% | 46% | 46% | 46% | 46% | 46% | 46% | 46% | 46% | 46% | 46% | 46% | 46% | 46% | 46% | 46% | 46% | 46% | 46% | 46% | 46% | 46% | 46% | 46%
Commercial_Grocery_New_Food Preparation_Natural Gas_Oven_E2_Baseline Forecast | Commercial | Grocery | New | Food Preparation | Natural Gas | Oven | E2 | ENERGY STAR (>42% Baking Efficiency) | Baseline Forecast | 54% | 54% | 54% | 54% | 54% | 54% | 54% | 54% | 54% | 54% | 54% | 54% | 54% | 54% | 54% | 54% | 54% | 54% | 54% | 54% | 54% | 54% | 54% | 54% | 54% | 54% | 54%
Commercial_Grocery_New_Food Preparation_Natural Gas_Oven_E3_Baseline Forecast | Commercial | Grocery | New | Food Preparation | Natural Gas | Oven | E3 |  | Baseline Forecast | bar: 2021 to 2047
Commercial_Grocery_New_Food Preparation_Natural Gas_Oven_E4_Baseline Forecast | Commercial | Grocery | New | Food Preparation | Natural Gas | Oven | E4 |  | Baseline Forecast | bar: 2021 to 2047
Commercial_Grocery_New_Food Preparation_Natural Gas_Oven_E5_Baseline Forecast | Commercial | Grocery | New | Food Preparation | Natural Gas | Oven | E5 |  | Baseline Forecast | bar: 2021 to 2047
Commercial_Grocery_New_Food Preparation_Natural Gas_Oven_E6_Baseline Forecast | Commercial | Grocery | New | Food Preparation | Natural Gas | Oven | E6 |  | Baseline Forecast | bar: 2021 to 2047
Commercial_Grocery_New_Food Preparation_Natural Gas_Oven_E7_Baseline Forecast | Commercial | Grocery | New | Food Preparation | Natural Gas | Oven | E7 |  | Baseline Forecast | bar: 2021 to 2047
Commercial_Grocery_New_Food Preparation_Natural Gas_Oven_E8_Baseline Forecast | Commercial | Grocery | New | Food Preparation | Natural Gas | Oven | E8 |  | Baseline Forecast | bar: 2021 to 2047
Commercial_Grocery_New_Food Preparation_Natural Gas_Oven_E9_Baseline Forecast | Commercial | Grocery | New | Food Preparation | Natural Gas | Oven | E9 |  | Baseline Forecast | bar: 2021 to 2047
Commercial_Grocery_New_Food Preparation_Natural Gas_Oven_E10_Baseline Forecast | Commercial | Grocery | New | Food Preparation | Natural Gas | Oven | E10 |  | Baseline Forecast | bar: 2021 to 2047
Commercial_Grocery_New_Food Preparation_Natural Gas_Conveyor Oven_E1_Baseline Forecast | Commercial | Grocery | New | Food Preparation | Natural Gas | Conveyor Oven | E1 | Standard | Baseline Forecast | 46% | 46% | 46% | 46% | 46% | 46% | 46% | 46% | 46% | 46% | 46% | 46% | 46% | 46% | 46% | 46% | 46% | 46% | 46% | 46% | 46% | 46% | 46% | 46% | 46% | 46% | 46%
Commercial_Grocery_New_Food Preparation_Natural Gas_Conveyor Oven_E2_Baseline Forecast | Commercial | Grocery | New | Food Preparation | Natural Gas | Conveyor Oven | E2 | Efficient (>42% Baking Efficiency) | Baseline Forecast | 54% | 54% | 54% | 54% | 54% | 54% | 54% | 54% | 54% | 54% | 54% | 54% | 54% | 54% | 54% | 54% | 54% | 54% | 54% | 54% | 54% | 54% | 54% | 54% | 54% | 54% | 54%
Commercial_Grocery_New_Food Preparation_Natural Gas_Conveyor Oven_E3_Baseline Forecast | Commercial | Grocery | New | Food Preparation | Natural Gas | Conveyor Oven | E3 |  | Baseline Forecast | bar: 2021 to 2047
Commercial_Grocery_New_Food Preparation_Natural Gas_Conveyor Oven_E4_Baseline Forecast | Commercial | Grocery | New | Food Preparation | Natural Gas | Conveyor Oven | E4 |  | Baseline Forecast | bar: 2021 to 2047
Commercial_Grocery_New_Food Preparation_Natural Gas_Conveyor Oven_E5_Baseline Forecast | Commercial | Grocery | New | Food Preparation | Natural Gas | Conveyor Oven | E5 |  | Baseline Forecast | bar: 2021 to 2047
Commercial_Grocery_New_Food Preparation_Natural Gas_Conveyor Oven_E6_Baseline Forecast | Commercial | Grocery | New | Food Preparation | Natural Gas | Conveyor Oven | E6 |  | Baseline Forecast | bar: 2021 to 2047
Commercial_Grocery_New_Food Preparation_Natural Gas_Conveyor Oven_E7_Baseline Forecast | Commercial | Grocery | New | Food Preparation | Natural Gas | Conveyor Oven | E7 |  | Baseline Forecast | bar: 2021 to 2047
Commercial_Grocery_New_Food Preparation_Natural Gas_Conveyor Oven_E8_Baseline Forecast | Commercial | Grocery | New | Food Preparation | Natural Gas | Conveyor Oven | E8 |  | Baseline Forecast | bar: 2021 to 2047
Commercial_Grocery_New_Food Preparation_Natural Gas_Conveyor Oven_E9_Baseline Forecast | Commercial | Grocery | New | Food Preparation | Natural Gas | Conveyor Oven | E9 |  | Baseline Forecast | bar: 2021 to 2047
Commercial_Grocery_New_Food Preparation_Natural Gas_Conveyor Oven_E10_Baseline Forecast | Commercial | Grocery | New | Food Preparation | Natural Gas | Conveyor Oven | E10 |  | Baseline Forecast | bar: 2021 to 2047
Commercial_Grocery_New_Food Preparation_Natural Gas_Double Rack Oven_E1_Baseline Forecast | Commercial | Grocery | New | Food Preparation | Natural Gas | Double Rack Oven | E1 | Standard | Baseline Forecast | 46% | 46% | 46% | 46% | 46% | 46% | 46% | 46% | 46% | 46% | 46% | 46% | 46% | 46% | 46% | 46% | 46% | 46% | 46% | 46% | 46% | 46% | 46% | 46% | 46% | 46% | 46%
Commercial_Grocery_New_Food Preparation_Natural Gas_Double Rack Oven_E2_Baseline Forecast | Commercial | Grocery | New | Food Preparation | Natural Gas | Double Rack Oven | E2 | FTSC Qualified (>50% Cooking Efficiency) | Baseline Forecast | 54% | 54% | 54% | 54% | 54% | 54% | 54% | 54% | 54% | 54% | 54% | 54% | 54% | 54% | 54% | 54% | 54% | 54% | 54% | 54% | 54% | 54% | 54% | 54% | 54% | 54% | 54%
Commercial_Grocery_New_Food Preparation_Natural Gas_Double Rack Oven_E3_Baseline Forecast | Commercial | Grocery | New | Food Preparation | Natural Gas | Double Rack Oven | E3 |  | Baseline Forecast | bar: 2021 to 2047
Commercial_Grocery_New_Food Preparation_Natural Gas_Double Rack Oven_E4_Baseline Forecast | Commercial | Grocery | New | Food Preparation | Natural Gas | Double Rack Oven | E4 |  | Baseline Forecast | bar: 2021 to 2047
Commercial_Grocery_New_Food Preparation_Natural Gas_Double Rack Oven_E5_Baseline Forecast | Commercial | Grocery | New | Food Preparation | Natural Gas | Double Rack Oven | E5 |  | Baseline Forecast | bar: 2021 to 2047
Commercial_Grocery_New_Food Preparation_Natural Gas_Double Rack Oven_E6_Baseline Forecast | Commercial | Grocery | New | Food Preparation | Natural Gas | Double Rack Oven | E6 |  | Baseline Forecast | bar: 2021 to 2047
Commercial_Grocery_New_Food Preparation_Natural Gas_Double Rack Oven_E7_Baseline Forecast | Commercial | Grocery | New | Food Preparation | Natural Gas | Double Rack Oven | E7 |  | Baseline Forecast | bar: 2021 to 2047
Commercial_Grocery_New_Food Preparation_Natural Gas_Double Rack Oven_E8_Baseline Forecast | Commercial | Grocery | New | Food Preparation | Natural Gas | Double Rack Oven | E8 |  | Baseline Forecast | bar: 2021 to 2047
Commercial_Grocery_New_Food Preparation_Natural Gas_Double Rack Oven_E9_Baseline Forecast | Commercial | Grocery | New | Food Preparation | Natural Gas | Double Rack Oven | E9 |  | Baseline Forecast | bar: 2021 to 2047
Commercial_Grocery_New_Food Preparation_Natural Gas_Double Rack Oven_E10_Baseline Forecast | Commercial | Grocery | New | Food Preparation | Natural Gas | Double Rack Oven | E10 |  | Baseline Forecast | bar: 2021 to 2047
Commercial_Grocery_New_Food Preparation_Natural Gas_Fryer_E1_Baseline Forecast | Commercial | Grocery | New | Food Preparation | Natural Gas | Fryer | E1 | Standard | Baseline Forecast | 75% | 0% | 0% | 0% | 0% | 0% | 0% | 0% | 0% | 0% | 0% | 0% | 0% | 0% | 0% | 0% | 0% | 0% | 0% | 0% | 0% | 0% | 0% | 0% | 0% | 0% | 0%
Commercial_Grocery_New_Food Preparation_Natural Gas_Fryer_E2_Baseline Forecast | Commercial | Grocery | New | Food Preparation | Natural Gas | Fryer | E2 | ENERGY STAR | Baseline Forecast | 25% | 100% | 100% | 100% | 100% | 100% | 100% | 100% | 100% | 100% | 100% | 100% | 100% | 100% | 100% | 100% | 100% | 100% | 100% | 100% | 100% | 100% | 100% | 100% | 100% | 100% | 100%
Commercial_Grocery_New_Food Preparation_Natural Gas_Fryer_E3_Baseline Forecast | Commercial | Grocery | New | Food Preparation | Natural Gas | Fryer | E3 |  | Baseline Forecast | bar: 2021 to 2047
Commercial_Grocery_New_Food Preparation_Natural Gas_Fryer_E4_Baseline Forecast | Commercial | Grocery | New | Food Preparation | Natural Gas | Fryer | E4 |  | Baseline Forecast | bar: 2021 to 2047
Commercial_Grocery_New_Food Preparation_Natural Gas_Fryer_E5_Baseline Forecast | Commercial | Grocery | New | Food Preparation | Natural Gas | Fryer | E5 |  | Baseline Forecast | bar: 2021 to 2047
Commercial_Grocery_New_Food Preparation_Natural Gas_Fryer_E6_Baseline Forecast | Commercial | Grocery | New | Food Preparation | Natural Gas | Fryer | E6 |  | Baseline Forecast | bar: 2021 to 2047
Commercial_Grocery_New_Food Preparation_Natural Gas_Fryer_E7_Baseline Forecast | Commercial | Grocery | New | Food Preparation | Natural Gas | Fryer | E7 |  | Baseline Forecast | bar: 2021 to 2047
Commercial_Grocery_New_Food Preparation_Natural Gas_Fryer_E8_Baseline Forecast | Commercial | Grocery | New | Food Preparation | Natural Gas | Fryer | E8 |  | Baseline Forecast | bar: 2021 to 2047
Commercial_Grocery_New_Food Preparation_Natural Gas_Fryer_E9_Baseline Forecast | Commercial | Grocery | New | Food Preparation | Natural Gas | Fryer | E9 |  | Baseline Forecast | bar: 2021 to 2047
Commercial_Grocery_New_Food Preparation_Natural Gas_Fryer_E10_Baseline Forecast | Commercial | Grocery | New | Food Preparation | Natural Gas | Fryer | E10 |  | Baseline Forecast | bar: 2021 to 2047
Commercial_Grocery_New_Food Preparation_Natural Gas_Broiler_E1_Baseline Forecast | Commercial | Grocery | New | Food Preparation | Natural Gas | Broiler | E1 | Standard | Baseline Forecast | 100% | 100% | 100% | 100% | 100% | 100% | 100% | 100% | 100% | 100% | 100% | 100% | 100% | 100% | 100% | 100% | 100% | 100% | 100% | 100% | 100% | 100% | 100% | 100% | 100% | 100% | 100%
Commercial_Grocery_New_Food Preparation_Natural Gas_Broiler_E2_Baseline Forecast | Commercial | Grocery | New | Food Preparation | Natural Gas | Broiler | E2 | Infrared Burners | Baseline Forecast | bar: 2021 to 2047
Commercial_Grocery_New_Food Preparation_Natural Gas_Broiler_E3_Baseline Forecast | Commercial | Grocery | New | Food Preparation | Natural Gas | Broiler | E3 |  | Baseline Forecast | bar: 2021 to 2047
Commercial_Grocery_New_Food Preparation_Natural Gas_Broiler_E4_Baseline Forecast | Commercial | Grocery | New | Food Preparation | Natural Gas | Broiler | E4 |  | Baseline Forecast | bar: 2021 to 2047
Commercial_Grocery_New_Food Preparation_Natural Gas_Broiler_E5_Baseline Forecast | Commercial | Grocery | New | Food Preparation | Natural Gas | Broiler | E5 |  | Baseline Forecast | bar: 2021 to 2047
Commercial_Grocery_New_Food Preparation_Natural Gas_Broiler_E6_Baseline Forecast | Commercial | Grocery | New | Food Preparation | Natural Gas | Broiler | E6 |  | Baseline Forecast | bar: 2021 to 2047
Commercial_Grocery_New_Food Preparation_Natural Gas_Broiler_E7_Baseline Forecast | Commercial | Grocery | New | Food Preparation | Natural Gas | Broiler | E7 |  | Baseline Forecast | bar: 2021 to 2047
Commercial_Grocery_New_Food Preparation_Natural Gas_Broiler_E8_Baseline Forecast | Commercial | Grocery | New | Food Preparation | Natural Gas | Broiler | E8 |  | Baseline Forecast | bar: 2021 to 2047
Commercial_Grocery_New_Food Preparation_Natural Gas_Broiler_E9_Baseline Forecast | Commercial | Grocery | New | Food Preparation | Natural Gas | Broiler | E9 |  | Baseline Forecast | bar: 2021 to 2047
Commercial_Grocery_New_Food Preparation_Natural Gas_Broiler_E10_Baseline Forecast | Commercial | Grocery | New | Food Preparation | Natural Gas | Broiler | E10 |  | Baseline Forecast | bar: 2021 to 2047
Commercial_Grocery_New_Food Preparation_Natural Gas_Griddle_E1_Baseline Forecast | Commercial | Grocery | New | Food Preparation | Natural Gas | Griddle | E1 | Standard | Baseline Forecast | 82% | 82% | 82% | 82% | 82% | 82% | 82% | 82% | 82% | 82% | 82% | 82% | 82% | 82% | 82% | 82% | 82% | 82% | 82% | 82% | 82% | 82% | 82% | 82% | 82% | 82% | 82%
Commercial_Grocery_New_Food Preparation_Natural Gas_Griddle_E2_Baseline Forecast | Commercial | Grocery | New | Food Preparation | Natural Gas | Griddle | E2 | ENERGY STAR | Baseline Forecast | 18% | 18% | 18% | 18% | 18% | 18% | 18% | 18% | 18% | 18% | 18% | 18% | 18% | 18% | 18% | 18% | 18% | 18% | 18% | 18% | 18% | 18% | 18% | 18% | 18% | 18% | 18%
Commercial_Grocery_New_Food Preparation_Natural Gas_Griddle_E3_Baseline Forecast | Commercial | Grocery | New | Food Preparation | Natural Gas | Griddle | E3 |  | Baseline Forecast | bar: 2021 to 2047
Commercial_Grocery_New_Food Preparation_Natural Gas_Griddle_E4_Baseline Forecast | Commercial | Grocery | New | Food Preparation | Natural Gas | Griddle | E4 |  | Baseline Forecast | bar: 2021 to 2047
Commercial_Grocery_New_Food Preparation_Natural Gas_Griddle_E5_Baseline Forecast | Commercial | Grocery | New | Food Preparation | Natural Gas | Griddle | E5 |  | Baseline Forecast | bar: 2021 to 2047
Commercial_Grocery_New_Food Preparation_Natural Gas_Griddle_E6_Baseline Forecast | Commercial | Grocery | New | Food Preparation | Natural Gas | Griddle | E6 |  | Baseline Forecast | bar: 2021 to 2047
Commercial_Grocery_New_Food Preparation_Natural Gas_Griddle_E7_Baseline Forecast | Commercial | Grocery | New | Food Preparation | Natural Gas | Griddle | E7 |  | Baseline Forecast | bar: 2021 to 2047
Commercial_Grocery_New_Food Preparation_Natural Gas_Griddle_E8_Baseline Forecast | Commercial | Grocery | New | Food Preparation | Natural Gas | Griddle | E8 |  | Baseline Forecast | bar: 2021 to 2047
Commercial_Grocery_New_Food Preparation_Natural Gas_Griddle_E9_Baseline Forecast | Commercial | Grocery | New | Food Preparation | Natural Gas | Griddle | E9 |  | Baseline Forecast | bar: 2021 to 2047
Commercial_Grocery_New_Food Preparation_Natural Gas_Griddle_E10_Baseline Forecast | Commercial | Grocery | New | Food Preparation | Natural Gas | Griddle | E10 |  | Baseline Forecast | bar: 2021 to 2047
Commercial_Grocery_New_Food Preparation_Natural Gas_Range_E1_Baseline Forecast | Commercial | Grocery | New | Food Preparation | Natural Gas | Range | E1 | Standard | Baseline Forecast | 100% | 100% | 100% | 100% | 100% | 100% | 100% | 100% | 100% | 100% | 100% | 100% | 100% | 100% | 100% | 100% | 100% | 100% | 100% | 100% | 100% | 100% | 100% | 100% | 100% | 100% | 100%
Commercial_Grocery_New_Food Preparation_Natural Gas_Range_E2_Baseline Forecast | Commercial | Grocery | New | Food Preparation | Natural Gas | Range | E2 | High Efficiency | Baseline Forecast | bar: 2021 to 2047
Commercial_Grocery_New_Food Preparation_Natural Gas_Range_E3_Baseline Forecast | Commercial | Grocery | New | Food Preparation | Natural Gas | Range | E3 |  | Baseline Forecast | bar: 2021 to 2047
Commercial_Grocery_New_Food Preparation_Natural Gas_Range_E4_Baseline Forecast | Commercial | Grocery | New | Food Preparation | Natural Gas | Range | E4 |  | Baseline Forecast | bar: 2021 to 2047
Commercial_Grocery_New_Food Preparation_Natural Gas_Range_E5_Baseline Forecast | Commercial | Grocery | New | Food Preparation | Natural Gas | Range | E5 |  | Baseline Forecast | bar: 2021 to 2047
Commercial_Grocery_New_Food Preparation_Natural Gas_Range_E6_Baseline Forecast | Commercial | Grocery | New | Food Preparation | Natural Gas | Range | E6 |  | Baseline Forecast | bar: 2021 to 2047
Commercial_Grocery_New_Food Preparation_Natural Gas_Range_E7_Baseline Forecast | Commercial | Grocery | New | Food Preparation | Natural Gas | Range | E7 |  | Baseline Forecast | bar: 2021 to 2047
Commercial_Grocery_New_Food Preparation_Natural Gas_Range_E8_Baseline Forecast | Commercial | Grocery | New | Food Preparation | Natural Gas | Range | E8 |  | Baseline Forecast | bar: 2021 to 2047
Commercial_Grocery_New_Food Preparation_Natural Gas_Range_E9_Baseline Forecast | Commercial | Grocery | New | Food Preparation | Natural Gas | Range | E9 |  | Baseline Forecast | bar: 2021 to 2047
Commercial_Grocery_New_Food Preparation_Natural Gas_Range_E10_Baseline Forecast | Commercial | Grocery | New | Food Preparation | Natural Gas | Range | E10 |  | Baseline Forecast | bar: 2021 to 2047
Commercial_Grocery_New_Food Preparation_Natural Gas_Steamer_E1_Baseline Forecast | Commercial | Grocery | New | Food Preparation | Natural Gas | Steamer | E1 | Standard | Baseline Forecast | 54% | 0% | 0% | 0% | 0% | 0% | 0% | 0% | 0% | 0% | 0% | 0% | 0% | 0% | 0% | 0% | 0% | 0% | 0% | 0% | 0% | 0% | 0% | 0% | 0% | 0% | 0%
Commercial_Grocery_New_Food Preparation_Natural Gas_Steamer_E2_Baseline Forecast | Commercial | Grocery | New | Food Preparation | Natural Gas | Steamer | E2 | ENERGY STAR | Baseline Forecast | 46% | 100% | 100% | 100% | 100% | 100% | 100% | 100% | 100% | 100% | 100% | 100% | 100% | 100% | 100% | 100% | 100% | 100% | 100% | 100% | 100% | 100% | 100% | 100% | 100% | 100% | 100%
Commercial_Grocery_New_Food Preparation_Natural Gas_Steamer_E3_Baseline Forecast | Commercial | Grocery | New | Food Preparation | Natural Gas | Steamer | E3 |  | Baseline Forecast | bar: 2021 to 2047
Commercial_Grocery_New_Food Preparation_Natural Gas_Steamer_E4_Baseline Forecast | Commercial | Grocery | New | Food Preparation | Natural Gas | Steamer | E4 |  | Baseline Forecast | bar: 2021 to 2047
Commercial_Grocery_New_Food Preparation_Natural Gas_Steamer_E5_Baseline Forecast | Commercial | Grocery | New | Food Preparation | Natural Gas | Steamer | E5 |  | Baseline Forecast | bar: 2021 to 2047
Commercial_Grocery_New_Food Preparation_Natural Gas_Steamer_E6_Baseline Forecast | Commercial | Grocery | New | Food Preparation | Natural Gas | Steamer | E6 |  | Baseline Forecast | bar: 2021 to 2047
Commercial_Grocery_New_Food Preparation_Natural Gas_Steamer_E7_Baseline Forecast | Commercial | Grocery | New | Food Preparation | Natural Gas | Steamer | E7 |  | Baseline Forecast | bar: 2021 to 2047
Commercial_Grocery_New_Food Preparation_Natural Gas_Steamer_E8_Baseline Forecast | Commercial | Grocery | New | Food Preparation | Natural Gas | Steamer | E8 |  | Baseline Forecast | bar: 2021 to 2047
Commercial_Grocery_New_Food Preparation_Natural Gas_Steamer_E9_Baseline Forecast | Commercial | Grocery | New | Food Preparation | Natural Gas | Steamer | E9 |  | Baseline Forecast | bar: 2021 to 2047
Commercial_Grocery_New_Food Preparation_Natural Gas_Steamer_E10_Baseline Forecast | Commercial | Grocery | New | Food Preparation | Natural Gas | Steamer | E10 |  | Baseline Forecast | bar: 2021 to 2047
Commercial_Grocery_New_Food Preparation_Natural Gas_Commercial Food Prep Other_E1_Baseline Forecast | Commercial | Grocery | New | Food Preparation | Natural Gas | Commercial Food Prep Other | E1 | Standard | Baseline Forecast | 75% | 75% | 75% | 75% | 75% | 75% | 75% | 75% | 75% | 75% | 75% | 75% | 75% | 75% | 75% | 75% | 75% | 75% | 75% | 75% | 75% | 75% | 75% | 75% | 75% | 75% | 75%
Commercial_Grocery_New_Food Preparation_Natural Gas_Commercial Food Prep Other_E2_Baseline Forecast | Commercial | Grocery | New | Food Preparation | Natural Gas | Commercial Food Prep Other | E2 | ENERGY STAR | Baseline Forecast | 25% | 25% | 25% | 25% | 25% | 25% | 25% | 25% | 25% | 25% | 25% | 25% | 25% | 25% | 25% | 25% | 25% | 25% | 25% | 25% | 25% | 25% | 25% | 25% | 25% | 25% | 25%
Commercial_Grocery_New_Food Preparation_Natural Gas_Commercial Food Prep Other_E3_Baseline Forecast | Commercial | Grocery | New | Food Preparation | Natural Gas | Commercial Food Prep Other | E3 |  | Baseline Forecast | bar: 2021 to 2047
Commercial_Grocery_New_Food Preparation_Natural Gas_Commercial Food Prep Other_E4_Baseline Forecast | Commercial | Grocery | New | Food Preparation | Natural Gas | Commercial Food Prep Other | E4 |  | Baseline Forecast | bar: 2021 to 2047
Commercial_Grocery_New_Food Preparation_Natural Gas_Commercial Food Prep Other_E5_Baseline Forecast | Commercial | Grocery | New | Food Preparation | Natural Gas | Commercial Food Prep Other | E5 |  | Baseline Forecast | bar: 2021 to 2047
Commercial_Grocery_New_Food Preparation_Natural Gas_Commercial Food Prep Other_E6_Baseline Forecast | Commercial | Grocery | New | Food Preparation | Natural Gas | Commercial Food Prep Other | E6 |  | Baseline Forecast | bar: 2021 to 2047
Commercial_Grocery_New_Food Preparation_Natural Gas_Commercial Food Prep Other_E7_Baseline Forecast | Commercial | Grocery | New | Food Preparation | Natural Gas | Commercial Food Prep Other | E7 |  | Baseline Forecast | bar: 2021 to 2047
Commercial_Grocery_New_Food Preparation_Natural Gas_Commercial Food Prep Other_E8_Baseline Forecast | Commercial | Grocery | New | Food Preparation | Natural Gas | Commercial Food Prep Other | E8 |  | Baseline Forecast | bar: 2021 to 2047
Commercial_Grocery_New_Food Preparation_Natural Gas_Commercial Food Prep Other_E9_Baseline Forecast | Commercial | Grocery | New | Food Preparation | Natural Gas | Commercial Food Prep Other | E9 |  | Baseline Forecast | bar: 2021 to 2047
Commercial_Grocery_New_Food Preparation_Natural Gas_Commercial Food Prep Other_E10_Baseline Forecast | Commercial | Grocery | New | Food Preparation | Natural Gas | Commercial Food Prep Other | E10 |  | Baseline Forecast | bar: 2021 to 2047
Commercial_Grocery_New_Miscellaneous_Natural Gas_Pool Heater_E1_Baseline Forecast | Commercial | Grocery | New | Miscellaneous | Natural Gas | Pool Heater | E1 | Standard (EF .78) | Baseline Forecast | 100% | 100% | 100% | 100% | 100% | 100% | 100% | 100% | 100% | 100% | 100% | 100% | 100% | 100% | 100% | 100% | 100% | 100% | 100% | 100% | 100% | 100% | 100% | 100% | 100% | 100% | 100%
Commercial_Grocery_New_Miscellaneous_Natural Gas_Pool Heater_E2_Baseline Forecast | Commercial | Grocery | New | Miscellaneous | Natural Gas | Pool Heater | E2 | Condensing (EF .90) | Baseline Forecast | bar: 2021 to 2047
Commercial_Grocery_New_Miscellaneous_Natural Gas_Pool Heater_E3_Baseline Forecast | Commercial | Grocery | New | Miscellaneous | Natural Gas | Pool Heater | E3 |  | Baseline Forecast | bar: 2021 to 2047
Commercial_Grocery_New_Miscellaneous_Natural Gas_Pool Heater_E4_Baseline Forecast | Commercial | Grocery | New | Miscellaneous | Natural Gas | Pool Heater | E4 |  | Baseline Forecast | bar: 2021 to 2047
Commercial_Grocery_New_Miscellaneous_Natural Gas_Pool Heater_E5_Baseline Forecast | Commercial | Grocery | New | Miscellaneous | Natural Gas | Pool Heater | E5 |  | Baseline Forecast | bar: 2021 to 2047
Commercial_Grocery_New_Miscellaneous_Natural Gas_Pool Heater_E6_Baseline Forecast | Commercial | Grocery | New | Miscellaneous | Natural Gas | Pool Heater | E6 |  | Baseline Forecast | bar: 2021 to 2047
Commercial_Grocery_New_Miscellaneous_Natural Gas_Pool Heater_E7_Baseline Forecast | Commercial | Grocery | New | Miscellaneous | Natural Gas | Pool Heater | E7 |  | Baseline Forecast | bar: 2021 to 2047
Commercial_Grocery_New_Miscellaneous_Natural Gas_Pool Heater_E8_Baseline Forecast | Commercial | Grocery | New | Miscellaneous | Natural Gas | Pool Heater | E8 |  | Baseline Forecast | bar: 2021 to 2047
Commercial_Grocery_New_Miscellaneous_Natural Gas_Pool Heater_E9_Baseline Forecast | Commercial | Grocery | New | Miscellaneous | Natural Gas | Pool Heater | E9 |  | Baseline Forecast | bar: 2021 to 2047
Commercial_Grocery_New_Miscellaneous_Natural Gas_Pool Heater_E10_Baseline Forecast | Commercial | Grocery | New | Miscellaneous | Natural Gas | Pool Heater | E10 |  | Baseline Forecast | bar: 2021 to 2047
Commercial_Grocery_New_Miscellaneous_Natural Gas_Miscellaneous_E1_Baseline Forecast | Commercial | Grocery | New | Miscellaneous | Natural Gas | Miscellaneous | E1 | Miscellaneous | Baseline Forecast | 100% | 100% | 100% | 100% | 100% | 100% | 100% | 100% | 100% | 100% | 100% | 100% | 100% | 100% | 100% | 100% | 100% | 100% | 100% | 100% | 100% | 100% | 100% | 100% | 100% | 100% | 100%
Commercial_Grocery_New_Miscellaneous_Natural Gas_Miscellaneous_E2_Baseline Forecast | Commercial | Grocery | New | Miscellaneous | Natural Gas | Miscellaneous | E2 |  | Baseline Forecast | bar: 2021 to 2047
Commercial_Grocery_New_Miscellaneous_Natural Gas_Miscellaneous_E3_Baseline Forecast | Commercial | Grocery | New | Miscellaneous | Natural Gas | Miscellaneous | E3 |  | Baseline Forecast | bar: 2021 to 2047
Commercial_Grocery_New_Miscellaneous_Natural Gas_Miscellaneous_E4_Baseline Forecast | Commercial | Grocery | New | Miscellaneous | Natural Gas | Miscellaneous | E4 |  | Baseline Forecast | bar: 2021 to 2047
Commercial_Grocery_New_Miscellaneous_Natural Gas_Miscellaneous_E5_Baseline Forecast | Commercial | Grocery | New | Miscellaneous | Natural Gas | Miscellaneous | E5 |  | Baseline Forecast | bar: 2021 to 2047
Commercial_Grocery_New_Miscellaneous_Natural Gas_Miscellaneous_E6_Baseline Forecast | Commercial | Grocery | New | Miscellaneous | Natural Gas | Miscellaneous | E6 |  | Baseline Forecast | bar: 2021 to 2047
Commercial_Grocery_New_Miscellaneous_Natural Gas_Miscellaneous_E7_Baseline Forecast | Commercial | Grocery | New | Miscellaneous | Natural Gas | Miscellaneous | E7 |  | Baseline Forecast | bar: 2021 to 2047
Commercial_Grocery_New_Miscellaneous_Natural Gas_Miscellaneous_E8_Baseline Forecast | Commercial | Grocery | New | Miscellaneous | Natural Gas | Miscellaneous | E8 |  | Baseline Forecast | bar: 2021 to 2047
Commercial_Grocery_New_Miscellaneous_Natural Gas_Miscellaneous_E9_Baseline Forecast | Commercial | Grocery | New | Miscellaneous | Natural Gas | Miscellaneous | E9 |  | Baseline Forecast | bar: 2021 to 2047
Commercial_Grocery_New_Miscellaneous_Natural Gas_Miscellaneous_E10_Baseline Forecast | Commercial | Grocery | New | Miscellaneous | Natural Gas | Miscellaneous | E10 |  | Baseline Forecast | bar: 2021 to 2047
Commercial_School_Existing_Space Heating_Natural Gas_Furnace_E1_Baseline Forecast | Commercial | School | Existing | Space Heating | Natural Gas | Furnace | E1 | AFUE 80% (Standard) | Baseline Forecast | 97.87% | 97.87% | 97.87% | 0% | 0% | 0% | 0% | 0% | 0% | 0% | 0% | 0% | 0% | 0% | 0% | 0% | 0% | 0% | 0% | 0% | 0% | 0% | 0% | 0% | 0% | 0% | 0%
Commercial_School_Existing_Space Heating_Natural Gas_Furnace_E2_Baseline Forecast | Commercial | School | Existing | Space Heating | Natural Gas | Furnace | E2 | AFUE 90% | Baseline Forecast | 2.13% | 2.13% | 2.13% | 100% | 100% | 100% | 100% | 100% | 100% | 100% | 100% | 100% | 100% | 100% | 100% | 100% | 100% | 100% | 100% | 100% | 100% | 100% | 100% | 100% | 100% | 100% | 100%
Commercial_School_Existing_Space Heating_Natural Gas_Furnace_E3_Baseline Forecast | Commercial | School | Existing | Space Heating | Natural Gas | Furnace | E3 | AFUE 96% | Baseline Forecast | bar: 2021 to 2047
Commercial_School_Existing_Space Heating_Natural Gas_Furnace_E4_Baseline Forecast | Commercial | School | Existing | Space Heating | Natural Gas | Furnace | E4 |  | Baseline Forecast | bar: 2021 to 2047
Commercial_School_Existing_Space Heating_Natural Gas_Furnace_E5_Baseline Forecast | Commercial | School | Existing | Space Heating | Natural Gas | Furnace | E5 |  | Baseline Forecast | bar: 2021 to 2047
Commercial_School_Existing_Space Heating_Natural Gas_Furnace_E6_Baseline Forecast | Commercial | School | Existing | Space Heating | Natural Gas | Furnace | E6 |  | Baseline Forecast | bar: 2021 to 2047
Commercial_School_Existing_Space Heating_Natural Gas_Furnace_E7_Baseline Forecast | Commercial | School | Existing | Space Heating | Natural Gas | Furnace | E7 |  | Baseline Forecast | bar: 2021 to 2047
Commercial_School_Existing_Space Heating_Natural Gas_Furnace_E8_Baseline Forecast | Commercial | School | Existing | Space Heating | Natural Gas | Furnace | E8 |  | Baseline Forecast | bar: 2021 to 2047
Commercial_School_Existing_Space Heating_Natural Gas_Furnace_E9_Baseline Forecast | Commercial | School | Existing | Space Heating | Natural Gas | Furnace | E9 |  | Baseline Forecast | bar: 2021 to 2047
Commercial_School_Existing_Space Heating_Natural Gas_Furnace_E10_Baseline Forecast | Commercial | School | Existing | Space Heating | Natural Gas | Furnace | E10 |  | Baseline Forecast | bar: 2021 to 2047
Commercial_School_Existing_Space Heating_Natural Gas_Boiler_E1_Baseline Forecast | Commercial | School | Existing | Space Heating | Natural Gas | Boiler | E1 | AFUE 80% (Standard) | Baseline Forecast | 82% | 82% | 82% | 82% | 82% | 82% | 82% | 82% | 82% | 82% | 82% | 82% | 82% | 82% | 82% | 82% | 82% | 82% | 82% | 82% | 82% | 82% | 82% | 82% | 82% | 82% | 82%
Commercial_School_Existing_Space Heating_Natural Gas_Boiler_E2_Baseline Forecast | Commercial | School | Existing | Space Heating | Natural Gas | Boiler | E2 | AFUE 85% | Baseline Forecast | 18% | 18% | 18% | 18% | 18% | 18% | 18% | 18% | 18% | 18% | 18% | 18% | 18% | 18% | 18% | 18% | 18% | 18% | 18% | 18% | 18% | 18% | 18% | 18% | 18% | 18% | 18%
Commercial_School_Existing_Space Heating_Natural Gas_Boiler_E3_Baseline Forecast | Commercial | School | Existing | Space Heating | Natural Gas | Boiler | E3 | AFUE 97% | Baseline Forecast | bar: 2021 to 2047
Commercial_School_Existing_Space Heating_Natural Gas_Boiler_E4_Baseline Forecast | Commercial | School | Existing | Space Heating | Natural Gas | Boiler | E4 | Convert to NG Air Source Heat Pump | Baseline Forecast | bar: 2021 to 2047
Commercial_School_Existing_Space Heating_Natural Gas_Boiler_E5_Baseline Forecast | Commercial | School | Existing | Space Heating | Natural Gas | Boiler | E5 |  | Baseline Forecast | bar: 2021 to 2047
Commercial_School_Existing_Space Heating_Natural Gas_Boiler_E6_Baseline Forecast | Commercial | School | Existing | Space Heating | Natural Gas | Boiler | E6 |  | Baseline Forecast | bar: 2021 to 2047
Commercial_School_Existing_Space Heating_Natural Gas_Boiler_E7_Baseline Forecast | Commercial | School | Existing | Space Heating | Natural Gas | Boiler | E7 |  | Baseline Forecast | bar: 2021 to 2047
Commercial_School_Existing_Space Heating_Natural Gas_Boiler_E8_Baseline Forecast | Commercial | School | Existing | Space Heating | Natural Gas | Boiler | E8 |  | Baseline Forecast | bar: 2021 to 2047
Commercial_School_Existing_Space Heating_Natural Gas_Boiler_E9_Baseline Forecast | Commercial | School | Existing | Space Heating | Natural Gas | Boiler | E9 |  | Baseline Forecast | bar: 2021 to 2047
Commercial_School_Existing_Space Heating_Natural Gas_Boiler_E10_Baseline Forecast | Commercial | School | Existing | Space Heating | Natural Gas | Boiler | E10 |  | Baseline Forecast | bar: 2021 to 2047
Commercial_School_Existing_Space Heating_Natural Gas_Unit Heater_E1_Baseline Forecast | Commercial | School | Existing | Space Heating | Natural Gas | Unit Heater | E1 | Standard | Baseline Forecast | 100% | 100% | 100% | 100% | 100% | 100% | 100% | 100% | 100% | 100% | 100% | 100% | 100% | 100% | 100% | 100% | 100% | 100% | 100% | 100% | 100% | 100% | 100% | 100% | 100% | 100% | 100%
Commercial_School_Existing_Space Heating_Natural Gas_Unit Heater_E2_Baseline Forecast | Commercial | School | Existing | Space Heating | Natural Gas | Unit Heater | E2 | Condensing | Baseline Forecast | bar: 2021 to 2047
Commercial_School_Existing_Space Heating_Natural Gas_Unit Heater_E3_Baseline Forecast | Commercial | School | Existing | Space Heating | Natural Gas | Unit Heater | E3 | Infrared Radiant | Baseline Forecast | bar: 2021 to 2047
Commercial_School_Existing_Space Heating_Natural Gas_Unit Heater_E4_Baseline Forecast | Commercial | School | Existing | Space Heating | Natural Gas | Unit Heater | E4 |  | Baseline Forecast | bar: 2021 to 2047
Commercial_School_Existing_Space Heating_Natural Gas_Unit Heater_E5_Baseline Forecast | Commercial | School | Existing | Space Heating | Natural Gas | Unit Heater | E5 |  | Baseline Forecast | bar: 2021 to 2047
Commercial_School_Existing_Space Heating_Natural Gas_Unit Heater_E6_Baseline Forecast | Commercial | School | Existing | Space Heating | Natural Gas | Unit Heater | E6 |  | Baseline Forecast | bar: 2021 to 2047
Commercial_School_Existing_Space Heating_Natural Gas_Unit Heater_E7_Baseline Forecast | Commercial | School | Existing | Space Heating | Natural Gas | Unit Heater | E7 |  | Baseline Forecast | bar: 2021 to 2047
Commercial_School_Existing_Space Heating_Natural Gas_Unit Heater_E8_Baseline Forecast | Commercial | School | Existing | Space Heating | Natural Gas | Unit Heater | E8 |  | Baseline Forecast | bar: 2021 to 2047
Commercial_School_Existing_Space Heating_Natural Gas_Unit Heater_E9_Baseline Forecast | Commercial | School | Existing | Space Heating | Natural Gas | Unit Heater | E9 |  | Baseline Forecast | bar: 2021 to 2047
Commercial_School_Existing_Space Heating_Natural Gas_Unit Heater_E10_Baseline Forecast | Commercial | School | Existing | Space Heating | Natural Gas | Unit Heater | E10 |  | Baseline Forecast | bar: 2021 to 2047
Commercial_School_Existing_Water Heating_Natural Gas_Water Heater_E1_Baseline Forecast | Commercial | School | Existing | Water Heating | Natural Gas | Water Heater | E1 | TE 88% | Baseline Forecast | 49% | 49% | 49% | 49% | 49% | 49% | 49% | 49% | 49% | 49% | 49% | 49% | 49% | 49% | 49% | 49% | 49% | 49% | 49% | 49% | 49% | 49% | 49% | 49% | 49% | 49% | 49%
Commercial_School_Existing_Water Heating_Natural Gas_Water Heater_E2_Baseline Forecast | Commercial | School | Existing | Water Heating | Natural Gas | Water Heater | E2 | TE 96% | Baseline Forecast | 51% | 51% | 51% | 51% | 51% | 51% | 51% | 51% | 51% | 51% | 51% | 51% | 51% | 51% | 51% | 51% | 51% | 51% | 51% | 51% | 51% | 51% | 51% | 51% | 51% | 51% | 51%
Commercial_School_Existing_Water Heating_Natural Gas_Water Heater_E3_Baseline Forecast | Commercial | School | Existing | Water Heating | Natural Gas | Water Heater | E3 | Tankless | Baseline Forecast | bar: 2021 to 2047
Commercial_School_Existing_Water Heating_Natural Gas_Water Heater_E4_Baseline Forecast | Commercial | School | Existing | Water Heating | Natural Gas | Water Heater | E4 | NEEA Gas-Fired Absorption HPWH (COP 1.06) | Baseline Forecast | bar: 2021 to 2047
Commercial_School_Existing_Water Heating_Natural Gas_Water Heater_E5_Baseline Forecast | Commercial | School | Existing | Water Heating | Natural Gas | Water Heater | E5 |  | Baseline Forecast | bar: 2021 to 2047
Commercial_School_Existing_Water Heating_Natural Gas_Water Heater_E6_Baseline Forecast | Commercial | School | Existing | Water Heating | Natural Gas | Water Heater | E6 |  | Baseline Forecast | bar: 2021 to 2047
Commercial_School_Existing_Water Heating_Natural Gas_Water Heater_E7_Baseline Forecast | Commercial | School | Existing | Water Heating | Natural Gas | Water Heater | E7 |  | Baseline Forecast | bar: 2021 to 2047
Commercial_School_Existing_Water Heating_Natural Gas_Water Heater_E8_Baseline Forecast | Commercial | School | Existing | Water Heating | Natural Gas | Water Heater | E8 |  | Baseline Forecast | bar: 2021 to 2047
Commercial_School_Existing_Water Heating_Natural Gas_Water Heater_E9_Baseline Forecast | Commercial | School | Existing | Water Heating | Natural Gas | Water Heater | E9 |  | Baseline Forecast | bar: 2021 to 2047
Commercial_School_Existing_Water Heating_Natural Gas_Water Heater_E10_Baseline Forecast | Commercial | School | Existing | Water Heating | Natural Gas | Water Heater | E10 |  | Baseline Forecast | bar: 2021 to 2047
Commercial_School_Existing_Food Preparation_Natural Gas_Oven_E1_Baseline Forecast | Commercial | School | Existing | Food Preparation | Natural Gas | Oven | E1 | Standard | Baseline Forecast | 46% | 46% | 46% | 46% | 46% | 46% | 46% | 46% | 46% | 46% | 46% | 46% | 46% | 46% | 46% | 46% | 46% | 46% | 46% | 46% | 46% | 46% | 46% | 46% | 46% | 46% | 46%
Commercial_School_Existing_Food Preparation_Natural Gas_Oven_E2_Baseline Forecast | Commercial | School | Existing | Food Preparation | Natural Gas | Oven | E2 | ENERGY STAR (>42% Baking Efficiency) | Baseline Forecast | 54% | 54% | 54% | 54% | 54% | 54% | 54% | 54% | 54% | 54% | 54% | 54% | 54% | 54% | 54% | 54% | 54% | 54% | 54% | 54% | 54% | 54% | 54% | 54% | 54% | 54% | 54%
Commercial_School_Existing_Food Preparation_Natural Gas_Oven_E3_Baseline Forecast | Commercial | School | Existing | Food Preparation | Natural Gas | Oven | E3 |  | Baseline Forecast | bar: 2021 to 2047
Commercial_School_Existing_Food Preparation_Natural Gas_Oven_E4_Baseline Forecast | Commercial | School | Existing | Food Preparation | Natural Gas | Oven | E4 |  | Baseline Forecast | bar: 2021 to 2047
Commercial_School_Existing_Food Preparation_Natural Gas_Oven_E5_Baseline Forecast | Commercial | School | Existing | Food Preparation | Natural Gas | Oven | E5 |  | Baseline Forecast | bar: 2021 to 2047
Commercial_School_Existing_Food Preparation_Natural Gas_Oven_E6_Baseline Forecast | Commercial | School | Existing | Food Preparation | Natural Gas | Oven | E6 |  | Baseline Forecast | bar: 2021 to 2047
Commercial_School_Existing_Food Preparation_Natural Gas_Oven_E7_Baseline Forecast | Commercial | School | Existing | Food Preparation | Natural Gas | Oven | E7 |  | Baseline Forecast | bar: 2021 to 2047
Commercial_School_Existing_Food Preparation_Natural Gas_Oven_E8_Baseline Forecast | Commercial | School | Existing | Food Preparation | Natural Gas | Oven | E8 |  | Baseline Forecast | bar: 2021 to 2047
Commercial_School_Existing_Food Preparation_Natural Gas_Oven_E9_Baseline Forecast | Commercial | School | Existing | Food Preparation | Natural Gas | Oven | E9 |  | Baseline Forecast | bar: 2021 to 2047
Commercial_School_Existing_Food Preparation_Natural Gas_Oven_E10_Baseline Forecast | Commercial | School | Existing | Food Preparation | Natural Gas | Oven | E10 |  | Baseline Forecast | bar: 2021 to 2047
Commercial_School_Existing_Food Preparation_Natural Gas_Conveyor Oven_E1_Baseline Forecast | Commercial | School | Existing | Food Preparation | Natural Gas | Conveyor Oven | E1 | Standard | Baseline Forecast | 46% | 46% | 46% | 46% | 46% | 46% | 46% | 46% | 46% | 46% | 46% | 46% | 46% | 46% | 46% | 46% | 46% | 46% | 46% | 46% | 46% | 46% | 46% | 46% | 46% | 46% | 46%
Commercial_School_Existing_Food Preparation_Natural Gas_Conveyor Oven_E2_Baseline Forecast | Commercial | School | Existing | Food Preparation | Natural Gas | Conveyor Oven | E2 | Efficient (>42% Baking Efficiency) | Baseline Forecast | 54% | 54% | 54% | 54% | 54% | 54% | 54% | 54% | 54% | 54% | 54% | 54% | 54% | 54% | 54% | 54% | 54% | 54% | 54% | 54% | 54% | 54% | 54% | 54% | 54% | 54% | 54%
Commercial_School_Existing_Food Preparation_Natural Gas_Conveyor Oven_E3_Baseline Forecast | Commercial | School | Existing | Food Preparation | Natural Gas | Conveyor Oven | E3 |  | Baseline Forecast | bar: 2021 to 2047
Commercial_School_Existing_Food Preparation_Natural Gas_Conveyor Oven_E4_Baseline Forecast | Commercial | School | Existing | Food Preparation | Natural Gas | Conveyor Oven | E4 |  | Baseline Forecast | bar: 2021 to 2047
Commercial_School_Existing_Food Preparation_Natural Gas_Conveyor Oven_E5_Baseline Forecast | Commercial | School | Existing | Food Preparation | Natural Gas | Conveyor Oven | E5 |  | Baseline Forecast | bar: 2021 to 2047
Commercial_School_Existing_Food Preparation_Natural Gas_Conveyor Oven_E6_Baseline Forecast | Commercial | School | Existing | Food Preparation | Natural Gas | Conveyor Oven | E6 |  | Baseline Forecast | bar: 2021 to 2047
Commercial_School_Existing_Food Preparation_Natural Gas_Conveyor Oven_E7_Baseline Forecast | Commercial | School | Existing | Food Preparation | Natural Gas | Conveyor Oven | E7 |  | Baseline Forecast | bar: 2021 to 2047
Commercial_School_Existing_Food Preparation_Natural Gas_Conveyor Oven_E8_Baseline Forecast | Commercial | School | Existing | Food Preparation | Natural Gas | Conveyor Oven | E8 |  | Baseline Forecast | bar: 2021 to 2047
Commercial_School_Existing_Food Preparation_Natural Gas_Conveyor Oven_E9_Baseline Forecast | Commercial | School | Existing | Food Preparation | Natural Gas | Conveyor Oven | E9 |  | Baseline Forecast | bar: 2021 to 2047
Commercial_School_Existing_Food Preparation_Natural Gas_Conveyor Oven_E10_Baseline Forecast | Commercial | School | Existing | Food Preparation | Natural Gas | Conveyor Oven | E10 |  | Baseline Forecast | bar: 2021 to 2047
Commercial_School_Existing_Food Preparation_Natural Gas_Double Rack Oven_E1_Baseline Forecast | Commercial | School | Existing | Food Preparation | Natural Gas | Double Rack Oven | E1 | Standard | Baseline Forecast | 46% | 46% | 46% | 46% | 46% | 46% | 46% | 46% | 46% | 46% | 46% | 46% | 46% | 46% | 46% | 46% | 46% | 46% | 46% | 46% | 46% | 46% | 46% | 46% | 46% | 46% | 46%
Commercial_School_Existing_Food Preparation_Natural Gas_Double Rack Oven_E2_Baseline Forecast | Commercial | School | Existing | Food Preparation | Natural Gas | Double Rack Oven | E2 | FTSC Qualified (>50% Cooking Efficiency) | Baseline Forecast | 54% | 54% | 54% | 54% | 54% | 54% | 54% | 54% | 54% | 54% | 54% | 54% | 54% | 54% | 54% | 54% | 54% | 54% | 54% | 54% | 54% | 54% | 54% | 54% | 54% | 54% | 54%
Commercial_School_Existing_Food Preparation_Natural Gas_Double Rack Oven_E3_Baseline Forecast | Commercial | School | Existing | Food Preparation | Natural Gas | Double Rack Oven | E3 |  | Baseline Forecast | bar: 2021 to 2047
Commercial_School_Existing_Food Preparation_Natural Gas_Double Rack Oven_E4_Baseline Forecast | Commercial | School | Existing | Food Preparation | Natural Gas | Double Rack Oven | E4 |  | Baseline Forecast | bar: 2021 to 2047
Commercial_School_Existing_Food Preparation_Natural Gas_Double Rack Oven_E5_Baseline Forecast | Commercial | School | Existing | Food Preparation | Natural Gas | Double Rack Oven | E5 |  | Baseline Forecast | bar: 2021 to 2047
Commercial_School_Existing_Food Preparation_Natural Gas_Double Rack Oven_E6_Baseline Forecast | Commercial | School | Existing | Food Preparation | Natural Gas | Double Rack Oven | E6 |  | Baseline Forecast | bar: 2021 to 2047
Commercial_School_Existing_Food Preparation_Natural Gas_Double Rack Oven_E7_Baseline Forecast | Commercial | School | Existing | Food Preparation | Natural Gas | Double Rack Oven | E7 |  | Baseline Forecast | bar: 2021 to 2047
Commercial_School_Existing_Food Preparation_Natural Gas_Double Rack Oven_E8_Baseline Forecast | Commercial | School | Existing | Food Preparation | Natural Gas | Double Rack Oven | E8 |  | Baseline Forecast | bar: 2021 to 2047
Commercial_School_Existing_Food Preparation_Natural Gas_Double Rack Oven_E9_Baseline Forecast | Commercial | School | Existing | Food Preparation | Natural Gas | Double Rack Oven | E9 |  | Baseline Forecast | bar: 2021 to 2047
Commercial_School_Existing_Food Preparation_Natural Gas_Double Rack Oven_E10_Baseline Forecast | Commercial | School | Existing | Food Preparation | Natural Gas | Double Rack Oven | E10 |  | Baseline Forecast | bar: 2021 to 2047
Commercial_School_Existing_Food Preparation_Natural Gas_Fryer_E1_Baseline Forecast | Commercial | School | Existing | Food Preparation | Natural Gas | Fryer | E1 | Standard | Baseline Forecast | 75% | 0% | 0% | 0% | 0% | 0% | 0% | 0% | 0% | 0% | 0% | 0% | 0% | 0% | 0% | 0% | 0% | 0% | 0% | 0% | 0% | 0% | 0% | 0% | 0% | 0% | 0%
Commercial_School_Existing_Food Preparation_Natural Gas_Fryer_E2_Baseline Forecast | Commercial | School | Existing | Food Preparation | Natural Gas | Fryer | E2 | ENERGY STAR | Baseline Forecast | 25% | 100% | 100% | 100% | 100% | 100% | 100% | 100% | 100% | 100% | 100% | 100% | 100% | 100% | 100% | 100% | 100% | 100% | 100% | 100% | 100% | 100% | 100% | 100% | 100% | 100% | 100%
Commercial_School_Existing_Food Preparation_Natural Gas_Fryer_E3_Baseline Forecast | Commercial | School | Existing | Food Preparation | Natural Gas | Fryer | E3 |  | Baseline Forecast | bar: 2021 to 2047
Commercial_School_Existing_Food Preparation_Natural Gas_Fryer_E4_Baseline Forecast | Commercial | School | Existing | Food Preparation | Natural Gas | Fryer | E4 |  | Baseline Forecast | bar: 2021 to 2047
Commercial_School_Existing_Food Preparation_Natural Gas_Fryer_E5_Baseline Forecast | Commercial | School | Existing | Food Preparation | Natural Gas | Fryer | E5 |  | Baseline Forecast | bar: 2021 to 2047
Commercial_School_Existing_Food Preparation_Natural Gas_Fryer_E6_Baseline Forecast | Commercial | School | Existing | Food Preparation | Natural Gas | Fryer | E6 |  | Baseline Forecast | bar: 2021 to 2047
Commercial_School_Existing_Food Preparation_Natural Gas_Fryer_E7_Baseline Forecast | Commercial | School | Existing | Food Preparation | Natural Gas | Fryer | E7 |  | Baseline Forecast | bar: 2021 to 2047
Commercial_School_Existing_Food Preparation_Natural Gas_Fryer_E8_Baseline Forecast | Commercial | School | Existing | Food Preparation | Natural Gas | Fryer | E8 |  | Baseline Forecast | bar: 2021 to 2047
Commercial_School_Existing_Food Preparation_Natural Gas_Fryer_E9_Baseline Forecast | Commercial | School | Existing | Food Preparation | Natural Gas | Fryer | E9 |  | Baseline Forecast | bar: 2021 to 2047
Commercial_School_Existing_Food Preparation_Natural Gas_Fryer_E10_Baseline Forecast | Commercial | School | Existing | Food Preparation | Natural Gas | Fryer | E10 |  | Baseline Forecast | bar: 2021 to 2047
Commercial_School_Existing_Food Preparation_Natural Gas_Broiler_E1_Baseline Forecast | Commercial | School | Existing | Food Preparation | Natural Gas | Broiler | E1 | Standard | Baseline Forecast | 100% | 100% | 100% | 100% | 100% | 100% | 100% | 100% | 100% | 100% | 100% | 100% | 100% | 100% | 100% | 100% | 100% | 100% | 100% | 100% | 100% | 100% | 100% | 100% | 100% | 100% | 100%
Commercial_School_Existing_Food Preparation_Natural Gas_Broiler_E2_Baseline Forecast | Commercial | School | Existing | Food Preparation | Natural Gas | Broiler | E2 | Infrared Burners | Baseline Forecast | bar: 2021 to 2047
Commercial_School_Existing_Food Preparation_Natural Gas_Broiler_E3_Baseline Forecast | Commercial | School | Existing | Food Preparation | Natural Gas | Broiler | E3 |  | Baseline Forecast | bar: 2021 to 2047
Commercial_School_Existing_Food Preparation_Natural Gas_Broiler_E4_Baseline Forecast | Commercial | School | Existing | Food Preparation | Natural Gas | Broiler | E4 |  | Baseline Forecast | bar: 2021 to 2047
Commercial_School_Existing_Food Preparation_Natural Gas_Broiler_E5_Baseline Forecast | Commercial | School | Existing | Food Preparation | Natural Gas | Broiler | E5 |  | Baseline Forecast | bar: 2021 to 2047
Commercial_School_Existing_Food Preparation_Natural Gas_Broiler_E6_Baseline Forecast | Commercial | School | Existing | Food Preparation | Natural Gas | Broiler | E6 |  | Baseline Forecast | bar: 2021 to 2047
Commercial_School_Existing_Food Preparation_Natural Gas_Broiler_E7_Baseline Forecast | Commercial | School | Existing | Food Preparation | Natural Gas | Broiler | E7 |  | Baseline Forecast | bar: 2021 to 2047
Commercial_School_Existing_Food Preparation_Natural Gas_Broiler_E8_Baseline Forecast | Commercial | School | Existing | Food Preparation | Natural Gas | Broiler | E8 |  | Baseline Forecast | bar: 2021 to 2047
Commercial_School_Existing_Food Preparation_Natural Gas_Broiler_E9_Baseline Forecast | Commercial | School | Existing | Food Preparation | Natural Gas | Broiler | E9 |  | Baseline Forecast | bar: 2021 to 2047
Commercial_School_Existing_Food Preparation_Natural Gas_Broiler_E10_Baseline Forecast | Commercial | School | Existing | Food Preparation | Natural Gas | Broiler | E10 |  | Baseline Forecast | bar: 2021 to 2047
Commercial_School_Existing_Food Preparation_Natural Gas_Griddle_E1_Baseline Forecast | Commercial | School | Existing | Food Preparation | Natural Gas | Griddle | E1 | Standard | Baseline Forecast | 82% | 82% | 82% | 82% | 82% | 82% | 82% | 82% | 82% | 82% | 82% | 82% | 82% | 82% | 82% | 82% | 82% | 82% | 82% | 82% | 82% | 82% | 82% | 82% | 82% | 82% | 82%
Commercial_School_Existing_Food Preparation_Natural Gas_Griddle_E2_Baseline Forecast | Commercial | School | Existing | Food Preparation | Natural Gas | Griddle | E2 | ENERGY STAR | Baseline Forecast | 18% | 18% | 18% | 18% | 18% | 18% | 18% | 18% | 18% | 18% | 18% | 18% | 18% | 18% | 18% | 18% | 18% | 18% | 18% | 18% | 18% | 18% | 18% | 18% | 18% | 18% | 18%
Commercial_School_Existing_Food Preparation_Natural Gas_Griddle_E3_Baseline Forecast | Commercial | School | Existing | Food Preparation | Natural Gas | Griddle | E3 |  | Baseline Forecast | bar: 2021 to 2047
Commercial_School_Existing_Food Preparation_Natural Gas_Griddle_E4_Baseline Forecast | Commercial | School | Existing | Food Preparation | Natural Gas | Griddle | E4 |  | Baseline Forecast | bar: 2021 to 2047
Commercial_School_Existing_Food Preparation_Natural Gas_Griddle_E5_Baseline Forecast | Commercial | School | Existing | Food Preparation | Natural Gas | Griddle | E5 |  | Baseline Forecast | bar: 2021 to 2047
Commercial_School_Existing_Food Preparation_Natural Gas_Griddle_E6_Baseline Forecast | Commercial | School | Existing | Food Preparation | Natural Gas | Griddle | E6 |  | Baseline Forecast | bar: 2021 to 2047
Commercial_School_Existing_Food Preparation_Natural Gas_Griddle_E7_Baseline Forecast | Commercial | School | Existing | Food Preparation | Natural Gas | Griddle | E7 |  | Baseline Forecast | bar: 2021 to 2047
Commercial_School_Existing_Food Preparation_Natural Gas_Griddle_E8_Baseline Forecast | Commercial | School | Existing | Food Preparation | Natural Gas | Griddle | E8 |  | Baseline Forecast | bar: 2021 to 2047
Commercial_School_Existing_Food Preparation_Natural Gas_Griddle_E9_Baseline Forecast | Commercial | School | Existing | Food Preparation | Natural Gas | Griddle | E9 |  | Baseline Forecast | bar: 2021 to 2047
Commercial_School_Existing_Food Preparation_Natural Gas_Griddle_E10_Baseline Forecast | Commercial | School | Existing | Food Preparation | Natural Gas | Griddle | E10 |  | Baseline Forecast | bar: 2021 to 2047
Commercial_School_Existing_Food Preparation_Natural Gas_Range_E1_Baseline Forecast | Commercial | School | Existing | Food Preparation | Natural Gas | Range | E1 | Standard | Baseline Forecast | 100% | 100% | 100% | 100% | 100% | 100% | 100% | 100% | 100% | 100% | 100% | 100% | 100% | 100% | 100% | 100% | 100% | 100% | 100% | 100% | 100% | 100% | 100% | 100% | 100% | 100% | 100%
Commercial_School_Existing_Food Preparation_Natural Gas_Range_E2_Baseline Forecast | Commercial | School | Existing | Food Preparation | Natural Gas | Range | E2 | High Efficiency | Baseline Forecast | bar: 2021 to 2047
Commercial_School_Existing_Food Preparation_Natural Gas_Range_E3_Baseline Forecast | Commercial | School | Existing | Food Preparation | Natural Gas | Range | E3 |  | Baseline Forecast | bar: 2021 to 2047
Commercial_School_Existing_Food Preparation_Natural Gas_Range_E4_Baseline Forecast | Commercial | School | Existing | Food Preparation | Natural Gas | Range | E4 |  | Baseline Forecast | bar: 2021 to 2047
Commercial_School_Existing_Food Preparation_Natural Gas_Range_E5_Baseline Forecast | Commercial | School | Existing | Food Preparation | Natural Gas | Range | E5 |  | Baseline Forecast | bar: 2021 to 2047
Commercial_School_Existing_Food Preparation_Natural Gas_Range_E6_Baseline Forecast | Commercial | School | Existing | Food Preparation | Natural Gas | Range | E6 |  | Baseline Forecast | bar: 2021 to 2047
Commercial_School_Existing_Food Preparation_Natural Gas_Range_E7_Baseline Forecast | Commercial | School | Existing | Food Preparation | Natural Gas | Range | E7 |  | Baseline Forecast | bar: 2021 to 2047
Commercial_School_Existing_Food Preparation_Natural Gas_Range_E8_Baseline Forecast | Commercial | School | Existing | Food Preparation | Natural Gas | Range | E8 |  | Baseline Forecast | bar: 2021 to 2047
Commercial_School_Existing_Food Preparation_Natural Gas_Range_E9_Baseline Forecast | Commercial | School | Existing | Food Preparation | Natural Gas | Range | E9 |  | Baseline Forecast | bar: 2021 to 2047
Commercial_School_Existing_Food Preparation_Natural Gas_Range_E10_Baseline Forecast | Commercial | School | Existing | Food Preparation | Natural Gas | Range | E10 |  | Baseline Forecast | bar: 2021 to 2047
Commercial_School_Existing_Food Preparation_Natural Gas_Steamer_E1_Baseline Forecast | Commercial | School | Existing | Food Preparation | Natural Gas | Steamer | E1 | Standard | Baseline Forecast | 54% | 0% | 0% | 0% | 0% | 0% | 0% | 0% | 0% | 0% | 0% | 0% | 0% | 0% | 0% | 0% | 0% | 0% | 0% | 0% | 0% | 0% | 0% | 0% | 0% | 0% | 0%
Commercial_School_Existing_Food Preparation_Natural Gas_Steamer_E2_Baseline Forecast | Commercial | School | Existing | Food Preparation | Natural Gas | Steamer | E2 | ENERGY STAR | Baseline Forecast | 46% | 100% | 100% | 100% | 100% | 100% | 100% | 100% | 100% | 100% | 100% | 100% | 100% | 100% | 100% | 100% | 100% | 100% | 100% | 100% | 100% | 100% | 100% | 100% | 100% | 100% | 100%
Commercial_School_Existing_Food Preparation_Natural Gas_Steamer_E3_Baseline Forecast | Commercial | School | Existing | Food Preparation | Natural Gas | Steamer | E3 |  | Baseline Forecast | bar: 2021 to 2047
Commercial_School_Existing_Food Preparation_Natural Gas_Steamer_E4_Baseline Forecast | Commercial | School | Existing | Food Preparation | Natural Gas | Steamer | E4 |  | Baseline Forecast | bar: 2021 to 2047
Commercial_School_Existing_Food Preparation_Natural Gas_Steamer_E5_Baseline Forecast | Commercial | School | Existing | Food Preparation | Natural Gas | Steamer | E5 |  | Baseline Forecast | bar: 2021 to 2047
Commercial_School_Existing_Food Preparation_Natural Gas_Steamer_E6_Baseline Forecast | Commercial | School | Existing | Food Preparation | Natural Gas | Steamer | E6 |  | Baseline Forecast | bar: 2021 to 2047
Commercial_School_Existing_Food Preparation_Natural Gas_Steamer_E7_Baseline Forecast | Commercial | School | Existing | Food Preparation | Natural Gas | Steamer | E7 |  | Baseline Forecast | bar: 2021 to 2047
Commercial_School_Existing_Food Preparation_Natural Gas_Steamer_E8_Baseline Forecast | Commercial | School | Existing | Food Preparation | Natural Gas | Steamer | E8 |  | Baseline Forecast | bar: 2021 to 2047
Commercial_School_Existing_Food Preparation_Natural Gas_Steamer_E9_Baseline Forecast | Commercial | School | Existing | Food Preparation | Natural Gas | Steamer | E9 |  | Baseline Forecast | bar: 2021 to 2047
Commercial_School_Existing_Food Preparation_Natural Gas_Steamer_E10_Baseline Forecast | Commercial | School | Existing | Food Preparation | Natural Gas | Steamer | E10 |  | Baseline Forecast | bar: 2021 to 2047
Commercial_School_Existing_Food Preparation_Natural Gas_Commercial Food Prep Other_E1_Baseline Forecast | Commercial | School | Existing | Food Preparation | Natural Gas | Commercial Food Prep Other | E1 | Standard | Baseline Forecast | 75% | 75% | 75% | 75% | 75% | 75% | 75% | 75% | 75% | 75% | 75% | 75% | 75% | 75% | 75% | 75% | 75% | 75% | 75% | 75% | 75% | 75% | 75% | 75% | 75% | 75% | 75%
Commercial_School_Existing_Food Preparation_Natural Gas_Commercial Food Prep Other_E2_Baseline Forecast | Commercial | School | Existing | Food Preparation | Natural Gas | Commercial Food Prep Other | E2 | ENERGY STAR | Baseline Forecast | 25% | 25% | 25% | 25% | 25% | 25% | 25% | 25% | 25% | 25% | 25% | 25% | 25% | 25% | 25% | 25% | 25% | 25% | 25% | 25% | 25% | 25% | 25% | 25% | 25% | 25% | 25%
Commercial_School_Existing_Food Preparation_Natural Gas_Commercial Food Prep Other_E3_Baseline Forecast | Commercial | School | Existing | Food Preparation | Natural Gas | Commercial Food Prep Other | E3 |  | Baseline Forecast | bar: 2021 to 2047
Commercial_School_Existing_Food Preparation_Natural Gas_Commercial Food Prep Other_E4_Baseline Forecast | Commercial | School | Existing | Food Preparation | Natural Gas | Commercial Food Prep Other | E4 |  | Baseline Forecast | bar: 2021 to 2047
Commercial_School_Existing_Food Preparation_Natural Gas_Commercial Food Prep Other_E5_Baseline Forecast | Commercial | School | Existing | Food Preparation | Natural Gas | Commercial Food Prep Other | E5 |  | Baseline Forecast | bar: 2021 to 2047
Commercial_School_Existing_Food Preparation_Natural Gas_Commercial Food Prep Other_E6_Baseline Forecast | Commercial | School | Existing | Food Preparation | Natural Gas | Commercial Food Prep Other | E6 |  | Baseline Forecast | bar: 2021 to 2047
Commercial_School_Existing_Food Preparation_Natural Gas_Commercial Food Prep Other_E7_Baseline Forecast | Commercial | School | Existing | Food Preparation | Natural Gas | Commercial Food Prep Other | E7 |  | Baseline Forecast | bar: 2021 to 2047
Commercial_School_Existing_Food Preparation_Natural Gas_Commercial Food Prep Other_E8_Baseline Forecast | Commercial | School | Existing | Food Preparation | Natural Gas | Commercial Food Prep Other | E8 |  | Baseline Forecast | bar: 2021 to 2047
Commercial_School_Existing_Food Preparation_Natural Gas_Commercial Food Prep Other_E9_Baseline Forecast | Commercial | School | Existing | Food Preparation | Natural Gas | Commercial Food Prep Other | E9 |  | Baseline Forecast | bar: 2021 to 2047
Commercial_School_Existing_Food Preparation_Natural Gas_Commercial Food Prep Other_E10_Baseline Forecast | Commercial | School | Existing | Food Preparation | Natural Gas | Commercial Food Prep Other | E10 |  | Baseline Forecast | bar: 2021 to 2047
Commercial_School_Existing_Miscellaneous_Natural Gas_Pool Heater_E1_Baseline Forecast | Commercial | School | Existing | Miscellaneous | Natural Gas | Pool Heater | E1 | Standard (EF .78) | Baseline Forecast | 100% | 100% | 100% | 100% | 100% | 100% | 100% | 100% | 100% | 100% | 100% | 100% | 100% | 100% | 100% | 100% | 100% | 100% | 100% | 100% | 100% | 100% | 100% | 100% | 100% | 100% | 100%
Commercial_School_Existing_Miscellaneous_Natural Gas_Pool Heater_E2_Baseline Forecast | Commercial | School | Existing | Miscellaneous | Natural Gas | Pool Heater | E2 | Condensing (EF .90) | Baseline Forecast | bar: 2021 to 2047
Commercial_School_Existing_Miscellaneous_Natural Gas_Pool Heater_E3_Baseline Forecast | Commercial | School | Existing | Miscellaneous | Natural Gas | Pool Heater | E3 |  | Baseline Forecast | bar: 2021 to 2047
Commercial_School_Existing_Miscellaneous_Natural Gas_Pool Heater_E4_Baseline Forecast | Commercial | School | Existing | Miscellaneous | Natural Gas | Pool Heater | E4 |  | Baseline Forecast | bar: 2021 to 2047
Commercial_School_Existing_Miscellaneous_Natural Gas_Pool Heater_E5_Baseline Forecast | Commercial | School | Existing | Miscellaneous | Natural Gas | Pool Heater | E5 |  | Baseline Forecast | bar: 2021 to 2047
Commercial_School_Existing_Miscellaneous_Natural Gas_Pool Heater_E6_Baseline Forecast | Commercial | School | Existing | Miscellaneous | Natural Gas | Pool Heater | E6 |  | Baseline Forecast | bar: 2021 to 2047
Commercial_School_Existing_Miscellaneous_Natural Gas_Pool Heater_E7_Baseline Forecast | Commercial | School | Existing | Miscellaneous | Natural Gas | Pool Heater | E7 |  | Baseline Forecast | bar: 2021 to 2047
Commercial_School_Existing_Miscellaneous_Natural Gas_Pool Heater_E8_Baseline Forecast | Commercial | School | Existing | Miscellaneous | Natural Gas | Pool Heater | E8 |  | Baseline Forecast | bar: 2021 to 2047
Commercial_School_Existing_Miscellaneous_Natural Gas_Pool Heater_E9_Baseline Forecast | Commercial | School | Existing | Miscellaneous | Natural Gas | Pool Heater | E9 |  | Baseline Forecast | bar: 2021 to 2047
Commercial_School_Existing_Miscellaneous_Natural Gas_Pool Heater_E10_Baseline Forecast | Commercial | School | Existing | Miscellaneous | Natural Gas | Pool Heater | E10 |  | Baseline Forecast | bar: 2021 to 2047
Commercial_School_Existing_Miscellaneous_Natural Gas_Miscellaneous_E1_Baseline Forecast | Commercial | School | Existing | Miscellaneous | Natural Gas | Miscellaneous | E1 | Miscellaneous | Baseline Forecast | 100% | 100% | 100% | 100% | 100% | 100% | 100% | 100% | 100% | 100% | 100% | 100% | 100% | 100% | 100% | 100% | 100% | 100% | 100% | 100% | 100% | 100% | 100% | 100% | 100% | 100% | 100%
Commercial_School_Existing_Miscellaneous_Natural Gas_Miscellaneous_E2_Baseline Forecast | Commercial | School | Existing | Miscellaneous | Natural Gas | Miscellaneous | E2 |  | Baseline Forecast | bar: 2021 to 2047
Commercial_School_Existing_Miscellaneous_Natural Gas_Miscellaneous_E3_Baseline Forecast | Commercial | School | Existing | Miscellaneous | Natural Gas | Miscellaneous | E3 |  | Baseline Forecast | bar: 2021 to 2047
Commercial_School_Existing_Miscellaneous_Natural Gas_Miscellaneous_E4_Baseline Forecast | Commercial | School | Existing | Miscellaneous | Natural Gas | Miscellaneous | E4 |  | Baseline Forecast | bar: 2021 to 2047
Commercial_School_Existing_Miscellaneous_Natural Gas_Miscellaneous_E5_Baseline Forecast | Commercial | School | Existing | Miscellaneous | Natural Gas | Miscellaneous | E5 |  | Baseline Forecast | bar: 2021 to 2047
Commercial_School_Existing_Miscellaneous_Natural Gas_Miscellaneous_E6_Baseline Forecast | Commercial | School | Existing | Miscellaneous | Natural Gas | Miscellaneous | E6 |  | Baseline Forecast | bar: 2021 to 2047
Commercial_School_Existing_Miscellaneous_Natural Gas_Miscellaneous_E7_Baseline Forecast | Commercial | School | Existing | Miscellaneous | Natural Gas | Miscellaneous | E7 |  | Baseline Forecast | bar: 2021 to 2047
Commercial_School_Existing_Miscellaneous_Natural Gas_Miscellaneous_E8_Baseline Forecast | Commercial | School | Existing | Miscellaneous | Natural Gas | Miscellaneous | E8 |  | Baseline Forecast | bar: 2021 to 2047
Commercial_School_Existing_Miscellaneous_Natural Gas_Miscellaneous_E9_Baseline Forecast | Commercial | School | Existing | Miscellaneous | Natural Gas | Miscellaneous | E9 |  | Baseline Forecast | bar: 2021 to 2047
Commercial_School_Existing_Miscellaneous_Natural Gas_Miscellaneous_E10_Baseline Forecast | Commercial | School | Existing | Miscellaneous | Natural Gas | Miscellaneous | E10 |  | Baseline Forecast | bar: 2021 to 2047
Commercial_School_New_Space Heating_Natural Gas_Furnace_E1_Baseline Forecast | Commercial | School | New | Space Heating | Natural Gas | Furnace | E1 | AFUE 80% (Standard) | Baseline Forecast | 100% | 100% | 100% | 0% | 0% | 0% | 0% | 0% | 0% | 0% | 0% | 0% | 0% | 0% | 0% | 0% | 0% | 0% | 0% | 0% | 0% | 0% | 0% | 0% | 0% | 0% | 0%
Commercial_School_New_Space Heating_Natural Gas_Furnace_E2_Baseline Forecast | Commercial | School | New | Space Heating | Natural Gas | Furnace | E2 | AFUE 90% | Baseline Forecast | 0% | 0% | 0% | 100% | 100% | 100% | 100% | 100% | 100% | 100% | 100% | 100% | 100% | 100% | 100% | 100% | 100% | 100% | 100% | 100% | 100% | 100% | 100% | 100% | 100% | 100% | 100%
Commercial_School_New_Space Heating_Natural Gas_Furnace_E3_Baseline Forecast | Commercial | School | New | Space Heating | Natural Gas | Furnace | E3 | AFUE 96% | Baseline Forecast | bar: 2021 to 2047
Commercial_School_New_Space Heating_Natural Gas_Furnace_E4_Baseline Forecast | Commercial | School | New | Space Heating | Natural Gas | Furnace | E4 |  | Baseline Forecast | bar: 2021 to 2047
Commercial_School_New_Space Heating_Natural Gas_Furnace_E5_Baseline Forecast | Commercial | School | New | Space Heating | Natural Gas | Furnace | E5 |  | Baseline Forecast | bar: 2021 to 2047
Commercial_School_New_Space Heating_Natural Gas_Furnace_E6_Baseline Forecast | Commercial | School | New | Space Heating | Natural Gas | Furnace | E6 |  | Baseline Forecast | bar: 2021 to 2047
Commercial_School_New_Space Heating_Natural Gas_Furnace_E7_Baseline Forecast | Commercial | School | New | Space Heating | Natural Gas | Furnace | E7 |  | Baseline Forecast | bar: 2021 to 2047
Commercial_School_New_Space Heating_Natural Gas_Furnace_E8_Baseline Forecast | Commercial | School | New | Space Heating | Natural Gas | Furnace | E8 |  | Baseline Forecast | bar: 2021 to 2047
Commercial_School_New_Space Heating_Natural Gas_Furnace_E9_Baseline Forecast | Commercial | School | New | Space Heating | Natural Gas | Furnace | E9 |  | Baseline Forecast | bar: 2021 to 2047
Commercial_School_New_Space Heating_Natural Gas_Furnace_E10_Baseline Forecast | Commercial | School | New | Space Heating | Natural Gas | Furnace | E10 |  | Baseline Forecast | bar: 2021 to 2047
Commercial_School_New_Space Heating_Natural Gas_Boiler_E1_Baseline Forecast | Commercial | School | New | Space Heating | Natural Gas | Boiler | E1 | AFUE 80% (Standard) | Baseline Forecast | 82% | 82% | 82% | 82% | 82% | 82% | 82% | 82% | 82% | 82% | 82% | 82% | 82% | 82% | 82% | 82% | 82% | 82% | 82% | 82% | 82% | 82% | 82% | 82% | 82% | 82% | 82%
Commercial_School_New_Space Heating_Natural Gas_Boiler_E2_Baseline Forecast | Commercial | School | New | Space Heating | Natural Gas | Boiler | E2 | AFUE 85% | Baseline Forecast | 18% | 18% | 18% | 18% | 18% | 18% | 18% | 18% | 18% | 18% | 18% | 18% | 18% | 18% | 18% | 18% | 18% | 18% | 18% | 18% | 18% | 18% | 18% | 18% | 18% | 18% | 18%
Commercial_School_New_Space Heating_Natural Gas_Boiler_E3_Baseline Forecast | Commercial | School | New | Space Heating | Natural Gas | Boiler | E3 | AFUE 97% | Baseline Forecast | bar: 2021 to 2047
Commercial_School_New_Space Heating_Natural Gas_Boiler_E4_Baseline Forecast | Commercial | School | New | Space Heating | Natural Gas | Boiler | E4 | Convert to NG Air Source Heat Pump | Baseline Forecast | bar: 2021 to 2047
Commercial_School_New_Space Heating_Natural Gas_Boiler_E5_Baseline Forecast | Commercial | School | New | Space Heating | Natural Gas | Boiler | E5 |  | Baseline Forecast | bar: 2021 to 2047
Commercial_School_New_Space Heating_Natural Gas_Boiler_E6_Baseline Forecast | Commercial | School | New | Space Heating | Natural Gas | Boiler | E6 |  | Baseline Forecast | bar: 2021 to 2047
Commercial_School_New_Space Heating_Natural Gas_Boiler_E7_Baseline Forecast | Commercial | School | New | Space Heating | Natural Gas | Boiler | E7 |  | Baseline Forecast | bar: 2021 to 2047
Commercial_School_New_Space Heating_Natural Gas_Boiler_E8_Baseline Forecast | Commercial | School | New | Space Heating | Natural Gas | Boiler | E8 |  | Baseline Forecast | bar: 2021 to 2047
Commercial_School_New_Space Heating_Natural Gas_Boiler_E9_Baseline Forecast | Commercial | School | New | Space Heating | Natural Gas | Boiler | E9 |  | Baseline Forecast | bar: 2021 to 2047
Commercial_School_New_Space Heating_Natural Gas_Boiler_E10_Baseline Forecast | Commercial | School | New | Space Heating | Natural Gas | Boiler | E10 |  | Baseline Forecast | bar: 2021 to 2047
Commercial_School_New_Space Heating_Natural Gas_Unit Heater_E1_Baseline Forecast | Commercial | School | New | Space Heating | Natural Gas | Unit Heater | E1 | Standard | Baseline Forecast | 100% | 100% | 100% | 100% | 100% | 100% | 100% | 100% | 100% | 100% | 100% | 100% | 100% | 100% | 100% | 100% | 100% | 100% | 100% | 100% | 100% | 100% | 100% | 100% | 100% | 100% | 100%
Commercial_School_New_Space Heating_Natural Gas_Unit Heater_E2_Baseline Forecast | Commercial | School | New | Space Heating | Natural Gas | Unit Heater | E2 | Condensing | Baseline Forecast | bar: 2021 to 2047
Commercial_School_New_Space Heating_Natural Gas_Unit Heater_E3_Baseline Forecast | Commercial | School | New | Space Heating | Natural Gas | Unit Heater | E3 | Infrared Radiant | Baseline Forecast | bar: 2021 to 2047
Commercial_School_New_Space Heating_Natural Gas_Unit Heater_E4_Baseline Forecast | Commercial | School | New | Space Heating | Natural Gas | Unit Heater | E4 |  | Baseline Forecast | bar: 2021 to 2047
Commercial_School_New_Space Heating_Natural Gas_Unit Heater_E5_Baseline Forecast | Commercial | School | New | Space Heating | Natural Gas | Unit Heater | E5 |  | Baseline Forecast | bar: 2021 to 2047
Commercial_School_New_Space Heating_Natural Gas_Unit Heater_E6_Baseline Forecast | Commercial | School | New | Space Heating | Natural Gas | Unit Heater | E6 |  | Baseline Forecast | bar: 2021 to 2047
Commercial_School_New_Space Heating_Natural Gas_Unit Heater_E7_Baseline Forecast | Commercial | School | New | Space Heating | Natural Gas | Unit Heater | E7 |  | Baseline Forecast | bar: 2021 to 2047
Commercial_School_New_Space Heating_Natural Gas_Unit Heater_E8_Baseline Forecast | Commercial | School | New | Space Heating | Natural Gas | Unit Heater | E8 |  | Baseline Forecast | bar: 2021 to 2047
Commercial_School_New_Space Heating_Natural Gas_Unit Heater_E9_Baseline Forecast | Commercial | School | New | Space Heating | Natural Gas | Unit Heater | E9 |  | Baseline Forecast | bar: 2021 to 2047
Commercial_School_New_Space Heating_Natural Gas_Unit Heater_E10_Baseline Forecast | Commercial | School | New | Space Heating | Natural Gas | Unit Heater | E10 |  | Baseline Forecast | bar: 2021 to 2047
Commercial_School_New_Water Heating_Natural Gas_Water Heater_E1_Baseline Forecast | Commercial | School | New | Water Heating | Natural Gas | Water Heater | E1 | TE 88% | Baseline Forecast | 49% | 49% | 49% | 49% | 49% | 49% | 49% | 49% | 49% | 49% | 49% | 49% | 49% | 49% | 49% | 49% | 49% | 49% | 49% | 49% | 49% | 49% | 49% | 49% | 49% | 49% | 49%
Commercial_School_New_Water Heating_Natural Gas_Water Heater_E2_Baseline Forecast | Commercial | School | New | Water Heating | Natural Gas | Water Heater | E2 | TE 96% | Baseline Forecast | 51% | 51% | 51% | 51% | 51% | 51% | 51% | 51% | 51% | 51% | 51% | 51% | 51% | 51% | 51% | 51% | 51% | 51% | 51% | 51% | 51% | 51% | 51% | 51% | 51% | 51% | 51%
Commercial_School_New_Water Heating_Natural Gas_Water Heater_E3_Baseline Forecast | Commercial | School | New | Water Heating | Natural Gas | Water Heater | E3 | Tankless | Baseline Forecast | bar: 2021 to 2047
Commercial_School_New_Water Heating_Natural Gas_Water Heater_E4_Baseline Forecast | Commercial | School | New | Water Heating | Natural Gas | Water Heater | E4 | NEEA Gas-Fired Absorption HPWH (COP 1.06) | Baseline Forecast | bar: 2021 to 2047
Commercial_School_New_Water Heating_Natural Gas_Water Heater_E5_Baseline Forecast | Commercial | School | New | Water Heating | Natural Gas | Water Heater | E5 |  | Baseline Forecast | bar: 2021 to 2047
Commercial_School_New_Water Heating_Natural Gas_Water Heater_E6_Baseline Forecast | Commercial | School | New | Water Heating | Natural Gas | Water Heater | E6 |  | Baseline Forecast | bar: 2021 to 2047
Commercial_School_New_Water Heating_Natural Gas_Water Heater_E7_Baseline Forecast | Commercial | School | New | Water Heating | Natural Gas | Water Heater | E7 |  | Baseline Forecast | bar: 2021 to 2047
Commercial_School_New_Water Heating_Natural Gas_Water Heater_E8_Baseline Forecast | Commercial | School | New | Water Heating | Natural Gas | Water Heater | E8 |  | Baseline Forecast | bar: 2021 to 2047
Commercial_School_New_Water Heating_Natural Gas_Water Heater_E9_Baseline Forecast | Commercial | School | New | Water Heating | Natural Gas | Water Heater | E9 |  | Baseline Forecast | bar: 2021 to 2047
Commercial_School_New_Water Heating_Natural Gas_Water Heater_E10_Baseline Forecast | Commercial | School | New | Water Heating | Natural Gas | Water Heater | E10 |  | Baseline Forecast | bar: 2021 to 2047
Commercial_School_New_Food Preparation_Natural Gas_Oven_E1_Baseline Forecast | Commercial | School | New | Food Preparation | Natural Gas | Oven | E1 | Standard | Baseline Forecast | 46% | 46% | 46% | 46% | 46% | 46% | 46% | 46% | 46% | 46% | 46% | 46% | 46% | 46% | 46% | 46% | 46% | 46% | 46% | 46% | 46% | 46% | 46% | 46% | 46% | 46% | 46%
Commercial_School_New_Food Preparation_Natural Gas_Oven_E2_Baseline Forecast | Commercial | School | New | Food Preparation | Natural Gas | Oven | E2 | ENERGY STAR (>42% Baking Efficiency) | Baseline Forecast | 54% | 54% | 54% | 54% | 54% | 54% | 54% | 54% | 54% | 54% | 54% | 54% | 54% | 54% | 54% | 54% | 54% | 54% | 54% | 54% | 54% | 54% | 54% | 54% | 54% | 54% | 54%
Commercial_School_New_Food Preparation_Natural Gas_Oven_E3_Baseline Forecast | Commercial | School | New | Food Preparation | Natural Gas | Oven | E3 |  | Baseline Forecast | bar: 2021 to 2047
Commercial_School_New_Food Preparation_Natural Gas_Oven_E4_Baseline Forecast | Commercial | School | New | Food Preparation | Natural Gas | Oven | E4 |  | Baseline Forecast | bar: 2021 to 2047
Commercial_School_New_Food Preparation_Natural Gas_Oven_E5_Baseline Forecast | Commercial | School | New | Food Preparation | Natural Gas | Oven | E5 |  | Baseline Forecast | bar: 2021 to 2047
Commercial_School_New_Food Preparation_Natural Gas_Oven_E6_Baseline Forecast | Commercial | School | New | Food Preparation | Natural Gas | Oven | E6 |  | Baseline Forecast | bar: 2021 to 2047
Commercial_School_New_Food Preparation_Natural Gas_Oven_E7_Baseline Forecast | Commercial | School | New | Food Preparation | Natural Gas | Oven | E7 |  | Baseline Forecast | bar: 2021 to 2047
Commercial_School_New_Food Preparation_Natural Gas_Oven_E8_Baseline Forecast | Commercial | School | New | Food Preparation | Natural Gas | Oven | E8 |  | Baseline Forecast | bar: 2021 to 2047
Commercial_School_New_Food Preparation_Natural Gas_Oven_E9_Baseline Forecast | Commercial | School | New | Food Preparation | Natural Gas | Oven | E9 |  | Baseline Forecast | bar: 2021 to 2047
Commercial_School_New_Food Preparation_Natural Gas_Oven_E10_Baseline Forecast | Commercial | School | New | Food Preparation | Natural Gas | Oven | E10 |  | Baseline Forecast | bar: 2021 to 2047
Commercial_School_New_Food Preparation_Natural Gas_Conveyor Oven_E1_Baseline Forecast | Commercial | School | New | Food Preparation | Natural Gas | Conveyor Oven | E1 | Standard | Baseline Forecast | 46% | 46% | 46% | 46% | 46% | 46% | 46% | 46% | 46% | 46% | 46% | 46% | 46% | 46% | 46% | 46% | 46% | 46% | 46% | 46% | 46% | 46% | 46% | 46% | 46% | 46% | 46%
Commercial_School_New_Food Preparation_Natural Gas_Conveyor Oven_E2_Baseline Forecast | Commercial | School | New | Food Preparation | Natural Gas | Conveyor Oven | E2 | Efficient (>42% Baking Efficiency) | Baseline Forecast | 54% | 54% | 54% | 54% | 54% | 54% | 54% | 54% | 54% | 54% | 54% | 54% | 54% | 54% | 54% | 54% | 54% | 54% | 54% | 54% | 54% | 54% | 54% | 54% | 54% | 54% | 54%
Commercial_School_New_Food Preparation_Natural Gas_Conveyor Oven_E3_Baseline Forecast | Commercial | School | New | Food Preparation | Natural Gas | Conveyor Oven | E3 |  | Baseline Forecast | bar: 2021 to 2047
Commercial_School_New_Food Preparation_Natural Gas_Conveyor Oven_E4_Baseline Forecast | Commercial | School | New | Food Preparation | Natural Gas | Conveyor Oven | E4 |  | Baseline Forecast | bar: 2021 to 2047
Commercial_School_New_Food Preparation_Natural Gas_Conveyor Oven_E5_Baseline Forecast | Commercial | School | New | Food Preparation | Natural Gas | Conveyor Oven | E5 |  | Baseline Forecast | bar: 2021 to 2047
Commercial_School_New_Food Preparation_Natural Gas_Conveyor Oven_E6_Baseline Forecast | Commercial | School | New | Food Preparation | Natural Gas | Conveyor Oven | E6 |  | Baseline Forecast | bar: 2021 to 2047
Commercial_School_New_Food Preparation_Natural Gas_Conveyor Oven_E7_Baseline Forecast | Commercial | School | New | Food Preparation | Natural Gas | Conveyor Oven | E7 |  | Baseline Forecast | bar: 2021 to 2047
Commercial_School_New_Food Preparation_Natural Gas_Conveyor Oven_E8_Baseline Forecast | Commercial | School | New | Food Preparation | Natural Gas | Conveyor Oven | E8 |  | Baseline Forecast | bar: 2021 to 2047
Commercial_School_New_Food Preparation_Natural Gas_Conveyor Oven_E9_Baseline Forecast | Commercial | School | New | Food Preparation | Natural Gas | Conveyor Oven | E9 |  | Baseline Forecast | bar: 2021 to 2047
Commercial_School_New_Food Preparation_Natural Gas_Conveyor Oven_E10_Baseline Forecast | Commercial | School | New | Food Preparation | Natural Gas | Conveyor Oven | E10 |  | Baseline Forecast | bar: 2021 to 2047
Commercial_School_New_Food Preparation_Natural Gas_Double Rack Oven_E1_Baseline Forecast | Commercial | School | New | Food Preparation | Natural Gas | Double Rack Oven | E1 | Standard | Baseline Forecast | 46% | 46% | 46% | 46% | 46% | 46% | 46% | 46% | 46% | 46% | 46% | 46% | 46% | 46% | 46% | 46% | 46% | 46% | 46% | 46% | 46% | 46% | 46% | 46% | 46% | 46% | 46%
Commercial_School_New_Food Preparation_Natural Gas_Double Rack Oven_E2_Baseline Forecast | Commercial | School | New | Food Preparation | Natural Gas | Double Rack Oven | E2 | FTSC Qualified (>50% Cooking Efficiency) | Baseline Forecast | 54% | 54% | 54% | 54% | 54% | 54% | 54% | 54% | 54% | 54% | 54% | 54% | 54% | 54% | 54% | 54% | 54% | 54% | 54% | 54% | 54% | 54% | 54% | 54% | 54% | 54% | 54%
Commercial_School_New_Food Preparation_Natural Gas_Double Rack Oven_E3_Baseline Forecast | Commercial | School | New | Food Preparation | Natural Gas | Double Rack Oven | E3 |  | Baseline Forecast | bar: 2021 to 2047
Commercial_School_New_Food Preparation_Natural Gas_Double Rack Oven_E4_Baseline Forecast | Commercial | School | New | Food Preparation | Natural Gas | Double Rack Oven | E4 |  | Baseline Forecast | bar: 2021 to 2047
Commercial_School_New_Food Preparation_Natural Gas_Double Rack Oven_E5_Baseline Forecast | Commercial | School | New | Food Preparation | Natural Gas | Double Rack Oven | E5 |  | Baseline Forecast | bar: 2021 to 2047
Commercial_School_New_Food Preparation_Natural Gas_Double Rack Oven_E6_Baseline Forecast | Commercial | School | New | Food Preparation | Natural Gas | Double Rack Oven | E6 |  | Baseline Forecast | bar: 2021 to 2047
Commercial_School_New_Food Preparation_Natural Gas_Double Rack Oven_E7_Baseline Forecast | Commercial | School | New | Food Preparation | Natural Gas | Double Rack Oven | E7 |  | Baseline Forecast | bar: 2021 to 2047
Commercial_School_New_Food Preparation_Natural Gas_Double Rack Oven_E8_Baseline Forecast | Commercial | School | New | Food Preparation | Natural Gas | Double Rack Oven | E8 |  | Baseline Forecast | bar: 2021 to 2047
Commercial_School_New_Food Preparation_Natural Gas_Double Rack Oven_E9_Baseline Forecast | Commercial | School | New | Food Preparation | Natural Gas | Double Rack Oven | E9 |  | Baseline Forecast | bar: 2021 to 2047
Commercial_School_New_Food Preparation_Natural Gas_Double Rack Oven_E10_Baseline Forecast | Commercial | School | New | Food Preparation | Natural Gas | Double Rack Oven | E10 |  | Baseline Forecast | bar: 2021 to 2047
Commercial_School_New_Food Preparation_Natural Gas_Fryer_E1_Baseline Forecast | Commercial | School | New | Food Preparation | Natural Gas | Fryer | E1 | Standard | Baseline Forecast | 75% | 0% | 0% | 0% | 0% | 0% | 0% | 0% | 0% | 0% | 0% | 0% | 0% | 0% | 0% | 0% | 0% | 0% | 0% | 0% | 0% | 0% | 0% | 0% | 0% | 0% | 0%
Commercial_School_New_Food Preparation_Natural Gas_Fryer_E2_Baseline Forecast | Commercial | School | New | Food Preparation | Natural Gas | Fryer | E2 | ENERGY STAR | Baseline Forecast | 25% | 100% | 100% | 100% | 100% | 100% | 100% | 100% | 100% | 100% | 100% | 100% | 100% | 100% | 100% | 100% | 100% | 100% | 100% | 100% | 100% | 100% | 100% | 100% | 100% | 100% | 100%
Commercial_School_New_Food Preparation_Natural Gas_Fryer_E3_Baseline Forecast | Commercial | School | New | Food Preparation | Natural Gas | Fryer | E3 |  | Baseline Forecast | bar: 2021 to 2047
Commercial_School_New_Food Preparation_Natural Gas_Fryer_E4_Baseline Forecast | Commercial | School | New | Food Preparation | Natural Gas | Fryer | E4 |  | Baseline Forecast | bar: 2021 to 2047
Commercial_School_New_Food Preparation_Natural Gas_Fryer_E5_Baseline Forecast | Commercial | School | New | Food Preparation | Natural Gas | Fryer | E5 |  | Baseline Forecast | bar: 2021 to 2047
Commercial_School_New_Food Preparation_Natural Gas_Fryer_E6_Baseline Forecast | Commercial | School | New | Food Preparation | Natural Gas | Fryer | E6 |  | Baseline Forecast | bar: 2021 to 2047
Commercial_School_New_Food Preparation_Natural Gas_Fryer_E7_Baseline Forecast | Commercial | School | New | Food Preparation | Natural Gas | Fryer | E7 |  | Baseline Forecast | bar: 2021 to 2047
Commercial_School_New_Food Preparation_Natural Gas_Fryer_E8_Baseline Forecast | Commercial | School | New | Food Preparation | Natural Gas | Fryer | E8 |  | Baseline Forecast | bar: 2021 to 2047
Commercial_School_New_Food Preparation_Natural Gas_Fryer_E9_Baseline Forecast | Commercial | School | New | Food Preparation | Natural Gas | Fryer | E9 |  | Baseline Forecast | bar: 2021 to 2047
Commercial_School_New_Food Preparation_Natural Gas_Fryer_E10_Baseline Forecast | Commercial | School | New | Food Preparation | Natural Gas | Fryer | E10 |  | Baseline Forecast | bar: 2021 to 2047
Commercial_School_New_Food Preparation_Natural Gas_Broiler_E1_Baseline Forecast | Commercial | School | New | Food Preparation | Natural Gas | Broiler | E1 | Standard | Baseline Forecast | 100% | 100% | 100% | 100% | 100% | 100% | 100% | 100% | 100% | 100% | 100% | 100% | 100% | 100% | 100% | 100% | 100% | 100% | 100% | 100% | 100% | 100% | 100% | 100% | 100% | 100% | 100%
Commercial_School_New_Food Preparation_Natural Gas_Broiler_E2_Baseline Forecast | Commercial | School | New | Food Preparation | Natural Gas | Broiler | E2 | Infrared Burners | Baseline Forecast | bar: 2021 to 2047
Commercial_School_New_Food Preparation_Natural Gas_Broiler_E3_Baseline Forecast | Commercial | School | New | Food Preparation | Natural Gas | Broiler | E3 |  | Baseline Forecast | bar: 2021 to 2047
Commercial_School_New_Food Preparation_Natural Gas_Broiler_E4_Baseline Forecast | Commercial | School | New | Food Preparation | Natural Gas | Broiler | E4 |  | Baseline Forecast | bar: 2021 to 2047
Commercial_School_New_Food Preparation_Natural Gas_Broiler_E5_Baseline Forecast | Commercial | School | New | Food Preparation | Natural Gas | Broiler | E5 |  | Baseline Forecast | bar: 2021 to 2047
Commercial_School_New_Food Preparation_Natural Gas_Broiler_E6_Baseline Forecast | Commercial | School | New | Food Preparation | Natural Gas | Broiler | E6 |  | Baseline Forecast | bar: 2021 to 2047
Commercial_School_New_Food Preparation_Natural Gas_Broiler_E7_Baseline Forecast | Commercial | School | New | Food Preparation | Natural Gas | Broiler | E7 |  | Baseline Forecast | bar: 2021 to 2047
Commercial_School_New_Food Preparation_Natural Gas_Broiler_E8_Baseline Forecast | Commercial | School | New | Food Preparation | Natural Gas | Broiler | E8 |  | Baseline Forecast | bar: 2021 to 2047
Commercial_School_New_Food Preparation_Natural Gas_Broiler_E9_Baseline Forecast | Commercial | School | New | Food Preparation | Natural Gas | Broiler | E9 |  | Baseline Forecast | bar: 2021 to 2047
Commercial_School_New_Food Preparation_Natural Gas_Broiler_E10_Baseline Forecast | Commercial | School | New | Food Preparation | Natural Gas | Broiler | E10 |  | Baseline Forecast | bar: 2021 to 2047
Commercial_School_New_Food Preparation_Natural Gas_Griddle_E1_Baseline Forecast | Commercial | School | New | Food Preparation | Natural Gas | Griddle | E1 | Standard | Baseline Forecast | 82% | 82% | 82% | 82% | 82% | 82% | 82% | 82% | 82% | 82% | 82% | 82% | 82% | 82% | 82% | 82% | 82% | 82% | 82% | 82% | 82% | 82% | 82% | 82% | 82% | 82% | 82%
Commercial_School_New_Food Preparation_Natural Gas_Griddle_E2_Baseline Forecast | Commercial | School | New | Food Preparation | Natural Gas | Griddle | E2 | ENERGY STAR | Baseline Forecast | 18% | 18% | 18% | 18% | 18% | 18% | 18% | 18% | 18% | 18% | 18% | 18% | 18% | 18% | 18% | 18% | 18% | 18% | 18% | 18% | 18% | 18% | 18% | 18% | 18% | 18% | 18%
Commercial_School_New_Food Preparation_Natural Gas_Griddle_E3_Baseline Forecast | Commercial | School | New | Food Preparation | Natural Gas | Griddle | E3 |  | Baseline Forecast | bar: 2021 to 2047
Commercial_School_New_Food Preparation_Natural Gas_Griddle_E4_Baseline Forecast | Commercial | School | New | Food Preparation | Natural Gas | Griddle | E4 |  | Baseline Forecast | bar: 2021 to 2047
Commercial_School_New_Food Preparation_Natural Gas_Griddle_E5_Baseline Forecast | Commercial | School | New | Food Preparation | Natural Gas | Griddle | E5 |  | Baseline Forecast | bar: 2021 to 2047
Commercial_School_New_Food Preparation_Natural Gas_Griddle_E6_Baseline Forecast | Commercial | School | New | Food Preparation | Natural Gas | Griddle | E6 |  | Baseline Forecast | bar: 2021 to 2047
Commercial_School_New_Food Preparation_Natural Gas_Griddle_E7_Baseline Forecast | Commercial | School | New | Food Preparation | Natural Gas | Griddle | E7 |  | Baseline Forecast | bar: 2021 to 2047
Commercial_School_New_Food Preparation_Natural Gas_Griddle_E8_Baseline Forecast | Commercial | School | New | Food Preparation | Natural Gas | Griddle | E8 |  | Baseline Forecast | bar: 2021 to 2047
Commercial_School_New_Food Preparation_Natural Gas_Griddle_E9_Baseline Forecast | Commercial | School | New | Food Preparation | Natural Gas | Griddle | E9 |  | Baseline Forecast | bar: 2021 to 2047
Commercial_School_New_Food Preparation_Natural Gas_Griddle_E10_Baseline Forecast | Commercial | School | New | Food Preparation | Natural Gas | Griddle | E10 |  | Baseline Forecast | bar: 2021 to 2047
Commercial_School_New_Food Preparation_Natural Gas_Range_E1_Baseline Forecast | Commercial | School | New | Food Preparation | Natural Gas | Range | E1 | Standard | Baseline Forecast | 100% | 100% | 100% | 100% | 100% | 100% | 100% | 100% | 100% | 100% | 100% | 100% | 100% | 100% | 100% | 100% | 100% | 100% | 100% | 100% | 100% | 100% | 100% | 100% | 100% | 100% | 100%
Commercial_School_New_Food Preparation_Natural Gas_Range_E2_Baseline Forecast | Commercial | School | New | Food Preparation | Natural Gas | Range | E2 | High Efficiency | Baseline Forecast | bar: 2021 to 2047
Commercial_School_New_Food Preparation_Natural Gas_Range_E3_Baseline Forecast | Commercial | School | New | Food Preparation | Natural Gas | Range | E3 |  | Baseline Forecast | bar: 2021 to 2047
Commercial_School_New_Food Preparation_Natural Gas_Range_E4_Baseline Forecast | Commercial | School | New | Food Preparation | Natural Gas | Range | E4 |  | Baseline Forecast | bar: 2021 to 2047
Commercial_School_New_Food Preparation_Natural Gas_Range_E5_Baseline Forecast | Commercial | School | New | Food Preparation | Natural Gas | Range | E5 |  | Baseline Forecast | bar: 2021 to 2047
Commercial_School_New_Food Preparation_Natural Gas_Range_E6_Baseline Forecast | Commercial | School | New | Food Preparation | Natural Gas | Range | E6 |  | Baseline Forecast | bar: 2021 to 2047
Commercial_School_New_Food Preparation_Natural Gas_Range_E7_Baseline Forecast | Commercial | School | New | Food Preparation | Natural Gas | Range | E7 |  | Baseline Forecast | bar: 2021 to 2047
Commercial_School_New_Food Preparation_Natural Gas_Range_E8_Baseline Forecast | Commercial | School | New | Food Preparation | Natural Gas | Range | E8 |  | Baseline Forecast | bar: 2021 to 2047
Commercial_School_New_Food Preparation_Natural Gas_Range_E9_Baseline Forecast | Commercial | School | New | Food Preparation | Natural Gas | Range | E9 |  | Baseline Forecast | bar: 2021 to 2047
Commercial_School_New_Food Preparation_Natural Gas_Range_E10_Baseline Forecast | Commercial | School | New | Food Preparation | Natural Gas | Range | E10 |  | Baseline Forecast | bar: 2021 to 2047
Commercial_School_New_Food Preparation_Natural Gas_Steamer_E1_Baseline Forecast | Commercial | School | New | Food Preparation | Natural Gas | Steamer | E1 | Standard | Baseline Forecast | 54% | 0% | 0% | 0% | 0% | 0% | 0% | 0% | 0% | 0% | 0% | 0% | 0% | 0% | 0% | 0% | 0% | 0% | 0% | 0% | 0% | 0% | 0% | 0% | 0% | 0% | 0%
Commercial_School_New_Food Preparation_Natural Gas_Steamer_E2_Baseline Forecast | Commercial | School | New | Food Preparation | Natural Gas | Steamer | E2 | ENERGY STAR | Baseline Forecast | 46% | 100% | 100% | 100% | 100% | 100% | 100% | 100% | 100% | 100% | 100% | 100% | 100% | 100% | 100% | 100% | 100% | 100% | 100% | 100% | 100% | 100% | 100% | 100% | 100% | 100% | 100%
Commercial_School_New_Food Preparation_Natural Gas_Steamer_E3_Baseline Forecast | Commercial | School | New | Food Preparation | Natural Gas | Steamer | E3 |  | Baseline Forecast | bar: 2021 to 2047
Commercial_School_New_Food Preparation_Natural Gas_Steamer_E4_Baseline Forecast | Commercial | School | New | Food Preparation | Natural Gas | Steamer | E4 |  | Baseline Forecast | bar: 2021 to 2047
Commercial_School_New_Food Preparation_Natural Gas_Steamer_E5_Baseline Forecast | Commercial | School | New | Food Preparation | Natural Gas | Steamer | E5 |  | Baseline Forecast | bar: 2021 to 2047
Commercial_School_New_Food Preparation_Natural Gas_Steamer_E6_Baseline Forecast | Commercial | School | New | Food Preparation | Natural Gas | Steamer | E6 |  | Baseline Forecast | bar: 2021 to 2047
Commercial_School_New_Food Preparation_Natural Gas_Steamer_E7_Baseline Forecast | Commercial | School | New | Food Preparation | Natural Gas | Steamer | E7 |  | Baseline Forecast | bar: 2021 to 2047
Commercial_School_New_Food Preparation_Natural Gas_Steamer_E8_Baseline Forecast | Commercial | School | New | Food Preparation | Natural Gas | Steamer | E8 |  | Baseline Forecast | bar: 2021 to 2047
Commercial_School_New_Food Preparation_Natural Gas_Steamer_E9_Baseline Forecast | Commercial | School | New | Food Preparation | Natural Gas | Steamer | E9 |  | Baseline Forecast | bar: 2021 to 2047
Commercial_School_New_Food Preparation_Natural Gas_Steamer_E10_Baseline Forecast | Commercial | School | New | Food Preparation | Natural Gas | Steamer | E10 |  | Baseline Forecast | bar: 2021 to 2047
Commercial_School_New_Food Preparation_Natural Gas_Commercial Food Prep Other_E1_Baseline Forecast | Commercial | School | New | Food Preparation | Natural Gas | Commercial Food Prep Other | E1 | Standard | Baseline Forecast | 75% | 75% | 75% | 75% | 75% | 75% | 75% | 75% | 75% | 75% | 75% | 75% | 75% | 75% | 75% | 75% | 75% | 75% | 75% | 75% | 75% | 75% | 75% | 75% | 75% | 75% | 75%
Commercial_School_New_Food Preparation_Natural Gas_Commercial Food Prep Other_E2_Baseline Forecast | Commercial | School | New | Food Preparation | Natural Gas | Commercial Food Prep Other | E2 | ENERGY STAR | Baseline Forecast | 25% | 25% | 25% | 25% | 25% | 25% | 25% | 25% | 25% | 25% | 25% | 25% | 25% | 25% | 25% | 25% | 25% | 25% | 25% | 25% | 25% | 25% | 25% | 25% | 25% | 25% | 25%
Commercial_School_New_Food Preparation_Natural Gas_Commercial Food Prep Other_E3_Baseline Forecast | Commercial | School | New | Food Preparation | Natural Gas | Commercial Food Prep Other | E3 |  | Baseline Forecast | bar: 2021 to 2047
Commercial_School_New_Food Preparation_Natural Gas_Commercial Food Prep Other_E4_Baseline Forecast | Commercial | School | New | Food Preparation | Natural Gas | Commercial Food Prep Other | E4 |  | Baseline Forecast | bar: 2021 to 2047
Commercial_School_New_Food Preparation_Natural Gas_Commercial Food Prep Other_E5_Baseline Forecast | Commercial | School | New | Food Preparation | Natural Gas | Commercial Food Prep Other | E5 |  | Baseline Forecast | bar: 2021 to 2047
Commercial_School_New_Food Preparation_Natural Gas_Commercial Food Prep Other_E6_Baseline Forecast | Commercial | School | New | Food Preparation | Natural Gas | Commercial Food Prep Other | E6 |  | Baseline Forecast | bar: 2021 to 2047
Commercial_School_New_Food Preparation_Natural Gas_Commercial Food Prep Other_E7_Baseline Forecast | Commercial | School | New | Food Preparation | Natural Gas | Commercial Food Prep Other | E7 |  | Baseline Forecast | bar: 2021 to 2047
Commercial_School_New_Food Preparation_Natural Gas_Commercial Food Prep Other_E8_Baseline Forecast | Commercial | School | New | Food Preparation | Natural Gas | Commercial Food Prep Other | E8 |  | Baseline Forecast | bar: 2021 to 2047
Commercial_School_New_Food Preparation_Natural Gas_Commercial Food Prep Other_E9_Baseline Forecast | Commercial | School | New | Food Preparation | Natural Gas | Commercial Food Prep Other | E9 |  | Baseline Forecast | bar: 2021 to 2047
Commercial_School_New_Food Preparation_Natural Gas_Commercial Food Prep Other_E10_Baseline Forecast | Commercial | School | New | Food Preparation | Natural Gas | Commercial Food Prep Other | E10 |  | Baseline Forecast | bar: 2021 to 2047
Commercial_School_New_Miscellaneous_Natural Gas_Pool Heater_E1_Baseline Forecast | Commercial | School | New | Miscellaneous | Natural Gas | Pool Heater | E1 | Standard (EF .78) | Baseline Forecast | 100% | 100% | 100% | 100% | 100% | 100% | 100% | 100% | 100% | 100% | 100% | 100% | 100% | 100% | 100% | 100% | 100% | 100% | 100% | 100% | 100% | 100% | 100% | 100% | 100% | 100% | 100%
Commercial_School_New_Miscellaneous_Natural Gas_Pool Heater_E2_Baseline Forecast | Commercial | School | New | Miscellaneous | Natural Gas | Pool Heater | E2 | Condensing (EF .90) | Baseline Forecast | bar: 2021 to 2047
Commercial_School_New_Miscellaneous_Natural Gas_Pool Heater_E3_Baseline Forecast | Commercial | School | New | Miscellaneous | Natural Gas | Pool Heater | E3 |  | Baseline Forecast | bar: 2021 to 2047
Commercial_School_New_Miscellaneous_Natural Gas_Pool Heater_E4_Baseline Forecast | Commercial | School | New | Miscellaneous | Natural Gas | Pool Heater | E4 |  | Baseline Forecast | bar: 2021 to 2047
Commercial_School_New_Miscellaneous_Natural Gas_Pool Heater_E5_Baseline Forecast | Commercial | School | New | Miscellaneous | Natural Gas | Pool Heater | E5 |  | Baseline Forecast | bar: 2021 to 2047
Commercial_School_New_Miscellaneous_Natural Gas_Pool Heater_E6_Baseline Forecast | Commercial | School | New | Miscellaneous | Natural Gas | Pool Heater | E6 |  | Baseline Forecast | bar: 2021 to 2047
Commercial_School_New_Miscellaneous_Natural Gas_Pool Heater_E7_Baseline Forecast | Commercial | School | New | Miscellaneous | Natural Gas | Pool Heater | E7 |  | Baseline Forecast | bar: 2021 to 2047
Commercial_School_New_Miscellaneous_Natural Gas_Pool Heater_E8_Baseline Forecast | Commercial | School | New | Miscellaneous | Natural Gas | Pool Heater | E8 |  | Baseline Forecast | bar: 2021 to 2047
Commercial_School_New_Miscellaneous_Natural Gas_Pool Heater_E9_Baseline Forecast | Commercial | School | New | Miscellaneous | Natural Gas | Pool Heater | E9 |  | Baseline Forecast | bar: 2021 to 2047
Commercial_School_New_Miscellaneous_Natural Gas_Pool Heater_E10_Baseline Forecast | Commercial | School | New | Miscellaneous | Natural Gas | Pool Heater | E10 |  | Baseline Forecast | bar: 2021 to 2047
Commercial_School_New_Miscellaneous_Natural Gas_Miscellaneous_E1_Baseline Forecast | Commercial | School | New | Miscellaneous | Natural Gas | Miscellaneous | E1 | Miscellaneous | Baseline Forecast | 100% | 100% | 100% | 100% | 100% | 100% | 100% | 100% | 100% | 100% | 100% | 100% | 100% | 100% | 100% | 100% | 100% | 100% | 100% | 100% | 100% | 100% | 100% | 100% | 100% | 100% | 100%
Commercial_School_New_Miscellaneous_Natural Gas_Miscellaneous_E2_Baseline Forecast | Commercial | School | New | Miscellaneous | Natural Gas | Miscellaneous | E2 |  | Baseline Forecast | bar: 2021 to 2047
Commercial_School_New_Miscellaneous_Natural Gas_Miscellaneous_E3_Baseline Forecast | Commercial | School | New | Miscellaneous | Natural Gas | Miscellaneous | E3 |  | Baseline Forecast | bar: 2021 to 2047
Commercial_School_New_Miscellaneous_Natural Gas_Miscellaneous_E4_Baseline Forecast | Commercial | School | New | Miscellaneous | Natural Gas | Miscellaneous | E4 |  | Baseline Forecast | bar: 2021 to 2047
Commercial_School_New_Miscellaneous_Natural Gas_Miscellaneous_E5_Baseline Forecast | Commercial | School | New | Miscellaneous | Natural Gas | Miscellaneous | E5 |  | Baseline Forecast | bar: 2021 to 2047
Commercial_School_New_Miscellaneous_Natural Gas_Miscellaneous_E6_Baseline Forecast | Commercial | School | New | Miscellaneous | Natural Gas | Miscellaneous | E6 |  | Baseline Forecast | bar: 2021 to 2047
Commercial_School_New_Miscellaneous_Natural Gas_Miscellaneous_E7_Baseline Forecast | Commercial | School | New | Miscellaneous | Natural Gas | Miscellaneous | E7 |  | Baseline Forecast | bar: 2021 to 2047
Commercial_School_New_Miscellaneous_Natural Gas_Miscellaneous_E8_Baseline Forecast | Commercial | School | New | Miscellaneous | Natural Gas | Miscellaneous | E8 |  | Baseline Forecast | bar: 2021 to 2047
Commercial_School_New_Miscellaneous_Natural Gas_Miscellaneous_E9_Baseline Forecast | Commercial | School | New | Miscellaneous | Natural Gas | Miscellaneous | E9 |  | Baseline Forecast | bar: 2021 to 2047
Commercial_School_New_Miscellaneous_Natural Gas_Miscellaneous_E10_Baseline Forecast | Commercial | School | New | Miscellaneous | Natural Gas | Miscellaneous | E10 |  | Baseline Forecast | bar: 2021 to 2047
Commercial_College_Existing_Space Heating_Natural Gas_Furnace_E1_Baseline Forecast | Commercial | College | Existing | Space Heating | Natural Gas | Furnace | E1 | AFUE 80% (Standard) | Baseline Forecast | 97.87% | 97.87% | 97.87% | 0% | 0% | 0% | 0% | 0% | 0% | 0% | 0% | 0% | 0% | 0% | 0% | 0% | 0% | 0% | 0% | 0% | 0% | 0% | 0% | 0% | 0% | 0% | 0%
Commercial_College_Existing_Space Heating_Natural Gas_Furnace_E2_Baseline Forecast | Commercial | College | Existing | Space Heating | Natural Gas | Furnace | E2 | AFUE 90% | Baseline Forecast | 2.13% | 2.13% | 2.13% | 100% | 100% | 100% | 100% | 100% | 100% | 100% | 100% | 100% | 100% | 100% | 100% | 100% | 100% | 100% | 100% | 100% | 100% | 100% | 100% | 100% | 100% | 100% | 100%
Commercial_College_Existing_Space Heating_Natural Gas_Furnace_E3_Baseline Forecast | Commercial | College | Existing | Space Heating | Natural Gas | Furnace | E3 | AFUE 96% | Baseline Forecast | bar: 2021 to 2047
Commercial_College_Existing_Space Heating_Natural Gas_Furnace_E4_Baseline Forecast | Commercial | College | Existing | Space Heating | Natural Gas | Furnace | E4 |  | Baseline Forecast | bar: 2021 to 2047
Commercial_College_Existing_Space Heating_Natural Gas_Furnace_E5_Baseline Forecast | Commercial | College | Existing | Space Heating | Natural Gas | Furnace | E5 |  | Baseline Forecast | bar: 2021 to 2047
Commercial_College_Existing_Space Heating_Natural Gas_Furnace_E6_Baseline Forecast | Commercial | College | Existing | Space Heating | Natural Gas | Furnace | E6 |  | Baseline Forecast | bar: 2021 to 2047
Commercial_College_Existing_Space Heating_Natural Gas_Furnace_E7_Baseline Forecast | Commercial | College | Existing | Space Heating | Natural Gas | Furnace | E7 |  | Baseline Forecast | bar: 2021 to 2047
Commercial_College_Existing_Space Heating_Natural Gas_Furnace_E8_Baseline Forecast | Commercial | College | Existing | Space Heating | Natural Gas | Furnace | E8 |  | Baseline Forecast | bar: 2021 to 2047
Commercial_College_Existing_Space Heating_Natural Gas_Furnace_E9_Baseline Forecast | Commercial | College | Existing | Space Heating | Natural Gas | Furnace | E9 |  | Baseline Forecast | bar: 2021 to 2047
Commercial_College_Existing_Space Heating_Natural Gas_Furnace_E10_Baseline Forecast | Commercial | College | Existing | Space Heating | Natural Gas | Furnace | E10 |  | Baseline Forecast | bar: 2021 to 2047
Commercial_College_Existing_Space Heating_Natural Gas_Boiler_E1_Baseline Forecast | Commercial | College | Existing | Space Heating | Natural Gas | Boiler | E1 | AFUE 80% (Standard) | Baseline Forecast | 82% | 82% | 82% | 82% | 82% | 82% | 82% | 82% | 82% | 82% | 82% | 82% | 82% | 82% | 82% | 82% | 82% | 82% | 82% | 82% | 82% | 82% | 82% | 82% | 82% | 82% | 82%
Commercial_College_Existing_Space Heating_Natural Gas_Boiler_E2_Baseline Forecast | Commercial | College | Existing | Space Heating | Natural Gas | Boiler | E2 | AFUE 85% | Baseline Forecast | 18% | 18% | 18% | 18% | 18% | 18% | 18% | 18% | 18% | 18% | 18% | 18% | 18% | 18% | 18% | 18% | 18% | 18% | 18% | 18% | 18% | 18% | 18% | 18% | 18% | 18% | 18%
Commercial_College_Existing_Space Heating_Natural Gas_Boiler_E3_Baseline Forecast | Commercial | College | Existing | Space Heating | Natural Gas | Boiler | E3 | AFUE 97% | Baseline Forecast | bar: 2021 to 2047
Commercial_College_Existing_Space Heating_Natural Gas_Boiler_E4_Baseline Forecast | Commercial | College | Existing | Space Heating | Natural Gas | Boiler | E4 | Convert to NG Air Source Heat Pump | Baseline Forecast | bar: 2021 to 2047
Commercial_College_Existing_Space Heating_Natural Gas_Boiler_E5_Baseline Forecast | Commercial | College | Existing | Space Heating | Natural Gas | Boiler | E5 |  | Baseline Forecast | bar: 2021 to 2047
Commercial_College_Existing_Space Heating_Natural Gas_Boiler_E6_Baseline Forecast | Commercial | College | Existing | Space Heating | Natural Gas | Boiler | E6 |  | Baseline Forecast | bar: 2021 to 2047
Commercial_College_Existing_Space Heating_Natural Gas_Boiler_E7_Baseline Forecast | Commercial | College | Existing | Space Heating | Natural Gas | Boiler | E7 |  | Baseline Forecast | bar: 2021 to 2047
Commercial_College_Existing_Space Heating_Natural Gas_Boiler_E8_Baseline Forecast | Commercial | College | Existing | Space Heating | Natural Gas | Boiler | E8 |  | Baseline Forecast | bar: 2021 to 2047
Commercial_College_Existing_Space Heating_Natural Gas_Boiler_E9_Baseline Forecast | Commercial | College | Existing | Space Heating | Natural Gas | Boiler | E9 |  | Baseline Forecast | bar: 2021 to 2047
Commercial_College_Existing_Space Heating_Natural Gas_Boiler_E10_Baseline Forecast | Commercial | College | Existing | Space Heating | Natural Gas | Boiler | E10 |  | Baseline Forecast | bar: 2021 to 2047
Commercial_College_Existing_Space Heating_Natural Gas_Unit Heater_E1_Baseline Forecast | Commercial | College | Existing | Space Heating | Natural Gas | Unit Heater | E1 | Standard | Baseline Forecast | 100% | 100% | 100% | 100% | 100% | 100% | 100% | 100% | 100% | 100% | 100% | 100% | 100% | 100% | 100% | 100% | 100% | 100% | 100% | 100% | 100% | 100% | 100% | 100% | 100% | 100% | 100%
Commercial_College_Existing_Space Heating_Natural Gas_Unit Heater_E2_Baseline Forecast | Commercial | College | Existing | Space Heating | Natural Gas | Unit Heater | E2 | Condensing | Baseline Forecast | bar: 2021 to 2047
Commercial_College_Existing_Space Heating_Natural Gas_Unit Heater_E3_Baseline Forecast | Commercial | College | Existing | Space Heating | Natural Gas | Unit Heater | E3 | Infrared Radiant | Baseline Forecast | bar: 2021 to 2047
Commercial_College_Existing_Space Heating_Natural Gas_Unit Heater_E4_Baseline Forecast | Commercial | College | Existing | Space Heating | Natural Gas | Unit Heater | E4 |  | Baseline Forecast | bar: 2021 to 2047
Commercial_College_Existing_Space Heating_Natural Gas_Unit Heater_E5_Baseline Forecast | Commercial | College | Existing | Space Heating | Natural Gas | Unit Heater | E5 |  | Baseline Forecast | bar: 2021 to 2047
Commercial_College_Existing_Space Heating_Natural Gas_Unit Heater_E6_Baseline Forecast | Commercial | College | Existing | Space Heating | Natural Gas | Unit Heater | E6 |  | Baseline Forecast | bar: 2021 to 2047
Commercial_College_Existing_Space Heating_Natural Gas_Unit Heater_E7_Baseline Forecast | Commercial | College | Existing | Space Heating | Natural Gas | Unit Heater | E7 |  | Baseline Forecast | bar: 2021 to 2047
Commercial_College_Existing_Space Heating_Natural Gas_Unit Heater_E8_Baseline Forecast | Commercial | College | Existing | Space Heating | Natural Gas | Unit Heater | E8 |  | Baseline Forecast | bar: 2021 to 2047
Commercial_College_Existing_Space Heating_Natural Gas_Unit Heater_E9_Baseline Forecast | Commercial | College | Existing | Space Heating | Natural Gas | Unit Heater | E9 |  | Baseline Forecast | bar: 2021 to 2047
Commercial_College_Existing_Space Heating_Natural Gas_Unit Heater_E10_Baseline Forecast | Commercial | College | Existing | Space Heating | Natural Gas | Unit Heater | E10 |  | Baseline Forecast | bar: 2021 to 2047
Commercial_College_Existing_Water Heating_Natural Gas_Water Heater_E1_Baseline Forecast | Commercial | College | Existing | Water Heating | Natural Gas | Water Heater | E1 | TE 88% | Baseline Forecast | 49% | 49% | 49% | 49% | 49% | 49% | 49% | 49% | 49% | 49% | 49% | 49% | 49% | 49% | 49% | 49% | 49% | 49% | 49% | 49% | 49% | 49% | 49% | 49% | 49% | 49% | 49%
Commercial_College_Existing_Water Heating_Natural Gas_Water Heater_E2_Baseline Forecast | Commercial | College | Existing | Water Heating | Natural Gas | Water Heater | E2 | TE 96% | Baseline Forecast | 51% | 51% | 51% | 51% | 51% | 51% | 51% | 51% | 51% | 51% | 51% | 51% | 51% | 51% | 51% | 51% | 51% | 51% | 51% | 51% | 51% | 51% | 51% | 51% | 51% | 51% | 51%
Commercial_College_Existing_Water Heating_Natural Gas_Water Heater_E3_Baseline Forecast | Commercial | College | Existing | Water Heating | Natural Gas | Water Heater | E3 | Tankless | Baseline Forecast | bar: 2021 to 2047
Commercial_College_Existing_Water Heating_Natural Gas_Water Heater_E4_Baseline Forecast | Commercial | College | Existing | Water Heating | Natural Gas | Water Heater | E4 | NEEA Gas-Fired Absorption HPWH (COP 1.06) | Baseline Forecast | bar: 2021 to 2047
Commercial_College_Existing_Water Heating_Natural Gas_Water Heater_E5_Baseline Forecast | Commercial | College | Existing | Water Heating | Natural Gas | Water Heater | E5 |  | Baseline Forecast | bar: 2021 to 2047
Commercial_College_Existing_Water Heating_Natural Gas_Water Heater_E6_Baseline Forecast | Commercial | College | Existing | Water Heating | Natural Gas | Water Heater | E6 |  | Baseline Forecast | bar: 2021 to 2047
Commercial_College_Existing_Water Heating_Natural Gas_Water Heater_E7_Baseline Forecast | Commercial | College | Existing | Water Heating | Natural Gas | Water Heater | E7 |  | Baseline Forecast | bar: 2021 to 2047
Commercial_College_Existing_Water Heating_Natural Gas_Water Heater_E8_Baseline Forecast | Commercial | College | Existing | Water Heating | Natural Gas | Water Heater | E8 |  | Baseline Forecast | bar: 2021 to 2047
Commercial_College_Existing_Water Heating_Natural Gas_Water Heater_E9_Baseline Forecast | Commercial | College | Existing | Water Heating | Natural Gas | Water Heater | E9 |  | Baseline Forecast | bar: 2021 to 2047
Commercial_College_Existing_Water Heating_Natural Gas_Water Heater_E10_Baseline Forecast | Commercial | College | Existing | Water Heating | Natural Gas | Water Heater | E10 |  | Baseline Forecast | bar: 2021 to 2047
Commercial_College_Existing_Food Preparation_Natural Gas_Oven_E1_Baseline Forecast | Commercial | College | Existing | Food Preparation | Natural Gas | Oven | E1 | Standard | Baseline Forecast | 46% | 46% | 46% | 46% | 46% | 46% | 46% | 46% | 46% | 46% | 46% | 46% | 46% | 46% | 46% | 46% | 46% | 46% | 46% | 46% | 46% | 46% | 46% | 46% | 46% | 46% | 46%
Commercial_College_Existing_Food Preparation_Natural Gas_Oven_E2_Baseline Forecast | Commercial | College | Existing | Food Preparation | Natural Gas | Oven | E2 | ENERGY STAR (>42% Baking Efficiency) | Baseline Forecast | 54% | 54% | 54% | 54% | 54% | 54% | 54% | 54% | 54% | 54% | 54% | 54% | 54% | 54% | 54% | 54% | 54% | 54% | 54% | 54% | 54% | 54% | 54% | 54% | 54% | 54% | 54%
Commercial_College_Existing_Food Preparation_Natural Gas_Oven_E3_Baseline Forecast | Commercial | College | Existing | Food Preparation | Natural Gas | Oven | E3 |  | Baseline Forecast | bar: 2021 to 2047
Commercial_College_Existing_Food Preparation_Natural Gas_Oven_E4_Baseline Forecast | Commercial | College | Existing | Food Preparation | Natural Gas | Oven | E4 |  | Baseline Forecast | bar: 2021 to 2047
Commercial_College_Existing_Food Preparation_Natural Gas_Oven_E5_Baseline Forecast | Commercial | College | Existing | Food Preparation | Natural Gas | Oven | E5 |  | Baseline Forecast | bar: 2021 to 2047
Commercial_College_Existing_Food Preparation_Natural Gas_Oven_E6_Baseline Forecast | Commercial | College | Existing | Food Preparation | Natural Gas | Oven | E6 |  | Baseline Forecast | bar: 2021 to 2047
Commercial_College_Existing_Food Preparation_Natural Gas_Oven_E7_Baseline Forecast | Commercial | College | Existing | Food Preparation | Natural Gas | Oven | E7 |  | Baseline Forecast | bar: 2021 to 2047
Commercial_College_Existing_Food Preparation_Natural Gas_Oven_E8_Baseline Forecast | Commercial | College | Existing | Food Preparation | Natural Gas | Oven | E8 |  | Baseline Forecast | bar: 2021 to 2047
Commercial_College_Existing_Food Preparation_Natural Gas_Oven_E9_Baseline Forecast | Commercial | College | Existing | Food Preparation | Natural Gas | Oven | E9 |  | Baseline Forecast | bar: 2021 to 2047
Commercial_College_Existing_Food Preparation_Natural Gas_Oven_E10_Baseline Forecast | Commercial | College | Existing | Food Preparation | Natural Gas | Oven | E10 |  | Baseline Forecast | bar: 2021 to 2047
Commercial_College_Existing_Food Preparation_Natural Gas_Conveyor Oven_E1_Baseline Forecast | Commercial | College | Existing | Food Preparation | Natural Gas | Conveyor Oven | E1 | Standard | Baseline Forecast | 46% | 46% | 46% | 46% | 46% | 46% | 46% | 46% | 46% | 46% | 46% | 46% | 46% | 46% | 46% | 46% | 46% | 46% | 46% | 46% | 46% | 46% | 46% | 46% | 46% | 46% | 46%
Commercial_College_Existing_Food Preparation_Natural Gas_Conveyor Oven_E2_Baseline Forecast | Commercial | College | Existing | Food Preparation | Natural Gas | Conveyor Oven | E2 | Efficient (>42% Baking Efficiency) | Baseline Forecast | 54% | 54% | 54% | 54% | 54% | 54% | 54% | 54% | 54% | 54% | 54% | 54% | 54% | 54% | 54% | 54% | 54% | 54% | 54% | 54% | 54% | 54% | 54% | 54% | 54% | 54% | 54%
Commercial_College_Existing_Food Preparation_Natural Gas_Conveyor Oven_E3_Baseline Forecast | Commercial | College | Existing | Food Preparation | Natural Gas | Conveyor Oven | E3 |  | Baseline Forecast | bar: 2021 to 2047
Commercial_College_Existing_Food Preparation_Natural Gas_Conveyor Oven_E4_Baseline Forecast | Commercial | College | Existing | Food Preparation | Natural Gas | Conveyor Oven | E4 |  | Baseline Forecast | bar: 2021 to 2047
Commercial_College_Existing_Food Preparation_Natural Gas_Conveyor Oven_E5_Baseline Forecast | Commercial | College | Existing | Food Preparation | Natural Gas | Conveyor Oven | E5 |  | Baseline Forecast | bar: 2021 to 2047
Commercial_College_Existing_Food Preparation_Natural Gas_Conveyor Oven_E6_Baseline Forecast | Commercial | College | Existing | Food Preparation | Natural Gas | Conveyor Oven | E6 |  | Baseline Forecast | bar: 2021 to 2047
Commercial_College_Existing_Food Preparation_Natural Gas_Conveyor Oven_E7_Baseline Forecast | Commercial | College | Existing | Food Preparation | Natural Gas | Conveyor Oven | E7 |  | Baseline Forecast | bar: 2021 to 2047
Commercial_College_Existing_Food Preparation_Natural Gas_Conveyor Oven_E8_Baseline Forecast | Commercial | College | Existing | Food Preparation | Natural Gas | Conveyor Oven | E8 |  | Baseline Forecast | bar: 2021 to 2047
Commercial_College_Existing_Food Preparation_Natural Gas_Conveyor Oven_E9_Baseline Forecast | Commercial | College | Existing | Food Preparation | Natural Gas | Conveyor Oven | E9 |  | Baseline Forecast | bar: 2021 to 2047
Commercial_College_Existing_Food Preparation_Natural Gas_Conveyor Oven_E10_Baseline Forecast | Commercial | College | Existing | Food Preparation | Natural Gas | Conveyor Oven | E10 |  | Baseline Forecast | bar: 2021 to 2047
Commercial_College_Existing_Food Preparation_Natural Gas_Double Rack Oven_E1_Baseline Forecast | Commercial | College | Existing | Food Preparation | Natural Gas | Double Rack Oven | E1 | Standard | Baseline Forecast | 46% | 46% | 46% | 46% | 46% | 46% | 46% | 46% | 46% | 46% | 46% | 46% | 46% | 46% | 46% | 46% | 46% | 46% | 46% | 46% | 46% | 46% | 46% | 46% | 46% | 46% | 46%
Commercial_College_Existing_Food Preparation_Natural Gas_Double Rack Oven_E2_Baseline Forecast | Commercial | College | Existing | Food Preparation | Natural Gas | Double Rack Oven | E2 | FTSC Qualified (>50% Cooking Efficiency) | Baseline Forecast | 54% | 54% | 54% | 54% | 54% | 54% | 54% | 54% | 54% | 54% | 54% | 54% | 54% | 54% | 54% | 54% | 54% | 54% | 54% | 54% | 54% | 54% | 54% | 54% | 54% | 54% | 54%
Commercial_College_Existing_Food Preparation_Natural Gas_Double Rack Oven_E3_Baseline Forecast | Commercial | College | Existing | Food Preparation | Natural Gas | Double Rack Oven | E3 |  | Baseline Forecast | bar: 2021 to 2047
Commercial_College_Existing_Food Preparation_Natural Gas_Double Rack Oven_E4_Baseline Forecast | Commercial | College | Existing | Food Preparation | Natural Gas | Double Rack Oven | E4 |  | Baseline Forecast | bar: 2021 to 2047
Commercial_College_Existing_Food Preparation_Natural Gas_Double Rack Oven_E5_Baseline Forecast | Commercial | College | Existing | Food Preparation | Natural Gas | Double Rack Oven | E5 |  | Baseline Forecast | bar: 2021 to 2047
Commercial_College_Existing_Food Preparation_Natural Gas_Double Rack Oven_E6_Baseline Forecast | Commercial | College | Existing | Food Preparation | Natural Gas | Double Rack Oven | E6 |  | Baseline Forecast | bar: 2021 to 2047
Commercial_College_Existing_Food Preparation_Natural Gas_Double Rack Oven_E7_Baseline Forecast | Commercial | College | Existing | Food Preparation | Natural Gas | Double Rack Oven | E7 |  | Baseline Forecast | bar: 2021 to 2047
Commercial_College_Existing_Food Preparation_Natural Gas_Double Rack Oven_E8_Baseline Forecast | Commercial | College | Existing | Food Preparation | Natural Gas | Double Rack Oven | E8 |  | Baseline Forecast | bar: 2021 to 2047
Commercial_College_Existing_Food Preparation_Natural Gas_Double Rack Oven_E9_Baseline Forecast | Commercial | College | Existing | Food Preparation | Natural Gas | Double Rack Oven | E9 |  | Baseline Forecast | bar: 2021 to 2047
Commercial_College_Existing_Food Preparation_Natural Gas_Double Rack Oven_E10_Baseline Forecast | Commercial | College | Existing | Food Preparation | Natural Gas | Double Rack Oven | E10 |  | Baseline Forecast | bar: 2021 to 2047
Commercial_College_Existing_Food Preparation_Natural Gas_Fryer_E1_Baseline Forecast | Commercial | College | Existing | Food Preparation | Natural Gas | Fryer | E1 | Standard | Baseline Forecast | 75% | 0% | 0% | 0% | 0% | 0% | 0% | 0% | 0% | 0% | 0% | 0% | 0% | 0% | 0% | 0% | 0% | 0% | 0% | 0% | 0% | 0% | 0% | 0% | 0% | 0% | 0%
Commercial_College_Existing_Food Preparation_Natural Gas_Fryer_E2_Baseline Forecast | Commercial | College | Existing | Food Preparation | Natural Gas | Fryer | E2 | ENERGY STAR | Baseline Forecast | 25% | 100% | 100% | 100% | 100% | 100% | 100% | 100% | 100% | 100% | 100% | 100% | 100% | 100% | 100% | 100% | 100% | 100% | 100% | 100% | 100% | 100% | 100% | 100% | 100% | 100% | 100%
Commercial_College_Existing_Food Preparation_Natural Gas_Fryer_E3_Baseline Forecast | Commercial | College | Existing | Food Preparation | Natural Gas | Fryer | E3 |  | Baseline Forecast | bar: 2021 to 2047
Commercial_College_Existing_Food Preparation_Natural Gas_Fryer_E4_Baseline Forecast | Commercial | College | Existing | Food Preparation | Natural Gas | Fryer | E4 |  | Baseline Forecast | bar: 2021 to 2047
Commercial_College_Existing_Food Preparation_Natural Gas_Fryer_E5_Baseline Forecast | Commercial | College | Existing | Food Preparation | Natural Gas | Fryer | E5 |  | Baseline Forecast | bar: 2021 to 2047
Commercial_College_Existing_Food Preparation_Natural Gas_Fryer_E6_Baseline Forecast | Commercial | College | Existing | Food Preparation | Natural Gas | Fryer | E6 |  | Baseline Forecast | bar: 2021 to 2047
Commercial_College_Existing_Food Preparation_Natural Gas_Fryer_E7_Baseline Forecast | Commercial | College | Existing | Food Preparation | Natural Gas | Fryer | E7 |  | Baseline Forecast | bar: 2021 to 2047
Commercial_College_Existing_Food Preparation_Natural Gas_Fryer_E8_Baseline Forecast | Commercial | College | Existing | Food Preparation | Natural Gas | Fryer | E8 |  | Baseline Forecast | bar: 2021 to 2047
Commercial_College_Existing_Food Preparation_Natural Gas_Fryer_E9_Baseline Forecast | Commercial | College | Existing | Food Preparation | Natural Gas | Fryer | E9 |  | Baseline Forecast | bar: 2021 to 2047
Commercial_College_Existing_Food Preparation_Natural Gas_Fryer_E10_Baseline Forecast | Commercial | College | Existing | Food Preparation | Natural Gas | Fryer | E10 |  | Baseline Forecast | bar: 2021 to 2047
Commercial_College_Existing_Food Preparation_Natural Gas_Broiler_E1_Baseline Forecast | Commercial | College | Existing | Food Preparation | Natural Gas | Broiler | E1 | Standard | Baseline Forecast | 100% | 100% | 100% | 100% | 100% | 100% | 100% | 100% | 100% | 100% | 100% | 100% | 100% | 100% | 100% | 100% | 100% | 100% | 100% | 100% | 100% | 100% | 100% | 100% | 100% | 100% | 100%
Commercial_College_Existing_Food Preparation_Natural Gas_Broiler_E2_Baseline Forecast | Commercial | College | Existing | Food Preparation | Natural Gas | Broiler | E2 | Infrared Burners | Baseline Forecast | bar: 2021 to 2047
Commercial_College_Existing_Food Preparation_Natural Gas_Broiler_E3_Baseline Forecast | Commercial | College | Existing | Food Preparation | Natural Gas | Broiler | E3 |  | Baseline Forecast | bar: 2021 to 2047
Commercial_College_Existing_Food Preparation_Natural Gas_Broiler_E4_Baseline Forecast | Commercial | College | Existing | Food Preparation | Natural Gas | Broiler | E4 |  | Baseline Forecast | bar: 2021 to 2047
Commercial_College_Existing_Food Preparation_Natural Gas_Broiler_E5_Baseline Forecast | Commercial | College | Existing | Food Preparation | Natural Gas | Broiler | E5 |  | Baseline Forecast | bar: 2021 to 2047
Commercial_College_Existing_Food Preparation_Natural Gas_Broiler_E6_Baseline Forecast | Commercial | College | Existing | Food Preparation | Natural Gas | Broiler | E6 |  | Baseline Forecast | bar: 2021 to 2047
Commercial_College_Existing_Food Preparation_Natural Gas_Broiler_E7_Baseline Forecast | Commercial | College | Existing | Food Preparation | Natural Gas | Broiler | E7 |  | Baseline Forecast | bar: 2021 to 2047
Commercial_College_Existing_Food Preparation_Natural Gas_Broiler_E8_Baseline Forecast | Commercial | College | Existing | Food Preparation | Natural Gas | Broiler | E8 |  | Baseline Forecast | bar: 2021 to 2047
Commercial_College_Existing_Food Preparation_Natural Gas_Broiler_E9_Baseline Forecast | Commercial | College | Existing | Food Preparation | Natural Gas | Broiler | E9 |  | Baseline Forecast | bar: 2021 to 2047
Commercial_College_Existing_Food Preparation_Natural Gas_Broiler_E10_Baseline Forecast | Commercial | College | Existing | Food Preparation | Natural Gas | Broiler | E10 |  | Baseline Forecast | bar: 2021 to 2047
Commercial_College_Existing_Food Preparation_Natural Gas_Griddle_E1_Baseline Forecast | Commercial | College | Existing | Food Preparation | Natural Gas | Griddle | E1 | Standard | Baseline Forecast | 82% | 82% | 82% | 82% | 82% | 82% | 82% | 82% | 82% | 82% | 82% | 82% | 82% | 82% | 82% | 82% | 82% | 82% | 82% | 82% | 82% | 82% | 82% | 82% | 82% | 82% | 82%
Commercial_College_Existing_Food Preparation_Natural Gas_Griddle_E2_Baseline Forecast | Commercial | College | Existing | Food Preparation | Natural Gas | Griddle | E2 | ENERGY STAR | Baseline Forecast | 18% | 18% | 18% | 18% | 18% | 18% | 18% | 18% | 18% | 18% | 18% | 18% | 18% | 18% | 18% | 18% | 18% | 18% | 18% | 18% | 18% | 18% | 18% | 18% | 18% | 18% | 18%
Commercial_College_Existing_Food Preparation_Natural Gas_Griddle_E3_Baseline Forecast | Commercial | College | Existing | Food Preparation | Natural Gas | Griddle | E3 |  | Baseline Forecast | bar: 2021 to 2047
Commercial_College_Existing_Food Preparation_Natural Gas_Griddle_E4_Baseline Forecast | Commercial | College | Existing | Food Preparation | Natural Gas | Griddle | E4 |  | Baseline Forecast | bar: 2021 to 2047
Commercial_College_Existing_Food Preparation_Natural Gas_Griddle_E5_Baseline Forecast | Commercial | College | Existing | Food Preparation | Natural Gas | Griddle | E5 |  | Baseline Forecast | bar: 2021 to 2047
Commercial_College_Existing_Food Preparation_Natural Gas_Griddle_E6_Baseline Forecast | Commercial | College | Existing | Food Preparation | Natural Gas | Griddle | E6 |  | Baseline Forecast | bar: 2021 to 2047
Commercial_College_Existing_Food Preparation_Natural Gas_Griddle_E7_Baseline Forecast | Commercial | College | Existing | Food Preparation | Natural Gas | Griddle | E7 |  | Baseline Forecast | bar: 2021 to 2047
Commercial_College_Existing_Food Preparation_Natural Gas_Griddle_E8_Baseline Forecast | Commercial | College | Existing | Food Preparation | Natural Gas | Griddle | E8 |  | Baseline Forecast | bar: 2021 to 2047
Commercial_College_Existing_Food Preparation_Natural Gas_Griddle_E9_Baseline Forecast | Commercial | College | Existing | Food Preparation | Natural Gas | Griddle | E9 |  | Baseline Forecast | bar: 2021 to 2047
Commercial_College_Existing_Food Preparation_Natural Gas_Griddle_E10_Baseline Forecast | Commercial | College | Existing | Food Preparation | Natural Gas | Griddle | E10 |  | Baseline Forecast | bar: 2021 to 2047
Commercial_College_Existing_Food Preparation_Natural Gas_Range_E1_Baseline Forecast | Commercial | College | Existing | Food Preparation | Natural Gas | Range | E1 | Standard | Baseline Forecast | 100% | 100% | 100% | 100% | 100% | 100% | 100% | 100% | 100% | 100% | 100% | 100% | 100% | 100% | 100% | 100% | 100% | 100% | 100% | 100% | 100% | 100% | 100% | 100% | 100% | 100% | 100%
Commercial_College_Existing_Food Preparation_Natural Gas_Range_E2_Baseline Forecast | Commercial | College | Existing | Food Preparation | Natural Gas | Range | E2 | High Efficiency | Baseline Forecast | bar: 2021 to 2047
Commercial_College_Existing_Food Preparation_Natural Gas_Range_E3_Baseline Forecast | Commercial | College | Existing | Food Preparation | Natural Gas | Range | E3 |  | Baseline Forecast | bar: 2021 to 2047
Commercial_College_Existing_Food Preparation_Natural Gas_Range_E4_Baseline Forecast | Commercial | College | Existing | Food Preparation | Natural Gas | Range | E4 |  | Baseline Forecast | bar: 2021 to 2047
Commercial_College_Existing_Food Preparation_Natural Gas_Range_E5_Baseline Forecast | Commercial | College | Existing | Food Preparation | Natural Gas | Range | E5 |  | Baseline Forecast | bar: 2021 to 2047
Commercial_College_Existing_Food Preparation_Natural Gas_Range_E6_Baseline Forecast | Commercial | College | Existing | Food Preparation | Natural Gas | Range | E6 |  | Baseline Forecast | bar: 2021 to 2047
Commercial_College_Existing_Food Preparation_Natural Gas_Range_E7_Baseline Forecast | Commercial | College | Existing | Food Preparation | Natural Gas | Range | E7 |  | Baseline Forecast | bar: 2021 to 2047
Commercial_College_Existing_Food Preparation_Natural Gas_Range_E8_Baseline Forecast | Commercial | College | Existing | Food Preparation | Natural Gas | Range | E8 |  | Baseline Forecast | bar: 2021 to 2047
Commercial_College_Existing_Food Preparation_Natural Gas_Range_E9_Baseline Forecast | Commercial | College | Existing | Food Preparation | Natural Gas | Range | E9 |  | Baseline Forecast | bar: 2021 to 2047
Commercial_College_Existing_Food Preparation_Natural Gas_Range_E10_Baseline Forecast | Commercial | College | Existing | Food Preparation | Natural Gas | Range | E10 |  | Baseline Forecast | bar: 2021 to 2047
Commercial_College_Existing_Food Preparation_Natural Gas_Steamer_E1_Baseline Forecast | Commercial | College | Existing | Food Preparation | Natural Gas | Steamer | E1 | Standard | Baseline Forecast | 54% | 0% | 0% | 0% | 0% | 0% | 0% | 0% | 0% | 0% | 0% | 0% | 0% | 0% | 0% | 0% | 0% | 0% | 0% | 0% | 0% | 0% | 0% | 0% | 0% | 0% | 0%
Commercial_College_Existing_Food Preparation_Natural Gas_Steamer_E2_Baseline Forecast | Commercial | College | Existing | Food Preparation | Natural Gas | Steamer | E2 | ENERGY STAR | Baseline Forecast | 46% | 100% | 100% | 100% | 100% | 100% | 100% | 100% | 100% | 100% | 100% | 100% | 100% | 100% | 100% | 100% | 100% | 100% | 100% | 100% | 100% | 100% | 100% | 100% | 100% | 100% | 100%
Commercial_College_Existing_Food Preparation_Natural Gas_Steamer_E3_Baseline Forecast | Commercial | College | Existing | Food Preparation | Natural Gas | Steamer | E3 |  | Baseline Forecast | bar: 2021 to 2047
Commercial_College_Existing_Food Preparation_Natural Gas_Steamer_E4_Baseline Forecast | Commercial | College | Existing | Food Preparation | Natural Gas | Steamer | E4 |  | Baseline Forecast | bar: 2021 to 2047
Commercial_College_Existing_Food Preparation_Natural Gas_Steamer_E5_Baseline Forecast | Commercial | College | Existing | Food Preparation | Natural Gas | Steamer | E5 |  | Baseline Forecast | bar: 2021 to 2047
Commercial_College_Existing_Food Preparation_Natural Gas_Steamer_E6_Baseline Forecast | Commercial | College | Existing | Food Preparation | Natural Gas | Steamer | E6 |  | Baseline Forecast | bar: 2021 to 2047
Commercial_College_Existing_Food Preparation_Natural Gas_Steamer_E7_Baseline Forecast | Commercial | College | Existing | Food Preparation | Natural Gas | Steamer | E7 |  | Baseline Forecast | bar: 2021 to 2047
Commercial_College_Existing_Food Preparation_Natural Gas_Steamer_E8_Baseline Forecast | Commercial | College | Existing | Food Preparation | Natural Gas | Steamer | E8 |  | Baseline Forecast | bar: 2021 to 2047
Commercial_College_Existing_Food Preparation_Natural Gas_Steamer_E9_Baseline Forecast | Commercial | College | Existing | Food Preparation | Natural Gas | Steamer | E9 |  | Baseline Forecast | bar: 2021 to 2047
Commercial_College_Existing_Food Preparation_Natural Gas_Steamer_E10_Baseline Forecast | Commercial | College | Existing | Food Preparation | Natural Gas | Steamer | E10 |  | Baseline Forecast | bar: 2021 to 2047
Commercial_College_Existing_Food Preparation_Natural Gas_Commercial Food Prep Other_E1_Baseline Forecast | Commercial | College | Existing | Food Preparation | Natural Gas | Commercial Food Prep Other | E1 | Standard | Baseline Forecast | 75% | 75% | 75% | 75% | 75% | 75% | 75% | 75% | 75% | 75% | 75% | 75% | 75% | 75% | 75% | 75% | 75% | 75% | 75% | 75% | 75% | 75% | 75% | 75% | 75% | 75% | 75%
Commercial_College_Existing_Food Preparation_Natural Gas_Commercial Food Prep Other_E2_Baseline Forecast | Commercial | College | Existing | Food Preparation | Natural Gas | Commercial Food Prep Other | E2 | ENERGY STAR | Baseline Forecast | 25% | 25% | 25% | 25% | 25% | 25% | 25% | 25% | 25% | 25% | 25% | 25% | 25% | 25% | 25% | 25% | 25% | 25% | 25% | 25% | 25% | 25% | 25% | 25% | 25% | 25% | 25%
Commercial_College_Existing_Food Preparation_Natural Gas_Commercial Food Prep Other_E3_Baseline Forecast | Commercial | College | Existing | Food Preparation | Natural Gas | Commercial Food Prep Other | E3 |  | Baseline Forecast | bar: 2021 to 2047
Commercial_College_Existing_Food Preparation_Natural Gas_Commercial Food Prep Other_E4_Baseline Forecast | Commercial | College | Existing | Food Preparation | Natural Gas | Commercial Food Prep Other | E4 |  | Baseline Forecast | bar: 2021 to 2047
Commercial_College_Existing_Food Preparation_Natural Gas_Commercial Food Prep Other_E5_Baseline Forecast | Commercial | College | Existing | Food Preparation | Natural Gas | Commercial Food Prep Other | E5 |  | Baseline Forecast | bar: 2021 to 2047
Commercial_College_Existing_Food Preparation_Natural Gas_Commercial Food Prep Other_E6_Baseline Forecast | Commercial | College | Existing | Food Preparation | Natural Gas | Commercial Food Prep Other | E6 |  | Baseline Forecast | bar: 2021 to 2047
Commercial_College_Existing_Food Preparation_Natural Gas_Commercial Food Prep Other_E7_Baseline Forecast | Commercial | College | Existing | Food Preparation | Natural Gas | Commercial Food Prep Other | E7 |  | Baseline Forecast | bar: 2021 to 2047
Commercial_College_Existing_Food Preparation_Natural Gas_Commercial Food Prep Other_E8_Baseline Forecast | Commercial | College | Existing | Food Preparation | Natural Gas | Commercial Food Prep Other | E8 |  | Baseline Forecast | bar: 2021 to 2047
Commercial_College_Existing_Food Preparation_Natural Gas_Commercial Food Prep Other_E9_Baseline Forecast | Commercial | College | Existing | Food Preparation | Natural Gas | Commercial Food Prep Other | E9 |  | Baseline Forecast | bar: 2021 to 2047
Commercial_College_Existing_Food Preparation_Natural Gas_Commercial Food Prep Other_E10_Baseline Forecast | Commercial | College | Existing | Food Preparation | Natural Gas | Commercial Food Prep Other | E10 |  | Baseline Forecast | bar: 2021 to 2047
Commercial_College_Existing_Miscellaneous_Natural Gas_Pool Heater_E1_Baseline Forecast | Commercial | College | Existing | Miscellaneous | Natural Gas | Pool Heater | E1 | Standard (EF .78) | Baseline Forecast | 100% | 100% | 100% | 100% | 100% | 100% | 100% | 100% | 100% | 100% | 100% | 100% | 100% | 100% | 100% | 100% | 100% | 100% | 100% | 100% | 100% | 100% | 100% | 100% | 100% | 100% | 100%
Commercial_College_Existing_Miscellaneous_Natural Gas_Pool Heater_E2_Baseline Forecast | Commercial | College | Existing | Miscellaneous | Natural Gas | Pool Heater | E2 | Condensing (EF .90) | Baseline Forecast | bar: 2021 to 2047
Commercial_College_Existing_Miscellaneous_Natural Gas_Pool Heater_E3_Baseline Forecast | Commercial | College | Existing | Miscellaneous | Natural Gas | Pool Heater | E3 |  | Baseline Forecast | bar: 2021 to 2047
Commercial_College_Existing_Miscellaneous_Natural Gas_Pool Heater_E4_Baseline Forecast | Commercial | College | Existing | Miscellaneous | Natural Gas | Pool Heater | E4 |  | Baseline Forecast | bar: 2021 to 2047
Commercial_College_Existing_Miscellaneous_Natural Gas_Pool Heater_E5_Baseline Forecast | Commercial | College | Existing | Miscellaneous | Natural Gas | Pool Heater | E5 |  | Baseline Forecast | bar: 2021 to 2047
Commercial_College_Existing_Miscellaneous_Natural Gas_Pool Heater_E6_Baseline Forecast | Commercial | College | Existing | Miscellaneous | Natural Gas | Pool Heater | E6 |  | Baseline Forecast | bar: 2021 to 2047
Commercial_College_Existing_Miscellaneous_Natural Gas_Pool Heater_E7_Baseline Forecast | Commercial | College | Existing | Miscellaneous | Natural Gas | Pool Heater | E7 |  | Baseline Forecast | bar: 2021 to 2047
Commercial_College_Existing_Miscellaneous_Natural Gas_Pool Heater_E8_Baseline Forecast | Commercial | College | Existing | Miscellaneous | Natural Gas | Pool Heater | E8 |  | Baseline Forecast | bar: 2021 to 2047
Commercial_College_Existing_Miscellaneous_Natural Gas_Pool Heater_E9_Baseline Forecast | Commercial | College | Existing | Miscellaneous | Natural Gas | Pool Heater | E9 |  | Baseline Forecast | bar: 2021 to 2047
Commercial_College_Existing_Miscellaneous_Natural Gas_Pool Heater_E10_Baseline Forecast | Commercial | College | Existing | Miscellaneous | Natural Gas | Pool Heater | E10 |  | Baseline Forecast | bar: 2021 to 2047
Commercial_College_Existing_Miscellaneous_Natural Gas_Miscellaneous_E1_Baseline Forecast | Commercial | College | Existing | Miscellaneous | Natural Gas | Miscellaneous | E1 | Miscellaneous | Baseline Forecast | 100% | 100% | 100% | 100% | 100% | 100% | 100% | 100% | 100% | 100% | 100% | 100% | 100% | 100% | 100% | 100% | 100% | 100% | 100% | 100% | 100% | 100% | 100% | 100% | 100% | 100% | 100%
Commercial_College_Existing_Miscellaneous_Natural Gas_Miscellaneous_E2_Baseline Forecast | Commercial | College | Existing | Miscellaneous | Natural Gas | Miscellaneous | E2 |  | Baseline Forecast | bar: 2021 to 2047
Commercial_College_Existing_Miscellaneous_Natural Gas_Miscellaneous_E3_Baseline Forecast | Commercial | College | Existing | Miscellaneous | Natural Gas | Miscellaneous | E3 |  | Baseline Forecast | bar: 2021 to 2047
Commercial_College_Existing_Miscellaneous_Natural Gas_Miscellaneous_E4_Baseline Forecast | Commercial | College | Existing | Miscellaneous | Natural Gas | Miscellaneous | E4 |  | Baseline Forecast | bar: 2021 to 2047
Commercial_College_Existing_Miscellaneous_Natural Gas_Miscellaneous_E5_Baseline Forecast | Commercial | College | Existing | Miscellaneous | Natural Gas | Miscellaneous | E5 |  | Baseline Forecast | bar: 2021 to 2047
Commercial_College_Existing_Miscellaneous_Natural Gas_Miscellaneous_E6_Baseline Forecast | Commercial | College | Existing | Miscellaneous | Natural Gas | Miscellaneous | E6 |  | Baseline Forecast | bar: 2021 to 2047
Commercial_College_Existing_Miscellaneous_Natural Gas_Miscellaneous_E7_Baseline Forecast | Commercial | College | Existing | Miscellaneous | Natural Gas | Miscellaneous | E7 |  | Baseline Forecast | bar: 2021 to 2047
Commercial_College_Existing_Miscellaneous_Natural Gas_Miscellaneous_E8_Baseline Forecast | Commercial | College | Existing | Miscellaneous | Natural Gas | Miscellaneous | E8 |  | Baseline Forecast | bar: 2021 to 2047
Commercial_College_Existing_Miscellaneous_Natural Gas_Miscellaneous_E9_Baseline Forecast | Commercial | College | Existing | Miscellaneous | Natural Gas | Miscellaneous | E9 |  | Baseline Forecast | bar: 2021 to 2047
Commercial_College_Existing_Miscellaneous_Natural Gas_Miscellaneous_E10_Baseline Forecast | Commercial | College | Existing | Miscellaneous | Natural Gas | Miscellaneous | E10 |  | Baseline Forecast | bar: 2021 to 2047
Commercial_College_New_Space Heating_Natural Gas_Furnace_E1_Baseline Forecast | Commercial | College | New | Space Heating | Natural Gas | Furnace | E1 | AFUE 80% (Standard) | Baseline Forecast | 100% | 100% | 100% | 0% | 0% | 0% | 0% | 0% | 0% | 0% | 0% | 0% | 0% | 0% | 0% | 0% | 0% | 0% | 0% | 0% | 0% | 0% | 0% | 0% | 0% | 0% | 0%
Commercial_College_New_Space Heating_Natural Gas_Furnace_E2_Baseline Forecast | Commercial | College | New | Space Heating | Natural Gas | Furnace | E2 | AFUE 90% | Baseline Forecast | 0% | 0% | 0% | 100% | 100% | 100% | 100% | 100% | 100% | 100% | 100% | 100% | 100% | 100% | 100% | 100% | 100% | 100% | 100% | 100% | 100% | 100% | 100% | 100% | 100% | 100% | 100%
Commercial_College_New_Space Heating_Natural Gas_Furnace_E3_Baseline Forecast | Commercial | College | New | Space Heating | Natural Gas | Furnace | E3 | AFUE 96% | Baseline Forecast | bar: 2021 to 2047
Commercial_College_New_Space Heating_Natural Gas_Furnace_E4_Baseline Forecast | Commercial | College | New | Space Heating | Natural Gas | Furnace | E4 |  | Baseline Forecast | bar: 2021 to 2047
Commercial_College_New_Space Heating_Natural Gas_Furnace_E5_Baseline Forecast | Commercial | College | New | Space Heating | Natural Gas | Furnace | E5 |  | Baseline Forecast | bar: 2021 to 2047
Commercial_College_New_Space Heating_Natural Gas_Furnace_E6_Baseline Forecast | Commercial | College | New | Space Heating | Natural Gas | Furnace | E6 |  | Baseline Forecast | bar: 2021 to 2047
Commercial_College_New_Space Heating_Natural Gas_Furnace_E7_Baseline Forecast | Commercial | College | New | Space Heating | Natural Gas | Furnace | E7 |  | Baseline Forecast | bar: 2021 to 2047
Commercial_College_New_Space Heating_Natural Gas_Furnace_E8_Baseline Forecast | Commercial | College | New | Space Heating | Natural Gas | Furnace | E8 |  | Baseline Forecast | bar: 2021 to 2047
Commercial_College_New_Space Heating_Natural Gas_Furnace_E9_Baseline Forecast | Commercial | College | New | Space Heating | Natural Gas | Furnace | E9 |  | Baseline Forecast | bar: 2021 to 2047
Commercial_College_New_Space Heating_Natural Gas_Furnace_E10_Baseline Forecast | Commercial | College | New | Space Heating | Natural Gas | Furnace | E10 |  | Baseline Forecast | bar: 2021 to 2047
Commercial_College_New_Space Heating_Natural Gas_Boiler_E1_Baseline Forecast | Commercial | College | New | Space Heating | Natural Gas | Boiler | E1 | AFUE 80% (Standard) | Baseline Forecast | 82% | 82% | 82% | 82% | 82% | 82% | 82% | 82% | 82% | 82% | 82% | 82% | 82% | 82% | 82% | 82% | 82% | 82% | 82% | 82% | 82% | 82% | 82% | 82% | 82% | 82% | 82%
Commercial_College_New_Space Heating_Natural Gas_Boiler_E2_Baseline Forecast | Commercial | College | New | Space Heating | Natural Gas | Boiler | E2 | AFUE 85% | Baseline Forecast | 18% | 18% | 18% | 18% | 18% | 18% | 18% | 18% | 18% | 18% | 18% | 18% | 18% | 18% | 18% | 18% | 18% | 18% | 18% | 18% | 18% | 18% | 18% | 18% | 18% | 18% | 18%
Commercial_College_New_Space Heating_Natural Gas_Boiler_E3_Baseline Forecast | Commercial | College | New | Space Heating | Natural Gas | Boiler | E3 | AFUE 97% | Baseline Forecast | bar: 2021 to 2047
Commercial_College_New_Space Heating_Natural Gas_Boiler_E4_Baseline Forecast | Commercial | College | New | Space Heating | Natural Gas | Boiler | E4 | Convert to NG Air Source Heat Pump | Baseline Forecast | bar: 2021 to 2047
Commercial_College_New_Space Heating_Natural Gas_Boiler_E5_Baseline Forecast | Commercial | College | New | Space Heating | Natural Gas | Boiler | E5 |  | Baseline Forecast | bar: 2021 to 2047
Commercial_College_New_Space Heating_Natural Gas_Boiler_E6_Baseline Forecast | Commercial | College | New | Space Heating | Natural Gas | Boiler | E6 |  | Baseline Forecast | bar: 2021 to 2047
Commercial_College_New_Space Heating_Natural Gas_Boiler_E7_Baseline Forecast | Commercial | College | New | Space Heating | Natural Gas | Boiler | E7 |  | Baseline Forecast | bar: 2021 to 2047
Commercial_College_New_Space Heating_Natural Gas_Boiler_E8_Baseline Forecast | Commercial | College | New | Space Heating | Natural Gas | Boiler | E8 |  | Baseline Forecast | bar: 2021 to 2047
Commercial_College_New_Space Heating_Natural Gas_Boiler_E9_Baseline Forecast | Commercial | College | New | Space Heating | Natural Gas | Boiler | E9 |  | Baseline Forecast | bar: 2021 to 2047
Commercial_College_New_Space Heating_Natural Gas_Boiler_E10_Baseline Forecast | Commercial | College | New | Space Heating | Natural Gas | Boiler | E10 |  | Baseline Forecast | bar: 2021 to 2047
Commercial_College_New_Space Heating_Natural Gas_Unit Heater_E1_Baseline Forecast | Commercial | College | New | Space Heating | Natural Gas | Unit Heater | E1 | Standard | Baseline Forecast | 100% | 100% | 100% | 100% | 100% | 100% | 100% | 100% | 100% | 100% | 100% | 100% | 100% | 100% | 100% | 100% | 100% | 100% | 100% | 100% | 100% | 100% | 100% | 100% | 100% | 100% | 100%
Commercial_College_New_Space Heating_Natural Gas_Unit Heater_E2_Baseline Forecast | Commercial | College | New | Space Heating | Natural Gas | Unit Heater | E2 | Condensing | Baseline Forecast | bar: 2021 to 2047
Commercial_College_New_Space Heating_Natural Gas_Unit Heater_E3_Baseline Forecast | Commercial | College | New | Space Heating | Natural Gas | Unit Heater | E3 | Infrared Radiant | Baseline Forecast | bar: 2021 to 2047
Commercial_College_New_Space Heating_Natural Gas_Unit Heater_E4_Baseline Forecast | Commercial | College | New | Space Heating | Natural Gas | Unit Heater | E4 |  | Baseline Forecast | bar: 2021 to 2047
Commercial_College_New_Space Heating_Natural Gas_Unit Heater_E5_Baseline Forecast | Commercial | College | New | Space Heating | Natural Gas | Unit Heater | E5 |  | Baseline Forecast | bar: 2021 to 2047
Commercial_College_New_Space Heating_Natural Gas_Unit Heater_E6_Baseline Forecast | Commercial | College | New | Space Heating | Natural Gas | Unit Heater | E6 |  | Baseline Forecast | bar: 2021 to 2047
Commercial_College_New_Space Heating_Natural Gas_Unit Heater_E7_Baseline Forecast | Commercial | College | New | Space Heating | Natural Gas | Unit Heater | E7 |  | Baseline Forecast | bar: 2021 to 2047
Commercial_College_New_Space Heating_Natural Gas_Unit Heater_E8_Baseline Forecast | Commercial | College | New | Space Heating | Natural Gas | Unit Heater | E8 |  | Baseline Forecast | bar: 2021 to 2047
Commercial_College_New_Space Heating_Natural Gas_Unit Heater_E9_Baseline Forecast | Commercial | College | New | Space Heating | Natural Gas | Unit Heater | E9 |  | Baseline Forecast | bar: 2021 to 2047
Commercial_College_New_Space Heating_Natural Gas_Unit Heater_E10_Baseline Forecast | Commercial | College | New | Space Heating | Natural Gas | Unit Heater | E10 |  | Baseline Forecast | bar: 2021 to 2047
Commercial_College_New_Water Heating_Natural Gas_Water Heater_E1_Baseline Forecast | Commercial | College | New | Water Heating | Natural Gas | Water Heater | E1 | TE 88% | Baseline Forecast | 49% | 49% | 49% | 49% | 49% | 49% | 49% | 49% | 49% | 49% | 49% | 49% | 49% | 49% | 49% | 49% | 49% | 49% | 49% | 49% | 49% | 49% | 49% | 49% | 49% | 49% | 49%
Commercial_College_New_Water Heating_Natural Gas_Water Heater_E2_Baseline Forecast | Commercial | College | New | Water Heating | Natural Gas | Water Heater | E2 | TE 96% | Baseline Forecast | 51% | 51% | 51% | 51% | 51% | 51% | 51% | 51% | 51% | 51% | 51% | 51% | 51% | 51% | 51% | 51% | 51% | 51% | 51% | 51% | 51% | 51% | 51% | 51% | 51% | 51% | 51%
Commercial_College_New_Water Heating_Natural Gas_Water Heater_E3_Baseline Forecast | Commercial | College | New | Water Heating | Natural Gas | Water Heater | E3 | Tankless | Baseline Forecast | bar: 2021 to 2047
Commercial_College_New_Water Heating_Natural Gas_Water Heater_E4_Baseline Forecast | Commercial | College | New | Water Heating | Natural Gas | Water Heater | E4 | NEEA Gas-Fired Absorption HPWH (COP 1.06) | Baseline Forecast | bar: 2021 to 2047
Commercial_College_New_Water Heating_Natural Gas_Water Heater_E5_Baseline Forecast | Commercial | College | New | Water Heating | Natural Gas | Water Heater | E5 |  | Baseline Forecast | bar: 2021 to 2047
Commercial_College_New_Water Heating_Natural Gas_Water Heater_E6_Baseline Forecast | Commercial | College | New | Water Heating | Natural Gas | Water Heater | E6 |  | Baseline Forecast | bar: 2021 to 2047
Commercial_College_New_Water Heating_Natural Gas_Water Heater_E7_Baseline Forecast | Commercial | College | New | Water Heating | Natural Gas | Water Heater | E7 |  | Baseline Forecast | bar: 2021 to 2047
Commercial_College_New_Water Heating_Natural Gas_Water Heater_E8_Baseline Forecast | Commercial | College | New | Water Heating | Natural Gas | Water Heater | E8 |  | Baseline Forecast | bar: 2021 to 2047
Commercial_College_New_Water Heating_Natural Gas_Water Heater_E9_Baseline Forecast | Commercial | College | New | Water Heating | Natural Gas | Water Heater | E9 |  | Baseline Forecast | bar: 2021 to 2047
Commercial_College_New_Water Heating_Natural Gas_Water Heater_E10_Baseline Forecast | Commercial | College | New | Water Heating | Natural Gas | Water Heater | E10 |  | Baseline Forecast | bar: 2021 to 2047
Commercial_College_New_Food Preparation_Natural Gas_Oven_E1_Baseline Forecast | Commercial | College | New | Food Preparation | Natural Gas | Oven | E1 | Standard | Baseline Forecast | 46% | 46% | 46% | 46% | 46% | 46% | 46% | 46% | 46% | 46% | 46% | 46% | 46% | 46% | 46% | 46% | 46% | 46% | 46% | 46% | 46% | 46% | 46% | 46% | 46% | 46% | 46%
Commercial_College_New_Food Preparation_Natural Gas_Oven_E2_Baseline Forecast | Commercial | College | New | Food Preparation | Natural Gas | Oven | E2 | ENERGY STAR (>42% Baking Efficiency) | Baseline Forecast | 54% | 54% | 54% | 54% | 54% | 54% | 54% | 54% | 54% | 54% | 54% | 54% | 54% | 54% | 54% | 54% | 54% | 54% | 54% | 54% | 54% | 54% | 54% | 54% | 54% | 54% | 54%
Commercial_College_New_Food Preparation_Natural Gas_Oven_E3_Baseline Forecast | Commercial | College | New | Food Preparation | Natural Gas | Oven | E3 |  | Baseline Forecast | bar: 2021 to 2047
Commercial_College_New_Food Preparation_Natural Gas_Oven_E4_Baseline Forecast | Commercial | College | New | Food Preparation | Natural Gas | Oven | E4 |  | Baseline Forecast | bar: 2021 to 2047
Commercial_College_New_Food Preparation_Natural Gas_Oven_E5_Baseline Forecast | Commercial | College | New | Food Preparation | Natural Gas | Oven | E5 |  | Baseline Forecast | bar: 2021 to 2047
Commercial_College_New_Food Preparation_Natural Gas_Oven_E6_Baseline Forecast | Commercial | College | New | Food Preparation | Natural Gas | Oven | E6 |  | Baseline Forecast | bar: 2021 to 2047
Commercial_College_New_Food Preparation_Natural Gas_Oven_E7_Baseline Forecast | Commercial | College | New | Food Preparation | Natural Gas | Oven | E7 |  | Baseline Forecast | bar: 2021 to 2047
Commercial_College_New_Food Preparation_Natural Gas_Oven_E8_Baseline Forecast | Commercial | College | New | Food Preparation | Natural Gas | Oven | E8 |  | Baseline Forecast | bar: 2021 to 2047
Commercial_College_New_Food Preparation_Natural Gas_Oven_E9_Baseline Forecast | Commercial | College | New | Food Preparation | Natural Gas | Oven | E9 |  | Baseline Forecast | bar: 2021 to 2047
Commercial_College_New_Food Preparation_Natural Gas_Oven_E10_Baseline Forecast | Commercial | College | New | Food Preparation | Natural Gas | Oven | E10 |  | Baseline Forecast | bar: 2021 to 2047
Commercial_College_New_Food Preparation_Natural Gas_Conveyor Oven_E1_Baseline Forecast | Commercial | College | New | Food Preparation | Natural Gas | Conveyor Oven | E1 | Standard | Baseline Forecast | 46% | 46% | 46% | 46% | 46% | 46% | 46% | 46% | 46% | 46% | 46% | 46% | 46% | 46% | 46% | 46% | 46% | 46% | 46% | 46% | 46% | 46% | 46% | 46% | 46% | 46% | 46%
Commercial_College_New_Food Preparation_Natural Gas_Conveyor Oven_E2_Baseline Forecast | Commercial | College | New | Food Preparation | Natural Gas | Conveyor Oven | E2 | Efficient (>42% Baking Efficiency) | Baseline Forecast | 54% | 54% | 54% | 54% | 54% | 54% | 54% | 54% | 54% | 54% | 54% | 54% | 54% | 54% | 54% | 54% | 54% | 54% | 54% | 54% | 54% | 54% | 54% | 54% | 54% | 54% | 54%
Commercial_College_New_Food Preparation_Natural Gas_Conveyor Oven_E3_Baseline Forecast | Commercial | College | New | Food Preparation | Natural Gas | Conveyor Oven | E3 |  | Baseline Forecast | bar: 2021 to 2047
Commercial_College_New_Food Preparation_Natural Gas_Conveyor Oven_E4_Baseline Forecast | Commercial | College | New | Food Preparation | Natural Gas | Conveyor Oven | E4 |  | Baseline Forecast | bar: 2021 to 2047
Commercial_College_New_Food Preparation_Natural Gas_Conveyor Oven_E5_Baseline Forecast | Commercial | College | New | Food Preparation | Natural Gas | Conveyor Oven | E5 |  | Baseline Forecast | bar: 2021 to 2047
Commercial_College_New_Food Preparation_Natural Gas_Conveyor Oven_E6_Baseline Forecast | Commercial | College | New | Food Preparation | Natural Gas | Conveyor Oven | E6 |  | Baseline Forecast | bar: 2021 to 2047
Commercial_College_New_Food Preparation_Natural Gas_Conveyor Oven_E7_Baseline Forecast | Commercial | College | New | Food Preparation | Natural Gas | Conveyor Oven | E7 |  | Baseline Forecast | bar: 2021 to 2047
Commercial_College_New_Food Preparation_Natural Gas_Conveyor Oven_E8_Baseline Forecast | Commercial | College | New | Food Preparation | Natural Gas | Conveyor Oven | E8 |  | Baseline Forecast | bar: 2021 to 2047
Commercial_College_New_Food Preparation_Natural Gas_Conveyor Oven_E9_Baseline Forecast | Commercial | College | New | Food Preparation | Natural Gas | Conveyor Oven | E9 |  | Baseline Forecast | bar: 2021 to 2047
Commercial_College_New_Food Preparation_Natural Gas_Conveyor Oven_E10_Baseline Forecast | Commercial | College | New | Food Preparation | Natural Gas | Conveyor Oven | E10 |  | Baseline Forecast | bar: 2021 to 2047
Commercial_College_New_Food Preparation_Natural Gas_Double Rack Oven_E1_Baseline Forecast | Commercial | College | New | Food Preparation | Natural Gas | Double Rack Oven | E1 | Standard | Baseline Forecast | 46% | 46% | 46% | 46% | 46% | 46% | 46% | 46% | 46% | 46% | 46% | 46% | 46% | 46% | 46% | 46% | 46% | 46% | 46% | 46% | 46% | 46% | 46% | 46% | 46% | 46% | 46%
Commercial_College_New_Food Preparation_Natural Gas_Double Rack Oven_E2_Baseline Forecast | Commercial | College | New | Food Preparation | Natural Gas | Double Rack Oven | E2 | FTSC Qualified (>50% Cooking Efficiency) | Baseline Forecast | 54% | 54% | 54% | 54% | 54% | 54% | 54% | 54% | 54% | 54% | 54% | 54% | 54% | 54% | 54% | 54% | 54% | 54% | 54% | 54% | 54% | 54% | 54% | 54% | 54% | 54% | 54%
Commercial_College_New_Food Preparation_Natural Gas_Double Rack Oven_E3_Baseline Forecast | Commercial | College | New | Food Preparation | Natural Gas | Double Rack Oven | E3 |  | Baseline Forecast | bar: 2021 to 2047
Commercial_College_New_Food Preparation_Natural Gas_Double Rack Oven_E4_Baseline Forecast | Commercial | College | New | Food Preparation | Natural Gas | Double Rack Oven | E4 |  | Baseline Forecast | bar: 2021 to 2047
Commercial_College_New_Food Preparation_Natural Gas_Double Rack Oven_E5_Baseline Forecast | Commercial | College | New | Food Preparation | Natural Gas | Double Rack Oven | E5 |  | Baseline Forecast | bar: 2021 to 2047
Commercial_College_New_Food Preparation_Natural Gas_Double Rack Oven_E6_Baseline Forecast | Commercial | College | New | Food Preparation | Natural Gas | Double Rack Oven | E6 |  | Baseline Forecast | bar: 2021 to 2047
Commercial_College_New_Food Preparation_Natural Gas_Double Rack Oven_E7_Baseline Forecast | Commercial | College | New | Food Preparation | Natural Gas | Double Rack Oven | E7 |  | Baseline Forecast | bar: 2021 to 2047
Commercial_College_New_Food Preparation_Natural Gas_Double Rack Oven_E8_Baseline Forecast | Commercial | College | New | Food Preparation | Natural Gas | Double Rack Oven | E8 |  | Baseline Forecast | bar: 2021 to 2047
Commercial_College_New_Food Preparation_Natural Gas_Double Rack Oven_E9_Baseline Forecast | Commercial | College | New | Food Preparation | Natural Gas | Double Rack Oven | E9 |  | Baseline Forecast | bar: 2021 to 2047
Commercial_College_New_Food Preparation_Natural Gas_Double Rack Oven_E10_Baseline Forecast | Commercial | College | New | Food Preparation | Natural Gas | Double Rack Oven | E10 |  | Baseline Forecast | bar: 2021 to 2047
Commercial_College_New_Food Preparation_Natural Gas_Fryer_E1_Baseline Forecast | Commercial | College | New | Food Preparation | Natural Gas | Fryer | E1 | Standard | Baseline Forecast | 75% | 0% | 0% | 0% | 0% | 0% | 0% | 0% | 0% | 0% | 0% | 0% | 0% | 0% | 0% | 0% | 0% | 0% | 0% | 0% | 0% | 0% | 0% | 0% | 0% | 0% | 0%
Commercial_College_New_Food Preparation_Natural Gas_Fryer_E2_Baseline Forecast | Commercial | College | New | Food Preparation | Natural Gas | Fryer | E2 | ENERGY STAR | Baseline Forecast | 25% | 100% | 100% | 100% | 100% | 100% | 100% | 100% | 100% | 100% | 100% | 100% | 100% | 100% | 100% | 100% | 100% | 100% | 100% | 100% | 100% | 100% | 100% | 100% | 100% | 100% | 100%
Commercial_College_New_Food Preparation_Natural Gas_Fryer_E3_Baseline Forecast | Commercial | College | New | Food Preparation | Natural Gas | Fryer | E3 |  | Baseline Forecast | bar: 2021 to 2047
Commercial_College_New_Food Preparation_Natural Gas_Fryer_E4_Baseline Forecast | Commercial | College | New | Food Preparation | Natural Gas | Fryer | E4 |  | Baseline Forecast | bar: 2021 to 2047
Commercial_College_New_Food Preparation_Natural Gas_Fryer_E5_Baseline Forecast | Commercial | College | New | Food Preparation | Natural Gas | Fryer | E5 |  | Baseline Forecast | bar: 2021 to 2047
Commercial_College_New_Food Preparation_Natural Gas_Fryer_E6_Baseline Forecast | Commercial | College | New | Food Preparation | Natural Gas | Fryer | E6 |  | Baseline Forecast | bar: 2021 to 2047
Commercial_College_New_Food Preparation_Natural Gas_Fryer_E7_Baseline Forecast | Commercial | College | New | Food Preparation | Natural Gas | Fryer | E7 |  | Baseline Forecast | bar: 2021 to 2047
Commercial_College_New_Food Preparation_Natural Gas_Fryer_E8_Baseline Forecast | Commercial | College | New | Food Preparation | Natural Gas | Fryer | E8 |  | Baseline Forecast | bar: 2021 to 2047
Commercial_College_New_Food Preparation_Natural Gas_Fryer_E9_Baseline Forecast | Commercial | College | New | Food Preparation | Natural Gas | Fryer | E9 |  | Baseline Forecast | bar: 2021 to 2047
Commercial_College_New_Food Preparation_Natural Gas_Fryer_E10_Baseline Forecast | Commercial | College | New | Food Preparation | Natural Gas | Fryer | E10 |  | Baseline Forecast | bar: 2021 to 2047
Commercial_College_New_Food Preparation_Natural Gas_Broiler_E1_Baseline Forecast | Commercial | College | New | Food Preparation | Natural Gas | Broiler | E1 | Standard | Baseline Forecast | 100% | 100% | 100% | 100% | 100% | 100% | 100% | 100% | 100% | 100% | 100% | 100% | 100% | 100% | 100% | 100% | 100% | 100% | 100% | 100% | 100% | 100% | 100% | 100% | 100% | 100% | 100%
Commercial_College_New_Food Preparation_Natural Gas_Broiler_E2_Baseline Forecast | Commercial | College | New | Food Preparation | Natural Gas | Broiler | E2 | Infrared Burners | Baseline Forecast | bar: 2021 to 2047
Commercial_College_New_Food Preparation_Natural Gas_Broiler_E3_Baseline Forecast | Commercial | College | New | Food Preparation | Natural Gas | Broiler | E3 |  | Baseline Forecast | bar: 2021 to 2047
Commercial_College_New_Food Preparation_Natural Gas_Broiler_E4_Baseline Forecast | Commercial | College | New | Food Preparation | Natural Gas | Broiler | E4 |  | Baseline Forecast | bar: 2021 to 2047
Commercial_College_New_Food Preparation_Natural Gas_Broiler_E5_Baseline Forecast | Commercial | College | New | Food Preparation | Natural Gas | Broiler | E5 |  | Baseline Forecast | bar: 2021 to 2047
Commercial_College_New_Food Preparation_Natural Gas_Broiler_E6_Baseline Forecast | Commercial | College | New | Food Preparation | Natural Gas | Broiler | E6 |  | Baseline Forecast | bar: 2021 to 2047
Commercial_College_New_Food Preparation_Natural Gas_Broiler_E7_Baseline Forecast | Commercial | College | New | Food Preparation | Natural Gas | Broiler | E7 |  | Baseline Forecast | bar: 2021 to 2047
Commercial_College_New_Food Preparation_Natural Gas_Broiler_E8_Baseline Forecast | Commercial | College | New | Food Preparation | Natural Gas | Broiler | E8 |  | Baseline Forecast | bar: 2021 to 2047
Commercial_College_New_Food Preparation_Natural Gas_Broiler_E9_Baseline Forecast | Commercial | College | New | Food Preparation | Natural Gas | Broiler | E9 |  | Baseline Forecast | bar: 2021 to 2047
Commercial_College_New_Food Preparation_Natural Gas_Broiler_E10_Baseline Forecast | Commercial | College | New | Food Preparation | Natural Gas | Broiler | E10 |  | Baseline Forecast | bar: 2021 to 2047
Commercial_College_New_Food Preparation_Natural Gas_Griddle_E1_Baseline Forecast | Commercial | College | New | Food Preparation | Natural Gas | Griddle | E1 | Standard | Baseline Forecast | 82% | 82% | 82% | 82% | 82% | 82% | 82% | 82% | 82% | 82% | 82% | 82% | 82% | 82% | 82% | 82% | 82% | 82% | 82% | 82% | 82% | 82% | 82% | 82% | 82% | 82% | 82%
Commercial_College_New_Food Preparation_Natural Gas_Griddle_E2_Baseline Forecast | Commercial | College | New | Food Preparation | Natural Gas | Griddle | E2 | ENERGY STAR | Baseline Forecast | 18% | 18% | 18% | 18% | 18% | 18% | 18% | 18% | 18% | 18% | 18% | 18% | 18% | 18% | 18% | 18% | 18% | 18% | 18% | 18% | 18% | 18% | 18% | 18% | 18% | 18% | 18%
Commercial_College_New_Food Preparation_Natural Gas_Griddle_E3_Baseline Forecast | Commercial | College | New | Food Preparation | Natural Gas | Griddle | E3 |  | Baseline Forecast | bar: 2021 to 2047
Commercial_College_New_Food Preparation_Natural Gas_Griddle_E4_Baseline Forecast | Commercial | College | New | Food Preparation | Natural Gas | Griddle | E4 |  | Baseline Forecast | bar: 2021 to 2047
Commercial_College_New_Food Preparation_Natural Gas_Griddle_E5_Baseline Forecast | Commercial | College | New | Food Preparation | Natural Gas | Griddle | E5 |  | Baseline Forecast | bar: 2021 to 2047
Commercial_College_New_Food Preparation_Natural Gas_Griddle_E6_Baseline Forecast | Commercial | College | New | Food Preparation | Natural Gas | Griddle | E6 |  | Baseline Forecast | bar: 2021 to 2047
Commercial_College_New_Food Preparation_Natural Gas_Griddle_E7_Baseline Forecast | Commercial | College | New | Food Preparation | Natural Gas | Griddle | E7 |  | Baseline Forecast | bar: 2021 to 2047
Commercial_College_New_Food Preparation_Natural Gas_Griddle_E8_Baseline Forecast | Commercial | College | New | Food Preparation | Natural Gas | Griddle | E8 |  | Baseline Forecast | bar: 2021 to 2047
Commercial_College_New_Food Preparation_Natural Gas_Griddle_E9_Baseline Forecast | Commercial | College | New | Food Preparation | Natural Gas | Griddle | E9 |  | Baseline Forecast | bar: 2021 to 2047
Commercial_College_New_Food Preparation_Natural Gas_Griddle_E10_Baseline Forecast | Commercial | College | New | Food Preparation | Natural Gas | Griddle | E10 |  | Baseline Forecast | bar: 2021 to 2047
Commercial_College_New_Food Preparation_Natural Gas_Range_E1_Baseline Forecast | Commercial | College | New | Food Preparation | Natural Gas | Range | E1 | Standard | Baseline Forecast | 100% | 100% | 100% | 100% | 100% | 100% | 100% | 100% | 100% | 100% | 100% | 100% | 100% | 100% | 100% | 100% | 100% | 100% | 100% | 100% | 100% | 100% | 100% | 100% | 100% | 100% | 100%
Commercial_College_New_Food Preparation_Natural Gas_Range_E2_Baseline Forecast | Commercial | College | New | Food Preparation | Natural Gas | Range | E2 | High Efficiency | Baseline Forecast | bar: 2021 to 2047
Commercial_College_New_Food Preparation_Natural Gas_Range_E3_Baseline Forecast | Commercial | College | New | Food Preparation | Natural Gas | Range | E3 |  | Baseline Forecast | bar: 2021 to 2047
Commercial_College_New_Food Preparation_Natural Gas_Range_E4_Baseline Forecast | Commercial | College | New | Food Preparation | Natural Gas | Range | E4 |  | Baseline Forecast | bar: 2021 to 2047
Commercial_College_New_Food Preparation_Natural Gas_Range_E5_Baseline Forecast | Commercial | College | New | Food Preparation | Natural Gas | Range | E5 |  | Baseline Forecast | bar: 2021 to 2047
Commercial_College_New_Food Preparation_Natural Gas_Range_E6_Baseline Forecast | Commercial | College | New | Food Preparation | Natural Gas | Range | E6 |  | Baseline Forecast | bar: 2021 to 2047
Commercial_College_New_Food Preparation_Natural Gas_Range_E7_Baseline Forecast | Commercial | College | New | Food Preparation | Natural Gas | Range | E7 |  | Baseline Forecast | bar: 2021 to 2047
Commercial_College_New_Food Preparation_Natural Gas_Range_E8_Baseline Forecast | Commercial | College | New | Food Preparation | Natural Gas | Range | E8 |  | Baseline Forecast | bar: 2021 to 2047
Commercial_College_New_Food Preparation_Natural Gas_Range_E9_Baseline Forecast | Commercial | College | New | Food Preparation | Natural Gas | Range | E9 |  | Baseline Forecast | bar: 2021 to 2047
Commercial_College_New_Food Preparation_Natural Gas_Range_E10_Baseline Forecast | Commercial | College | New | Food Preparation | Natural Gas | Range | E10 |  | Baseline Forecast | bar: 2021 to 2047
Commercial_College_New_Food Preparation_Natural Gas_Steamer_E1_Baseline Forecast | Commercial | College | New | Food Preparation | Natural Gas | Steamer | E1 | Standard | Baseline Forecast | 54% | 0% | 0% | 0% | 0% | 0% | 0% | 0% | 0% | 0% | 0% | 0% | 0% | 0% | 0% | 0% | 0% | 0% | 0% | 0% | 0% | 0% | 0% | 0% | 0% | 0% | 0%
Commercial_College_New_Food Preparation_Natural Gas_Steamer_E2_Baseline Forecast | Commercial | College | New | Food Preparation | Natural Gas | Steamer | E2 | ENERGY STAR | Baseline Forecast | 46% | 100% | 100% | 100% | 100% | 100% | 100% | 100% | 100% | 100% | 100% | 100% | 100% | 100% | 100% | 100% | 100% | 100% | 100% | 100% | 100% | 100% | 100% | 100% | 100% | 100% | 100%
Commercial_College_New_Food Preparation_Natural Gas_Steamer_E3_Baseline Forecast | Commercial | College | New | Food Preparation | Natural Gas | Steamer | E3 |  | Baseline Forecast | bar: 2021 to 2047
Commercial_College_New_Food Preparation_Natural Gas_Steamer_E4_Baseline Forecast | Commercial | College | New | Food Preparation | Natural Gas | Steamer | E4 |  | Baseline Forecast | bar: 2021 to 2047
Commercial_College_New_Food Preparation_Natural Gas_Steamer_E5_Baseline Forecast | Commercial | College | New | Food Preparation | Natural Gas | Steamer | E5 |  | Baseline Forecast | bar: 2021 to 2047
Commercial_College_New_Food Preparation_Natural Gas_Steamer_E6_Baseline Forecast | Commercial | College | New | Food Preparation | Natural Gas | Steamer | E6 |  | Baseline Forecast | bar: 2021 to 2047
Commercial_College_New_Food Preparation_Natural Gas_Steamer_E7_Baseline Forecast | Commercial | College | New | Food Preparation | Natural Gas | Steamer | E7 |  | Baseline Forecast | bar: 2021 to 2047
Commercial_College_New_Food Preparation_Natural Gas_Steamer_E8_Baseline Forecast | Commercial | College | New | Food Preparation | Natural Gas | Steamer | E8 |  | Baseline Forecast | bar: 2021 to 2047
Commercial_College_New_Food Preparation_Natural Gas_Steamer_E9_Baseline Forecast | Commercial | College | New | Food Preparation | Natural Gas | Steamer | E9 |  | Baseline Forecast | bar: 2021 to 2047
Commercial_College_New_Food Preparation_Natural Gas_Steamer_E10_Baseline Forecast | Commercial | College | New | Food Preparation | Natural Gas | Steamer | E10 |  | Baseline Forecast | bar: 2021 to 2047
Commercial_College_New_Food Preparation_Natural Gas_Commercial Food Prep Other_E1_Baseline Forecast | Commercial | College | New | Food Preparation | Natural Gas | Commercial Food Prep Other | E1 | Standard | Baseline Forecast | 75% | 75% | 75% | 75% | 75% | 75% | 75% | 75% | 75% | 75% | 75% | 75% | 75% | 75% | 75% | 75% | 75% | 75% | 75% | 75% | 75% | 75% | 75% | 75% | 75% | 75% | 75%
Commercial_College_New_Food Preparation_Natural Gas_Commercial Food Prep Other_E2_Baseline Forecast | Commercial | College | New | Food Preparation | Natural Gas | Commercial Food Prep Other | E2 | ENERGY STAR | Baseline Forecast | 25% | 25% | 25% | 25% | 25% | 25% | 25% | 25% | 25% | 25% | 25% | 25% | 25% | 25% | 25% | 25% | 25% | 25% | 25% | 25% | 25% | 25% | 25% | 25% | 25% | 25% | 25%
Commercial_College_New_Food Preparation_Natural Gas_Commercial Food Prep Other_E3_Baseline Forecast | Commercial | College | New | Food Preparation | Natural Gas | Commercial Food Prep Other | E3 |  | Baseline Forecast | bar: 2021 to 2047
Commercial_College_New_Food Preparation_Natural Gas_Commercial Food Prep Other_E4_Baseline Forecast | Commercial | College | New | Food Preparation | Natural Gas | Commercial Food Prep Other | E4 |  | Baseline Forecast | bar: 2021 to 2047
Commercial_College_New_Food Preparation_Natural Gas_Commercial Food Prep Other_E5_Baseline Forecast | Commercial | College | New | Food Preparation | Natural Gas | Commercial Food Prep Other | E5 |  | Baseline Forecast | bar: 2021 to 2047
Commercial_College_New_Food Preparation_Natural Gas_Commercial Food Prep Other_E6_Baseline Forecast | Commercial | College | New | Food Preparation | Natural Gas | Commercial Food Prep Other | E6 |  | Baseline Forecast | bar: 2021 to 2047
Commercial_College_New_Food Preparation_Natural Gas_Commercial Food Prep Other_E7_Baseline Forecast | Commercial | College | New | Food Preparation | Natural Gas | Commercial Food Prep Other | E7 |  | Baseline Forecast | bar: 2021 to 2047
Commercial_College_New_Food Preparation_Natural Gas_Commercial Food Prep Other_E8_Baseline Forecast | Commercial | College | New | Food Preparation | Natural Gas | Commercial Food Prep Other | E8 |  | Baseline Forecast | bar: 2021 to 2047
Commercial_College_New_Food Preparation_Natural Gas_Commercial Food Prep Other_E9_Baseline Forecast | Commercial | College | New | Food Preparation | Natural Gas | Commercial Food Prep Other | E9 |  | Baseline Forecast | bar: 2021 to 2047
Commercial_College_New_Food Preparation_Natural Gas_Commercial Food Prep Other_E10_Baseline Forecast | Commercial | College | New | Food Preparation | Natural Gas | Commercial Food Prep Other | E10 |  | Baseline Forecast | bar: 2021 to 2047
Commercial_College_New_Miscellaneous_Natural Gas_Pool Heater_E1_Baseline Forecast | Commercial | College | New | Miscellaneous | Natural Gas | Pool Heater | E1 | Standard (EF .78) | Baseline Forecast | 100% | 100% | 100% | 100% | 100% | 100% | 100% | 100% | 100% | 100% | 100% | 100% | 100% | 100% | 100% | 100% | 100% | 100% | 100% | 100% | 100% | 100% | 100% | 100% | 100% | 100% | 100%
Commercial_College_New_Miscellaneous_Natural Gas_Pool Heater_E2_Baseline Forecast | Commercial | College | New | Miscellaneous | Natural Gas | Pool Heater | E2 | Condensing (EF .90) | Baseline Forecast | bar: 2021 to 2047
Commercial_College_New_Miscellaneous_Natural Gas_Pool Heater_E3_Baseline Forecast | Commercial | College | New | Miscellaneous | Natural Gas | Pool Heater | E3 |  | Baseline Forecast | bar: 2021 to 2047
Commercial_College_New_Miscellaneous_Natural Gas_Pool Heater_E4_Baseline Forecast | Commercial | College | New | Miscellaneous | Natural Gas | Pool Heater | E4 |  | Baseline Forecast | bar: 2021 to 2047
Commercial_College_New_Miscellaneous_Natural Gas_Pool Heater_E5_Baseline Forecast | Commercial | College | New | Miscellaneous | Natural Gas | Pool Heater | E5 |  | Baseline Forecast | bar: 2021 to 2047
Commercial_College_New_Miscellaneous_Natural Gas_Pool Heater_E6_Baseline Forecast | Commercial | College | New | Miscellaneous | Natural Gas | Pool Heater | E6 |  | Baseline Forecast | bar: 2021 to 2047
Commercial_College_New_Miscellaneous_Natural Gas_Pool Heater_E7_Baseline Forecast | Commercial | College | New | Miscellaneous | Natural Gas | Pool Heater | E7 |  | Baseline Forecast | bar: 2021 to 2047
Commercial_College_New_Miscellaneous_Natural Gas_Pool Heater_E8_Baseline Forecast | Commercial | College | New | Miscellaneous | Natural Gas | Pool Heater | E8 |  | Baseline Forecast | bar: 2021 to 2047
Commercial_College_New_Miscellaneous_Natural Gas_Pool Heater_E9_Baseline Forecast | Commercial | College | New | Miscellaneous | Natural Gas | Pool Heater | E9 |  | Baseline Forecast | bar: 2021 to 2047
Commercial_College_New_Miscellaneous_Natural Gas_Pool Heater_E10_Baseline Forecast | Commercial | College | New | Miscellaneous | Natural Gas | Pool Heater | E10 |  | Baseline Forecast | bar: 2021 to 2047
Commercial_College_New_Miscellaneous_Natural Gas_Miscellaneous_E1_Baseline Forecast | Commercial | College | New | Miscellaneous | Natural Gas | Miscellaneous | E1 | Miscellaneous | Baseline Forecast | 100% | 100% | 100% | 100% | 100% | 100% | 100% | 100% | 100% | 100% | 100% | 100% | 100% | 100% | 100% | 100% | 100% | 100% | 100% | 100% | 100% | 100% | 100% | 100% | 100% | 100% | 100%
Commercial_College_New_Miscellaneous_Natural Gas_Miscellaneous_E2_Baseline Forecast | Commercial | College | New | Miscellaneous | Natural Gas | Miscellaneous | E2 |  | Baseline Forecast | bar: 2021 to 2047
Commercial_College_New_Miscellaneous_Natural Gas_Miscellaneous_E3_Baseline Forecast | Commercial | College | New | Miscellaneous | Natural Gas | Miscellaneous | E3 |  | Baseline Forecast | bar: 2021 to 2047
Commercial_College_New_Miscellaneous_Natural Gas_Miscellaneous_E4_Baseline Forecast | Commercial | College | New | Miscellaneous | Natural Gas | Miscellaneous | E4 |  | Baseline Forecast | bar: 2021 to 2047
Commercial_College_New_Miscellaneous_Natural Gas_Miscellaneous_E5_Baseline Forecast | Commercial | College | New | Miscellaneous | Natural Gas | Miscellaneous | E5 |  | Baseline Forecast | bar: 2021 to 2047
Commercial_College_New_Miscellaneous_Natural Gas_Miscellaneous_E6_Baseline Forecast | Commercial | College | New | Miscellaneous | Natural Gas | Miscellaneous | E6 |  | Baseline Forecast | bar: 2021 to 2047
Commercial_College_New_Miscellaneous_Natural Gas_Miscellaneous_E7_Baseline Forecast | Commercial | College | New | Miscellaneous | Natural Gas | Miscellaneous | E7 |  | Baseline Forecast | bar: 2021 to 2047
Commercial_College_New_Miscellaneous_Natural Gas_Miscellaneous_E8_Baseline Forecast | Commercial | College | New | Miscellaneous | Natural Gas | Miscellaneous | E8 |  | Baseline Forecast | bar: 2021 to 2047
Commercial_College_New_Miscellaneous_Natural Gas_Miscellaneous_E9_Baseline Forecast | Commercial | College | New | Miscellaneous | Natural Gas | Miscellaneous | E9 |  | Baseline Forecast | bar: 2021 to 2047
Commercial_College_New_Miscellaneous_Natural Gas_Miscellaneous_E10_Baseline Forecast | Commercial | College | New | Miscellaneous | Natural Gas | Miscellaneous | E10 |  | Baseline Forecast | bar: 2021 to 2047
Commercial_Health_Existing_Space Heating_Natural Gas_Furnace_E1_Baseline Forecast | Commercial | Health | Existing | Space Heating | Natural Gas | Furnace | E1 | AFUE 80% (Standard) | Baseline Forecast | 23.37% | 23.37% | 23.37% | 0% | 0% | 0% | 0% | 0% | 0% | 0% | 0% | 0% | 0% | 0% | 0% | 0% | 0% | 0% | 0% | 0% | 0% | 0% | 0% | 0% | 0% | 0% | 0%
Commercial_Health_Existing_Space Heating_Natural Gas_Furnace_E2_Baseline Forecast | Commercial | Health | Existing | Space Heating | Natural Gas | Furnace | E2 | AFUE 90% | Baseline Forecast | 76.63% | 76.63% | 76.63% | 100% | 100% | 100% | 100% | 100% | 100% | 100% | 100% | 100% | 100% | 100% | 100% | 100% | 100% | 100% | 100% | 100% | 100% | 100% | 100% | 100% | 100% | 100% | 100%
Commercial_Health_Existing_Space Heating_Natural Gas_Furnace_E3_Baseline Forecast | Commercial | Health | Existing | Space Heating | Natural Gas | Furnace | E3 | AFUE 96% | Baseline Forecast | bar: 2021 to 2047
Commercial_Health_Existing_Space Heating_Natural Gas_Furnace_E4_Baseline Forecast | Commercial | Health | Existing | Space Heating | Natural Gas | Furnace | E4 |  | Baseline Forecast | bar: 2021 to 2047
Commercial_Health_Existing_Space Heating_Natural Gas_Furnace_E5_Baseline Forecast | Commercial | Health | Existing | Space Heating | Natural Gas | Furnace | E5 |  | Baseline Forecast | bar: 2021 to 2047
Commercial_Health_Existing_Space Heating_Natural Gas_Furnace_E6_Baseline Forecast | Commercial | Health | Existing | Space Heating | Natural Gas | Furnace | E6 |  | Baseline Forecast | bar: 2021 to 2047
Commercial_Health_Existing_Space Heating_Natural Gas_Furnace_E7_Baseline Forecast | Commercial | Health | Existing | Space Heating | Natural Gas | Furnace | E7 |  | Baseline Forecast | bar: 2021 to 2047
Commercial_Health_Existing_Space Heating_Natural Gas_Furnace_E8_Baseline Forecast | Commercial | Health | Existing | Space Heating | Natural Gas | Furnace | E8 |  | Baseline Forecast | bar: 2021 to 2047
Commercial_Health_Existing_Space Heating_Natural Gas_Furnace_E9_Baseline Forecast | Commercial | Health | Existing | Space Heating | Natural Gas | Furnace | E9 |  | Baseline Forecast | bar: 2021 to 2047
Commercial_Health_Existing_Space Heating_Natural Gas_Furnace_E10_Baseline Forecast | Commercial | Health | Existing | Space Heating | Natural Gas | Furnace | E10 |  | Baseline Forecast | bar: 2021 to 2047
Commercial_Health_Existing_Space Heating_Natural Gas_Boiler_E1_Baseline Forecast | Commercial | Health | Existing | Space Heating | Natural Gas | Boiler | E1 | AFUE 80% (Standard) | Baseline Forecast | 82% | 82% | 82% | 82% | 82% | 82% | 82% | 82% | 82% | 82% | 82% | 82% | 82% | 82% | 82% | 82% | 82% | 82% | 82% | 82% | 82% | 82% | 82% | 82% | 82% | 82% | 82%
Commercial_Health_Existing_Space Heating_Natural Gas_Boiler_E2_Baseline Forecast | Commercial | Health | Existing | Space Heating | Natural Gas | Boiler | E2 | AFUE 85% | Baseline Forecast | 18% | 18% | 18% | 18% | 18% | 18% | 18% | 18% | 18% | 18% | 18% | 18% | 18% | 18% | 18% | 18% | 18% | 18% | 18% | 18% | 18% | 18% | 18% | 18% | 18% | 18% | 18%
Commercial_Health_Existing_Space Heating_Natural Gas_Boiler_E3_Baseline Forecast | Commercial | Health | Existing | Space Heating | Natural Gas | Boiler | E3 | AFUE 97% | Baseline Forecast | bar: 2021 to 2047
Commercial_Health_Existing_Space Heating_Natural Gas_Boiler_E4_Baseline Forecast | Commercial | Health | Existing | Space Heating | Natural Gas | Boiler | E4 | Convert to NG Air Source Heat Pump | Baseline Forecast | bar: 2021 to 2047
Commercial_Health_Existing_Space Heating_Natural Gas_Boiler_E5_Baseline Forecast | Commercial | Health | Existing | Space Heating | Natural Gas | Boiler | E5 |  | Baseline Forecast | bar: 2021 to 2047
Commercial_Health_Existing_Space Heating_Natural Gas_Boiler_E6_Baseline Forecast | Commercial | Health | Existing | Space Heating | Natural Gas | Boiler | E6 |  | Baseline Forecast | bar: 2021 to 2047
Commercial_Health_Existing_Space Heating_Natural Gas_Boiler_E7_Baseline Forecast | Commercial | Health | Existing | Space Heating | Natural Gas | Boiler | E7 |  | Baseline Forecast | bar: 2021 to 2047
Commercial_Health_Existing_Space Heating_Natural Gas_Boiler_E8_Baseline Forecast | Commercial | Health | Existing | Space Heating | Natural Gas | Boiler | E8 |  | Baseline Forecast | bar: 2021 to 2047
Commercial_Health_Existing_Space Heating_Natural Gas_Boiler_E9_Baseline Forecast | Commercial | Health | Existing | Space Heating | Natural Gas | Boiler | E9 |  | Baseline Forecast | bar: 2021 to 2047
Commercial_Health_Existing_Space Heating_Natural Gas_Boiler_E10_Baseline Forecast | Commercial | Health | Existing | Space Heating | Natural Gas | Boiler | E10 |  | Baseline Forecast | bar: 2021 to 2047
Commercial_Health_Existing_Space Heating_Natural Gas_Unit Heater_E1_Baseline Forecast | Commercial | Health | Existing | Space Heating | Natural Gas | Unit Heater | E1 | Standard | Baseline Forecast | 100% | 100% | 100% | 100% | 100% | 100% | 100% | 100% | 100% | 100% | 100% | 100% | 100% | 100% | 100% | 100% | 100% | 100% | 100% | 100% | 100% | 100% | 100% | 100% | 100% | 100% | 100%
Commercial_Health_Existing_Space Heating_Natural Gas_Unit Heater_E2_Baseline Forecast | Commercial | Health | Existing | Space Heating | Natural Gas | Unit Heater | E2 | Condensing | Baseline Forecast | bar: 2021 to 2047
Commercial_Health_Existing_Space Heating_Natural Gas_Unit Heater_E3_Baseline Forecast | Commercial | Health | Existing | Space Heating | Natural Gas | Unit Heater | E3 | Infrared Radiant | Baseline Forecast | bar: 2021 to 2047
Commercial_Health_Existing_Space Heating_Natural Gas_Unit Heater_E4_Baseline Forecast | Commercial | Health | Existing | Space Heating | Natural Gas | Unit Heater | E4 |  | Baseline Forecast | bar: 2021 to 2047
Commercial_Health_Existing_Space Heating_Natural Gas_Unit Heater_E5_Baseline Forecast | Commercial | Health | Existing | Space Heating | Natural Gas | Unit Heater | E5 |  | Baseline Forecast | bar: 2021 to 2047
Commercial_Health_Existing_Space Heating_Natural Gas_Unit Heater_E6_Baseline Forecast | Commercial | Health | Existing | Space Heating | Natural Gas | Unit Heater | E6 |  | Baseline Forecast | bar: 2021 to 2047
Commercial_Health_Existing_Space Heating_Natural Gas_Unit Heater_E7_Baseline Forecast | Commercial | Health | Existing | Space Heating | Natural Gas | Unit Heater | E7 |  | Baseline Forecast | bar: 2021 to 2047
Commercial_Health_Existing_Space Heating_Natural Gas_Unit Heater_E8_Baseline Forecast | Commercial | Health | Existing | Space Heating | Natural Gas | Unit Heater | E8 |  | Baseline Forecast | bar: 2021 to 2047
Commercial_Health_Existing_Space Heating_Natural Gas_Unit Heater_E9_Baseline Forecast | Commercial | Health | Existing | Space Heating | Natural Gas | Unit Heater | E9 |  | Baseline Forecast | bar: 2021 to 2047
Commercial_Health_Existing_Space Heating_Natural Gas_Unit Heater_E10_Baseline Forecast | Commercial | Health | Existing | Space Heating | Natural Gas | Unit Heater | E10 |  | Baseline Forecast | bar: 2021 to 2047
Commercial_Health_Existing_Water Heating_Natural Gas_Water Heater_E1_Baseline Forecast | Commercial | Health | Existing | Water Heating | Natural Gas | Water Heater | E1 | TE 88% | Baseline Forecast | 49% | 49% | 49% | 49% | 49% | 49% | 49% | 49% | 49% | 49% | 49% | 49% | 49% | 49% | 49% | 49% | 49% | 49% | 49% | 49% | 49% | 49% | 49% | 49% | 49% | 49% | 49%
Commercial_Health_Existing_Water Heating_Natural Gas_Water Heater_E2_Baseline Forecast | Commercial | Health | Existing | Water Heating | Natural Gas | Water Heater | E2 | TE 96% | Baseline Forecast | 51% | 51% | 51% | 51% | 51% | 51% | 51% | 51% | 51% | 51% | 51% | 51% | 51% | 51% | 51% | 51% | 51% | 51% | 51% | 51% | 51% | 51% | 51% | 51% | 51% | 51% | 51%
Commercial_Health_Existing_Water Heating_Natural Gas_Water Heater_E3_Baseline Forecast | Commercial | Health | Existing | Water Heating | Natural Gas | Water Heater | E3 | Tankless | Baseline Forecast | bar: 2021 to 2047
Commercial_Health_Existing_Water Heating_Natural Gas_Water Heater_E4_Baseline Forecast | Commercial | Health | Existing | Water Heating | Natural Gas | Water Heater | E4 | NEEA Gas-Fired Absorption HPWH (COP 1.06) | Baseline Forecast | bar: 2021 to 2047
Commercial_Health_Existing_Water Heating_Natural Gas_Water Heater_E5_Baseline Forecast | Commercial | Health | Existing | Water Heating | Natural Gas | Water Heater | E5 |  | Baseline Forecast | bar: 2021 to 2047
Commercial_Health_Existing_Water Heating_Natural Gas_Water Heater_E6_Baseline Forecast | Commercial | Health | Existing | Water Heating | Natural Gas | Water Heater | E6 |  | Baseline Forecast | bar: 2021 to 2047
Commercial_Health_Existing_Water Heating_Natural Gas_Water Heater_E7_Baseline Forecast | Commercial | Health | Existing | Water Heating | Natural Gas | Water Heater | E7 |  | Baseline Forecast | bar: 2021 to 2047
Commercial_Health_Existing_Water Heating_Natural Gas_Water Heater_E8_Baseline Forecast | Commercial | Health | Existing | Water Heating | Natural Gas | Water Heater | E8 |  | Baseline Forecast | bar: 2021 to 2047
Commercial_Health_Existing_Water Heating_Natural Gas_Water Heater_E9_Baseline Forecast | Commercial | Health | Existing | Water Heating | Natural Gas | Water Heater | E9 |  | Baseline Forecast | bar: 2021 to 2047
Commercial_Health_Existing_Water Heating_Natural Gas_Water Heater_E10_Baseline Forecast | Commercial | Health | Existing | Water Heating | Natural Gas | Water Heater | E10 |  | Baseline Forecast | bar: 2021 to 2047
Commercial_Health_Existing_Food Preparation_Natural Gas_Oven_E1_Baseline Forecast | Commercial | Health | Existing | Food Preparation | Natural Gas | Oven | E1 | Standard | Baseline Forecast | 46% | 46% | 46% | 46% | 46% | 46% | 46% | 46% | 46% | 46% | 46% | 46% | 46% | 46% | 46% | 46% | 46% | 46% | 46% | 46% | 46% | 46% | 46% | 46% | 46% | 46% | 46%
Commercial_Health_Existing_Food Preparation_Natural Gas_Oven_E2_Baseline Forecast | Commercial | Health | Existing | Food Preparation | Natural Gas | Oven | E2 | ENERGY STAR (>42% Baking Efficiency) | Baseline Forecast | 54% | 54% | 54% | 54% | 54% | 54% | 54% | 54% | 54% | 54% | 54% | 54% | 54% | 54% | 54% | 54% | 54% | 54% | 54% | 54% | 54% | 54% | 54% | 54% | 54% | 54% | 54%
Commercial_Health_Existing_Food Preparation_Natural Gas_Oven_E3_Baseline Forecast | Commercial | Health | Existing | Food Preparation | Natural Gas | Oven | E3 |  | Baseline Forecast | bar: 2021 to 2047
Commercial_Health_Existing_Food Preparation_Natural Gas_Oven_E4_Baseline Forecast | Commercial | Health | Existing | Food Preparation | Natural Gas | Oven | E4 |  | Baseline Forecast | bar: 2021 to 2047
Commercial_Health_Existing_Food Preparation_Natural Gas_Oven_E5_Baseline Forecast | Commercial | Health | Existing | Food Preparation | Natural Gas | Oven | E5 |  | Baseline Forecast | bar: 2021 to 2047
Commercial_Health_Existing_Food Preparation_Natural Gas_Oven_E6_Baseline Forecast | Commercial | Health | Existing | Food Preparation | Natural Gas | Oven | E6 |  | Baseline Forecast | bar: 2021 to 2047
Commercial_Health_Existing_Food Preparation_Natural Gas_Oven_E7_Baseline Forecast | Commercial | Health | Existing | Food Preparation | Natural Gas | Oven | E7 |  | Baseline Forecast | bar: 2021 to 2047
Commercial_Health_Existing_Food Preparation_Natural Gas_Oven_E8_Baseline Forecast | Commercial | Health | Existing | Food Preparation | Natural Gas | Oven | E8 |  | Baseline Forecast | bar: 2021 to 2047
Commercial_Health_Existing_Food Preparation_Natural Gas_Oven_E9_Baseline Forecast | Commercial | Health | Existing | Food Preparation | Natural Gas | Oven | E9 |  | Baseline Forecast | bar: 2021 to 2047
Commercial_Health_Existing_Food Preparation_Natural Gas_Oven_E10_Baseline Forecast | Commercial | Health | Existing | Food Preparation | Natural Gas | Oven | E10 |  | Baseline Forecast | bar: 2021 to 2047
Commercial_Health_Existing_Food Preparation_Natural Gas_Conveyor Oven_E1_Baseline Forecast | Commercial | Health | Existing | Food Preparation | Natural Gas | Conveyor Oven | E1 | Standard | Baseline Forecast | 46% | 46% | 46% | 46% | 46% | 46% | 46% | 46% | 46% | 46% | 46% | 46% | 46% | 46% | 46% | 46% | 46% | 46% | 46% | 46% | 46% | 46% | 46% | 46% | 46% | 46% | 46%
Commercial_Health_Existing_Food Preparation_Natural Gas_Conveyor Oven_E2_Baseline Forecast | Commercial | Health | Existing | Food Preparation | Natural Gas | Conveyor Oven | E2 | Efficient (>42% Baking Efficiency) | Baseline Forecast | 54% | 54% | 54% | 54% | 54% | 54% | 54% | 54% | 54% | 54% | 54% | 54% | 54% | 54% | 54% | 54% | 54% | 54% | 54% | 54% | 54% | 54% | 54% | 54% | 54% | 54% | 54%
Commercial_Health_Existing_Food Preparation_Natural Gas_Conveyor Oven_E3_Baseline Forecast | Commercial | Health | Existing | Food Preparation | Natural Gas | Conveyor Oven | E3 |  | Baseline Forecast | bar: 2021 to 2047
Commercial_Health_Existing_Food Preparation_Natural Gas_Conveyor Oven_E4_Baseline Forecast | Commercial | Health | Existing | Food Preparation | Natural Gas | Conveyor Oven | E4 |  | Baseline Forecast | bar: 2021 to 2047
Commercial_Health_Existing_Food Preparation_Natural Gas_Conveyor Oven_E5_Baseline Forecast | Commercial | Health | Existing | Food Preparation | Natural Gas | Conveyor Oven | E5 |  | Baseline Forecast | bar: 2021 to 2047
Commercial_Health_Existing_Food Preparation_Natural Gas_Conveyor Oven_E6_Baseline Forecast | Commercial | Health | Existing | Food Preparation | Natural Gas | Conveyor Oven | E6 |  | Baseline Forecast | bar: 2021 to 2047
Commercial_Health_Existing_Food Preparation_Natural Gas_Conveyor Oven_E7_Baseline Forecast | Commercial | Health | Existing | Food Preparation | Natural Gas | Conveyor Oven | E7 |  | Baseline Forecast | bar: 2021 to 2047
Commercial_Health_Existing_Food Preparation_Natural Gas_Conveyor Oven_E8_Baseline Forecast | Commercial | Health | Existing | Food Preparation | Natural Gas | Conveyor Oven | E8 |  | Baseline Forecast | bar: 2021 to 2047
Commercial_Health_Existing_Food Preparation_Natural Gas_Conveyor Oven_E9_Baseline Forecast | Commercial | Health | Existing | Food Preparation | Natural Gas | Conveyor Oven | E9 |  | Baseline Forecast | bar: 2021 to 2047
Commercial_Health_Existing_Food Preparation_Natural Gas_Conveyor Oven_E10_Baseline Forecast | Commercial | Health | Existing | Food Preparation | Natural Gas | Conveyor Oven | E10 |  | Baseline Forecast | bar: 2021 to 2047
Commercial_Health_Existing_Food Preparation_Natural Gas_Double Rack Oven_E1_Baseline Forecast | Commercial | Health | Existing | Food Preparation | Natural Gas | Double Rack Oven | E1 | Standard | Baseline Forecast | 46% | 46% | 46% | 46% | 46% | 46% | 46% | 46% | 46% | 46% | 46% | 46% | 46% | 46% | 46% | 46% | 46% | 46% | 46% | 46% | 46% | 46% | 46% | 46% | 46% | 46% | 46%
Commercial_Health_Existing_Food Preparation_Natural Gas_Double Rack Oven_E2_Baseline Forecast | Commercial | Health | Existing | Food Preparation | Natural Gas | Double Rack Oven | E2 | FTSC Qualified (>50% Cooking Efficiency) | Baseline Forecast | 54% | 54% | 54% | 54% | 54% | 54% | 54% | 54% | 54% | 54% | 54% | 54% | 54% | 54% | 54% | 54% | 54% | 54% | 54% | 54% | 54% | 54% | 54% | 54% | 54% | 54% | 54%
Commercial_Health_Existing_Food Preparation_Natural Gas_Double Rack Oven_E3_Baseline Forecast | Commercial | Health | Existing | Food Preparation | Natural Gas | Double Rack Oven | E3 |  | Baseline Forecast | bar: 2021 to 2047
Commercial_Health_Existing_Food Preparation_Natural Gas_Double Rack Oven_E4_Baseline Forecast | Commercial | Health | Existing | Food Preparation | Natural Gas | Double Rack Oven | E4 |  | Baseline Forecast | bar: 2021 to 2047
Commercial_Health_Existing_Food Preparation_Natural Gas_Double Rack Oven_E5_Baseline Forecast | Commercial | Health | Existing | Food Preparation | Natural Gas | Double Rack Oven | E5 |  | Baseline Forecast | bar: 2021 to 2047
Commercial_Health_Existing_Food Preparation_Natural Gas_Double Rack Oven_E6_Baseline Forecast | Commercial | Health | Existing | Food Preparation | Natural Gas | Double Rack Oven | E6 |  | Baseline Forecast | bar: 2021 to 2047
Commercial_Health_Existing_Food Preparation_Natural Gas_Double Rack Oven_E7_Baseline Forecast | Commercial | Health | Existing | Food Preparation | Natural Gas | Double Rack Oven | E7 |  | Baseline Forecast | bar: 2021 to 2047
Commercial_Health_Existing_Food Preparation_Natural Gas_Double Rack Oven_E8_Baseline Forecast | Commercial | Health | Existing | Food Preparation | Natural Gas | Double Rack Oven | E8 |  | Baseline Forecast | bar: 2021 to 2047
Commercial_Health_Existing_Food Preparation_Natural Gas_Double Rack Oven_E9_Baseline Forecast | Commercial | Health | Existing | Food Preparation | Natural Gas | Double Rack Oven | E9 |  | Baseline Forecast | bar: 2021 to 2047
Commercial_Health_Existing_Food Preparation_Natural Gas_Double Rack Oven_E10_Baseline Forecast | Commercial | Health | Existing | Food Preparation | Natural Gas | Double Rack Oven | E10 |  | Baseline Forecast | bar: 2021 to 2047
Commercial_Health_Existing_Food Preparation_Natural Gas_Fryer_E1_Baseline Forecast | Commercial | Health | Existing | Food Preparation | Natural Gas | Fryer | E1 | Standard | Baseline Forecast | 75% | 0% | 0% | 0% | 0% | 0% | 0% | 0% | 0% | 0% | 0% | 0% | 0% | 0% | 0% | 0% | 0% | 0% | 0% | 0% | 0% | 0% | 0% | 0% | 0% | 0% | 0%
Commercial_Health_Existing_Food Preparation_Natural Gas_Fryer_E2_Baseline Forecast | Commercial | Health | Existing | Food Preparation | Natural Gas | Fryer | E2 | ENERGY STAR | Baseline Forecast | 25% | 100% | 100% | 100% | 100% | 100% | 100% | 100% | 100% | 100% | 100% | 100% | 100% | 100% | 100% | 100% | 100% | 100% | 100% | 100% | 100% | 100% | 100% | 100% | 100% | 100% | 100%
Commercial_Health_Existing_Food Preparation_Natural Gas_Fryer_E3_Baseline Forecast | Commercial | Health | Existing | Food Preparation | Natural Gas | Fryer | E3 |  | Baseline Forecast | bar: 2021 to 2047
Commercial_Health_Existing_Food Preparation_Natural Gas_Fryer_E4_Baseline Forecast | Commercial | Health | Existing | Food Preparation | Natural Gas | Fryer | E4 |  | Baseline Forecast | bar: 2021 to 2047
Commercial_Health_Existing_Food Preparation_Natural Gas_Fryer_E5_Baseline Forecast | Commercial | Health | Existing | Food Preparation | Natural Gas | Fryer | E5 |  | Baseline Forecast | bar: 2021 to 2047
Commercial_Health_Existing_Food Preparation_Natural Gas_Fryer_E6_Baseline Forecast | Commercial | Health | Existing | Food Preparation | Natural Gas | Fryer | E6 |  | Baseline Forecast | bar: 2021 to 2047
Commercial_Health_Existing_Food Preparation_Natural Gas_Fryer_E7_Baseline Forecast | Commercial | Health | Existing | Food Preparation | Natural Gas | Fryer | E7 |  | Baseline Forecast | bar: 2021 to 2047
Commercial_Health_Existing_Food Preparation_Natural Gas_Fryer_E8_Baseline Forecast | Commercial | Health | Existing | Food Preparation | Natural Gas | Fryer | E8 |  | Baseline Forecast | bar: 2021 to 2047
Commercial_Health_Existing_Food Preparation_Natural Gas_Fryer_E9_Baseline Forecast | Commercial | Health | Existing | Food Preparation | Natural Gas | Fryer | E9 |  | Baseline Forecast | bar: 2021 to 2047
Commercial_Health_Existing_Food Preparation_Natural Gas_Fryer_E10_Baseline Forecast | Commercial | Health | Existing | Food Preparation | Natural Gas | Fryer | E10 |  | Baseline Forecast | bar: 2021 to 2047
Commercial_Health_Existing_Food Preparation_Natural Gas_Broiler_E1_Baseline Forecast | Commercial | Health | Existing | Food Preparation | Natural Gas | Broiler | E1 | Standard | Baseline Forecast | 100% | 100% | 100% | 100% | 100% | 100% | 100% | 100% | 100% | 100% | 100% | 100% | 100% | 100% | 100% | 100% | 100% | 100% | 100% | 100% | 100% | 100% | 100% | 100% | 100% | 100% | 100%
Commercial_Health_Existing_Food Preparation_Natural Gas_Broiler_E2_Baseline Forecast | Commercial | Health | Existing | Food Preparation | Natural Gas | Broiler | E2 | Infrared Burners | Baseline Forecast | bar: 2021 to 2047
Commercial_Health_Existing_Food Preparation_Natural Gas_Broiler_E3_Baseline Forecast | Commercial | Health | Existing | Food Preparation | Natural Gas | Broiler | E3 |  | Baseline Forecast | bar: 2021 to 2047
Commercial_Health_Existing_Food Preparation_Natural Gas_Broiler_E4_Baseline Forecast | Commercial | Health | Existing | Food Preparation | Natural Gas | Broiler | E4 |  | Baseline Forecast | bar: 2021 to 2047
Commercial_Health_Existing_Food Preparation_Natural Gas_Broiler_E5_Baseline Forecast | Commercial | Health | Existing | Food Preparation | Natural Gas | Broiler | E5 |  | Baseline Forecast | bar: 2021 to 2047
Commercial_Health_Existing_Food Preparation_Natural Gas_Broiler_E6_Baseline Forecast | Commercial | Health | Existing | Food Preparation | Natural Gas | Broiler | E6 |  | Baseline Forecast | bar: 2021 to 2047
Commercial_Health_Existing_Food Preparation_Natural Gas_Broiler_E7_Baseline Forecast | Commercial | Health | Existing | Food Preparation | Natural Gas | Broiler | E7 |  | Baseline Forecast | bar: 2021 to 2047
Commercial_Health_Existing_Food Preparation_Natural Gas_Broiler_E8_Baseline Forecast | Commercial | Health | Existing | Food Preparation | Natural Gas | Broiler | E8 |  | Baseline Forecast | bar: 2021 to 2047
Commercial_Health_Existing_Food Preparation_Natural Gas_Broiler_E9_Baseline Forecast | Commercial | Health | Existing | Food Preparation | Natural Gas | Broiler | E9 |  | Baseline Forecast | bar: 2021 to 2047
Commercial_Health_Existing_Food Preparation_Natural Gas_Broiler_E10_Baseline Forecast | Commercial | Health | Existing | Food Preparation | Natural Gas | Broiler | E10 |  | Baseline Forecast | bar: 2021 to 2047
Commercial_Health_Existing_Food Preparation_Natural Gas_Griddle_E1_Baseline Forecast | Commercial | Health | Existing | Food Preparation | Natural Gas | Griddle | E1 | Standard | Baseline Forecast | 82% | 82% | 82% | 82% | 82% | 82% | 82% | 82% | 82% | 82% | 82% | 82% | 82% | 82% | 82% | 82% | 82% | 82% | 82% | 82% | 82% | 82% | 82% | 82% | 82% | 82% | 82%
Commercial_Health_Existing_Food Preparation_Natural Gas_Griddle_E2_Baseline Forecast | Commercial | Health | Existing | Food Preparation | Natural Gas | Griddle | E2 | ENERGY STAR | Baseline Forecast | 18% | 18% | 18% | 18% | 18% | 18% | 18% | 18% | 18% | 18% | 18% | 18% | 18% | 18% | 18% | 18% | 18% | 18% | 18% | 18% | 18% | 18% | 18% | 18% | 18% | 18% | 18%
Commercial_Health_Existing_Food Preparation_Natural Gas_Griddle_E3_Baseline Forecast | Commercial | Health | Existing | Food Preparation | Natural Gas | Griddle | E3 |  | Baseline Forecast | bar: 2021 to 2047
Commercial_Health_Existing_Food Preparation_Natural Gas_Griddle_E4_Baseline Forecast | Commercial | Health | Existing | Food Preparation | Natural Gas | Griddle | E4 |  | Baseline Forecast | bar: 2021 to 2047
Commercial_Health_Existing_Food Preparation_Natural Gas_Griddle_E5_Baseline Forecast | Commercial | Health | Existing | Food Preparation | Natural Gas | Griddle | E5 |  | Baseline Forecast | bar: 2021 to 2047
Commercial_Health_Existing_Food Preparation_Natural Gas_Griddle_E6_Baseline Forecast | Commercial | Health | Existing | Food Preparation | Natural Gas | Griddle | E6 |  | Baseline Forecast | bar: 2021 to 2047
Commercial_Health_Existing_Food Preparation_Natural Gas_Griddle_E7_Baseline Forecast | Commercial | Health | Existing | Food Preparation | Natural Gas | Griddle | E7 |  | Baseline Forecast | bar: 2021 to 2047
Commercial_Health_Existing_Food Preparation_Natural Gas_Griddle_E8_Baseline Forecast | Commercial | Health | Existing | Food Preparation | Natural Gas | Griddle | E8 |  | Baseline Forecast | bar: 2021 to 2047
Commercial_Health_Existing_Food Preparation_Natural Gas_Griddle_E9_Baseline Forecast | Commercial | Health | Existing | Food Preparation | Natural Gas | Griddle | E9 |  | Baseline Forecast | bar: 2021 to 2047
Commercial_Health_Existing_Food Preparation_Natural Gas_Griddle_E10_Baseline Forecast | Commercial | Health | Existing | Food Preparation | Natural Gas | Griddle | E10 |  | Baseline Forecast | bar: 2021 to 2047
Commercial_Health_Existing_Food Preparation_Natural Gas_Range_E1_Baseline Forecast | Commercial | Health | Existing | Food Preparation | Natural Gas | Range | E1 | Standard | Baseline Forecast | 100% | 100% | 100% | 100% | 100% | 100% | 100% | 100% | 100% | 100% | 100% | 100% | 100% | 100% | 100% | 100% | 100% | 100% | 100% | 100% | 100% | 100% | 100% | 100% | 100% | 100% | 100%
Commercial_Health_Existing_Food Preparation_Natural Gas_Range_E2_Baseline Forecast | Commercial | Health | Existing | Food Preparation | Natural Gas | Range | E2 | High Efficiency | Baseline Forecast | bar: 2021 to 2047
Commercial_Health_Existing_Food Preparation_Natural Gas_Range_E3_Baseline Forecast | Commercial | Health | Existing | Food Preparation | Natural Gas | Range | E3 |  | Baseline Forecast | bar: 2021 to 2047
Commercial_Health_Existing_Food Preparation_Natural Gas_Range_E4_Baseline Forecast | Commercial | Health | Existing | Food Preparation | Natural Gas | Range | E4 |  | Baseline Forecast | bar: 2021 to 2047
Commercial_Health_Existing_Food Preparation_Natural Gas_Range_E5_Baseline Forecast | Commercial | Health | Existing | Food Preparation | Natural Gas | Range | E5 |  | Baseline Forecast | bar: 2021 to 2047
Commercial_Health_Existing_Food Preparation_Natural Gas_Range_E6_Baseline Forecast | Commercial | Health | Existing | Food Preparation | Natural Gas | Range | E6 |  | Baseline Forecast | bar: 2021 to 2047
Commercial_Health_Existing_Food Preparation_Natural Gas_Range_E7_Baseline Forecast | Commercial | Health | Existing | Food Preparation | Natural Gas | Range | E7 |  | Baseline Forecast | bar: 2021 to 2047
Commercial_Health_Existing_Food Preparation_Natural Gas_Range_E8_Baseline Forecast | Commercial | Health | Existing | Food Preparation | Natural Gas | Range | E8 |  | Baseline Forecast | bar: 2021 to 2047
Commercial_Health_Existing_Food Preparation_Natural Gas_Range_E9_Baseline Forecast | Commercial | Health | Existing | Food Preparation | Natural Gas | Range | E9 |  | Baseline Forecast | bar: 2021 to 2047
Commercial_Health_Existing_Food Preparation_Natural Gas_Range_E10_Baseline Forecast | Commercial | Health | Existing | Food Preparation | Natural Gas | Range | E10 |  | Baseline Forecast | bar: 2021 to 2047
Commercial_Health_Existing_Food Preparation_Natural Gas_Steamer_E1_Baseline Forecast | Commercial | Health | Existing | Food Preparation | Natural Gas | Steamer | E1 | Standard | Baseline Forecast | 54% | 0% | 0% | 0% | 0% | 0% | 0% | 0% | 0% | 0% | 0% | 0% | 0% | 0% | 0% | 0% | 0% | 0% | 0% | 0% | 0% | 0% | 0% | 0% | 0% | 0% | 0%
Commercial_Health_Existing_Food Preparation_Natural Gas_Steamer_E2_Baseline Forecast | Commercial | Health | Existing | Food Preparation | Natural Gas | Steamer | E2 | ENERGY STAR | Baseline Forecast | 46% | 100% | 100% | 100% | 100% | 100% | 100% | 100% | 100% | 100% | 100% | 100% | 100% | 100% | 100% | 100% | 100% | 100% | 100% | 100% | 100% | 100% | 100% | 100% | 100% | 100% | 100%
Commercial_Health_Existing_Food Preparation_Natural Gas_Steamer_E3_Baseline Forecast | Commercial | Health | Existing | Food Preparation | Natural Gas | Steamer | E3 |  | Baseline Forecast | bar: 2021 to 2047
Commercial_Health_Existing_Food Preparation_Natural Gas_Steamer_E4_Baseline Forecast | Commercial | Health | Existing | Food Preparation | Natural Gas | Steamer | E4 |  | Baseline Forecast | bar: 2021 to 2047
Commercial_Health_Existing_Food Preparation_Natural Gas_Steamer_E5_Baseline Forecast | Commercial | Health | Existing | Food Preparation | Natural Gas | Steamer | E5 |  | Baseline Forecast | bar: 2021 to 2047
Commercial_Health_Existing_Food Preparation_Natural Gas_Steamer_E6_Baseline Forecast | Commercial | Health | Existing | Food Preparation | Natural Gas | Steamer | E6 |  | Baseline Forecast | bar: 2021 to 2047
Commercial_Health_Existing_Food Preparation_Natural Gas_Steamer_E7_Baseline Forecast | Commercial | Health | Existing | Food Preparation | Natural Gas | Steamer | E7 |  | Baseline Forecast | bar: 2021 to 2047
Commercial_Health_Existing_Food Preparation_Natural Gas_Steamer_E8_Baseline Forecast | Commercial | Health | Existing | Food Preparation | Natural Gas | Steamer | E8 |  | Baseline Forecast | bar: 2021 to 2047
Commercial_Health_Existing_Food Preparation_Natural Gas_Steamer_E9_Baseline Forecast | Commercial | Health | Existing | Food Preparation | Natural Gas | Steamer | E9 |  | Baseline Forecast | bar: 2021 to 2047
Commercial_Health_Existing_Food Preparation_Natural Gas_Steamer_E10_Baseline Forecast | Commercial | Health | Existing | Food Preparation | Natural Gas | Steamer | E10 |  | Baseline Forecast | bar: 2021 to 2047
Commercial_Health_Existing_Food Preparation_Natural Gas_Commercial Food Prep Other_E1_Baseline Forecast | Commercial | Health | Existing | Food Preparation | Natural Gas | Commercial Food Prep Other | E1 | Standard | Baseline Forecast | 75% | 75% | 75% | 75% | 75% | 75% | 75% | 75% | 75% | 75% | 75% | 75% | 75% | 75% | 75% | 75% | 75% | 75% | 75% | 75% | 75% | 75% | 75% | 75% | 75% | 75% | 75%
Commercial_Health_Existing_Food Preparation_Natural Gas_Commercial Food Prep Other_E2_Baseline Forecast | Commercial | Health | Existing | Food Preparation | Natural Gas | Commercial Food Prep Other | E2 | ENERGY STAR | Baseline Forecast | 25% | 25% | 25% | 25% | 25% | 25% | 25% | 25% | 25% | 25% | 25% | 25% | 25% | 25% | 25% | 25% | 25% | 25% | 25% | 25% | 25% | 25% | 25% | 25% | 25% | 25% | 25%
Commercial_Health_Existing_Food Preparation_Natural Gas_Commercial Food Prep Other_E3_Baseline Forecast | Commercial | Health | Existing | Food Preparation | Natural Gas | Commercial Food Prep Other | E3 |  | Baseline Forecast | bar: 2021 to 2047
Commercial_Health_Existing_Food Preparation_Natural Gas_Commercial Food Prep Other_E4_Baseline Forecast | Commercial | Health | Existing | Food Preparation | Natural Gas | Commercial Food Prep Other | E4 |  | Baseline Forecast | bar: 2021 to 2047
Commercial_Health_Existing_Food Preparation_Natural Gas_Commercial Food Prep Other_E5_Baseline Forecast | Commercial | Health | Existing | Food Preparation | Natural Gas | Commercial Food Prep Other | E5 |  | Baseline Forecast | bar: 2021 to 2047
Commercial_Health_Existing_Food Preparation_Natural Gas_Commercial Food Prep Other_E6_Baseline Forecast | Commercial | Health | Existing | Food Preparation | Natural Gas | Commercial Food Prep Other | E6 |  | Baseline Forecast | bar: 2021 to 2047
Commercial_Health_Existing_Food Preparation_Natural Gas_Commercial Food Prep Other_E7_Baseline Forecast | Commercial | Health | Existing | Food Preparation | Natural Gas | Commercial Food Prep Other | E7 |  | Baseline Forecast | bar: 2021 to 2047
Commercial_Health_Existing_Food Preparation_Natural Gas_Commercial Food Prep Other_E8_Baseline Forecast | Commercial | Health | Existing | Food Preparation | Natural Gas | Commercial Food Prep Other | E8 |  | Baseline Forecast | bar: 2021 to 2047
Commercial_Health_Existing_Food Preparation_Natural Gas_Commercial Food Prep Other_E9_Baseline Forecast | Commercial | Health | Existing | Food Preparation | Natural Gas | Commercial Food Prep Other | E9 |  | Baseline Forecast | bar: 2021 to 2047
Commercial_Health_Existing_Food Preparation_Natural Gas_Commercial Food Prep Other_E10_Baseline Forecast | Commercial | Health | Existing | Food Preparation | Natural Gas | Commercial Food Prep Other | E10 |  | Baseline Forecast | bar: 2021 to 2047
Commercial_Health_Existing_Miscellaneous_Natural Gas_Pool Heater_E1_Baseline Forecast | Commercial | Health | Existing | Miscellaneous | Natural Gas | Pool Heater | E1 | Standard (EF .78) | Baseline Forecast | 100% | 100% | 100% | 100% | 100% | 100% | 100% | 100% | 100% | 100% | 100% | 100% | 100% | 100% | 100% | 100% | 100% | 100% | 100% | 100% | 100% | 100% | 100% | 100% | 100% | 100% | 100%
Commercial_Health_Existing_Miscellaneous_Natural Gas_Pool Heater_E2_Baseline Forecast | Commercial | Health | Existing | Miscellaneous | Natural Gas | Pool Heater | E2 | Condensing (EF .90) | Baseline Forecast | bar: 2021 to 2047
Commercial_Health_Existing_Miscellaneous_Natural Gas_Pool Heater_E3_Baseline Forecast | Commercial | Health | Existing | Miscellaneous | Natural Gas | Pool Heater | E3 |  | Baseline Forecast | bar: 2021 to 2047
Commercial_Health_Existing_Miscellaneous_Natural Gas_Pool Heater_E4_Baseline Forecast | Commercial | Health | Existing | Miscellaneous | Natural Gas | Pool Heater | E4 |  | Baseline Forecast | bar: 2021 to 2047
Commercial_Health_Existing_Miscellaneous_Natural Gas_Pool Heater_E5_Baseline Forecast | Commercial | Health | Existing | Miscellaneous | Natural Gas | Pool Heater | E5 |  | Baseline Forecast | bar: 2021 to 2047
Commercial_Health_Existing_Miscellaneous_Natural Gas_Pool Heater_E6_Baseline Forecast | Commercial | Health | Existing | Miscellaneous | Natural Gas | Pool Heater | E6 |  | Baseline Forecast | bar: 2021 to 2047
Commercial_Health_Existing_Miscellaneous_Natural Gas_Pool Heater_E7_Baseline Forecast | Commercial | Health | Existing | Miscellaneous | Natural Gas | Pool Heater | E7 |  | Baseline Forecast | bar: 2021 to 2047
Commercial_Health_Existing_Miscellaneous_Natural Gas_Pool Heater_E8_Baseline Forecast | Commercial | Health | Existing | Miscellaneous | Natural Gas | Pool Heater | E8 |  | Baseline Forecast | bar: 2021 to 2047
Commercial_Health_Existing_Miscellaneous_Natural Gas_Pool Heater_E9_Baseline Forecast | Commercial | Health | Existing | Miscellaneous | Natural Gas | Pool Heater | E9 |  | Baseline Forecast | bar: 2021 to 2047
Commercial_Health_Existing_Miscellaneous_Natural Gas_Pool Heater_E10_Baseline Forecast | Commercial | Health | Existing | Miscellaneous | Natural Gas | Pool Heater | E10 |  | Baseline Forecast | bar: 2021 to 2047
Commercial_Health_Existing_Miscellaneous_Natural Gas_Miscellaneous_E1_Baseline Forecast | Commercial | Health | Existing | Miscellaneous | Natural Gas | Miscellaneous | E1 | Miscellaneous | Baseline Forecast | 100% | 100% | 100% | 100% | 100% | 100% | 100% | 100% | 100% | 100% | 100% | 100% | 100% | 100% | 100% | 100% | 100% | 100% | 100% | 100% | 100% | 100% | 100% | 100% | 100% | 100% | 100%
Commercial_Health_Existing_Miscellaneous_Natural Gas_Miscellaneous_E2_Baseline Forecast | Commercial | Health | Existing | Miscellaneous | Natural Gas | Miscellaneous | E2 |  | Baseline Forecast | bar: 2021 to 2047
Commercial_Health_Existing_Miscellaneous_Natural Gas_Miscellaneous_E3_Baseline Forecast | Commercial | Health | Existing | Miscellaneous | Natural Gas | Miscellaneous | E3 |  | Baseline Forecast | bar: 2021 to 2047
Commercial_Health_Existing_Miscellaneous_Natural Gas_Miscellaneous_E4_Baseline Forecast | Commercial | Health | Existing | Miscellaneous | Natural Gas | Miscellaneous | E4 |  | Baseline Forecast | bar: 2021 to 2047
Commercial_Health_Existing_Miscellaneous_Natural Gas_Miscellaneous_E5_Baseline Forecast | Commercial | Health | Existing | Miscellaneous | Natural Gas | Miscellaneous | E5 |  | Baseline Forecast | bar: 2021 to 2047
Commercial_Health_Existing_Miscellaneous_Natural Gas_Miscellaneous_E6_Baseline Forecast | Commercial | Health | Existing | Miscellaneous | Natural Gas | Miscellaneous | E6 |  | Baseline Forecast | bar: 2021 to 2047
Commercial_Health_Existing_Miscellaneous_Natural Gas_Miscellaneous_E7_Baseline Forecast | Commercial | Health | Existing | Miscellaneous | Natural Gas | Miscellaneous | E7 |  | Baseline Forecast | bar: 2021 to 2047
Commercial_Health_Existing_Miscellaneous_Natural Gas_Miscellaneous_E8_Baseline Forecast | Commercial | Health | Existing | Miscellaneous | Natural Gas | Miscellaneous | E8 |  | Baseline Forecast | bar: 2021 to 2047
Commercial_Health_Existing_Miscellaneous_Natural Gas_Miscellaneous_E9_Baseline Forecast | Commercial | Health | Existing | Miscellaneous | Natural Gas | Miscellaneous | E9 |  | Baseline Forecast | bar: 2021 to 2047
Commercial_Health_Existing_Miscellaneous_Natural Gas_Miscellaneous_E10_Baseline Forecast | Commercial | Health | Existing | Miscellaneous | Natural Gas | Miscellaneous | E10 |  | Baseline Forecast | bar: 2021 to 2047
Commercial_Health_New_Space Heating_Natural Gas_Furnace_E1_Baseline Forecast | Commercial | Health | New | Space Heating | Natural Gas | Furnace | E1 | AFUE 80% (Standard) | Baseline Forecast | 45.43% | 45.43% | 45.43% | 0% | 0% | 0% | 0% | 0% | 0% | 0% | 0% | 0% | 0% | 0% | 0% | 0% | 0% | 0% | 0% | 0% | 0% | 0% | 0% | 0% | 0% | 0% | 0%
Commercial_Health_New_Space Heating_Natural Gas_Furnace_E2_Baseline Forecast | Commercial | Health | New | Space Heating | Natural Gas | Furnace | E2 | AFUE 90% | Baseline Forecast | 54.57% | 54.57% | 54.57% | 100% | 100% | 100% | 100% | 100% | 100% | 100% | 100% | 100% | 100% | 100% | 100% | 100% | 100% | 100% | 100% | 100% | 100% | 100% | 100% | 100% | 100% | 100% | 100%
Commercial_Health_New_Space Heating_Natural Gas_Furnace_E3_Baseline Forecast | Commercial | Health | New | Space Heating | Natural Gas | Furnace | E3 | AFUE 96% | Baseline Forecast | bar: 2021 to 2047
Commercial_Health_New_Space Heating_Natural Gas_Furnace_E4_Baseline Forecast | Commercial | Health | New | Space Heating | Natural Gas | Furnace | E4 |  | Baseline Forecast | bar: 2021 to 2047
Commercial_Health_New_Space Heating_Natural Gas_Furnace_E5_Baseline Forecast | Commercial | Health | New | Space Heating | Natural Gas | Furnace | E5 |  | Baseline Forecast | bar: 2021 to 2047
Commercial_Health_New_Space Heating_Natural Gas_Furnace_E6_Baseline Forecast | Commercial | Health | New | Space Heating | Natural Gas | Furnace | E6 |  | Baseline Forecast | bar: 2021 to 2047
Commercial_Health_New_Space Heating_Natural Gas_Furnace_E7_Baseline Forecast | Commercial | Health | New | Space Heating | Natural Gas | Furnace | E7 |  | Baseline Forecast | bar: 2021 to 2047
Commercial_Health_New_Space Heating_Natural Gas_Furnace_E8_Baseline Forecast | Commercial | Health | New | Space Heating | Natural Gas | Furnace | E8 |  | Baseline Forecast | bar: 2021 to 2047
Commercial_Health_New_Space Heating_Natural Gas_Furnace_E9_Baseline Forecast | Commercial | Health | New | Space Heating | Natural Gas | Furnace | E9 |  | Baseline Forecast | bar: 2021 to 2047
Commercial_Health_New_Space Heating_Natural Gas_Furnace_E10_Baseline Forecast | Commercial | Health | New | Space Heating | Natural Gas | Furnace | E10 |  | Baseline Forecast | bar: 2021 to 2047
Commercial_Health_New_Space Heating_Natural Gas_Boiler_E1_Baseline Forecast | Commercial | Health | New | Space Heating | Natural Gas | Boiler | E1 | AFUE 80% (Standard) | Baseline Forecast | 82% | 82% | 82% | 82% | 82% | 82% | 82% | 82% | 82% | 82% | 82% | 82% | 82% | 82% | 82% | 82% | 82% | 82% | 82% | 82% | 82% | 82% | 82% | 82% | 82% | 82% | 82%
Commercial_Health_New_Space Heating_Natural Gas_Boiler_E2_Baseline Forecast | Commercial | Health | New | Space Heating | Natural Gas | Boiler | E2 | AFUE 85% | Baseline Forecast | 18% | 18% | 18% | 18% | 18% | 18% | 18% | 18% | 18% | 18% | 18% | 18% | 18% | 18% | 18% | 18% | 18% | 18% | 18% | 18% | 18% | 18% | 18% | 18% | 18% | 18% | 18%
Commercial_Health_New_Space Heating_Natural Gas_Boiler_E3_Baseline Forecast | Commercial | Health | New | Space Heating | Natural Gas | Boiler | E3 | AFUE 97% | Baseline Forecast | bar: 2021 to 2047
Commercial_Health_New_Space Heating_Natural Gas_Boiler_E4_Baseline Forecast | Commercial | Health | New | Space Heating | Natural Gas | Boiler | E4 | Convert to NG Air Source Heat Pump | Baseline Forecast | bar: 2021 to 2047
Commercial_Health_New_Space Heating_Natural Gas_Boiler_E5_Baseline Forecast | Commercial | Health | New | Space Heating | Natural Gas | Boiler | E5 |  | Baseline Forecast | bar: 2021 to 2047
Commercial_Health_New_Space Heating_Natural Gas_Boiler_E6_Baseline Forecast | Commercial | Health | New | Space Heating | Natural Gas | Boiler | E6 |  | Baseline Forecast | bar: 2021 to 2047
Commercial_Health_New_Space Heating_Natural Gas_Boiler_E7_Baseline Forecast | Commercial | Health | New | Space Heating | Natural Gas | Boiler | E7 |  | Baseline Forecast | bar: 2021 to 2047
Commercial_Health_New_Space Heating_Natural Gas_Boiler_E8_Baseline Forecast | Commercial | Health | New | Space Heating | Natural Gas | Boiler | E8 |  | Baseline Forecast | bar: 2021 to 2047
Commercial_Health_New_Space Heating_Natural Gas_Boiler_E9_Baseline Forecast | Commercial | Health | New | Space Heating | Natural Gas | Boiler | E9 |  | Baseline Forecast | bar: 2021 to 2047
Commercial_Health_New_Space Heating_Natural Gas_Boiler_E10_Baseline Forecast | Commercial | Health | New | Space Heating | Natural Gas | Boiler | E10 |  | Baseline Forecast | bar: 2021 to 2047
Commercial_Health_New_Space Heating_Natural Gas_Unit Heater_E1_Baseline Forecast | Commercial | Health | New | Space Heating | Natural Gas | Unit Heater | E1 | Standard | Baseline Forecast | 100% | 100% | 100% | 100% | 100% | 100% | 100% | 100% | 100% | 100% | 100% | 100% | 100% | 100% | 100% | 100% | 100% | 100% | 100% | 100% | 100% | 100% | 100% | 100% | 100% | 100% | 100%
Commercial_Health_New_Space Heating_Natural Gas_Unit Heater_E2_Baseline Forecast | Commercial | Health | New | Space Heating | Natural Gas | Unit Heater | E2 | Condensing | Baseline Forecast | bar: 2021 to 2047
Commercial_Health_New_Space Heating_Natural Gas_Unit Heater_E3_Baseline Forecast | Commercial | Health | New | Space Heating | Natural Gas | Unit Heater | E3 | Infrared Radiant | Baseline Forecast | bar: 2021 to 2047
Commercial_Health_New_Space Heating_Natural Gas_Unit Heater_E4_Baseline Forecast | Commercial | Health | New | Space Heating | Natural Gas | Unit Heater | E4 |  | Baseline Forecast | bar: 2021 to 2047
Commercial_Health_New_Space Heating_Natural Gas_Unit Heater_E5_Baseline Forecast | Commercial | Health | New | Space Heating | Natural Gas | Unit Heater | E5 |  | Baseline Forecast | bar: 2021 to 2047
Commercial_Health_New_Space Heating_Natural Gas_Unit Heater_E6_Baseline Forecast | Commercial | Health | New | Space Heating | Natural Gas | Unit Heater | E6 |  | Baseline Forecast | bar: 2021 to 2047
Commercial_Health_New_Space Heating_Natural Gas_Unit Heater_E7_Baseline Forecast | Commercial | Health | New | Space Heating | Natural Gas | Unit Heater | E7 |  | Baseline Forecast | bar: 2021 to 2047
Commercial_Health_New_Space Heating_Natural Gas_Unit Heater_E8_Baseline Forecast | Commercial | Health | New | Space Heating | Natural Gas | Unit Heater | E8 |  | Baseline Forecast | bar: 2021 to 2047
Commercial_Health_New_Space Heating_Natural Gas_Unit Heater_E9_Baseline Forecast | Commercial | Health | New | Space Heating | Natural Gas | Unit Heater | E9 |  | Baseline Forecast | bar: 2021 to 2047
Commercial_Health_New_Space Heating_Natural Gas_Unit Heater_E10_Baseline Forecast | Commercial | Health | New | Space Heating | Natural Gas | Unit Heater | E10 |  | Baseline Forecast | bar: 2021 to 2047
Commercial_Health_New_Water Heating_Natural Gas_Water Heater_E1_Baseline Forecast | Commercial | Health | New | Water Heating | Natural Gas | Water Heater | E1 | TE 88% | Baseline Forecast | 49% | 49% | 49% | 49% | 49% | 49% | 49% | 49% | 49% | 49% | 49% | 49% | 49% | 49% | 49% | 49% | 49% | 49% | 49% | 49% | 49% | 49% | 49% | 49% | 49% | 49% | 49%
Commercial_Health_New_Water Heating_Natural Gas_Water Heater_E2_Baseline Forecast | Commercial | Health | New | Water Heating | Natural Gas | Water Heater | E2 | TE 96% | Baseline Forecast | 51% | 51% | 51% | 51% | 51% | 51% | 51% | 51% | 51% | 51% | 51% | 51% | 51% | 51% | 51% | 51% | 51% | 51% | 51% | 51% | 51% | 51% | 51% | 51% | 51% | 51% | 51%
Commercial_Health_New_Water Heating_Natural Gas_Water Heater_E3_Baseline Forecast | Commercial | Health | New | Water Heating | Natural Gas | Water Heater | E3 | Tankless | Baseline Forecast | bar: 2021 to 2047
Commercial_Health_New_Water Heating_Natural Gas_Water Heater_E4_Baseline Forecast | Commercial | Health | New | Water Heating | Natural Gas | Water Heater | E4 | NEEA Gas-Fired Absorption HPWH (COP 1.06) | Baseline Forecast | bar: 2021 to 2047
Commercial_Health_New_Water Heating_Natural Gas_Water Heater_E5_Baseline Forecast | Commercial | Health | New | Water Heating | Natural Gas | Water Heater | E5 |  | Baseline Forecast | bar: 2021 to 2047
Commercial_Health_New_Water Heating_Natural Gas_Water Heater_E6_Baseline Forecast | Commercial | Health | New | Water Heating | Natural Gas | Water Heater | E6 |  | Baseline Forecast | bar: 2021 to 2047
Commercial_Health_New_Water Heating_Natural Gas_Water Heater_E7_Baseline Forecast | Commercial | Health | New | Water Heating | Natural Gas | Water Heater | E7 |  | Baseline Forecast | bar: 2021 to 2047
Commercial_Health_New_Water Heating_Natural Gas_Water Heater_E8_Baseline Forecast | Commercial | Health | New | Water Heating | Natural Gas | Water Heater | E8 |  | Baseline Forecast | bar: 2021 to 2047
Commercial_Health_New_Water Heating_Natural Gas_Water Heater_E9_Baseline Forecast | Commercial | Health | New | Water Heating | Natural Gas | Water Heater | E9 |  | Baseline Forecast | bar: 2021 to 2047
Commercial_Health_New_Water Heating_Natural Gas_Water Heater_E10_Baseline Forecast | Commercial | Health | New | Water Heating | Natural Gas | Water Heater | E10 |  | Baseline Forecast | bar: 2021 to 2047
Commercial_Health_New_Food Preparation_Natural Gas_Oven_E1_Baseline Forecast | Commercial | Health | New | Food Preparation | Natural Gas | Oven | E1 | Standard | Baseline Forecast | 46% | 46% | 46% | 46% | 46% | 46% | 46% | 46% | 46% | 46% | 46% | 46% | 46% | 46% | 46% | 46% | 46% | 46% | 46% | 46% | 46% | 46% | 46% | 46% | 46% | 46% | 46%
Commercial_Health_New_Food Preparation_Natural Gas_Oven_E2_Baseline Forecast | Commercial | Health | New | Food Preparation | Natural Gas | Oven | E2 | ENERGY STAR (>42% Baking Efficiency) | Baseline Forecast | 54% | 54% | 54% | 54% | 54% | 54% | 54% | 54% | 54% | 54% | 54% | 54% | 54% | 54% | 54% | 54% | 54% | 54% | 54% | 54% | 54% | 54% | 54% | 54% | 54% | 54% | 54%
Commercial_Health_New_Food Preparation_Natural Gas_Oven_E3_Baseline Forecast | Commercial | Health | New | Food Preparation | Natural Gas | Oven | E3 |  | Baseline Forecast | bar: 2021 to 2047
Commercial_Health_New_Food Preparation_Natural Gas_Oven_E4_Baseline Forecast | Commercial | Health | New | Food Preparation | Natural Gas | Oven | E4 |  | Baseline Forecast | bar: 2021 to 2047
Commercial_Health_New_Food Preparation_Natural Gas_Oven_E5_Baseline Forecast | Commercial | Health | New | Food Preparation | Natural Gas | Oven | E5 |  | Baseline Forecast | bar: 2021 to 2047
Commercial_Health_New_Food Preparation_Natural Gas_Oven_E6_Baseline Forecast | Commercial | Health | New | Food Preparation | Natural Gas | Oven | E6 |  | Baseline Forecast | bar: 2021 to 2047
Commercial_Health_New_Food Preparation_Natural Gas_Oven_E7_Baseline Forecast | Commercial | Health | New | Food Preparation | Natural Gas | Oven | E7 |  | Baseline Forecast | bar: 2021 to 2047
Commercial_Health_New_Food Preparation_Natural Gas_Oven_E8_Baseline Forecast | Commercial | Health | New | Food Preparation | Natural Gas | Oven | E8 |  | Baseline Forecast | bar: 2021 to 2047
Commercial_Health_New_Food Preparation_Natural Gas_Oven_E9_Baseline Forecast | Commercial | Health | New | Food Preparation | Natural Gas | Oven | E9 |  | Baseline Forecast | bar: 2021 to 2047
Commercial_Health_New_Food Preparation_Natural Gas_Oven_E10_Baseline Forecast | Commercial | Health | New | Food Preparation | Natural Gas | Oven | E10 |  | Baseline Forecast | bar: 2021 to 2047
Commercial_Health_New_Food Preparation_Natural Gas_Conveyor Oven_E1_Baseline Forecast | Commercial | Health | New | Food Preparation | Natural Gas | Conveyor Oven | E1 | Standard | Baseline Forecast | 46% | 46% | 46% | 46% | 46% | 46% | 46% | 46% | 46% | 46% | 46% | 46% | 46% | 46% | 46% | 46% | 46% | 46% | 46% | 46% | 46% | 46% | 46% | 46% | 46% | 46% | 46%
Commercial_Health_New_Food Preparation_Natural Gas_Conveyor Oven_E2_Baseline Forecast | Commercial | Health | New | Food Preparation | Natural Gas | Conveyor Oven | E2 | Efficient (>42% Baking Efficiency) | Baseline Forecast | 54% | 54% | 54% | 54% | 54% | 54% | 54% | 54% | 54% | 54% | 54% | 54% | 54% | 54% | 54% | 54% | 54% | 54% | 54% | 54% | 54% | 54% | 54% | 54% | 54% | 54% | 54%
Commercial_Health_New_Food Preparation_Natural Gas_Conveyor Oven_E3_Baseline Forecast | Commercial | Health | New | Food Preparation | Natural Gas | Conveyor Oven | E3 |  | Baseline Forecast | bar: 2021 to 2047
Commercial_Health_New_Food Preparation_Natural Gas_Conveyor Oven_E4_Baseline Forecast | Commercial | Health | New | Food Preparation | Natural Gas | Conveyor Oven | E4 |  | Baseline Forecast | bar: 2021 to 2047
Commercial_Health_New_Food Preparation_Natural Gas_Conveyor Oven_E5_Baseline Forecast | Commercial | Health | New | Food Preparation | Natural Gas | Conveyor Oven | E5 |  | Baseline Forecast | bar: 2021 to 2047
Commercial_Health_New_Food Preparation_Natural Gas_Conveyor Oven_E6_Baseline Forecast | Commercial | Health | New | Food Preparation | Natural Gas | Conveyor Oven | E6 |  | Baseline Forecast | bar: 2021 to 2047
Commercial_Health_New_Food Preparation_Natural Gas_Conveyor Oven_E7_Baseline Forecast | Commercial | Health | New | Food Preparation | Natural Gas | Conveyor Oven | E7 |  | Baseline Forecast | bar: 2021 to 2047
Commercial_Health_New_Food Preparation_Natural Gas_Conveyor Oven_E8_Baseline Forecast | Commercial | Health | New | Food Preparation | Natural Gas | Conveyor Oven | E8 |  | Baseline Forecast | bar: 2021 to 2047
Commercial_Health_New_Food Preparation_Natural Gas_Conveyor Oven_E9_Baseline Forecast | Commercial | Health | New | Food Preparation | Natural Gas | Conveyor Oven | E9 |  | Baseline Forecast | bar: 2021 to 2047
Commercial_Health_New_Food Preparation_Natural Gas_Conveyor Oven_E10_Baseline Forecast | Commercial | Health | New | Food Preparation | Natural Gas | Conveyor Oven | E10 |  | Baseline Forecast | bar: 2021 to 2047
Commercial_Health_New_Food Preparation_Natural Gas_Double Rack Oven_E1_Baseline Forecast | Commercial | Health | New | Food Preparation | Natural Gas | Double Rack Oven | E1 | Standard | Baseline Forecast | 46% | 46% | 46% | 46% | 46% | 46% | 46% | 46% | 46% | 46% | 46% | 46% | 46% | 46% | 46% | 46% | 46% | 46% | 46% | 46% | 46% | 46% | 46% | 46% | 46% | 46% | 46%
Commercial_Health_New_Food Preparation_Natural Gas_Double Rack Oven_E2_Baseline Forecast | Commercial | Health | New | Food Preparation | Natural Gas | Double Rack Oven | E2 | FTSC Qualified (>50% Cooking Efficiency) | Baseline Forecast | 54% | 54% | 54% | 54% | 54% | 54% | 54% | 54% | 54% | 54% | 54% | 54% | 54% | 54% | 54% | 54% | 54% | 54% | 54% | 54% | 54% | 54% | 54% | 54% | 54% | 54% | 54%
Commercial_Health_New_Food Preparation_Natural Gas_Double Rack Oven_E3_Baseline Forecast | Commercial | Health | New | Food Preparation | Natural Gas | Double Rack Oven | E3 |  | Baseline Forecast | bar: 2021 to 2047
Commercial_Health_New_Food Preparation_Natural Gas_Double Rack Oven_E4_Baseline Forecast | Commercial | Health | New | Food Preparation | Natural Gas | Double Rack Oven | E4 |  | Baseline Forecast | bar: 2021 to 2047
Commercial_Health_New_Food Preparation_Natural Gas_Double Rack Oven_E5_Baseline Forecast | Commercial | Health | New | Food Preparation | Natural Gas | Double Rack Oven | E5 |  | Baseline Forecast | bar: 2021 to 2047
Commercial_Health_New_Food Preparation_Natural Gas_Double Rack Oven_E6_Baseline Forecast | Commercial | Health | New | Food Preparation | Natural Gas | Double Rack Oven | E6 |  | Baseline Forecast | bar: 2021 to 2047
Commercial_Health_New_Food Preparation_Natural Gas_Double Rack Oven_E7_Baseline Forecast | Commercial | Health | New | Food Preparation | Natural Gas | Double Rack Oven | E7 |  | Baseline Forecast | bar: 2021 to 2047
Commercial_Health_New_Food Preparation_Natural Gas_Double Rack Oven_E8_Baseline Forecast | Commercial | Health | New | Food Preparation | Natural Gas | Double Rack Oven | E8 |  | Baseline Forecast | bar: 2021 to 2047
Commercial_Health_New_Food Preparation_Natural Gas_Double Rack Oven_E9_Baseline Forecast | Commercial | Health | New | Food Preparation | Natural Gas | Double Rack Oven | E9 |  | Baseline Forecast | bar: 2021 to 2047
Commercial_Health_New_Food Preparation_Natural Gas_Double Rack Oven_E10_Baseline Forecast | Commercial | Health | New | Food Preparation | Natural Gas | Double Rack Oven | E10 |  | Baseline Forecast | bar: 2021 to 2047
Commercial_Health_New_Food Preparation_Natural Gas_Fryer_E1_Baseline Forecast | Commercial | Health | New | Food Preparation | Natural Gas | Fryer | E1 | Standard | Baseline Forecast | 75% | 0% | 0% | 0% | 0% | 0% | 0% | 0% | 0% | 0% | 0% | 0% | 0% | 0% | 0% | 0% | 0% | 0% | 0% | 0% | 0% | 0% | 0% | 0% | 0% | 0% | 0%
Commercial_Health_New_Food Preparation_Natural Gas_Fryer_E2_Baseline Forecast | Commercial | Health | New | Food Preparation | Natural Gas | Fryer | E2 | ENERGY STAR | Baseline Forecast | 25% | 100% | 100% | 100% | 100% | 100% | 100% | 100% | 100% | 100% | 100% | 100% | 100% | 100% | 100% | 100% | 100% | 100% | 100% | 100% | 100% | 100% | 100% | 100% | 100% | 100% | 100%
Commercial_Health_New_Food Preparation_Natural Gas_Fryer_E3_Baseline Forecast | Commercial | Health | New | Food Preparation | Natural Gas | Fryer | E3 |  | Baseline Forecast | bar: 2021 to 2047
Commercial_Health_New_Food Preparation_Natural Gas_Fryer_E4_Baseline Forecast | Commercial | Health | New | Food Preparation | Natural Gas | Fryer | E4 |  | Baseline Forecast | bar: 2021 to 2047
Commercial_Health_New_Food Preparation_Natural Gas_Fryer_E5_Baseline Forecast | Commercial | Health | New | Food Preparation | Natural Gas | Fryer | E5 |  | Baseline Forecast | bar: 2021 to 2047
Commercial_Health_New_Food Preparation_Natural Gas_Fryer_E6_Baseline Forecast | Commercial | Health | New | Food Preparation | Natural Gas | Fryer | E6 |  | Baseline Forecast | bar: 2021 to 2047
Commercial_Health_New_Food Preparation_Natural Gas_Fryer_E7_Baseline Forecast | Commercial | Health | New | Food Preparation | Natural Gas | Fryer | E7 |  | Baseline Forecast | bar: 2021 to 2047
Commercial_Health_New_Food Preparation_Natural Gas_Fryer_E8_Baseline Forecast | Commercial | Health | New | Food Preparation | Natural Gas | Fryer | E8 |  | Baseline Forecast | bar: 2021 to 2047
Commercial_Health_New_Food Preparation_Natural Gas_Fryer_E9_Baseline Forecast | Commercial | Health | New | Food Preparation | Natural Gas | Fryer | E9 |  | Baseline Forecast | bar: 2021 to 2047
Commercial_Health_New_Food Preparation_Natural Gas_Fryer_E10_Baseline Forecast | Commercial | Health | New | Food Preparation | Natural Gas | Fryer | E10 |  | Baseline Forecast | bar: 2021 to 2047
Commercial_Health_New_Food Preparation_Natural Gas_Broiler_E1_Baseline Forecast | Commercial | Health | New | Food Preparation | Natural Gas | Broiler | E1 | Standard | Baseline Forecast | 100% | 100% | 100% | 100% | 100% | 100% | 100% | 100% | 100% | 100% | 100% | 100% | 100% | 100% | 100% | 100% | 100% | 100% | 100% | 100% | 100% | 100% | 100% | 100% | 100% | 100% | 100%
Commercial_Health_New_Food Preparation_Natural Gas_Broiler_E2_Baseline Forecast | Commercial | Health | New | Food Preparation | Natural Gas | Broiler | E2 | Infrared Burners | Baseline Forecast | bar: 2021 to 2047
Commercial_Health_New_Food Preparation_Natural Gas_Broiler_E3_Baseline Forecast | Commercial | Health | New | Food Preparation | Natural Gas | Broiler | E3 |  | Baseline Forecast | bar: 2021 to 2047
Commercial_Health_New_Food Preparation_Natural Gas_Broiler_E4_Baseline Forecast | Commercial | Health | New | Food Preparation | Natural Gas | Broiler | E4 |  | Baseline Forecast | bar: 2021 to 2047
Commercial_Health_New_Food Preparation_Natural Gas_Broiler_E5_Baseline Forecast | Commercial | Health | New | Food Preparation | Natural Gas | Broiler | E5 |  | Baseline Forecast | bar: 2021 to 2047
Commercial_Health_New_Food Preparation_Natural Gas_Broiler_E6_Baseline Forecast | Commercial | Health | New | Food Preparation | Natural Gas | Broiler | E6 |  | Baseline Forecast | bar: 2021 to 2047
Commercial_Health_New_Food Preparation_Natural Gas_Broiler_E7_Baseline Forecast | Commercial | Health | New | Food Preparation | Natural Gas | Broiler | E7 |  | Baseline Forecast | bar: 2021 to 2047
Commercial_Health_New_Food Preparation_Natural Gas_Broiler_E8_Baseline Forecast | Commercial | Health | New | Food Preparation | Natural Gas | Broiler | E8 |  | Baseline Forecast | bar: 2021 to 2047
Commercial_Health_New_Food Preparation_Natural Gas_Broiler_E9_Baseline Forecast | Commercial | Health | New | Food Preparation | Natural Gas | Broiler | E9 |  | Baseline Forecast | bar: 2021 to 2047
Commercial_Health_New_Food Preparation_Natural Gas_Broiler_E10_Baseline Forecast | Commercial | Health | New | Food Preparation | Natural Gas | Broiler | E10 |  | Baseline Forecast | bar: 2021 to 2047
Commercial_Health_New_Food Preparation_Natural Gas_Griddle_E1_Baseline Forecast | Commercial | Health | New | Food Preparation | Natural Gas | Griddle | E1 | Standard | Baseline Forecast | 82% | 82% | 82% | 82% | 82% | 82% | 82% | 82% | 82% | 82% | 82% | 82% | 82% | 82% | 82% | 82% | 82% | 82% | 82% | 82% | 82% | 82% | 82% | 82% | 82% | 82% | 82%
Commercial_Health_New_Food Preparation_Natural Gas_Griddle_E2_Baseline Forecast | Commercial | Health | New | Food Preparation | Natural Gas | Griddle | E2 | ENERGY STAR | Baseline Forecast | 18% | 18% | 18% | 18% | 18% | 18% | 18% | 18% | 18% | 18% | 18% | 18% | 18% | 18% | 18% | 18% | 18% | 18% | 18% | 18% | 18% | 18% | 18% | 18% | 18% | 18% | 18%
Commercial_Health_New_Food Preparation_Natural Gas_Griddle_E3_Baseline Forecast | Commercial | Health | New | Food Preparation | Natural Gas | Griddle | E3 |  | Baseline Forecast | bar: 2021 to 2047
Commercial_Health_New_Food Preparation_Natural Gas_Griddle_E4_Baseline Forecast | Commercial | Health | New | Food Preparation | Natural Gas | Griddle | E4 |  | Baseline Forecast | bar: 2021 to 2047
Commercial_Health_New_Food Preparation_Natural Gas_Griddle_E5_Baseline Forecast | Commercial | Health | New | Food Preparation | Natural Gas | Griddle | E5 |  | Baseline Forecast | bar: 2021 to 2047
Commercial_Health_New_Food Preparation_Natural Gas_Griddle_E6_Baseline Forecast | Commercial | Health | New | Food Preparation | Natural Gas | Griddle | E6 |  | Baseline Forecast | bar: 2021 to 2047
Commercial_Health_New_Food Preparation_Natural Gas_Griddle_E7_Baseline Forecast | Commercial | Health | New | Food Preparation | Natural Gas | Griddle | E7 |  | Baseline Forecast | bar: 2021 to 2047
Commercial_Health_New_Food Preparation_Natural Gas_Griddle_E8_Baseline Forecast | Commercial | Health | New | Food Preparation | Natural Gas | Griddle | E8 |  | Baseline Forecast | bar: 2021 to 2047
Commercial_Health_New_Food Preparation_Natural Gas_Griddle_E9_Baseline Forecast | Commercial | Health | New | Food Preparation | Natural Gas | Griddle | E9 |  | Baseline Forecast | bar: 2021 to 2047
Commercial_Health_New_Food Preparation_Natural Gas_Griddle_E10_Baseline Forecast | Commercial | Health | New | Food Preparation | Natural Gas | Griddle | E10 |  | Baseline Forecast | bar: 2021 to 2047
Commercial_Health_New_Food Preparation_Natural Gas_Range_E1_Baseline Forecast | Commercial | Health | New | Food Preparation | Natural Gas | Range | E1 | Standard | Baseline Forecast | 100% | 100% | 100% | 100% | 100% | 100% | 100% | 100% | 100% | 100% | 100% | 100% | 100% | 100% | 100% | 100% | 100% | 100% | 100% | 100% | 100% | 100% | 100% | 100% | 100% | 100% | 100%
Commercial_Health_New_Food Preparation_Natural Gas_Range_E2_Baseline Forecast | Commercial | Health | New | Food Preparation | Natural Gas | Range | E2 | High Efficiency | Baseline Forecast | bar: 2021 to 2047
Commercial_Health_New_Food Preparation_Natural Gas_Range_E3_Baseline Forecast | Commercial | Health | New | Food Preparation | Natural Gas | Range | E3 |  | Baseline Forecast | bar: 2021 to 2047
Commercial_Health_New_Food Preparation_Natural Gas_Range_E4_Baseline Forecast | Commercial | Health | New | Food Preparation | Natural Gas | Range | E4 |  | Baseline Forecast | bar: 2021 to 2047
Commercial_Health_New_Food Preparation_Natural Gas_Range_E5_Baseline Forecast | Commercial | Health | New | Food Preparation | Natural Gas | Range | E5 |  | Baseline Forecast | bar: 2021 to 2047
Commercial_Health_New_Food Preparation_Natural Gas_Range_E6_Baseline Forecast | Commercial | Health | New | Food Preparation | Natural Gas | Range | E6 |  | Baseline Forecast | bar: 2021 to 2047
Commercial_Health_New_Food Preparation_Natural Gas_Range_E7_Baseline Forecast | Commercial | Health | New | Food Preparation | Natural Gas | Range | E7 |  | Baseline Forecast | bar: 2021 to 2047
Commercial_Health_New_Food Preparation_Natural Gas_Range_E8_Baseline Forecast | Commercial | Health | New | Food Preparation | Natural Gas | Range | E8 |  | Baseline Forecast | bar: 2021 to 2047
Commercial_Health_New_Food Preparation_Natural Gas_Range_E9_Baseline Forecast | Commercial | Health | New | Food Preparation | Natural Gas | Range | E9 |  | Baseline Forecast | bar: 2021 to 2047
Commercial_Health_New_Food Preparation_Natural Gas_Range_E10_Baseline Forecast | Commercial | Health | New | Food Preparation | Natural Gas | Range | E10 |  | Baseline Forecast | bar: 2021 to 2047
Commercial_Health_New_Food Preparation_Natural Gas_Steamer_E1_Baseline Forecast | Commercial | Health | New | Food Preparation | Natural Gas | Steamer | E1 | Standard | Baseline Forecast | 54% | 0% | 0% | 0% | 0% | 0% | 0% | 0% | 0% | 0% | 0% | 0% | 0% | 0% | 0% | 0% | 0% | 0% | 0% | 0% | 0% | 0% | 0% | 0% | 0% | 0% | 0%
Commercial_Health_New_Food Preparation_Natural Gas_Steamer_E2_Baseline Forecast | Commercial | Health | New | Food Preparation | Natural Gas | Steamer | E2 | ENERGY STAR | Baseline Forecast | 46% | 100% | 100% | 100% | 100% | 100% | 100% | 100% | 100% | 100% | 100% | 100% | 100% | 100% | 100% | 100% | 100% | 100% | 100% | 100% | 100% | 100% | 100% | 100% | 100% | 100% | 100%
Commercial_Health_New_Food Preparation_Natural Gas_Steamer_E3_Baseline Forecast | Commercial | Health | New | Food Preparation | Natural Gas | Steamer | E3 |  | Baseline Forecast | bar: 2021 to 2047
Commercial_Health_New_Food Preparation_Natural Gas_Steamer_E4_Baseline Forecast | Commercial | Health | New | Food Preparation | Natural Gas | Steamer | E4 |  | Baseline Forecast | bar: 2021 to 2047
Commercial_Health_New_Food Preparation_Natural Gas_Steamer_E5_Baseline Forecast | Commercial | Health | New | Food Preparation | Natural Gas | Steamer | E5 |  | Baseline Forecast | bar: 2021 to 2047
Commercial_Health_New_Food Preparation_Natural Gas_Steamer_E6_Baseline Forecast | Commercial | Health | New | Food Preparation | Natural Gas | Steamer | E6 |  | Baseline Forecast | bar: 2021 to 2047
Commercial_Health_New_Food Preparation_Natural Gas_Steamer_E7_Baseline Forecast | Commercial | Health | New | Food Preparation | Natural Gas | Steamer | E7 |  | Baseline Forecast | bar: 2021 to 2047
Commercial_Health_New_Food Preparation_Natural Gas_Steamer_E8_Baseline Forecast | Commercial | Health | New | Food Preparation | Natural Gas | Steamer | E8 |  | Baseline Forecast | bar: 2021 to 2047
Commercial_Health_New_Food Preparation_Natural Gas_Steamer_E9_Baseline Forecast | Commercial | Health | New | Food Preparation | Natural Gas | Steamer | E9 |  | Baseline Forecast | bar: 2021 to 2047
Commercial_Health_New_Food Preparation_Natural Gas_Steamer_E10_Baseline Forecast | Commercial | Health | New | Food Preparation | Natural Gas | Steamer | E10 |  | Baseline Forecast | bar: 2021 to 2047
Commercial_Health_New_Food Preparation_Natural Gas_Commercial Food Prep Other_E1_Baseline Forecast | Commercial | Health | New | Food Preparation | Natural Gas | Commercial Food Prep Other | E1 | Standard | Baseline Forecast | 75% | 75% | 75% | 75% | 75% | 75% | 75% | 75% | 75% | 75% | 75% | 75% | 75% | 75% | 75% | 75% | 75% | 75% | 75% | 75% | 75% | 75% | 75% | 75% | 75% | 75% | 75%
Commercial_Health_New_Food Preparation_Natural Gas_Commercial Food Prep Other_E2_Baseline Forecast | Commercial | Health | New | Food Preparation | Natural Gas | Commercial Food Prep Other | E2 | ENERGY STAR | Baseline Forecast | 25% | 25% | 25% | 25% | 25% | 25% | 25% | 25% | 25% | 25% | 25% | 25% | 25% | 25% | 25% | 25% | 25% | 25% | 25% | 25% | 25% | 25% | 25% | 25% | 25% | 25% | 25%
Commercial_Health_New_Food Preparation_Natural Gas_Commercial Food Prep Other_E3_Baseline Forecast | Commercial | Health | New | Food Preparation | Natural Gas | Commercial Food Prep Other | E3 |  | Baseline Forecast | bar: 2021 to 2047
Commercial_Health_New_Food Preparation_Natural Gas_Commercial Food Prep Other_E4_Baseline Forecast | Commercial | Health | New | Food Preparation | Natural Gas | Commercial Food Prep Other | E4 |  | Baseline Forecast | bar: 2021 to 2047
Commercial_Health_New_Food Preparation_Natural Gas_Commercial Food Prep Other_E5_Baseline Forecast | Commercial | Health | New | Food Preparation | Natural Gas | Commercial Food Prep Other | E5 |  | Baseline Forecast | bar: 2021 to 2047
Commercial_Health_New_Food Preparation_Natural Gas_Commercial Food Prep Other_E6_Baseline Forecast | Commercial | Health | New | Food Preparation | Natural Gas | Commercial Food Prep Other | E6 |  | Baseline Forecast | bar: 2021 to 2047
Commercial_Health_New_Food Preparation_Natural Gas_Commercial Food Prep Other_E7_Baseline Forecast | Commercial | Health | New | Food Preparation | Natural Gas | Commercial Food Prep Other | E7 |  | Baseline Forecast | bar: 2021 to 2047
Commercial_Health_New_Food Preparation_Natural Gas_Commercial Food Prep Other_E8_Baseline Forecast | Commercial | Health | New | Food Preparation | Natural Gas | Commercial Food Prep Other | E8 |  | Baseline Forecast | bar: 2021 to 2047
Commercial_Health_New_Food Preparation_Natural Gas_Commercial Food Prep Other_E9_Baseline Forecast | Commercial | Health | New | Food Preparation | Natural Gas | Commercial Food Prep Other | E9 |  | Baseline Forecast | bar: 2021 to 2047
Commercial_Health_New_Food Preparation_Natural Gas_Commercial Food Prep Other_E10_Baseline Forecast | Commercial | Health | New | Food Preparation | Natural Gas | Commercial Food Prep Other | E10 |  | Baseline Forecast | bar: 2021 to 2047
Commercial_Health_New_Miscellaneous_Natural Gas_Pool Heater_E1_Baseline Forecast | Commercial | Health | New | Miscellaneous | Natural Gas | Pool Heater | E1 | Standard (EF .78) | Baseline Forecast | 100% | 100% | 100% | 100% | 100% | 100% | 100% | 100% | 100% | 100% | 100% | 100% | 100% | 100% | 100% | 100% | 100% | 100% | 100% | 100% | 100% | 100% | 100% | 100% | 100% | 100% | 100%
Commercial_Health_New_Miscellaneous_Natural Gas_Pool Heater_E2_Baseline Forecast | Commercial | Health | New | Miscellaneous | Natural Gas | Pool Heater | E2 | Condensing (EF .90) | Baseline Forecast | bar: 2021 to 2047
Commercial_Health_New_Miscellaneous_Natural Gas_Pool Heater_E3_Baseline Forecast | Commercial | Health | New | Miscellaneous | Natural Gas | Pool Heater | E3 |  | Baseline Forecast | bar: 2021 to 2047
Commercial_Health_New_Miscellaneous_Natural Gas_Pool Heater_E4_Baseline Forecast | Commercial | Health | New | Miscellaneous | Natural Gas | Pool Heater | E4 |  | Baseline Forecast | bar: 2021 to 2047
Commercial_Health_New_Miscellaneous_Natural Gas_Pool Heater_E5_Baseline Forecast | Commercial | Health | New | Miscellaneous | Natural Gas | Pool Heater | E5 |  | Baseline Forecast | bar: 2021 to 2047
Commercial_Health_New_Miscellaneous_Natural Gas_Pool Heater_E6_Baseline Forecast | Commercial | Health | New | Miscellaneous | Natural Gas | Pool Heater | E6 |  | Baseline Forecast | bar: 2021 to 2047
Commercial_Health_New_Miscellaneous_Natural Gas_Pool Heater_E7_Baseline Forecast | Commercial | Health | New | Miscellaneous | Natural Gas | Pool Heater | E7 |  | Baseline Forecast | bar: 2021 to 2047
Commercial_Health_New_Miscellaneous_Natural Gas_Pool Heater_E8_Baseline Forecast | Commercial | Health | New | Miscellaneous | Natural Gas | Pool Heater | E8 |  | Baseline Forecast | bar: 2021 to 2047
Commercial_Health_New_Miscellaneous_Natural Gas_Pool Heater_E9_Baseline Forecast | Commercial | Health | New | Miscellaneous | Natural Gas | Pool Heater | E9 |  | Baseline Forecast | bar: 2021 to 2047
Commercial_Health_New_Miscellaneous_Natural Gas_Pool Heater_E10_Baseline Forecast | Commercial | Health | New | Miscellaneous | Natural Gas | Pool Heater | E10 |  | Baseline Forecast | bar: 2021 to 2047
Commercial_Health_New_Miscellaneous_Natural Gas_Miscellaneous_E1_Baseline Forecast | Commercial | Health | New | Miscellaneous | Natural Gas | Miscellaneous | E1 | Miscellaneous | Baseline Forecast | 100% | 100% | 100% | 100% | 100% | 100% | 100% | 100% | 100% | 100% | 100% | 100% | 100% | 100% | 100% | 100% | 100% | 100% | 100% | 100% | 100% | 100% | 100% | 100% | 100% | 100% | 100%
Commercial_Health_New_Miscellaneous_Natural Gas_Miscellaneous_E2_Baseline Forecast | Commercial | Health | New | Miscellaneous | Natural Gas | Miscellaneous | E2 |  | Baseline Forecast | bar: 2021 to 2047
Commercial_Health_New_Miscellaneous_Natural Gas_Miscellaneous_E3_Baseline Forecast | Commercial | Health | New | Miscellaneous | Natural Gas | Miscellaneous | E3 |  | Baseline Forecast | bar: 2021 to 2047
Commercial_Health_New_Miscellaneous_Natural Gas_Miscellaneous_E4_Baseline Forecast | Commercial | Health | New | Miscellaneous | Natural Gas | Miscellaneous | E4 |  | Baseline Forecast | bar: 2021 to 2047
Commercial_Health_New_Miscellaneous_Natural Gas_Miscellaneous_E5_Baseline Forecast | Commercial | Health | New | Miscellaneous | Natural Gas | Miscellaneous | E5 |  | Baseline Forecast | bar: 2021 to 2047
Commercial_Health_New_Miscellaneous_Natural Gas_Miscellaneous_E6_Baseline Forecast | Commercial | Health | New | Miscellaneous | Natural Gas | Miscellaneous | E6 |  | Baseline Forecast | bar: 2021 to 2047
Commercial_Health_New_Miscellaneous_Natural Gas_Miscellaneous_E7_Baseline Forecast | Commercial | Health | New | Miscellaneous | Natural Gas | Miscellaneous | E7 |  | Baseline Forecast | bar: 2021 to 2047
Commercial_Health_New_Miscellaneous_Natural Gas_Miscellaneous_E8_Baseline Forecast | Commercial | Health | New | Miscellaneous | Natural Gas | Miscellaneous | E8 |  | Baseline Forecast | bar: 2021 to 2047
Commercial_Health_New_Miscellaneous_Natural Gas_Miscellaneous_E9_Baseline Forecast | Commercial | Health | New | Miscellaneous | Natural Gas | Miscellaneous | E9 |  | Baseline Forecast | bar: 2021 to 2047
Commercial_Health_New_Miscellaneous_Natural Gas_Miscellaneous_E10_Baseline Forecast | Commercial | Health | New | Miscellaneous | Natural Gas | Miscellaneous | E10 |  | Baseline Forecast | bar: 2021 to 2047
Commercial_Lodging_Existing_Space Heating_Natural Gas_Furnace_E1_Baseline Forecast | Commercial | Lodging | Existing | Space Heating | Natural Gas | Furnace | E1 | AFUE 80% (Standard) | Baseline Forecast | 65.94% | 65.94% | 65.94% | 0% | 0% | 0% | 0% | 0% | 0% | 0% | 0% | 0% | 0% | 0% | 0% | 0% | 0% | 0% | 0% | 0% | 0% | 0% | 0% | 0% | 0% | 0% | 0%
Commercial_Lodging_Existing_Space Heating_Natural Gas_Furnace_E2_Baseline Forecast | Commercial | Lodging | Existing | Space Heating | Natural Gas | Furnace | E2 | AFUE 90% | Baseline Forecast | 34.06% | 34.06% | 34.06% | 100% | 100% | 100% | 100% | 100% | 100% | 100% | 100% | 100% | 100% | 100% | 100% | 100% | 100% | 100% | 100% | 100% | 100% | 100% | 100% | 100% | 100% | 100% | 100%
Commercial_Lodging_Existing_Space Heating_Natural Gas_Furnace_E3_Baseline Forecast | Commercial | Lodging | Existing | Space Heating | Natural Gas | Furnace | E3 | AFUE 96% | Baseline Forecast | bar: 2021 to 2047
Commercial_Lodging_Existing_Space Heating_Natural Gas_Furnace_E4_Baseline Forecast | Commercial | Lodging | Existing | Space Heating | Natural Gas | Furnace | E4 |  | Baseline Forecast | bar: 2021 to 2047
Commercial_Lodging_Existing_Space Heating_Natural Gas_Furnace_E5_Baseline Forecast | Commercial | Lodging | Existing | Space Heating | Natural Gas | Furnace | E5 |  | Baseline Forecast | bar: 2021 to 2047
Commercial_Lodging_Existing_Space Heating_Natural Gas_Furnace_E6_Baseline Forecast | Commercial | Lodging | Existing | Space Heating | Natural Gas | Furnace | E6 |  | Baseline Forecast | bar: 2021 to 2047
Commercial_Lodging_Existing_Space Heating_Natural Gas_Furnace_E7_Baseline Forecast | Commercial | Lodging | Existing | Space Heating | Natural Gas | Furnace | E7 |  | Baseline Forecast | bar: 2021 to 2047
Commercial_Lodging_Existing_Space Heating_Natural Gas_Furnace_E8_Baseline Forecast | Commercial | Lodging | Existing | Space Heating | Natural Gas | Furnace | E8 |  | Baseline Forecast | bar: 2021 to 2047
Commercial_Lodging_Existing_Space Heating_Natural Gas_Furnace_E9_Baseline Forecast | Commercial | Lodging | Existing | Space Heating | Natural Gas | Furnace | E9 |  | Baseline Forecast | bar: 2021 to 2047
Commercial_Lodging_Existing_Space Heating_Natural Gas_Furnace_E10_Baseline Forecast | Commercial | Lodging | Existing | Space Heating | Natural Gas | Furnace | E10 |  | Baseline Forecast | bar: 2021 to 2047
Commercial_Lodging_Existing_Space Heating_Natural Gas_Boiler_E1_Baseline Forecast | Commercial | Lodging | Existing | Space Heating | Natural Gas | Boiler | E1 | AFUE 80% (Standard) | Baseline Forecast | 82% | 82% | 82% | 82% | 82% | 82% | 82% | 82% | 82% | 82% | 82% | 82% | 82% | 82% | 82% | 82% | 82% | 82% | 82% | 82% | 82% | 82% | 82% | 82% | 82% | 82% | 82%
Commercial_Lodging_Existing_Space Heating_Natural Gas_Boiler_E2_Baseline Forecast | Commercial | Lodging | Existing | Space Heating | Natural Gas | Boiler | E2 | AFUE 85% | Baseline Forecast | 18% | 18% | 18% | 18% | 18% | 18% | 18% | 18% | 18% | 18% | 18% | 18% | 18% | 18% | 18% | 18% | 18% | 18% | 18% | 18% | 18% | 18% | 18% | 18% | 18% | 18% | 18%
Commercial_Lodging_Existing_Space Heating_Natural Gas_Boiler_E3_Baseline Forecast | Commercial | Lodging | Existing | Space Heating | Natural Gas | Boiler | E3 | AFUE 97% | Baseline Forecast | bar: 2021 to 2047
Commercial_Lodging_Existing_Space Heating_Natural Gas_Boiler_E4_Baseline Forecast | Commercial | Lodging | Existing | Space Heating | Natural Gas | Boiler | E4 | Convert to NG Air Source Heat Pump | Baseline Forecast | bar: 2021 to 2047
Commercial_Lodging_Existing_Space Heating_Natural Gas_Boiler_E5_Baseline Forecast | Commercial | Lodging | Existing | Space Heating | Natural Gas | Boiler | E5 |  | Baseline Forecast | bar: 2021 to 2047
Commercial_Lodging_Existing_Space Heating_Natural Gas_Boiler_E6_Baseline Forecast | Commercial | Lodging | Existing | Space Heating | Natural Gas | Boiler | E6 |  | Baseline Forecast | bar: 2021 to 2047
Commercial_Lodging_Existing_Space Heating_Natural Gas_Boiler_E7_Baseline Forecast | Commercial | Lodging | Existing | Space Heating | Natural Gas | Boiler | E7 |  | Baseline Forecast | bar: 2021 to 2047
Commercial_Lodging_Existing_Space Heating_Natural Gas_Boiler_E8_Baseline Forecast | Commercial | Lodging | Existing | Space Heating | Natural Gas | Boiler | E8 |  | Baseline Forecast | bar: 2021 to 2047
Commercial_Lodging_Existing_Space Heating_Natural Gas_Boiler_E9_Baseline Forecast | Commercial | Lodging | Existing | Space Heating | Natural Gas | Boiler | E9 |  | Baseline Forecast | bar: 2021 to 2047
Commercial_Lodging_Existing_Space Heating_Natural Gas_Boiler_E10_Baseline Forecast | Commercial | Lodging | Existing | Space Heating | Natural Gas | Boiler | E10 |  | Baseline Forecast | bar: 2021 to 2047
Commercial_Lodging_Existing_Space Heating_Natural Gas_Unit Heater_E1_Baseline Forecast | Commercial | Lodging | Existing | Space Heating | Natural Gas | Unit Heater | E1 | Standard | Baseline Forecast | 100% | 100% | 100% | 100% | 100% | 100% | 100% | 100% | 100% | 100% | 100% | 100% | 100% | 100% | 100% | 100% | 100% | 100% | 100% | 100% | 100% | 100% | 100% | 100% | 100% | 100% | 100%
Commercial_Lodging_Existing_Space Heating_Natural Gas_Unit Heater_E2_Baseline Forecast | Commercial | Lodging | Existing | Space Heating | Natural Gas | Unit Heater | E2 | Condensing | Baseline Forecast | bar: 2021 to 2047
Commercial_Lodging_Existing_Space Heating_Natural Gas_Unit Heater_E3_Baseline Forecast | Commercial | Lodging | Existing | Space Heating | Natural Gas | Unit Heater | E3 | Infrared Radiant | Baseline Forecast | bar: 2021 to 2047
Commercial_Lodging_Existing_Space Heating_Natural Gas_Unit Heater_E4_Baseline Forecast | Commercial | Lodging | Existing | Space Heating | Natural Gas | Unit Heater | E4 |  | Baseline Forecast | bar: 2021 to 2047
Commercial_Lodging_Existing_Space Heating_Natural Gas_Unit Heater_E5_Baseline Forecast | Commercial | Lodging | Existing | Space Heating | Natural Gas | Unit Heater | E5 |  | Baseline Forecast | bar: 2021 to 2047
Commercial_Lodging_Existing_Space Heating_Natural Gas_Unit Heater_E6_Baseline Forecast | Commercial | Lodging | Existing | Space Heating | Natural Gas | Unit Heater | E6 |  | Baseline Forecast | bar: 2021 to 2047
Commercial_Lodging_Existing_Space Heating_Natural Gas_Unit Heater_E7_Baseline Forecast | Commercial | Lodging | Existing | Space Heating | Natural Gas | Unit Heater | E7 |  | Baseline Forecast | bar: 2021 to 2047
Commercial_Lodging_Existing_Space Heating_Natural Gas_Unit Heater_E8_Baseline Forecast | Commercial | Lodging | Existing | Space Heating | Natural Gas | Unit Heater | E8 |  | Baseline Forecast | bar: 2021 to 2047
Commercial_Lodging_Existing_Space Heating_Natural Gas_Unit Heater_E9_Baseline Forecast | Commercial | Lodging | Existing | Space Heating | Natural Gas | Unit Heater | E9 |  | Baseline Forecast | bar: 2021 to 2047
Commercial_Lodging_Existing_Space Heating_Natural Gas_Unit Heater_E10_Baseline Forecast | Commercial | Lodging | Existing | Space Heating | Natural Gas | Unit Heater | E10 |  | Baseline Forecast | bar: 2021 to 2047
Commercial_Lodging_Existing_Water Heating_Natural Gas_Water Heater_E1_Baseline Forecast | Commercial | Lodging | Existing | Water Heating | Natural Gas | Water Heater | E1 | TE 88% | Baseline Forecast | 49% | 49% | 49% | 49% | 49% | 49% | 49% | 49% | 49% | 49% | 49% | 49% | 49% | 49% | 49% | 49% | 49% | 49% | 49% | 49% | 49% | 49% | 49% | 49% | 49% | 49% | 49%
Commercial_Lodging_Existing_Water Heating_Natural Gas_Water Heater_E2_Baseline Forecast | Commercial | Lodging | Existing | Water Heating | Natural Gas | Water Heater | E2 | TE 96% | Baseline Forecast | 51% | 51% | 51% | 51% | 51% | 51% | 51% | 51% | 51% | 51% | 51% | 51% | 51% | 51% | 51% | 51% | 51% | 51% | 51% | 51% | 51% | 51% | 51% | 51% | 51% | 51% | 51%
Commercial_Lodging_Existing_Water Heating_Natural Gas_Water Heater_E3_Baseline Forecast | Commercial | Lodging | Existing | Water Heating | Natural Gas | Water Heater | E3 | Tankless | Baseline Forecast | bar: 2021 to 2047
Commercial_Lodging_Existing_Water Heating_Natural Gas_Water Heater_E4_Baseline Forecast | Commercial | Lodging | Existing | Water Heating | Natural Gas | Water Heater | E4 | NEEA Gas-Fired Absorption HPWH (COP 1.06) | Baseline Forecast | bar: 2021 to 2047
Commercial_Lodging_Existing_Water Heating_Natural Gas_Water Heater_E5_Baseline Forecast | Commercial | Lodging | Existing | Water Heating | Natural Gas | Water Heater | E5 |  | Baseline Forecast | bar: 2021 to 2047
Commercial_Lodging_Existing_Water Heating_Natural Gas_Water Heater_E6_Baseline Forecast | Commercial | Lodging | Existing | Water Heating | Natural Gas | Water Heater | E6 |  | Baseline Forecast | bar: 2021 to 2047
Commercial_Lodging_Existing_Water Heating_Natural Gas_Water Heater_E7_Baseline Forecast | Commercial | Lodging | Existing | Water Heating | Natural Gas | Water Heater | E7 |  | Baseline Forecast | bar: 2021 to 2047
Commercial_Lodging_Existing_Water Heating_Natural Gas_Water Heater_E8_Baseline Forecast | Commercial | Lodging | Existing | Water Heating | Natural Gas | Water Heater | E8 |  | Baseline Forecast | bar: 2021 to 2047
Commercial_Lodging_Existing_Water Heating_Natural Gas_Water Heater_E9_Baseline Forecast | Commercial | Lodging | Existing | Water Heating | Natural Gas | Water Heater | E9 |  | Baseline Forecast | bar: 2021 to 2047
Commercial_Lodging_Existing_Water Heating_Natural Gas_Water Heater_E10_Baseline Forecast | Commercial | Lodging | Existing | Water Heating | Natural Gas | Water Heater | E10 |  | Baseline Forecast | bar: 2021 to 2047
Commercial_Lodging_Existing_Food Preparation_Natural Gas_Oven_E1_Baseline Forecast | Commercial | Lodging | Existing | Food Preparation | Natural Gas | Oven | E1 | Standard | Baseline Forecast | 46% | 46% | 46% | 46% | 46% | 46% | 46% | 46% | 46% | 46% | 46% | 46% | 46% | 46% | 46% | 46% | 46% | 46% | 46% | 46% | 46% | 46% | 46% | 46% | 46% | 46% | 46%
Commercial_Lodging_Existing_Food Preparation_Natural Gas_Oven_E2_Baseline Forecast | Commercial | Lodging | Existing | Food Preparation | Natural Gas | Oven | E2 | ENERGY STAR (>42% Baking Efficiency) | Baseline Forecast | 54% | 54% | 54% | 54% | 54% | 54% | 54% | 54% | 54% | 54% | 54% | 54% | 54% | 54% | 54% | 54% | 54% | 54% | 54% | 54% | 54% | 54% | 54% | 54% | 54% | 54% | 54%
Commercial_Lodging_Existing_Food Preparation_Natural Gas_Oven_E3_Baseline Forecast | Commercial | Lodging | Existing | Food Preparation | Natural Gas | Oven | E3 |  | Baseline Forecast | bar: 2021 to 2047
Commercial_Lodging_Existing_Food Preparation_Natural Gas_Oven_E4_Baseline Forecast | Commercial | Lodging | Existing | Food Preparation | Natural Gas | Oven | E4 |  | Baseline Forecast | bar: 2021 to 2047
Commercial_Lodging_Existing_Food Preparation_Natural Gas_Oven_E5_Baseline Forecast | Commercial | Lodging | Existing | Food Preparation | Natural Gas | Oven | E5 |  | Baseline Forecast | bar: 2021 to 2047
Commercial_Lodging_Existing_Food Preparation_Natural Gas_Oven_E6_Baseline Forecast | Commercial | Lodging | Existing | Food Preparation | Natural Gas | Oven | E6 |  | Baseline Forecast | bar: 2021 to 2047
Commercial_Lodging_Existing_Food Preparation_Natural Gas_Oven_E7_Baseline Forecast | Commercial | Lodging | Existing | Food Preparation | Natural Gas | Oven | E7 |  | Baseline Forecast | bar: 2021 to 2047
Commercial_Lodging_Existing_Food Preparation_Natural Gas_Oven_E8_Baseline Forecast | Commercial | Lodging | Existing | Food Preparation | Natural Gas | Oven | E8 |  | Baseline Forecast | bar: 2021 to 2047
Commercial_Lodging_Existing_Food Preparation_Natural Gas_Oven_E9_Baseline Forecast | Commercial | Lodging | Existing | Food Preparation | Natural Gas | Oven | E9 |  | Baseline Forecast | bar: 2021 to 2047
Commercial_Lodging_Existing_Food Preparation_Natural Gas_Oven_E10_Baseline Forecast | Commercial | Lodging | Existing | Food Preparation | Natural Gas | Oven | E10 |  | Baseline Forecast | bar: 2021 to 2047
Commercial_Lodging_Existing_Food Preparation_Natural Gas_Conveyor Oven_E1_Baseline Forecast | Commercial | Lodging | Existing | Food Preparation | Natural Gas | Conveyor Oven | E1 | Standard | Baseline Forecast | 46% | 46% | 46% | 46% | 46% | 46% | 46% | 46% | 46% | 46% | 46% | 46% | 46% | 46% | 46% | 46% | 46% | 46% | 46% | 46% | 46% | 46% | 46% | 46% | 46% | 46% | 46%
Commercial_Lodging_Existing_Food Preparation_Natural Gas_Conveyor Oven_E2_Baseline Forecast | Commercial | Lodging | Existing | Food Preparation | Natural Gas | Conveyor Oven | E2 | Efficient (>42% Baking Efficiency) | Baseline Forecast | 54% | 54% | 54% | 54% | 54% | 54% | 54% | 54% | 54% | 54% | 54% | 54% | 54% | 54% | 54% | 54% | 54% | 54% | 54% | 54% | 54% | 54% | 54% | 54% | 54% | 54% | 54%
Commercial_Lodging_Existing_Food Preparation_Natural Gas_Conveyor Oven_E3_Baseline Forecast | Commercial | Lodging | Existing | Food Preparation | Natural Gas | Conveyor Oven | E3 |  | Baseline Forecast | bar: 2021 to 2047
Commercial_Lodging_Existing_Food Preparation_Natural Gas_Conveyor Oven_E4_Baseline Forecast | Commercial | Lodging | Existing | Food Preparation | Natural Gas | Conveyor Oven | E4 |  | Baseline Forecast | bar: 2021 to 2047
Commercial_Lodging_Existing_Food Preparation_Natural Gas_Conveyor Oven_E5_Baseline Forecast | Commercial | Lodging | Existing | Food Preparation | Natural Gas | Conveyor Oven | E5 |  | Baseline Forecast | bar: 2021 to 2047
Commercial_Lodging_Existing_Food Preparation_Natural Gas_Conveyor Oven_E6_Baseline Forecast | Commercial | Lodging | Existing | Food Preparation | Natural Gas | Conveyor Oven | E6 |  | Baseline Forecast | bar: 2021 to 2047
Commercial_Lodging_Existing_Food Preparation_Natural Gas_Conveyor Oven_E7_Baseline Forecast | Commercial | Lodging | Existing | Food Preparation | Natural Gas | Conveyor Oven | E7 |  | Baseline Forecast | bar: 2021 to 2047
Commercial_Lodging_Existing_Food Preparation_Natural Gas_Conveyor Oven_E8_Baseline Forecast | Commercial | Lodging | Existing | Food Preparation | Natural Gas | Conveyor Oven | E8 |  | Baseline Forecast | bar: 2021 to 2047
Commercial_Lodging_Existing_Food Preparation_Natural Gas_Conveyor Oven_E9_Baseline Forecast | Commercial | Lodging | Existing | Food Preparation | Natural Gas | Conveyor Oven | E9 |  | Baseline Forecast | bar: 2021 to 2047
Commercial_Lodging_Existing_Food Preparation_Natural Gas_Conveyor Oven_E10_Baseline Forecast | Commercial | Lodging | Existing | Food Preparation | Natural Gas | Conveyor Oven | E10 |  | Baseline Forecast | bar: 2021 to 2047
Commercial_Lodging_Existing_Food Preparation_Natural Gas_Double Rack Oven_E1_Baseline Forecast | Commercial | Lodging | Existing | Food Preparation | Natural Gas | Double Rack Oven | E1 | Standard | Baseline Forecast | 46% | 46% | 46% | 46% | 46% | 46% | 46% | 46% | 46% | 46% | 46% | 46% | 46% | 46% | 46% | 46% | 46% | 46% | 46% | 46% | 46% | 46% | 46% | 46% | 46% | 46% | 46%
Commercial_Lodging_Existing_Food Preparation_Natural Gas_Double Rack Oven_E2_Baseline Forecast | Commercial | Lodging | Existing | Food Preparation | Natural Gas | Double Rack Oven | E2 | FTSC Qualified (>50% Cooking Efficiency) | Baseline Forecast | 54% | 54% | 54% | 54% | 54% | 54% | 54% | 54% | 54% | 54% | 54% | 54% | 54% | 54% | 54% | 54% | 54% | 54% | 54% | 54% | 54% | 54% | 54% | 54% | 54% | 54% | 54%
Commercial_Lodging_Existing_Food Preparation_Natural Gas_Double Rack Oven_E3_Baseline Forecast | Commercial | Lodging | Existing | Food Preparation | Natural Gas | Double Rack Oven | E3 |  | Baseline Forecast | bar: 2021 to 2047
Commercial_Lodging_Existing_Food Preparation_Natural Gas_Double Rack Oven_E4_Baseline Forecast | Commercial | Lodging | Existing | Food Preparation | Natural Gas | Double Rack Oven | E4 |  | Baseline Forecast | bar: 2021 to 2047
Commercial_Lodging_Existing_Food Preparation_Natural Gas_Double Rack Oven_E5_Baseline Forecast | Commercial | Lodging | Existing | Food Preparation | Natural Gas | Double Rack Oven | E5 |  | Baseline Forecast | bar: 2021 to 2047
Commercial_Lodging_Existing_Food Preparation_Natural Gas_Double Rack Oven_E6_Baseline Forecast | Commercial | Lodging | Existing | Food Preparation | Natural Gas | Double Rack Oven | E6 |  | Baseline Forecast | bar: 2021 to 2047
Commercial_Lodging_Existing_Food Preparation_Natural Gas_Double Rack Oven_E7_Baseline Forecast | Commercial | Lodging | Existing | Food Preparation | Natural Gas | Double Rack Oven | E7 |  | Baseline Forecast | bar: 2021 to 2047
Commercial_Lodging_Existing_Food Preparation_Natural Gas_Double Rack Oven_E8_Baseline Forecast | Commercial | Lodging | Existing | Food Preparation | Natural Gas | Double Rack Oven | E8 |  | Baseline Forecast | bar: 2021 to 2047
Commercial_Lodging_Existing_Food Preparation_Natural Gas_Double Rack Oven_E9_Baseline Forecast | Commercial | Lodging | Existing | Food Preparation | Natural Gas | Double Rack Oven | E9 |  | Baseline Forecast | bar: 2021 to 2047
Commercial_Lodging_Existing_Food Preparation_Natural Gas_Double Rack Oven_E10_Baseline Forecast | Commercial | Lodging | Existing | Food Preparation | Natural Gas | Double Rack Oven | E10 |  | Baseline Forecast | bar: 2021 to 2047
Commercial_Lodging_Existing_Food Preparation_Natural Gas_Fryer_E1_Baseline Forecast | Commercial | Lodging | Existing | Food Preparation | Natural Gas | Fryer | E1 | Standard | Baseline Forecast | 75% | 0% | 0% | 0% | 0% | 0% | 0% | 0% | 0% | 0% | 0% | 0% | 0% | 0% | 0% | 0% | 0% | 0% | 0% | 0% | 0% | 0% | 0% | 0% | 0% | 0% | 0%
Commercial_Lodging_Existing_Food Preparation_Natural Gas_Fryer_E2_Baseline Forecast | Commercial | Lodging | Existing | Food Preparation | Natural Gas | Fryer | E2 | ENERGY STAR | Baseline Forecast | 25% | 100% | 100% | 100% | 100% | 100% | 100% | 100% | 100% | 100% | 100% | 100% | 100% | 100% | 100% | 100% | 100% | 100% | 100% | 100% | 100% | 100% | 100% | 100% | 100% | 100% | 100%
Commercial_Lodging_Existing_Food Preparation_Natural Gas_Fryer_E3_Baseline Forecast | Commercial | Lodging | Existing | Food Preparation | Natural Gas | Fryer | E3 |  | Baseline Forecast | bar: 2021 to 2047
Commercial_Lodging_Existing_Food Preparation_Natural Gas_Fryer_E4_Baseline Forecast | Commercial | Lodging | Existing | Food Preparation | Natural Gas | Fryer | E4 |  | Baseline Forecast | bar: 2021 to 2047
Commercial_Lodging_Existing_Food Preparation_Natural Gas_Fryer_E5_Baseline Forecast | Commercial | Lodging | Existing | Food Preparation | Natural Gas | Fryer | E5 |  | Baseline Forecast | bar: 2021 to 2047
Commercial_Lodging_Existing_Food Preparation_Natural Gas_Fryer_E6_Baseline Forecast | Commercial | Lodging | Existing | Food Preparation | Natural Gas | Fryer | E6 |  | Baseline Forecast | bar: 2021 to 2047
Commercial_Lodging_Existing_Food Preparation_Natural Gas_Fryer_E7_Baseline Forecast | Commercial | Lodging | Existing | Food Preparation | Natural Gas | Fryer | E7 |  | Baseline Forecast | bar: 2021 to 2047
Commercial_Lodging_Existing_Food Preparation_Natural Gas_Fryer_E8_Baseline Forecast | Commercial | Lodging | Existing | Food Preparation | Natural Gas | Fryer | E8 |  | Baseline Forecast | bar: 2021 to 2047
Commercial_Lodging_Existing_Food Preparation_Natural Gas_Fryer_E9_Baseline Forecast | Commercial | Lodging | Existing | Food Preparation | Natural Gas | Fryer | E9 |  | Baseline Forecast | bar: 2021 to 2047
Commercial_Lodging_Existing_Food Preparation_Natural Gas_Fryer_E10_Baseline Forecast | Commercial | Lodging | Existing | Food Preparation | Natural Gas | Fryer | E10 |  | Baseline Forecast | bar: 2021 to 2047
Commercial_Lodging_Existing_Food Preparation_Natural Gas_Broiler_E1_Baseline Forecast | Commercial | Lodging | Existing | Food Preparation | Natural Gas | Broiler | E1 | Standard | Baseline Forecast | 100% | 100% | 100% | 100% | 100% | 100% | 100% | 100% | 100% | 100% | 100% | 100% | 100% | 100% | 100% | 100% | 100% | 100% | 100% | 100% | 100% | 100% | 100% | 100% | 100% | 100% | 100%
Commercial_Lodging_Existing_Food Preparation_Natural Gas_Broiler_E2_Baseline Forecast | Commercial | Lodging | Existing | Food Preparation | Natural Gas | Broiler | E2 | Infrared Burners | Baseline Forecast | bar: 2021 to 2047
Commercial_Lodging_Existing_Food Preparation_Natural Gas_Broiler_E3_Baseline Forecast | Commercial | Lodging | Existing | Food Preparation | Natural Gas | Broiler | E3 |  | Baseline Forecast | bar: 2021 to 2047
Commercial_Lodging_Existing_Food Preparation_Natural Gas_Broiler_E4_Baseline Forecast | Commercial | Lodging | Existing | Food Preparation | Natural Gas | Broiler | E4 |  | Baseline Forecast | bar: 2021 to 2047
Commercial_Lodging_Existing_Food Preparation_Natural Gas_Broiler_E5_Baseline Forecast | Commercial | Lodging | Existing | Food Preparation | Natural Gas | Broiler | E5 |  | Baseline Forecast | bar: 2021 to 2047
Commercial_Lodging_Existing_Food Preparation_Natural Gas_Broiler_E6_Baseline Forecast | Commercial | Lodging | Existing | Food Preparation | Natural Gas | Broiler | E6 |  | Baseline Forecast | bar: 2021 to 2047
Commercial_Lodging_Existing_Food Preparation_Natural Gas_Broiler_E7_Baseline Forecast | Commercial | Lodging | Existing | Food Preparation | Natural Gas | Broiler | E7 |  | Baseline Forecast | bar: 2021 to 2047
Commercial_Lodging_Existing_Food Preparation_Natural Gas_Broiler_E8_Baseline Forecast | Commercial | Lodging | Existing | Food Preparation | Natural Gas | Broiler | E8 |  | Baseline Forecast | bar: 2021 to 2047
Commercial_Lodging_Existing_Food Preparation_Natural Gas_Broiler_E9_Baseline Forecast | Commercial | Lodging | Existing | Food Preparation | Natural Gas | Broiler | E9 |  | Baseline Forecast | bar: 2021 to 2047
Commercial_Lodging_Existing_Food Preparation_Natural Gas_Broiler_E10_Baseline Forecast | Commercial | Lodging | Existing | Food Preparation | Natural Gas | Broiler | E10 |  | Baseline Forecast | bar: 2021 to 2047
Commercial_Lodging_Existing_Food Preparation_Natural Gas_Griddle_E1_Baseline Forecast | Commercial | Lodging | Existing | Food Preparation | Natural Gas | Griddle | E1 | Standard | Baseline Forecast | 82% | 82% | 82% | 82% | 82% | 82% | 82% | 82% | 82% | 82% | 82% | 82% | 82% | 82% | 82% | 82% | 82% | 82% | 82% | 82% | 82% | 82% | 82% | 82% | 82% | 82% | 82%
Commercial_Lodging_Existing_Food Preparation_Natural Gas_Griddle_E2_Baseline Forecast | Commercial | Lodging | Existing | Food Preparation | Natural Gas | Griddle | E2 | ENERGY STAR | Baseline Forecast | 18% | 18% | 18% | 18% | 18% | 18% | 18% | 18% | 18% | 18% | 18% | 18% | 18% | 18% | 18% | 18% | 18% | 18% | 18% | 18% | 18% | 18% | 18% | 18% | 18% | 18% | 18%
Commercial_Lodging_Existing_Food Preparation_Natural Gas_Griddle_E3_Baseline Forecast | Commercial | Lodging | Existing | Food Preparation | Natural Gas | Griddle | E3 |  | Baseline Forecast | bar: 2021 to 2047
Commercial_Lodging_Existing_Food Preparation_Natural Gas_Griddle_E4_Baseline Forecast | Commercial | Lodging | Existing | Food Preparation | Natural Gas | Griddle | E4 |  | Baseline Forecast | bar: 2021 to 2047
Commercial_Lodging_Existing_Food Preparation_Natural Gas_Griddle_E5_Baseline Forecast | Commercial | Lodging | Existing | Food Preparation | Natural Gas | Griddle | E5 |  | Baseline Forecast | bar: 2021 to 2047
Commercial_Lodging_Existing_Food Preparation_Natural Gas_Griddle_E6_Baseline Forecast | Commercial | Lodging | Existing | Food Preparation | Natural Gas | Griddle | E6 |  | Baseline Forecast | bar: 2021 to 2047
Commercial_Lodging_Existing_Food Preparation_Natural Gas_Griddle_E7_Baseline Forecast | Commercial | Lodging | Existing | Food Preparation | Natural Gas | Griddle | E7 |  | Baseline Forecast | bar: 2021 to 2047
Commercial_Lodging_Existing_Food Preparation_Natural Gas_Griddle_E8_Baseline Forecast | Commercial | Lodging | Existing | Food Preparation | Natural Gas | Griddle | E8 |  | Baseline Forecast | bar: 2021 to 2047
Commercial_Lodging_Existing_Food Preparation_Natural Gas_Griddle_E9_Baseline Forecast | Commercial | Lodging | Existing | Food Preparation | Natural Gas | Griddle | E9 |  | Baseline Forecast | bar: 2021 to 2047
Commercial_Lodging_Existing_Food Preparation_Natural Gas_Griddle_E10_Baseline Forecast | Commercial | Lodging | Existing | Food Preparation | Natural Gas | Griddle | E10 |  | Baseline Forecast | bar: 2021 to 2047
Commercial_Lodging_Existing_Food Preparation_Natural Gas_Range_E1_Baseline Forecast | Commercial | Lodging | Existing | Food Preparation | Natural Gas | Range | E1 | Standard | Baseline Forecast | 100% | 100% | 100% | 100% | 100% | 100% | 100% | 100% | 100% | 100% | 100% | 100% | 100% | 100% | 100% | 100% | 100% | 100% | 100% | 100% | 100% | 100% | 100% | 100% | 100% | 100% | 100%
Commercial_Lodging_Existing_Food Preparation_Natural Gas_Range_E2_Baseline Forecast | Commercial | Lodging | Existing | Food Preparation | Natural Gas | Range | E2 | High Efficiency | Baseline Forecast | bar: 2021 to 2047
Commercial_Lodging_Existing_Food Preparation_Natural Gas_Range_E3_Baseline Forecast | Commercial | Lodging | Existing | Food Preparation | Natural Gas | Range | E3 |  | Baseline Forecast | bar: 2021 to 2047
Commercial_Lodging_Existing_Food Preparation_Natural Gas_Range_E4_Baseline Forecast | Commercial | Lodging | Existing | Food Preparation | Natural Gas | Range | E4 |  | Baseline Forecast | bar: 2021 to 2047
Commercial_Lodging_Existing_Food Preparation_Natural Gas_Range_E5_Baseline Forecast | Commercial | Lodging | Existing | Food Preparation | Natural Gas | Range | E5 |  | Baseline Forecast | bar: 2021 to 2047
Commercial_Lodging_Existing_Food Preparation_Natural Gas_Range_E6_Baseline Forecast | Commercial | Lodging | Existing | Food Preparation | Natural Gas | Range | E6 |  | Baseline Forecast | bar: 2021 to 2047
Commercial_Lodging_Existing_Food Preparation_Natural Gas_Range_E7_Baseline Forecast | Commercial | Lodging | Existing | Food Preparation | Natural Gas | Range | E7 |  | Baseline Forecast | bar: 2021 to 2047
Commercial_Lodging_Existing_Food Preparation_Natural Gas_Range_E8_Baseline Forecast | Commercial | Lodging | Existing | Food Preparation | Natural Gas | Range | E8 |  | Baseline Forecast | bar: 2021 to 2047
Commercial_Lodging_Existing_Food Preparation_Natural Gas_Range_E9_Baseline Forecast | Commercial | Lodging | Existing | Food Preparation | Natural Gas | Range | E9 |  | Baseline Forecast | bar: 2021 to 2047
Commercial_Lodging_Existing_Food Preparation_Natural Gas_Range_E10_Baseline Forecast | Commercial | Lodging | Existing | Food Preparation | Natural Gas | Range | E10 |  | Baseline Forecast | bar: 2021 to 2047
Commercial_Lodging_Existing_Food Preparation_Natural Gas_Steamer_E1_Baseline Forecast | Commercial | Lodging | Existing | Food Preparation | Natural Gas | Steamer | E1 | Standard | Baseline Forecast | 54% | 0% | 0% | 0% | 0% | 0% | 0% | 0% | 0% | 0% | 0% | 0% | 0% | 0% | 0% | 0% | 0% | 0% | 0% | 0% | 0% | 0% | 0% | 0% | 0% | 0% | 0%
Commercial_Lodging_Existing_Food Preparation_Natural Gas_Steamer_E2_Baseline Forecast | Commercial | Lodging | Existing | Food Preparation | Natural Gas | Steamer | E2 | ENERGY STAR | Baseline Forecast | 46% | 100% | 100% | 100% | 100% | 100% | 100% | 100% | 100% | 100% | 100% | 100% | 100% | 100% | 100% | 100% | 100% | 100% | 100% | 100% | 100% | 100% | 100% | 100% | 100% | 100% | 100%
Commercial_Lodging_Existing_Food Preparation_Natural Gas_Steamer_E3_Baseline Forecast | Commercial | Lodging | Existing | Food Preparation | Natural Gas | Steamer | E3 |  | Baseline Forecast | bar: 2021 to 2047
Commercial_Lodging_Existing_Food Preparation_Natural Gas_Steamer_E4_Baseline Forecast | Commercial | Lodging | Existing | Food Preparation | Natural Gas | Steamer | E4 |  | Baseline Forecast | bar: 2021 to 2047
Commercial_Lodging_Existing_Food Preparation_Natural Gas_Steamer_E5_Baseline Forecast | Commercial | Lodging | Existing | Food Preparation | Natural Gas | Steamer | E5 |  | Baseline Forecast | bar: 2021 to 2047
Commercial_Lodging_Existing_Food Preparation_Natural Gas_Steamer_E6_Baseline Forecast | Commercial | Lodging | Existing | Food Preparation | Natural Gas | Steamer | E6 |  | Baseline Forecast | bar: 2021 to 2047
Commercial_Lodging_Existing_Food Preparation_Natural Gas_Steamer_E7_Baseline Forecast | Commercial | Lodging | Existing | Food Preparation | Natural Gas | Steamer | E7 |  | Baseline Forecast | bar: 2021 to 2047
Commercial_Lodging_Existing_Food Preparation_Natural Gas_Steamer_E8_Baseline Forecast | Commercial | Lodging | Existing | Food Preparation | Natural Gas | Steamer | E8 |  | Baseline Forecast | bar: 2021 to 2047
Commercial_Lodging_Existing_Food Preparation_Natural Gas_Steamer_E9_Baseline Forecast | Commercial | Lodging | Existing | Food Preparation | Natural Gas | Steamer | E9 |  | Baseline Forecast | bar: 2021 to 2047
Commercial_Lodging_Existing_Food Preparation_Natural Gas_Steamer_E10_Baseline Forecast | Commercial | Lodging | Existing | Food Preparation | Natural Gas | Steamer | E10 |  | Baseline Forecast | bar: 2021 to 2047
Commercial_Lodging_Existing_Food Preparation_Natural Gas_Commercial Food Prep Other_E1_Baseline Forecast | Commercial | Lodging | Existing | Food Preparation | Natural Gas | Commercial Food Prep Other | E1 | Standard | Baseline Forecast | 75% | 75% | 75% | 75% | 75% | 75% | 75% | 75% | 75% | 75% | 75% | 75% | 75% | 75% | 75% | 75% | 75% | 75% | 75% | 75% | 75% | 75% | 75% | 75% | 75% | 75% | 75%
Commercial_Lodging_Existing_Food Preparation_Natural Gas_Commercial Food Prep Other_E2_Baseline Forecast | Commercial | Lodging | Existing | Food Preparation | Natural Gas | Commercial Food Prep Other | E2 | ENERGY STAR | Baseline Forecast | 25% | 25% | 25% | 25% | 25% | 25% | 25% | 25% | 25% | 25% | 25% | 25% | 25% | 25% | 25% | 25% | 25% | 25% | 25% | 25% | 25% | 25% | 25% | 25% | 25% | 25% | 25%
Commercial_Lodging_Existing_Food Preparation_Natural Gas_Commercial Food Prep Other_E3_Baseline Forecast | Commercial | Lodging | Existing | Food Preparation | Natural Gas | Commercial Food Prep Other | E3 |  | Baseline Forecast | bar: 2021 to 2047
Commercial_Lodging_Existing_Food Preparation_Natural Gas_Commercial Food Prep Other_E4_Baseline Forecast | Commercial | Lodging | Existing | Food Preparation | Natural Gas | Commercial Food Prep Other | E4 |  | Baseline Forecast | bar: 2021 to 2047
Commercial_Lodging_Existing_Food Preparation_Natural Gas_Commercial Food Prep Other_E5_Baseline Forecast | Commercial | Lodging | Existing | Food Preparation | Natural Gas | Commercial Food Prep Other | E5 |  | Baseline Forecast | bar: 2021 to 2047
Commercial_Lodging_Existing_Food Preparation_Natural Gas_Commercial Food Prep Other_E6_Baseline Forecast | Commercial | Lodging | Existing | Food Preparation | Natural Gas | Commercial Food Prep Other | E6 |  | Baseline Forecast | bar: 2021 to 2047
Commercial_Lodging_Existing_Food Preparation_Natural Gas_Commercial Food Prep Other_E7_Baseline Forecast | Commercial | Lodging | Existing | Food Preparation | Natural Gas | Commercial Food Prep Other | E7 |  | Baseline Forecast | bar: 2021 to 2047
Commercial_Lodging_Existing_Food Preparation_Natural Gas_Commercial Food Prep Other_E8_Baseline Forecast | Commercial | Lodging | Existing | Food Preparation | Natural Gas | Commercial Food Prep Other | E8 |  | Baseline Forecast | bar: 2021 to 2047
Commercial_Lodging_Existing_Food Preparation_Natural Gas_Commercial Food Prep Other_E9_Baseline Forecast | Commercial | Lodging | Existing | Food Preparation | Natural Gas | Commercial Food Prep Other | E9 |  | Baseline Forecast | bar: 2021 to 2047
Commercial_Lodging_Existing_Food Preparation_Natural Gas_Commercial Food Prep Other_E10_Baseline Forecast | Commercial | Lodging | Existing | Food Preparation | Natural Gas | Commercial Food Prep Other | E10 |  | Baseline Forecast | bar: 2021 to 2047
Commercial_Lodging_Existing_Miscellaneous_Natural Gas_Pool Heater_E1_Baseline Forecast | Commercial | Lodging | Existing | Miscellaneous | Natural Gas | Pool Heater | E1 | Standard (EF .78) | Baseline Forecast | 100% | 100% | 100% | 100% | 100% | 100% | 100% | 100% | 100% | 100% | 100% | 100% | 100% | 100% | 100% | 100% | 100% | 100% | 100% | 100% | 100% | 100% | 100% | 100% | 100% | 100% | 100%
Commercial_Lodging_Existing_Miscellaneous_Natural Gas_Pool Heater_E2_Baseline Forecast | Commercial | Lodging | Existing | Miscellaneous | Natural Gas | Pool Heater | E2 | Condensing (EF .90) | Baseline Forecast | bar: 2021 to 2047
Commercial_Lodging_Existing_Miscellaneous_Natural Gas_Pool Heater_E3_Baseline Forecast | Commercial | Lodging | Existing | Miscellaneous | Natural Gas | Pool Heater | E3 |  | Baseline Forecast | bar: 2021 to 2047
Commercial_Lodging_Existing_Miscellaneous_Natural Gas_Pool Heater_E4_Baseline Forecast | Commercial | Lodging | Existing | Miscellaneous | Natural Gas | Pool Heater | E4 |  | Baseline Forecast | bar: 2021 to 2047
Commercial_Lodging_Existing_Miscellaneous_Natural Gas_Pool Heater_E5_Baseline Forecast | Commercial | Lodging | Existing | Miscellaneous | Natural Gas | Pool Heater | E5 |  | Baseline Forecast | bar: 2021 to 2047
Commercial_Lodging_Existing_Miscellaneous_Natural Gas_Pool Heater_E6_Baseline Forecast | Commercial | Lodging | Existing | Miscellaneous | Natural Gas | Pool Heater | E6 |  | Baseline Forecast | bar: 2021 to 2047
Commercial_Lodging_Existing_Miscellaneous_Natural Gas_Pool Heater_E7_Baseline Forecast | Commercial | Lodging | Existing | Miscellaneous | Natural Gas | Pool Heater | E7 |  | Baseline Forecast | bar: 2021 to 2047
Commercial_Lodging_Existing_Miscellaneous_Natural Gas_Pool Heater_E8_Baseline Forecast | Commercial | Lodging | Existing | Miscellaneous | Natural Gas | Pool Heater | E8 |  | Baseline Forecast | bar: 2021 to 2047
Commercial_Lodging_Existing_Miscellaneous_Natural Gas_Pool Heater_E9_Baseline Forecast | Commercial | Lodging | Existing | Miscellaneous | Natural Gas | Pool Heater | E9 |  | Baseline Forecast | bar: 2021 to 2047
Commercial_Lodging_Existing_Miscellaneous_Natural Gas_Pool Heater_E10_Baseline Forecast | Commercial | Lodging | Existing | Miscellaneous | Natural Gas | Pool Heater | E10 |  | Baseline Forecast | bar: 2021 to 2047
Commercial_Lodging_Existing_Miscellaneous_Natural Gas_Miscellaneous_E1_Baseline Forecast | Commercial | Lodging | Existing | Miscellaneous | Natural Gas | Miscellaneous | E1 | Miscellaneous | Baseline Forecast | 100% | 100% | 100% | 100% | 100% | 100% | 100% | 100% | 100% | 100% | 100% | 100% | 100% | 100% | 100% | 100% | 100% | 100% | 100% | 100% | 100% | 100% | 100% | 100% | 100% | 100% | 100%
Commercial_Lodging_Existing_Miscellaneous_Natural Gas_Miscellaneous_E2_Baseline Forecast | Commercial | Lodging | Existing | Miscellaneous | Natural Gas | Miscellaneous | E2 |  | Baseline Forecast | bar: 2021 to 2047
Commercial_Lodging_Existing_Miscellaneous_Natural Gas_Miscellaneous_E3_Baseline Forecast | Commercial | Lodging | Existing | Miscellaneous | Natural Gas | Miscellaneous | E3 |  | Baseline Forecast | bar: 2021 to 2047
Commercial_Lodging_Existing_Miscellaneous_Natural Gas_Miscellaneous_E4_Baseline Forecast | Commercial | Lodging | Existing | Miscellaneous | Natural Gas | Miscellaneous | E4 |  | Baseline Forecast | bar: 2021 to 2047
Commercial_Lodging_Existing_Miscellaneous_Natural Gas_Miscellaneous_E5_Baseline Forecast | Commercial | Lodging | Existing | Miscellaneous | Natural Gas | Miscellaneous | E5 |  | Baseline Forecast | bar: 2021 to 2047
Commercial_Lodging_Existing_Miscellaneous_Natural Gas_Miscellaneous_E6_Baseline Forecast | Commercial | Lodging | Existing | Miscellaneous | Natural Gas | Miscellaneous | E6 |  | Baseline Forecast | bar: 2021 to 2047
Commercial_Lodging_Existing_Miscellaneous_Natural Gas_Miscellaneous_E7_Baseline Forecast | Commercial | Lodging | Existing | Miscellaneous | Natural Gas | Miscellaneous | E7 |  | Baseline Forecast | bar: 2021 to 2047
Commercial_Lodging_Existing_Miscellaneous_Natural Gas_Miscellaneous_E8_Baseline Forecast | Commercial | Lodging | Existing | Miscellaneous | Natural Gas | Miscellaneous | E8 |  | Baseline Forecast | bar: 2021 to 2047
Commercial_Lodging_Existing_Miscellaneous_Natural Gas_Miscellaneous_E9_Baseline Forecast | Commercial | Lodging | Existing | Miscellaneous | Natural Gas | Miscellaneous | E9 |  | Baseline Forecast | bar: 2021 to 2047
Commercial_Lodging_Existing_Miscellaneous_Natural Gas_Miscellaneous_E10_Baseline Forecast | Commercial | Lodging | Existing | Miscellaneous | Natural Gas | Miscellaneous | E10 |  | Baseline Forecast | bar: 2021 to 2047
Commercial_Lodging_New_Space Heating_Natural Gas_Furnace_E1_Baseline Forecast | Commercial | Lodging | New | Space Heating | Natural Gas | Furnace | E1 | AFUE 80% (Standard) | Baseline Forecast | 66.24% | 66.24% | 66.24% | 0% | 0% | 0% | 0% | 0% | 0% | 0% | 0% | 0% | 0% | 0% | 0% | 0% | 0% | 0% | 0% | 0% | 0% | 0% | 0% | 0% | 0% | 0% | 0%
Commercial_Lodging_New_Space Heating_Natural Gas_Furnace_E2_Baseline Forecast | Commercial | Lodging | New | Space Heating | Natural Gas | Furnace | E2 | AFUE 90% | Baseline Forecast | 33.76% | 33.76% | 33.76% | 100% | 100% | 100% | 100% | 100% | 100% | 100% | 100% | 100% | 100% | 100% | 100% | 100% | 100% | 100% | 100% | 100% | 100% | 100% | 100% | 100% | 100% | 100% | 100%
Commercial_Lodging_New_Space Heating_Natural Gas_Furnace_E3_Baseline Forecast | Commercial | Lodging | New | Space Heating | Natural Gas | Furnace | E3 | AFUE 96% | Baseline Forecast | bar: 2021 to 2047
Commercial_Lodging_New_Space Heating_Natural Gas_Furnace_E4_Baseline Forecast | Commercial | Lodging | New | Space Heating | Natural Gas | Furnace | E4 |  | Baseline Forecast | bar: 2021 to 2047
Commercial_Lodging_New_Space Heating_Natural Gas_Furnace_E5_Baseline Forecast | Commercial | Lodging | New | Space Heating | Natural Gas | Furnace | E5 |  | Baseline Forecast | bar: 2021 to 2047
Commercial_Lodging_New_Space Heating_Natural Gas_Furnace_E6_Baseline Forecast | Commercial | Lodging | New | Space Heating | Natural Gas | Furnace | E6 |  | Baseline Forecast | bar: 2021 to 2047
Commercial_Lodging_New_Space Heating_Natural Gas_Furnace_E7_Baseline Forecast | Commercial | Lodging | New | Space Heating | Natural Gas | Furnace | E7 |  | Baseline Forecast | bar: 2021 to 2047
Commercial_Lodging_New_Space Heating_Natural Gas_Furnace_E8_Baseline Forecast | Commercial | Lodging | New | Space Heating | Natural Gas | Furnace | E8 |  | Baseline Forecast | bar: 2021 to 2047
Commercial_Lodging_New_Space Heating_Natural Gas_Furnace_E9_Baseline Forecast | Commercial | Lodging | New | Space Heating | Natural Gas | Furnace | E9 |  | Baseline Forecast | bar: 2021 to 2047
Commercial_Lodging_New_Space Heating_Natural Gas_Furnace_E10_Baseline Forecast | Commercial | Lodging | New | Space Heating | Natural Gas | Furnace | E10 |  | Baseline Forecast | bar: 2021 to 2047
Commercial_Lodging_New_Space Heating_Natural Gas_Boiler_E1_Baseline Forecast | Commercial | Lodging | New | Space Heating | Natural Gas | Boiler | E1 | AFUE 80% (Standard) | Baseline Forecast | 82% | 82% | 82% | 82% | 82% | 82% | 82% | 82% | 82% | 82% | 82% | 82% | 82% | 82% | 82% | 82% | 82% | 82% | 82% | 82% | 82% | 82% | 82% | 82% | 82% | 82% | 82%
Commercial_Lodging_New_Space Heating_Natural Gas_Boiler_E2_Baseline Forecast | Commercial | Lodging | New | Space Heating | Natural Gas | Boiler | E2 | AFUE 85% | Baseline Forecast | 18% | 18% | 18% | 18% | 18% | 18% | 18% | 18% | 18% | 18% | 18% | 18% | 18% | 18% | 18% | 18% | 18% | 18% | 18% | 18% | 18% | 18% | 18% | 18% | 18% | 18% | 18%
Commercial_Lodging_New_Space Heating_Natural Gas_Boiler_E3_Baseline Forecast | Commercial | Lodging | New | Space Heating | Natural Gas | Boiler | E3 | AFUE 97% | Baseline Forecast | bar: 2021 to 2047
Commercial_Lodging_New_Space Heating_Natural Gas_Boiler_E4_Baseline Forecast | Commercial | Lodging | New | Space Heating | Natural Gas | Boiler | E4 | Convert to NG Air Source Heat Pump | Baseline Forecast | bar: 2021 to 2047
Commercial_Lodging_New_Space Heating_Natural Gas_Boiler_E5_Baseline Forecast | Commercial | Lodging | New | Space Heating | Natural Gas | Boiler | E5 |  | Baseline Forecast | bar: 2021 to 2047
Commercial_Lodging_New_Space Heating_Natural Gas_Boiler_E6_Baseline Forecast | Commercial | Lodging | New | Space Heating | Natural Gas | Boiler | E6 |  | Baseline Forecast | bar: 2021 to 2047
Commercial_Lodging_New_Space Heating_Natural Gas_Boiler_E7_Baseline Forecast | Commercial | Lodging | New | Space Heating | Natural Gas | Boiler | E7 |  | Baseline Forecast | bar: 2021 to 2047
Commercial_Lodging_New_Space Heating_Natural Gas_Boiler_E8_Baseline Forecast | Commercial | Lodging | New | Space Heating | Natural Gas | Boiler | E8 |  | Baseline Forecast | bar: 2021 to 2047
Commercial_Lodging_New_Space Heating_Natural Gas_Boiler_E9_Baseline Forecast | Commercial | Lodging | New | Space Heating | Natural Gas | Boiler | E9 |  | Baseline Forecast | bar: 2021 to 2047
Commercial_Lodging_New_Space Heating_Natural Gas_Boiler_E10_Baseline Forecast | Commercial | Lodging | New | Space Heating | Natural Gas | Boiler | E10 |  | Baseline Forecast | bar: 2021 to 2047
Commercial_Lodging_New_Space Heating_Natural Gas_Unit Heater_E1_Baseline Forecast | Commercial | Lodging | New | Space Heating | Natural Gas | Unit Heater | E1 | Standard | Baseline Forecast | 100% | 100% | 100% | 100% | 100% | 100% | 100% | 100% | 100% | 100% | 100% | 100% | 100% | 100% | 100% | 100% | 100% | 100% | 100% | 100% | 100% | 100% | 100% | 100% | 100% | 100% | 100%
Commercial_Lodging_New_Space Heating_Natural Gas_Unit Heater_E2_Baseline Forecast | Commercial | Lodging | New | Space Heating | Natural Gas | Unit Heater | E2 | Condensing | Baseline Forecast | bar: 2021 to 2047
Commercial_Lodging_New_Space Heating_Natural Gas_Unit Heater_E3_Baseline Forecast | Commercial | Lodging | New | Space Heating | Natural Gas | Unit Heater | E3 | Infrared Radiant | Baseline Forecast | bar: 2021 to 2047
Commercial_Lodging_New_Space Heating_Natural Gas_Unit Heater_E4_Baseline Forecast | Commercial | Lodging | New | Space Heating | Natural Gas | Unit Heater | E4 |  | Baseline Forecast | bar: 2021 to 2047
Commercial_Lodging_New_Space Heating_Natural Gas_Unit Heater_E5_Baseline Forecast | Commercial | Lodging | New | Space Heating | Natural Gas | Unit Heater | E5 |  | Baseline Forecast | bar: 2021 to 2047
Commercial_Lodging_New_Space Heating_Natural Gas_Unit Heater_E6_Baseline Forecast | Commercial | Lodging | New | Space Heating | Natural Gas | Unit Heater | E6 |  | Baseline Forecast | bar: 2021 to 2047
Commercial_Lodging_New_Space Heating_Natural Gas_Unit Heater_E7_Baseline Forecast | Commercial | Lodging | New | Space Heating | Natural Gas | Unit Heater | E7 |  | Baseline Forecast | bar: 2021 to 2047
Commercial_Lodging_New_Space Heating_Natural Gas_Unit Heater_E8_Baseline Forecast | Commercial | Lodging | New | Space Heating | Natural Gas | Unit Heater | E8 |  | Baseline Forecast | bar: 2021 to 2047
Commercial_Lodging_New_Space Heating_Natural Gas_Unit Heater_E9_Baseline Forecast | Commercial | Lodging | New | Space Heating | Natural Gas | Unit Heater | E9 |  | Baseline Forecast | bar: 2021 to 2047
Commercial_Lodging_New_Space Heating_Natural Gas_Unit Heater_E10_Baseline Forecast | Commercial | Lodging | New | Space Heating | Natural Gas | Unit Heater | E10 |  | Baseline Forecast | bar: 2021 to 2047
Commercial_Lodging_New_Water Heating_Natural Gas_Water Heater_E1_Baseline Forecast | Commercial | Lodging | New | Water Heating | Natural Gas | Water Heater | E1 | TE 88% | Baseline Forecast | 49% | 49% | 49% | 49% | 49% | 49% | 49% | 49% | 49% | 49% | 49% | 49% | 49% | 49% | 49% | 49% | 49% | 49% | 49% | 49% | 49% | 49% | 49% | 49% | 49% | 49% | 49%
Commercial_Lodging_New_Water Heating_Natural Gas_Water Heater_E2_Baseline Forecast | Commercial | Lodging | New | Water Heating | Natural Gas | Water Heater | E2 | TE 96% | Baseline Forecast | 51% | 51% | 51% | 51% | 51% | 51% | 51% | 51% | 51% | 51% | 51% | 51% | 51% | 51% | 51% | 51% | 51% | 51% | 51% | 51% | 51% | 51% | 51% | 51% | 51% | 51% | 51%
Commercial_Lodging_New_Water Heating_Natural Gas_Water Heater_E3_Baseline Forecast | Commercial | Lodging | New | Water Heating | Natural Gas | Water Heater | E3 | Tankless | Baseline Forecast | bar: 2021 to 2047
Commercial_Lodging_New_Water Heating_Natural Gas_Water Heater_E4_Baseline Forecast | Commercial | Lodging | New | Water Heating | Natural Gas | Water Heater | E4 | NEEA Gas-Fired Absorption HPWH (COP 1.06) | Baseline Forecast | bar: 2021 to 2047
Commercial_Lodging_New_Water Heating_Natural Gas_Water Heater_E5_Baseline Forecast | Commercial | Lodging | New | Water Heating | Natural Gas | Water Heater | E5 |  | Baseline Forecast | bar: 2021 to 2047
Commercial_Lodging_New_Water Heating_Natural Gas_Water Heater_E6_Baseline Forecast | Commercial | Lodging | New | Water Heating | Natural Gas | Water Heater | E6 |  | Baseline Forecast | bar: 2021 to 2047
Commercial_Lodging_New_Water Heating_Natural Gas_Water Heater_E7_Baseline Forecast | Commercial | Lodging | New | Water Heating | Natural Gas | Water Heater | E7 |  | Baseline Forecast | bar: 2021 to 2047
Commercial_Lodging_New_Water Heating_Natural Gas_Water Heater_E8_Baseline Forecast | Commercial | Lodging | New | Water Heating | Natural Gas | Water Heater | E8 |  | Baseline Forecast | bar: 2021 to 2047
Commercial_Lodging_New_Water Heating_Natural Gas_Water Heater_E9_Baseline Forecast | Commercial | Lodging | New | Water Heating | Natural Gas | Water Heater | E9 |  | Baseline Forecast | bar: 2021 to 2047
Commercial_Lodging_New_Water Heating_Natural Gas_Water Heater_E10_Baseline Forecast | Commercial | Lodging | New | Water Heating | Natural Gas | Water Heater | E10 |  | Baseline Forecast | bar: 2021 to 2047
Commercial_Lodging_New_Food Preparation_Natural Gas_Oven_E1_Baseline Forecast | Commercial | Lodging | New | Food Preparation | Natural Gas | Oven | E1 | Standard | Baseline Forecast | 46% | 46% | 46% | 46% | 46% | 46% | 46% | 46% | 46% | 46% | 46% | 46% | 46% | 46% | 46% | 46% | 46% | 46% | 46% | 46% | 46% | 46% | 46% | 46% | 46% | 46% | 46%
Commercial_Lodging_New_Food Preparation_Natural Gas_Oven_E2_Baseline Forecast | Commercial | Lodging | New | Food Preparation | Natural Gas | Oven | E2 | ENERGY STAR (>42% Baking Efficiency) | Baseline Forecast | 54% | 54% | 54% | 54% | 54% | 54% | 54% | 54% | 54% | 54% | 54% | 54% | 54% | 54% | 54% | 54% | 54% | 54% | 54% | 54% | 54% | 54% | 54% | 54% | 54% | 54% | 54%
Commercial_Lodging_New_Food Preparation_Natural Gas_Oven_E3_Baseline Forecast | Commercial | Lodging | New | Food Preparation | Natural Gas | Oven | E3 |  | Baseline Forecast | bar: 2021 to 2047
Commercial_Lodging_New_Food Preparation_Natural Gas_Oven_E4_Baseline Forecast | Commercial | Lodging | New | Food Preparation | Natural Gas | Oven | E4 |  | Baseline Forecast | bar: 2021 to 2047
Commercial_Lodging_New_Food Preparation_Natural Gas_Oven_E5_Baseline Forecast | Commercial | Lodging | New | Food Preparation | Natural Gas | Oven | E5 |  | Baseline Forecast | bar: 2021 to 2047
Commercial_Lodging_New_Food Preparation_Natural Gas_Oven_E6_Baseline Forecast | Commercial | Lodging | New | Food Preparation | Natural Gas | Oven | E6 |  | Baseline Forecast | bar: 2021 to 2047
Commercial_Lodging_New_Food Preparation_Natural Gas_Oven_E7_Baseline Forecast | Commercial | Lodging | New | Food Preparation | Natural Gas | Oven | E7 |  | Baseline Forecast | bar: 2021 to 2047
Commercial_Lodging_New_Food Preparation_Natural Gas_Oven_E8_Baseline Forecast | Commercial | Lodging | New | Food Preparation | Natural Gas | Oven | E8 |  | Baseline Forecast | bar: 2021 to 2047
Commercial_Lodging_New_Food Preparation_Natural Gas_Oven_E9_Baseline Forecast | Commercial | Lodging | New | Food Preparation | Natural Gas | Oven | E9 |  | Baseline Forecast | bar: 2021 to 2047
Commercial_Lodging_New_Food Preparation_Natural Gas_Oven_E10_Baseline Forecast | Commercial | Lodging | New | Food Preparation | Natural Gas | Oven | E10 |  | Baseline Forecast | bar: 2021 to 2047
Commercial_Lodging_New_Food Preparation_Natural Gas_Conveyor Oven_E1_Baseline Forecast | Commercial | Lodging | New | Food Preparation | Natural Gas | Conveyor Oven | E1 | Standard | Baseline Forecast | 46% | 46% | 46% | 46% | 46% | 46% | 46% | 46% | 46% | 46% | 46% | 46% | 46% | 46% | 46% | 46% | 46% | 46% | 46% | 46% | 46% | 46% | 46% | 46% | 46% | 46% | 46%
Commercial_Lodging_New_Food Preparation_Natural Gas_Conveyor Oven_E2_Baseline Forecast | Commercial | Lodging | New | Food Preparation | Natural Gas | Conveyor Oven | E2 | Efficient (>42% Baking Efficiency) | Baseline Forecast | 54% | 54% | 54% | 54% | 54% | 54% | 54% | 54% | 54% | 54% | 54% | 54% | 54% | 54% | 54% | 54% | 54% | 54% | 54% | 54% | 54% | 54% | 54% | 54% | 54% | 54% | 54%
Commercial_Lodging_New_Food Preparation_Natural Gas_Conveyor Oven_E3_Baseline Forecast | Commercial | Lodging | New | Food Preparation | Natural Gas | Conveyor Oven | E3 |  | Baseline Forecast | bar: 2021 to 2047
Commercial_Lodging_New_Food Preparation_Natural Gas_Conveyor Oven_E4_Baseline Forecast | Commercial | Lodging | New | Food Preparation | Natural Gas | Conveyor Oven | E4 |  | Baseline Forecast | bar: 2021 to 2047
Commercial_Lodging_New_Food Preparation_Natural Gas_Conveyor Oven_E5_Baseline Forecast | Commercial | Lodging | New | Food Preparation | Natural Gas | Conveyor Oven | E5 |  | Baseline Forecast | bar: 2021 to 2047
Commercial_Lodging_New_Food Preparation_Natural Gas_Conveyor Oven_E6_Baseline Forecast | Commercial | Lodging | New | Food Preparation | Natural Gas | Conveyor Oven | E6 |  | Baseline Forecast | bar: 2021 to 2047
Commercial_Lodging_New_Food Preparation_Natural Gas_Conveyor Oven_E7_Baseline Forecast | Commercial | Lodging | New | Food Preparation | Natural Gas | Conveyor Oven | E7 |  | Baseline Forecast | bar: 2021 to 2047
Commercial_Lodging_New_Food Preparation_Natural Gas_Conveyor Oven_E8_Baseline Forecast | Commercial | Lodging | New | Food Preparation | Natural Gas | Conveyor Oven | E8 |  | Baseline Forecast | bar: 2021 to 2047
Commercial_Lodging_New_Food Preparation_Natural Gas_Conveyor Oven_E9_Baseline Forecast | Commercial | Lodging | New | Food Preparation | Natural Gas | Conveyor Oven | E9 |  | Baseline Forecast | bar: 2021 to 2047
Commercial_Lodging_New_Food Preparation_Natural Gas_Conveyor Oven_E10_Baseline Forecast | Commercial | Lodging | New | Food Preparation | Natural Gas | Conveyor Oven | E10 |  | Baseline Forecast | bar: 2021 to 2047
Commercial_Lodging_New_Food Preparation_Natural Gas_Double Rack Oven_E1_Baseline Forecast | Commercial | Lodging | New | Food Preparation | Natural Gas | Double Rack Oven | E1 | Standard | Baseline Forecast | 46% | 46% | 46% | 46% | 46% | 46% | 46% | 46% | 46% | 46% | 46% | 46% | 46% | 46% | 46% | 46% | 46% | 46% | 46% | 46% | 46% | 46% | 46% | 46% | 46% | 46% | 46%
Commercial_Lodging_New_Food Preparation_Natural Gas_Double Rack Oven_E2_Baseline Forecast | Commercial | Lodging | New | Food Preparation | Natural Gas | Double Rack Oven | E2 | FTSC Qualified (>50% Cooking Efficiency) | Baseline Forecast | 54% | 54% | 54% | 54% | 54% | 54% | 54% | 54% | 54% | 54% | 54% | 54% | 54% | 54% | 54% | 54% | 54% | 54% | 54% | 54% | 54% | 54% | 54% | 54% | 54% | 54% | 54%
Commercial_Lodging_New_Food Preparation_Natural Gas_Double Rack Oven_E3_Baseline Forecast | Commercial | Lodging | New | Food Preparation | Natural Gas | Double Rack Oven | E3 |  | Baseline Forecast | bar: 2021 to 2047
Commercial_Lodging_New_Food Preparation_Natural Gas_Double Rack Oven_E4_Baseline Forecast | Commercial | Lodging | New | Food Preparation | Natural Gas | Double Rack Oven | E4 |  | Baseline Forecast | bar: 2021 to 2047
Commercial_Lodging_New_Food Preparation_Natural Gas_Double Rack Oven_E5_Baseline Forecast | Commercial | Lodging | New | Food Preparation | Natural Gas | Double Rack Oven | E5 |  | Baseline Forecast | bar: 2021 to 2047
Commercial_Lodging_New_Food Preparation_Natural Gas_Double Rack Oven_E6_Baseline Forecast | Commercial | Lodging | New | Food Preparation | Natural Gas | Double Rack Oven | E6 |  | Baseline Forecast | bar: 2021 to 2047
Commercial_Lodging_New_Food Preparation_Natural Gas_Double Rack Oven_E7_Baseline Forecast | Commercial | Lodging | New | Food Preparation | Natural Gas | Double Rack Oven | E7 |  | Baseline Forecast | bar: 2021 to 2047
Commercial_Lodging_New_Food Preparation_Natural Gas_Double Rack Oven_E8_Baseline Forecast | Commercial | Lodging | New | Food Preparation | Natural Gas | Double Rack Oven | E8 |  | Baseline Forecast | bar: 2021 to 2047
Commercial_Lodging_New_Food Preparation_Natural Gas_Double Rack Oven_E9_Baseline Forecast | Commercial | Lodging | New | Food Preparation | Natural Gas | Double Rack Oven | E9 |  | Baseline Forecast | bar: 2021 to 2047
Commercial_Lodging_New_Food Preparation_Natural Gas_Double Rack Oven_E10_Baseline Forecast | Commercial | Lodging | New | Food Preparation | Natural Gas | Double Rack Oven | E10 |  | Baseline Forecast | bar: 2021 to 2047
Commercial_Lodging_New_Food Preparation_Natural Gas_Fryer_E1_Baseline Forecast | Commercial | Lodging | New | Food Preparation | Natural Gas | Fryer | E1 | Standard | Baseline Forecast | 75% | 0% | 0% | 0% | 0% | 0% | 0% | 0% | 0% | 0% | 0% | 0% | 0% | 0% | 0% | 0% | 0% | 0% | 0% | 0% | 0% | 0% | 0% | 0% | 0% | 0% | 0%
Commercial_Lodging_New_Food Preparation_Natural Gas_Fryer_E2_Baseline Forecast | Commercial | Lodging | New | Food Preparation | Natural Gas | Fryer | E2 | ENERGY STAR | Baseline Forecast | 25% | 100% | 100% | 100% | 100% | 100% | 100% | 100% | 100% | 100% | 100% | 100% | 100% | 100% | 100% | 100% | 100% | 100% | 100% | 100% | 100% | 100% | 100% | 100% | 100% | 100% | 100%
Commercial_Lodging_New_Food Preparation_Natural Gas_Fryer_E3_Baseline Forecast | Commercial | Lodging | New | Food Preparation | Natural Gas | Fryer | E3 |  | Baseline Forecast | bar: 2021 to 2047
Commercial_Lodging_New_Food Preparation_Natural Gas_Fryer_E4_Baseline Forecast | Commercial | Lodging | New | Food Preparation | Natural Gas | Fryer | E4 |  | Baseline Forecast | bar: 2021 to 2047
Commercial_Lodging_New_Food Preparation_Natural Gas_Fryer_E5_Baseline Forecast | Commercial | Lodging | New | Food Preparation | Natural Gas | Fryer | E5 |  | Baseline Forecast | bar: 2021 to 2047
Commercial_Lodging_New_Food Preparation_Natural Gas_Fryer_E6_Baseline Forecast | Commercial | Lodging | New | Food Preparation | Natural Gas | Fryer | E6 |  | Baseline Forecast | bar: 2021 to 2047
Commercial_Lodging_New_Food Preparation_Natural Gas_Fryer_E7_Baseline Forecast | Commercial | Lodging | New | Food Preparation | Natural Gas | Fryer | E7 |  | Baseline Forecast | bar: 2021 to 2047
Commercial_Lodging_New_Food Preparation_Natural Gas_Fryer_E8_Baseline Forecast | Commercial | Lodging | New | Food Preparation | Natural Gas | Fryer | E8 |  | Baseline Forecast | bar: 2021 to 2047
Commercial_Lodging_New_Food Preparation_Natural Gas_Fryer_E9_Baseline Forecast | Commercial | Lodging | New | Food Preparation | Natural Gas | Fryer | E9 |  | Baseline Forecast | bar: 2021 to 2047
Commercial_Lodging_New_Food Preparation_Natural Gas_Fryer_E10_Baseline Forecast | Commercial | Lodging | New | Food Preparation | Natural Gas | Fryer | E10 |  | Baseline Forecast | bar: 2021 to 2047
Commercial_Lodging_New_Food Preparation_Natural Gas_Broiler_E1_Baseline Forecast | Commercial | Lodging | New | Food Preparation | Natural Gas | Broiler | E1 | Standard | Baseline Forecast | 100% | 100% | 100% | 100% | 100% | 100% | 100% | 100% | 100% | 100% | 100% | 100% | 100% | 100% | 100% | 100% | 100% | 100% | 100% | 100% | 100% | 100% | 100% | 100% | 100% | 100% | 100%
Commercial_Lodging_New_Food Preparation_Natural Gas_Broiler_E2_Baseline Forecast | Commercial | Lodging | New | Food Preparation | Natural Gas | Broiler | E2 | Infrared Burners | Baseline Forecast | bar: 2021 to 2047
Commercial_Lodging_New_Food Preparation_Natural Gas_Broiler_E3_Baseline Forecast | Commercial | Lodging | New | Food Preparation | Natural Gas | Broiler | E3 |  | Baseline Forecast | bar: 2021 to 2047
Commercial_Lodging_New_Food Preparation_Natural Gas_Broiler_E4_Baseline Forecast | Commercial | Lodging | New | Food Preparation | Natural Gas | Broiler | E4 |  | Baseline Forecast | bar: 2021 to 2047
Commercial_Lodging_New_Food Preparation_Natural Gas_Broiler_E5_Baseline Forecast | Commercial | Lodging | New | Food Preparation | Natural Gas | Broiler | E5 |  | Baseline Forecast | bar: 2021 to 2047
Commercial_Lodging_New_Food Preparation_Natural Gas_Broiler_E6_Baseline Forecast | Commercial | Lodging | New | Food Preparation | Natural Gas | Broiler | E6 |  | Baseline Forecast | bar: 2021 to 2047
Commercial_Lodging_New_Food Preparation_Natural Gas_Broiler_E7_Baseline Forecast | Commercial | Lodging | New | Food Preparation | Natural Gas | Broiler | E7 |  | Baseline Forecast | bar: 2021 to 2047
Commercial_Lodging_New_Food Preparation_Natural Gas_Broiler_E8_Baseline Forecast | Commercial | Lodging | New | Food Preparation | Natural Gas | Broiler | E8 |  | Baseline Forecast | bar: 2021 to 2047
Commercial_Lodging_New_Food Preparation_Natural Gas_Broiler_E9_Baseline Forecast | Commercial | Lodging | New | Food Preparation | Natural Gas | Broiler | E9 |  | Baseline Forecast | bar: 2021 to 2047
Commercial_Lodging_New_Food Preparation_Natural Gas_Broiler_E10_Baseline Forecast | Commercial | Lodging | New | Food Preparation | Natural Gas | Broiler | E10 |  | Baseline Forecast | bar: 2021 to 2047
Commercial_Lodging_New_Food Preparation_Natural Gas_Griddle_E1_Baseline Forecast | Commercial | Lodging | New | Food Preparation | Natural Gas | Griddle | E1 | Standard | Baseline Forecast | 82% | 82% | 82% | 82% | 82% | 82% | 82% | 82% | 82% | 82% | 82% | 82% | 82% | 82% | 82% | 82% | 82% | 82% | 82% | 82% | 82% | 82% | 82% | 82% | 82% | 82% | 82%
Commercial_Lodging_New_Food Preparation_Natural Gas_Griddle_E2_Baseline Forecast | Commercial | Lodging | New | Food Preparation | Natural Gas | Griddle | E2 | ENERGY STAR | Baseline Forecast | 18% | 18% | 18% | 18% | 18% | 18% | 18% | 18% | 18% | 18% | 18% | 18% | 18% | 18% | 18% | 18% | 18% | 18% | 18% | 18% | 18% | 18% | 18% | 18% | 18% | 18% | 18%
Commercial_Lodging_New_Food Preparation_Natural Gas_Griddle_E3_Baseline Forecast | Commercial | Lodging | New | Food Preparation | Natural Gas | Griddle | E3 |  | Baseline Forecast | bar: 2021 to 2047
Commercial_Lodging_New_Food Preparation_Natural Gas_Griddle_E4_Baseline Forecast | Commercial | Lodging | New | Food Preparation | Natural Gas | Griddle | E4 |  | Baseline Forecast | bar: 2021 to 2047
Commercial_Lodging_New_Food Preparation_Natural Gas_Griddle_E5_Baseline Forecast | Commercial | Lodging | New | Food Preparation | Natural Gas | Griddle | E5 |  | Baseline Forecast | bar: 2021 to 2047
Commercial_Lodging_New_Food Preparation_Natural Gas_Griddle_E6_Baseline Forecast | Commercial | Lodging | New | Food Preparation | Natural Gas | Griddle | E6 |  | Baseline Forecast | bar: 2021 to 2047
Commercial_Lodging_New_Food Preparation_Natural Gas_Griddle_E7_Baseline Forecast | Commercial | Lodging | New | Food Preparation | Natural Gas | Griddle | E7 |  | Baseline Forecast | bar: 2021 to 2047
Commercial_Lodging_New_Food Preparation_Natural Gas_Griddle_E8_Baseline Forecast | Commercial | Lodging | New | Food Preparation | Natural Gas | Griddle | E8 |  | Baseline Forecast | bar: 2021 to 2047
Commercial_Lodging_New_Food Preparation_Natural Gas_Griddle_E9_Baseline Forecast | Commercial | Lodging | New | Food Preparation | Natural Gas | Griddle | E9 |  | Baseline Forecast | bar: 2021 to 2047
Commercial_Lodging_New_Food Preparation_Natural Gas_Griddle_E10_Baseline Forecast | Commercial | Lodging | New | Food Preparation | Natural Gas | Griddle | E10 |  | Baseline Forecast | bar: 2021 to 2047
Commercial_Lodging_New_Food Preparation_Natural Gas_Range_E1_Baseline Forecast | Commercial | Lodging | New | Food Preparation | Natural Gas | Range | E1 | Standard | Baseline Forecast | 100% | 100% | 100% | 100% | 100% | 100% | 100% | 100% | 100% | 100% | 100% | 100% | 100% | 100% | 100% | 100% | 100% | 100% | 100% | 100% | 100% | 100% | 100% | 100% | 100% | 100% | 100%
Commercial_Lodging_New_Food Preparation_Natural Gas_Range_E2_Baseline Forecast | Commercial | Lodging | New | Food Preparation | Natural Gas | Range | E2 | High Efficiency | Baseline Forecast | bar: 2021 to 2047
Commercial_Lodging_New_Food Preparation_Natural Gas_Range_E3_Baseline Forecast | Commercial | Lodging | New | Food Preparation | Natural Gas | Range | E3 |  | Baseline Forecast | bar: 2021 to 2047
Commercial_Lodging_New_Food Preparation_Natural Gas_Range_E4_Baseline Forecast | Commercial | Lodging | New | Food Preparation | Natural Gas | Range | E4 |  | Baseline Forecast | bar: 2021 to 2047
Commercial_Lodging_New_Food Preparation_Natural Gas_Range_E5_Baseline Forecast | Commercial | Lodging | New | Food Preparation | Natural Gas | Range | E5 |  | Baseline Forecast | bar: 2021 to 2047
Commercial_Lodging_New_Food Preparation_Natural Gas_Range_E6_Baseline Forecast | Commercial | Lodging | New | Food Preparation | Natural Gas | Range | E6 |  | Baseline Forecast | bar: 2021 to 2047
Commercial_Lodging_New_Food Preparation_Natural Gas_Range_E7_Baseline Forecast | Commercial | Lodging | New | Food Preparation | Natural Gas | Range | E7 |  | Baseline Forecast | bar: 2021 to 2047
Commercial_Lodging_New_Food Preparation_Natural Gas_Range_E8_Baseline Forecast | Commercial | Lodging | New | Food Preparation | Natural Gas | Range | E8 |  | Baseline Forecast | bar: 2021 to 2047
Commercial_Lodging_New_Food Preparation_Natural Gas_Range_E9_Baseline Forecast | Commercial | Lodging | New | Food Preparation | Natural Gas | Range | E9 |  | Baseline Forecast | bar: 2021 to 2047
Commercial_Lodging_New_Food Preparation_Natural Gas_Range_E10_Baseline Forecast | Commercial | Lodging | New | Food Preparation | Natural Gas | Range | E10 |  | Baseline Forecast | bar: 2021 to 2047
Commercial_Lodging_New_Food Preparation_Natural Gas_Steamer_E1_Baseline Forecast | Commercial | Lodging | New | Food Preparation | Natural Gas | Steamer | E1 | Standard | Baseline Forecast | 54% | 0% | 0% | 0% | 0% | 0% | 0% | 0% | 0% | 0% | 0% | 0% | 0% | 0% | 0% | 0% | 0% | 0% | 0% | 0% | 0% | 0% | 0% | 0% | 0% | 0% | 0%
Commercial_Lodging_New_Food Preparation_Natural Gas_Steamer_E2_Baseline Forecast | Commercial | Lodging | New | Food Preparation | Natural Gas | Steamer | E2 | ENERGY STAR | Baseline Forecast | 46% | 100% | 100% | 100% | 100% | 100% | 100% | 100% | 100% | 100% | 100% | 100% | 100% | 100% | 100% | 100% | 100% | 100% | 100% | 100% | 100% | 100% | 100% | 100% | 100% | 100% | 100%
Commercial_Lodging_New_Food Preparation_Natural Gas_Steamer_E3_Baseline Forecast | Commercial | Lodging | New | Food Preparation | Natural Gas | Steamer | E3 |  | Baseline Forecast | bar: 2021 to 2047
Commercial_Lodging_New_Food Preparation_Natural Gas_Steamer_E4_Baseline Forecast | Commercial | Lodging | New | Food Preparation | Natural Gas | Steamer | E4 |  | Baseline Forecast | bar: 2021 to 2047
Commercial_Lodging_New_Food Preparation_Natural Gas_Steamer_E5_Baseline Forecast | Commercial | Lodging | New | Food Preparation | Natural Gas | Steamer | E5 |  | Baseline Forecast | bar: 2021 to 2047
Commercial_Lodging_New_Food Preparation_Natural Gas_Steamer_E6_Baseline Forecast | Commercial | Lodging | New | Food Preparation | Natural Gas | Steamer | E6 |  | Baseline Forecast | bar: 2021 to 2047
Commercial_Lodging_New_Food Preparation_Natural Gas_Steamer_E7_Baseline Forecast | Commercial | Lodging | New | Food Preparation | Natural Gas | Steamer | E7 |  | Baseline Forecast | bar: 2021 to 2047
Commercial_Lodging_New_Food Preparation_Natural Gas_Steamer_E8_Baseline Forecast | Commercial | Lodging | New | Food Preparation | Natural Gas | Steamer | E8 |  | Baseline Forecast | bar: 2021 to 2047
Commercial_Lodging_New_Food Preparation_Natural Gas_Steamer_E9_Baseline Forecast | Commercial | Lodging | New | Food Preparation | Natural Gas | Steamer | E9 |  | Baseline Forecast | bar: 2021 to 2047
Commercial_Lodging_New_Food Preparation_Natural Gas_Steamer_E10_Baseline Forecast | Commercial | Lodging | New | Food Preparation | Natural Gas | Steamer | E10 |  | Baseline Forecast | bar: 2021 to 2047
Commercial_Lodging_New_Food Preparation_Natural Gas_Commercial Food Prep Other_E1_Baseline Forecast | Commercial | Lodging | New | Food Preparation | Natural Gas | Commercial Food Prep Other | E1 | Standard | Baseline Forecast | 75% | 75% | 75% | 75% | 75% | 75% | 75% | 75% | 75% | 75% | 75% | 75% | 75% | 75% | 75% | 75% | 75% | 75% | 75% | 75% | 75% | 75% | 75% | 75% | 75% | 75% | 75%
Commercial_Lodging_New_Food Preparation_Natural Gas_Commercial Food Prep Other_E2_Baseline Forecast | Commercial | Lodging | New | Food Preparation | Natural Gas | Commercial Food Prep Other | E2 | ENERGY STAR | Baseline Forecast | 25% | 25% | 25% | 25% | 25% | 25% | 25% | 25% | 25% | 25% | 25% | 25% | 25% | 25% | 25% | 25% | 25% | 25% | 25% | 25% | 25% | 25% | 25% | 25% | 25% | 25% | 25%
Commercial_Lodging_New_Food Preparation_Natural Gas_Commercial Food Prep Other_E3_Baseline Forecast | Commercial | Lodging | New | Food Preparation | Natural Gas | Commercial Food Prep Other | E3 |  | Baseline Forecast | bar: 2021 to 2047
Commercial_Lodging_New_Food Preparation_Natural Gas_Commercial Food Prep Other_E4_Baseline Forecast | Commercial | Lodging | New | Food Preparation | Natural Gas | Commercial Food Prep Other | E4 |  | Baseline Forecast | bar: 2021 to 2047
Commercial_Lodging_New_Food Preparation_Natural Gas_Commercial Food Prep Other_E5_Baseline Forecast | Commercial | Lodging | New | Food Preparation | Natural Gas | Commercial Food Prep Other | E5 |  | Baseline Forecast | bar: 2021 to 2047
Commercial_Lodging_New_Food Preparation_Natural Gas_Commercial Food Prep Other_E6_Baseline Forecast | Commercial | Lodging | New | Food Preparation | Natural Gas | Commercial Food Prep Other | E6 |  | Baseline Forecast | bar: 2021 to 2047
Commercial_Lodging_New_Food Preparation_Natural Gas_Commercial Food Prep Other_E7_Baseline Forecast | Commercial | Lodging | New | Food Preparation | Natural Gas | Commercial Food Prep Other | E7 |  | Baseline Forecast | bar: 2021 to 2047
Commercial_Lodging_New_Food Preparation_Natural Gas_Commercial Food Prep Other_E8_Baseline Forecast | Commercial | Lodging | New | Food Preparation | Natural Gas | Commercial Food Prep Other | E8 |  | Baseline Forecast | bar: 2021 to 2047
Commercial_Lodging_New_Food Preparation_Natural Gas_Commercial Food Prep Other_E9_Baseline Forecast | Commercial | Lodging | New | Food Preparation | Natural Gas | Commercial Food Prep Other | E9 |  | Baseline Forecast | bar: 2021 to 2047
Commercial_Lodging_New_Food Preparation_Natural Gas_Commercial Food Prep Other_E10_Baseline Forecast | Commercial | Lodging | New | Food Preparation | Natural Gas | Commercial Food Prep Other | E10 |  | Baseline Forecast | bar: 2021 to 2047
Commercial_Lodging_New_Miscellaneous_Natural Gas_Pool Heater_E1_Baseline Forecast | Commercial | Lodging | New | Miscellaneous | Natural Gas | Pool Heater | E1 | Standard (EF .78) | Baseline Forecast | 100% | 100% | 100% | 100% | 100% | 100% | 100% | 100% | 100% | 100% | 100% | 100% | 100% | 100% | 100% | 100% | 100% | 100% | 100% | 100% | 100% | 100% | 100% | 100% | 100% | 100% | 100%
Commercial_Lodging_New_Miscellaneous_Natural Gas_Pool Heater_E2_Baseline Forecast | Commercial | Lodging | New | Miscellaneous | Natural Gas | Pool Heater | E2 | Condensing (EF .90) | Baseline Forecast | bar: 2021 to 2047
Commercial_Lodging_New_Miscellaneous_Natural Gas_Pool Heater_E3_Baseline Forecast | Commercial | Lodging | New | Miscellaneous | Natural Gas | Pool Heater | E3 |  | Baseline Forecast | bar: 2021 to 2047
Commercial_Lodging_New_Miscellaneous_Natural Gas_Pool Heater_E4_Baseline Forecast | Commercial | Lodging | New | Miscellaneous | Natural Gas | Pool Heater | E4 |  | Baseline Forecast | bar: 2021 to 2047
Commercial_Lodging_New_Miscellaneous_Natural Gas_Pool Heater_E5_Baseline Forecast | Commercial | Lodging | New | Miscellaneous | Natural Gas | Pool Heater | E5 |  | Baseline Forecast | bar: 2021 to 2047
Commercial_Lodging_New_Miscellaneous_Natural Gas_Pool Heater_E6_Baseline Forecast | Commercial | Lodging | New | Miscellaneous | Natural Gas | Pool Heater | E6 |  | Baseline Forecast | bar: 2021 to 2047
Commercial_Lodging_New_Miscellaneous_Natural Gas_Pool Heater_E7_Baseline Forecast | Commercial | Lodging | New | Miscellaneous | Natural Gas | Pool Heater | E7 |  | Baseline Forecast | bar: 2021 to 2047
Commercial_Lodging_New_Miscellaneous_Natural Gas_Pool Heater_E8_Baseline Forecast | Commercial | Lodging | New | Miscellaneous | Natural Gas | Pool Heater | E8 |  | Baseline Forecast | bar: 2021 to 2047
Commercial_Lodging_New_Miscellaneous_Natural Gas_Pool Heater_E9_Baseline Forecast | Commercial | Lodging | New | Miscellaneous | Natural Gas | Pool Heater | E9 |  | Baseline Forecast | bar: 2021 to 2047
Commercial_Lodging_New_Miscellaneous_Natural Gas_Pool Heater_E10_Baseline Forecast | Commercial | Lodging | New | Miscellaneous | Natural Gas | Pool Heater | E10 |  | Baseline Forecast | bar: 2021 to 2047
Commercial_Lodging_New_Miscellaneous_Natural Gas_Miscellaneous_E1_Baseline Forecast | Commercial | Lodging | New | Miscellaneous | Natural Gas | Miscellaneous | E1 | Miscellaneous | Baseline Forecast | 100% | 100% | 100% | 100% | 100% | 100% | 100% | 100% | 100% | 100% | 100% | 100% | 100% | 100% | 100% | 100% | 100% | 100% | 100% | 100% | 100% | 100% | 100% | 100% | 100% | 100% | 100%
Commercial_Lodging_New_Miscellaneous_Natural Gas_Miscellaneous_E2_Baseline Forecast | Commercial | Lodging | New | Miscellaneous | Natural Gas | Miscellaneous | E2 |  | Baseline Forecast | bar: 2021 to 2047
Commercial_Lodging_New_Miscellaneous_Natural Gas_Miscellaneous_E3_Baseline Forecast | Commercial | Lodging | New | Miscellaneous | Natural Gas | Miscellaneous | E3 |  | Baseline Forecast | bar: 2021 to 2047
Commercial_Lodging_New_Miscellaneous_Natural Gas_Miscellaneous_E4_Baseline Forecast | Commercial | Lodging | New | Miscellaneous | Natural Gas | Miscellaneous | E4 |  | Baseline Forecast | bar: 2021 to 2047
Commercial_Lodging_New_Miscellaneous_Natural Gas_Miscellaneous_E5_Baseline Forecast | Commercial | Lodging | New | Miscellaneous | Natural Gas | Miscellaneous | E5 |  | Baseline Forecast | bar: 2021 to 2047
Commercial_Lodging_New_Miscellaneous_Natural Gas_Miscellaneous_E6_Baseline Forecast | Commercial | Lodging | New | Miscellaneous | Natural Gas | Miscellaneous | E6 |  | Baseline Forecast | bar: 2021 to 2047
Commercial_Lodging_New_Miscellaneous_Natural Gas_Miscellaneous_E7_Baseline Forecast | Commercial | Lodging | New | Miscellaneous | Natural Gas | Miscellaneous | E7 |  | Baseline Forecast | bar: 2021 to 2047
Commercial_Lodging_New_Miscellaneous_Natural Gas_Miscellaneous_E8_Baseline Forecast | Commercial | Lodging | New | Miscellaneous | Natural Gas | Miscellaneous | E8 |  | Baseline Forecast | bar: 2021 to 2047
Commercial_Lodging_New_Miscellaneous_Natural Gas_Miscellaneous_E9_Baseline Forecast | Commercial | Lodging | New | Miscellaneous | Natural Gas | Miscellaneous | E9 |  | Baseline Forecast | bar: 2021 to 2047
Commercial_Lodging_New_Miscellaneous_Natural Gas_Miscellaneous_E10_Baseline Forecast | Commercial | Lodging | New | Miscellaneous | Natural Gas | Miscellaneous | E10 |  | Baseline Forecast | bar: 2021 to 2047
Commercial_Warehouse_Existing_Space Heating_Natural Gas_Furnace_E1_Baseline Forecast | Commercial | Warehouse | Existing | Space Heating | Natural Gas | Furnace | E1 | AFUE 80% (Standard) | Baseline Forecast | 100% | 100% | 100% | 0% | 0% | 0% | 0% | 0% | 0% | 0% | 0% | 0% | 0% | 0% | 0% | 0% | 0% | 0% | 0% | 0% | 0% | 0% | 0% | 0% | 0% | 0% | 0%
Commercial_Warehouse_Existing_Space Heating_Natural Gas_Furnace_E2_Baseline Forecast | Commercial | Warehouse | Existing | Space Heating | Natural Gas | Furnace | E2 | AFUE 90% | Baseline Forecast | 0% | 0% | 0% | 100% | 100% | 100% | 100% | 100% | 100% | 100% | 100% | 100% | 100% | 100% | 100% | 100% | 100% | 100% | 100% | 100% | 100% | 100% | 100% | 100% | 100% | 100% | 100%
Commercial_Warehouse_Existing_Space Heating_Natural Gas_Furnace_E3_Baseline Forecast | Commercial | Warehouse | Existing | Space Heating | Natural Gas | Furnace | E3 | AFUE 96% | Baseline Forecast | bar: 2021 to 2047
Commercial_Warehouse_Existing_Space Heating_Natural Gas_Furnace_E4_Baseline Forecast | Commercial | Warehouse | Existing | Space Heating | Natural Gas | Furnace | E4 |  | Baseline Forecast | bar: 2021 to 2047
Commercial_Warehouse_Existing_Space Heating_Natural Gas_Furnace_E5_Baseline Forecast | Commercial | Warehouse | Existing | Space Heating | Natural Gas | Furnace | E5 |  | Baseline Forecast | bar: 2021 to 2047
Commercial_Warehouse_Existing_Space Heating_Natural Gas_Furnace_E6_Baseline Forecast | Commercial | Warehouse | Existing | Space Heating | Natural Gas | Furnace | E6 |  | Baseline Forecast | bar: 2021 to 2047
Commercial_Warehouse_Existing_Space Heating_Natural Gas_Furnace_E7_Baseline Forecast | Commercial | Warehouse | Existing | Space Heating | Natural Gas | Furnace | E7 |  | Baseline Forecast | bar: 2021 to 2047
Commercial_Warehouse_Existing_Space Heating_Natural Gas_Furnace_E8_Baseline Forecast | Commercial | Warehouse | Existing | Space Heating | Natural Gas | Furnace | E8 |  | Baseline Forecast | bar: 2021 to 2047
Commercial_Warehouse_Existing_Space Heating_Natural Gas_Furnace_E9_Baseline Forecast | Commercial | Warehouse | Existing | Space Heating | Natural Gas | Furnace | E9 |  | Baseline Forecast | bar: 2021 to 2047
Commercial_Warehouse_Existing_Space Heating_Natural Gas_Furnace_E10_Baseline Forecast | Commercial | Warehouse | Existing | Space Heating | Natural Gas | Furnace | E10 |  | Baseline Forecast | bar: 2021 to 2047
Commercial_Warehouse_Existing_Space Heating_Natural Gas_Boiler_E1_Baseline Forecast | Commercial | Warehouse | Existing | Space Heating | Natural Gas | Boiler | E1 | AFUE 80% (Standard) | Baseline Forecast | 82% | 82% | 82% | 82% | 82% | 82% | 82% | 82% | 82% | 82% | 82% | 82% | 82% | 82% | 82% | 82% | 82% | 82% | 82% | 82% | 82% | 82% | 82% | 82% | 82% | 82% | 82%
Commercial_Warehouse_Existing_Space Heating_Natural Gas_Boiler_E2_Baseline Forecast | Commercial | Warehouse | Existing | Space Heating | Natural Gas | Boiler | E2 | AFUE 85% | Baseline Forecast | 18% | 18% | 18% | 18% | 18% | 18% | 18% | 18% | 18% | 18% | 18% | 18% | 18% | 18% | 18% | 18% | 18% | 18% | 18% | 18% | 18% | 18% | 18% | 18% | 18% | 18% | 18%
Commercial_Warehouse_Existing_Space Heating_Natural Gas_Boiler_E3_Baseline Forecast | Commercial | Warehouse | Existing | Space Heating | Natural Gas | Boiler | E3 | AFUE 97% | Baseline Forecast | bar: 2021 to 2047
Commercial_Warehouse_Existing_Space Heating_Natural Gas_Boiler_E4_Baseline Forecast | Commercial | Warehouse | Existing | Space Heating | Natural Gas | Boiler | E4 | Convert to NG Air Source Heat Pump | Baseline Forecast | bar: 2021 to 2047
Commercial_Warehouse_Existing_Space Heating_Natural Gas_Boiler_E5_Baseline Forecast | Commercial | Warehouse | Existing | Space Heating | Natural Gas | Boiler | E5 |  | Baseline Forecast | bar: 2021 to 2047
Commercial_Warehouse_Existing_Space Heating_Natural Gas_Boiler_E6_Baseline Forecast | Commercial | Warehouse | Existing | Space Heating | Natural Gas | Boiler | E6 |  | Baseline Forecast | bar: 2021 to 2047
Commercial_Warehouse_Existing_Space Heating_Natural Gas_Boiler_E7_Baseline Forecast | Commercial | Warehouse | Existing | Space Heating | Natural Gas | Boiler | E7 |  | Baseline Forecast | bar: 2021 to 2047
Commercial_Warehouse_Existing_Space Heating_Natural Gas_Boiler_E8_Baseline Forecast | Commercial | Warehouse | Existing | Space Heating | Natural Gas | Boiler | E8 |  | Baseline Forecast | bar: 2021 to 2047
Commercial_Warehouse_Existing_Space Heating_Natural Gas_Boiler_E9_Baseline Forecast | Commercial | Warehouse | Existing | Space Heating | Natural Gas | Boiler | E9 |  | Baseline Forecast | bar: 2021 to 2047
Commercial_Warehouse_Existing_Space Heating_Natural Gas_Boiler_E10_Baseline Forecast | Commercial | Warehouse | Existing | Space Heating | Natural Gas | Boiler | E10 |  | Baseline Forecast | bar: 2021 to 2047
Commercial_Warehouse_Existing_Space Heating_Natural Gas_Unit Heater_E1_Baseline Forecast | Commercial | Warehouse | Existing | Space Heating | Natural Gas | Unit Heater | E1 | Standard | Baseline Forecast | 100% | 100% | 100% | 100% | 100% | 100% | 100% | 100% | 100% | 100% | 100% | 100% | 100% | 100% | 100% | 100% | 100% | 100% | 100% | 100% | 100% | 100% | 100% | 100% | 100% | 100% | 100%
Commercial_Warehouse_Existing_Space Heating_Natural Gas_Unit Heater_E2_Baseline Forecast | Commercial | Warehouse | Existing | Space Heating | Natural Gas | Unit Heater | E2 | Condensing | Baseline Forecast | bar: 2021 to 2047
Commercial_Warehouse_Existing_Space Heating_Natural Gas_Unit Heater_E3_Baseline Forecast | Commercial | Warehouse | Existing | Space Heating | Natural Gas | Unit Heater | E3 | Infrared Radiant | Baseline Forecast | bar: 2021 to 2047
Commercial_Warehouse_Existing_Space Heating_Natural Gas_Unit Heater_E4_Baseline Forecast | Commercial | Warehouse | Existing | Space Heating | Natural Gas | Unit Heater | E4 |  | Baseline Forecast | bar: 2021 to 2047
Commercial_Warehouse_Existing_Space Heating_Natural Gas_Unit Heater_E5_Baseline Forecast | Commercial | Warehouse | Existing | Space Heating | Natural Gas | Unit Heater | E5 |  | Baseline Forecast | bar: 2021 to 2047
Commercial_Warehouse_Existing_Space Heating_Natural Gas_Unit Heater_E6_Baseline Forecast | Commercial | Warehouse | Existing | Space Heating | Natural Gas | Unit Heater | E6 |  | Baseline Forecast | bar: 2021 to 2047
Commercial_Warehouse_Existing_Space Heating_Natural Gas_Unit Heater_E7_Baseline Forecast | Commercial | Warehouse | Existing | Space Heating | Natural Gas | Unit Heater | E7 |  | Baseline Forecast | bar: 2021 to 2047
Commercial_Warehouse_Existing_Space Heating_Natural Gas_Unit Heater_E8_Baseline Forecast | Commercial | Warehouse | Existing | Space Heating | Natural Gas | Unit Heater | E8 |  | Baseline Forecast | bar: 2021 to 2047
Commercial_Warehouse_Existing_Space Heating_Natural Gas_Unit Heater_E9_Baseline Forecast | Commercial | Warehouse | Existing | Space Heating | Natural Gas | Unit Heater | E9 |  | Baseline Forecast | bar: 2021 to 2047
Commercial_Warehouse_Existing_Space Heating_Natural Gas_Unit Heater_E10_Baseline Forecast | Commercial | Warehouse | Existing | Space Heating | Natural Gas | Unit Heater | E10 |  | Baseline Forecast | bar: 2021 to 2047
Commercial_Warehouse_Existing_Water Heating_Natural Gas_Water Heater_E1_Baseline Forecast | Commercial | Warehouse | Existing | Water Heating | Natural Gas | Water Heater | E1 | TE 88% | Baseline Forecast | 49% | 49% | 49% | 49% | 49% | 49% | 49% | 49% | 49% | 49% | 49% | 49% | 49% | 49% | 49% | 49% | 49% | 49% | 49% | 49% | 49% | 49% | 49% | 49% | 49% | 49% | 49%
Commercial_Warehouse_Existing_Water Heating_Natural Gas_Water Heater_E2_Baseline Forecast | Commercial | Warehouse | Existing | Water Heating | Natural Gas | Water Heater | E2 | TE 96% | Baseline Forecast | 51% | 51% | 51% | 51% | 51% | 51% | 51% | 51% | 51% | 51% | 51% | 51% | 51% | 51% | 51% | 51% | 51% | 51% | 51% | 51% | 51% | 51% | 51% | 51% | 51% | 51% | 51%
Commercial_Warehouse_Existing_Water Heating_Natural Gas_Water Heater_E3_Baseline Forecast | Commercial | Warehouse | Existing | Water Heating | Natural Gas | Water Heater | E3 | Tankless | Baseline Forecast | bar: 2021 to 2047
Commercial_Warehouse_Existing_Water Heating_Natural Gas_Water Heater_E4_Baseline Forecast | Commercial | Warehouse | Existing | Water Heating | Natural Gas | Water Heater | E4 | NEEA Gas-Fired Absorption HPWH (COP 1.06) | Baseline Forecast | bar: 2021 to 2047
Commercial_Warehouse_Existing_Water Heating_Natural Gas_Water Heater_E5_Baseline Forecast | Commercial | Warehouse | Existing | Water Heating | Natural Gas | Water Heater | E5 |  | Baseline Forecast | bar: 2021 to 2047
Commercial_Warehouse_Existing_Water Heating_Natural Gas_Water Heater_E6_Baseline Forecast | Commercial | Warehouse | Existing | Water Heating | Natural Gas | Water Heater | E6 |  | Baseline Forecast | bar: 2021 to 2047
Commercial_Warehouse_Existing_Water Heating_Natural Gas_Water Heater_E7_Baseline Forecast | Commercial | Warehouse | Existing | Water Heating | Natural Gas | Water Heater | E7 |  | Baseline Forecast | bar: 2021 to 2047
Commercial_Warehouse_Existing_Water Heating_Natural Gas_Water Heater_E8_Baseline Forecast | Commercial | Warehouse | Existing | Water Heating | Natural Gas | Water Heater | E8 |  | Baseline Forecast | bar: 2021 to 2047
Commercial_Warehouse_Existing_Water Heating_Natural Gas_Water Heater_E9_Baseline Forecast | Commercial | Warehouse | Existing | Water Heating | Natural Gas | Water Heater | E9 |  | Baseline Forecast | bar: 2021 to 2047
Commercial_Warehouse_Existing_Water Heating_Natural Gas_Water Heater_E10_Baseline Forecast | Commercial | Warehouse | Existing | Water Heating | Natural Gas | Water Heater | E10 |  | Baseline Forecast | bar: 2021 to 2047
Commercial_Warehouse_Existing_Food Preparation_Natural Gas_Oven_E1_Baseline Forecast | Commercial | Warehouse | Existing | Food Preparation | Natural Gas | Oven | E1 | Standard | Baseline Forecast | 46% | 46% | 46% | 46% | 46% | 46% | 46% | 46% | 46% | 46% | 46% | 46% | 46% | 46% | 46% | 46% | 46% | 46% | 46% | 46% | 46% | 46% | 46% | 46% | 46% | 46% | 46%
Commercial_Warehouse_Existing_Food Preparation_Natural Gas_Oven_E2_Baseline Forecast | Commercial | Warehouse | Existing | Food Preparation | Natural Gas | Oven | E2 | ENERGY STAR (>42% Baking Efficiency) | Baseline Forecast | 54% | 54% | 54% | 54% | 54% | 54% | 54% | 54% | 54% | 54% | 54% | 54% | 54% | 54% | 54% | 54% | 54% | 54% | 54% | 54% | 54% | 54% | 54% | 54% | 54% | 54% | 54%
Commercial_Warehouse_Existing_Food Preparation_Natural Gas_Oven_E3_Baseline Forecast | Commercial | Warehouse | Existing | Food Preparation | Natural Gas | Oven | E3 |  | Baseline Forecast | bar: 2021 to 2047
Commercial_Warehouse_Existing_Food Preparation_Natural Gas_Oven_E4_Baseline Forecast | Commercial | Warehouse | Existing | Food Preparation | Natural Gas | Oven | E4 |  | Baseline Forecast | bar: 2021 to 2047
Commercial_Warehouse_Existing_Food Preparation_Natural Gas_Oven_E5_Baseline Forecast | Commercial | Warehouse | Existing | Food Preparation | Natural Gas | Oven | E5 |  | Baseline Forecast | bar: 2021 to 2047
Commercial_Warehouse_Existing_Food Preparation_Natural Gas_Oven_E6_Baseline Forecast | Commercial | Warehouse | Existing | Food Preparation | Natural Gas | Oven | E6 |  | Baseline Forecast | bar: 2021 to 2047
Commercial_Warehouse_Existing_Food Preparation_Natural Gas_Oven_E7_Baseline Forecast | Commercial | Warehouse | Existing | Food Preparation | Natural Gas | Oven | E7 |  | Baseline Forecast | bar: 2021 to 2047
Commercial_Warehouse_Existing_Food Preparation_Natural Gas_Oven_E8_Baseline Forecast | Commercial | Warehouse | Existing | Food Preparation | Natural Gas | Oven | E8 |  | Baseline Forecast | bar: 2021 to 2047
Commercial_Warehouse_Existing_Food Preparation_Natural Gas_Oven_E9_Baseline Forecast | Commercial | Warehouse | Existing | Food Preparation | Natural Gas | Oven | E9 |  | Baseline Forecast | bar: 2021 to 2047
Commercial_Warehouse_Existing_Food Preparation_Natural Gas_Oven_E10_Baseline Forecast | Commercial | Warehouse | Existing | Food Preparation | Natural Gas | Oven | E10 |  | Baseline Forecast | bar: 2021 to 2047
Commercial_Warehouse_Existing_Food Preparation_Natural Gas_Conveyor Oven_E1_Baseline Forecast | Commercial | Warehouse | Existing | Food Preparation | Natural Gas | Conveyor Oven | E1 | Standard | Baseline Forecast | 46% | 46% | 46% | 46% | 46% | 46% | 46% | 46% | 46% | 46% | 46% | 46% | 46% | 46% | 46% | 46% | 46% | 46% | 46% | 46% | 46% | 46% | 46% | 46% | 46% | 46% | 46%
Commercial_Warehouse_Existing_Food Preparation_Natural Gas_Conveyor Oven_E2_Baseline Forecast | Commercial | Warehouse | Existing | Food Preparation | Natural Gas | Conveyor Oven | E2 | Efficient (>42% Baking Efficiency) | Baseline Forecast | 54% | 54% | 54% | 54% | 54% | 54% | 54% | 54% | 54% | 54% | 54% | 54% | 54% | 54% | 54% | 54% | 54% | 54% | 54% | 54% | 54% | 54% | 54% | 54% | 54% | 54% | 54%
Commercial_Warehouse_Existing_Food Preparation_Natural Gas_Conveyor Oven_E3_Baseline Forecast | Commercial | Warehouse | Existing | Food Preparation | Natural Gas | Conveyor Oven | E3 |  | Baseline Forecast | bar: 2021 to 2047
Commercial_Warehouse_Existing_Food Preparation_Natural Gas_Conveyor Oven_E4_Baseline Forecast | Commercial | Warehouse | Existing | Food Preparation | Natural Gas | Conveyor Oven | E4 |  | Baseline Forecast | bar: 2021 to 2047
Commercial_Warehouse_Existing_Food Preparation_Natural Gas_Conveyor Oven_E5_Baseline Forecast | Commercial | Warehouse | Existing | Food Preparation | Natural Gas | Conveyor Oven | E5 |  | Baseline Forecast | bar: 2021 to 2047
Commercial_Warehouse_Existing_Food Preparation_Natural Gas_Conveyor Oven_E6_Baseline Forecast | Commercial | Warehouse | Existing | Food Preparation | Natural Gas | Conveyor Oven | E6 |  | Baseline Forecast | bar: 2021 to 2047
Commercial_Warehouse_Existing_Food Preparation_Natural Gas_Conveyor Oven_E7_Baseline Forecast | Commercial | Warehouse | Existing | Food Preparation | Natural Gas | Conveyor Oven | E7 |  | Baseline Forecast | bar: 2021 to 2047
Commercial_Warehouse_Existing_Food Preparation_Natural Gas_Conveyor Oven_E8_Baseline Forecast | Commercial | Warehouse | Existing | Food Preparation | Natural Gas | Conveyor Oven | E8 |  | Baseline Forecast | bar: 2021 to 2047
Commercial_Warehouse_Existing_Food Preparation_Natural Gas_Conveyor Oven_E9_Baseline Forecast | Commercial | Warehouse | Existing | Food Preparation | Natural Gas | Conveyor Oven | E9 |  | Baseline Forecast | bar: 2021 to 2047
Commercial_Warehouse_Existing_Food Preparation_Natural Gas_Conveyor Oven_E10_Baseline Forecast | Commercial | Warehouse | Existing | Food Preparation | Natural Gas | Conveyor Oven | E10 |  | Baseline Forecast | bar: 2021 to 2047
Commercial_Warehouse_Existing_Food Preparation_Natural Gas_Double Rack Oven_E1_Baseline Forecast | Commercial | Warehouse | Existing | Food Preparation | Natural Gas | Double Rack Oven | E1 | Standard | Baseline Forecast | 46% | 46% | 46% | 46% | 46% | 46% | 46% | 46% | 46% | 46% | 46% | 46% | 46% | 46% | 46% | 46% | 46% | 46% | 46% | 46% | 46% | 46% | 46% | 46% | 46% | 46% | 46%
Commercial_Warehouse_Existing_Food Preparation_Natural Gas_Double Rack Oven_E2_Baseline Forecast | Commercial | Warehouse | Existing | Food Preparation | Natural Gas | Double Rack Oven | E2 | FTSC Qualified (>50% Cooking Efficiency) | Baseline Forecast | 54% | 54% | 54% | 54% | 54% | 54% | 54% | 54% | 54% | 54% | 54% | 54% | 54% | 54% | 54% | 54% | 54% | 54% | 54% | 54% | 54% | 54% | 54% | 54% | 54% | 54% | 54%
Commercial_Warehouse_Existing_Food Preparation_Natural Gas_Double Rack Oven_E3_Baseline Forecast | Commercial | Warehouse | Existing | Food Preparation | Natural Gas | Double Rack Oven | E3 |  | Baseline Forecast | bar: 2021 to 2047
Commercial_Warehouse_Existing_Food Preparation_Natural Gas_Double Rack Oven_E4_Baseline Forecast | Commercial | Warehouse | Existing | Food Preparation | Natural Gas | Double Rack Oven | E4 |  | Baseline Forecast | bar: 2021 to 2047
Commercial_Warehouse_Existing_Food Preparation_Natural Gas_Double Rack Oven_E5_Baseline Forecast | Commercial | Warehouse | Existing | Food Preparation | Natural Gas | Double Rack Oven | E5 |  | Baseline Forecast | bar: 2021 to 2047
Commercial_Warehouse_Existing_Food Preparation_Natural Gas_Double Rack Oven_E6_Baseline Forecast | Commercial | Warehouse | Existing | Food Preparation | Natural Gas | Double Rack Oven | E6 |  | Baseline Forecast | bar: 2021 to 2047
Commercial_Warehouse_Existing_Food Preparation_Natural Gas_Double Rack Oven_E7_Baseline Forecast | Commercial | Warehouse | Existing | Food Preparation | Natural Gas | Double Rack Oven | E7 |  | Baseline Forecast | bar: 2021 to 2047
Commercial_Warehouse_Existing_Food Preparation_Natural Gas_Double Rack Oven_E8_Baseline Forecast | Commercial | Warehouse | Existing | Food Preparation | Natural Gas | Double Rack Oven | E8 |  | Baseline Forecast | bar: 2021 to 2047
Commercial_Warehouse_Existing_Food Preparation_Natural Gas_Double Rack Oven_E9_Baseline Forecast | Commercial | Warehouse | Existing | Food Preparation | Natural Gas | Double Rack Oven | E9 |  | Baseline Forecast | bar: 2021 to 2047
Commercial_Warehouse_Existing_Food Preparation_Natural Gas_Double Rack Oven_E10_Baseline Forecast | Commercial | Warehouse | Existing | Food Preparation | Natural Gas | Double Rack Oven | E10 |  | Baseline Forecast | bar: 2021 to 2047
Commercial_Warehouse_Existing_Food Preparation_Natural Gas_Fryer_E1_Baseline Forecast | Commercial | Warehouse | Existing | Food Preparation | Natural Gas | Fryer | E1 | Standard | Baseline Forecast | 75% | 0% | 0% | 0% | 0% | 0% | 0% | 0% | 0% | 0% | 0% | 0% | 0% | 0% | 0% | 0% | 0% | 0% | 0% | 0% | 0% | 0% | 0% | 0% | 0% | 0% | 0%
Commercial_Warehouse_Existing_Food Preparation_Natural Gas_Fryer_E2_Baseline Forecast | Commercial | Warehouse | Existing | Food Preparation | Natural Gas | Fryer | E2 | ENERGY STAR | Baseline Forecast | 25% | 100% | 100% | 100% | 100% | 100% | 100% | 100% | 100% | 100% | 100% | 100% | 100% | 100% | 100% | 100% | 100% | 100% | 100% | 100% | 100% | 100% | 100% | 100% | 100% | 100% | 100%
Commercial_Warehouse_Existing_Food Preparation_Natural Gas_Fryer_E3_Baseline Forecast | Commercial | Warehouse | Existing | Food Preparation | Natural Gas | Fryer | E3 |  | Baseline Forecast | bar: 2021 to 2047
Commercial_Warehouse_Existing_Food Preparation_Natural Gas_Fryer_E4_Baseline Forecast | Commercial | Warehouse | Existing | Food Preparation | Natural Gas | Fryer | E4 |  | Baseline Forecast | bar: 2021 to 2047
Commercial_Warehouse_Existing_Food Preparation_Natural Gas_Fryer_E5_Baseline Forecast | Commercial | Warehouse | Existing | Food Preparation | Natural Gas | Fryer | E5 |  | Baseline Forecast | bar: 2021 to 2047
Commercial_Warehouse_Existing_Food Preparation_Natural Gas_Fryer_E6_Baseline Forecast | Commercial | Warehouse | Existing | Food Preparation | Natural Gas | Fryer | E6 |  | Baseline Forecast | bar: 2021 to 2047
Commercial_Warehouse_Existing_Food Preparation_Natural Gas_Fryer_E7_Baseline Forecast | Commercial | Warehouse | Existing | Food Preparation | Natural Gas | Fryer | E7 |  | Baseline Forecast | bar: 2021 to 2047
Commercial_Warehouse_Existing_Food Preparation_Natural Gas_Fryer_E8_Baseline Forecast | Commercial | Warehouse | Existing | Food Preparation | Natural Gas | Fryer | E8 |  | Baseline Forecast | bar: 2021 to 2047
Commercial_Warehouse_Existing_Food Preparation_Natural Gas_Fryer_E9_Baseline Forecast | Commercial | Warehouse | Existing | Food Preparation | Natural Gas | Fryer | E9 |  | Baseline Forecast | bar: 2021 to 2047
Commercial_Warehouse_Existing_Food Preparation_Natural Gas_Fryer_E10_Baseline Forecast | Commercial | Warehouse | Existing | Food Preparation | Natural Gas | Fryer | E10 |  | Baseline Forecast | bar: 2021 to 2047
Commercial_Warehouse_Existing_Food Preparation_Natural Gas_Broiler_E1_Baseline Forecast | Commercial | Warehouse | Existing | Food Preparation | Natural Gas | Broiler | E1 | Standard | Baseline Forecast | 100% | 100% | 100% | 100% | 100% | 100% | 100% | 100% | 100% | 100% | 100% | 100% | 100% | 100% | 100% | 100% | 100% | 100% | 100% | 100% | 100% | 100% | 100% | 100% | 100% | 100% | 100%
Commercial_Warehouse_Existing_Food Preparation_Natural Gas_Broiler_E2_Baseline Forecast | Commercial | Warehouse | Existing | Food Preparation | Natural Gas | Broiler | E2 | Infrared Burners | Baseline Forecast | bar: 2021 to 2047
Commercial_Warehouse_Existing_Food Preparation_Natural Gas_Broiler_E3_Baseline Forecast | Commercial | Warehouse | Existing | Food Preparation | Natural Gas | Broiler | E3 |  | Baseline Forecast | bar: 2021 to 2047
Commercial_Warehouse_Existing_Food Preparation_Natural Gas_Broiler_E4_Baseline Forecast | Commercial | Warehouse | Existing | Food Preparation | Natural Gas | Broiler | E4 |  | Baseline Forecast | bar: 2021 to 2047
Commercial_Warehouse_Existing_Food Preparation_Natural Gas_Broiler_E5_Baseline Forecast | Commercial | Warehouse | Existing | Food Preparation | Natural Gas | Broiler | E5 |  | Baseline Forecast | bar: 2021 to 2047
Commercial_Warehouse_Existing_Food Preparation_Natural Gas_Broiler_E6_Baseline Forecast | Commercial | Warehouse | Existing | Food Preparation | Natural Gas | Broiler | E6 |  | Baseline Forecast | bar: 2021 to 2047
Commercial_Warehouse_Existing_Food Preparation_Natural Gas_Broiler_E7_Baseline Forecast | Commercial | Warehouse | Existing | Food Preparation | Natural Gas | Broiler | E7 |  | Baseline Forecast | bar: 2021 to 2047
Commercial_Warehouse_Existing_Food Preparation_Natural Gas_Broiler_E8_Baseline Forecast | Commercial | Warehouse | Existing | Food Preparation | Natural Gas | Broiler | E8 |  | Baseline Forecast | bar: 2021 to 2047
Commercial_Warehouse_Existing_Food Preparation_Natural Gas_Broiler_E9_Baseline Forecast | Commercial | Warehouse | Existing | Food Preparation | Natural Gas | Broiler | E9 |  | Baseline Forecast | bar: 2021 to 2047
Commercial_Warehouse_Existing_Food Preparation_Natural Gas_Broiler_E10_Baseline Forecast | Commercial | Warehouse | Existing | Food Preparation | Natural Gas | Broiler | E10 |  | Baseline Forecast | bar: 2021 to 2047
Commercial_Warehouse_Existing_Food Preparation_Natural Gas_Griddle_E1_Baseline Forecast | Commercial | Warehouse | Existing | Food Preparation | Natural Gas | Griddle | E1 | Standard | Baseline Forecast | 82% | 82% | 82% | 82% | 82% | 82% | 82% | 82% | 82% | 82% | 82% | 82% | 82% | 82% | 82% | 82% | 82% | 82% | 82% | 82% | 82% | 82% | 82% | 82% | 82% | 82% | 82%
Commercial_Warehouse_Existing_Food Preparation_Natural Gas_Griddle_E2_Baseline Forecast | Commercial | Warehouse | Existing | Food Preparation | Natural Gas | Griddle | E2 | ENERGY STAR | Baseline Forecast | 18% | 18% | 18% | 18% | 18% | 18% | 18% | 18% | 18% | 18% | 18% | 18% | 18% | 18% | 18% | 18% | 18% | 18% | 18% | 18% | 18% | 18% | 18% | 18% | 18% | 18% | 18%
Commercial_Warehouse_Existing_Food Preparation_Natural Gas_Griddle_E3_Baseline Forecast | Commercial | Warehouse | Existing | Food Preparation | Natural Gas | Griddle | E3 |  | Baseline Forecast | bar: 2021 to 2047
Commercial_Warehouse_Existing_Food Preparation_Natural Gas_Griddle_E4_Baseline Forecast | Commercial | Warehouse | Existing | Food Preparation | Natural Gas | Griddle | E4 |  | Baseline Forecast | bar: 2021 to 2047
Commercial_Warehouse_Existing_Food Preparation_Natural Gas_Griddle_E5_Baseline Forecast | Commercial | Warehouse | Existing | Food Preparation | Natural Gas | Griddle | E5 |  | Baseline Forecast | bar: 2021 to 2047
Commercial_Warehouse_Existing_Food Preparation_Natural Gas_Griddle_E6_Baseline Forecast | Commercial | Warehouse | Existing | Food Preparation | Natural Gas | Griddle | E6 |  | Baseline Forecast | bar: 2021 to 2047
Commercial_Warehouse_Existing_Food Preparation_Natural Gas_Griddle_E7_Baseline Forecast | Commercial | Warehouse | Existing | Food Preparation | Natural Gas | Griddle | E7 |  | Baseline Forecast | bar: 2021 to 2047
Commercial_Warehouse_Existing_Food Preparation_Natural Gas_Griddle_E8_Baseline Forecast | Commercial | Warehouse | Existing | Food Preparation | Natural Gas | Griddle | E8 |  | Baseline Forecast | bar: 2021 to 2047
Commercial_Warehouse_Existing_Food Preparation_Natural Gas_Griddle_E9_Baseline Forecast | Commercial | Warehouse | Existing | Food Preparation | Natural Gas | Griddle | E9 |  | Baseline Forecast | bar: 2021 to 2047
Commercial_Warehouse_Existing_Food Preparation_Natural Gas_Griddle_E10_Baseline Forecast | Commercial | Warehouse | Existing | Food Preparation | Natural Gas | Griddle | E10 |  | Baseline Forecast | bar: 2021 to 2047
Commercial_Warehouse_Existing_Food Preparation_Natural Gas_Range_E1_Baseline Forecast | Commercial | Warehouse | Existing | Food Preparation | Natural Gas | Range | E1 | Standard | Baseline Forecast | 100% | 100% | 100% | 100% | 100% | 100% | 100% | 100% | 100% | 100% | 100% | 100% | 100% | 100% | 100% | 100% | 100% | 100% | 100% | 100% | 100% | 100% | 100% | 100% | 100% | 100% | 100%
Commercial_Warehouse_Existing_Food Preparation_Natural Gas_Range_E2_Baseline Forecast | Commercial | Warehouse | Existing | Food Preparation | Natural Gas | Range | E2 | High Efficiency | Baseline Forecast | bar: 2021 to 2047
Commercial_Warehouse_Existing_Food Preparation_Natural Gas_Range_E3_Baseline Forecast | Commercial | Warehouse | Existing | Food Preparation | Natural Gas | Range | E3 |  | Baseline Forecast | bar: 2021 to 2047
Commercial_Warehouse_Existing_Food Preparation_Natural Gas_Range_E4_Baseline Forecast | Commercial | Warehouse | Existing | Food Preparation | Natural Gas | Range | E4 |  | Baseline Forecast | bar: 2021 to 2047
Commercial_Warehouse_Existing_Food Preparation_Natural Gas_Range_E5_Baseline Forecast | Commercial | Warehouse | Existing | Food Preparation | Natural Gas | Range | E5 |  | Baseline Forecast | bar: 2021 to 2047
Commercial_Warehouse_Existing_Food Preparation_Natural Gas_Range_E6_Baseline Forecast | Commercial | Warehouse | Existing | Food Preparation | Natural Gas | Range | E6 |  | Baseline Forecast | bar: 2021 to 2047
Commercial_Warehouse_Existing_Food Preparation_Natural Gas_Range_E7_Baseline Forecast | Commercial | Warehouse | Existing | Food Preparation | Natural Gas | Range | E7 |  | Baseline Forecast | bar: 2021 to 2047
Commercial_Warehouse_Existing_Food Preparation_Natural Gas_Range_E8_Baseline Forecast | Commercial | Warehouse | Existing | Food Preparation | Natural Gas | Range | E8 |  | Baseline Forecast | bar: 2021 to 2047
Commercial_Warehouse_Existing_Food Preparation_Natural Gas_Range_E9_Baseline Forecast | Commercial | Warehouse | Existing | Food Preparation | Natural Gas | Range | E9 |  | Baseline Forecast | bar: 2021 to 2047
Commercial_Warehouse_Existing_Food Preparation_Natural Gas_Range_E10_Baseline Forecast | Commercial | Warehouse | Existing | Food Preparation | Natural Gas | Range | E10 |  | Baseline Forecast | bar: 2021 to 2047
Commercial_Warehouse_Existing_Food Preparation_Natural Gas_Steamer_E1_Baseline Forecast | Commercial | Warehouse | Existing | Food Preparation | Natural Gas | Steamer | E1 | Standard | Baseline Forecast | 54% | 0% | 0% | 0% | 0% | 0% | 0% | 0% | 0% | 0% | 0% | 0% | 0% | 0% | 0% | 0% | 0% | 0% | 0% | 0% | 0% | 0% | 0% | 0% | 0% | 0% | 0%
Commercial_Warehouse_Existing_Food Preparation_Natural Gas_Steamer_E2_Baseline Forecast | Commercial | Warehouse | Existing | Food Preparation | Natural Gas | Steamer | E2 | ENERGY STAR | Baseline Forecast | 46% | 100% | 100% | 100% | 100% | 100% | 100% | 100% | 100% | 100% | 100% | 100% | 100% | 100% | 100% | 100% | 100% | 100% | 100% | 100% | 100% | 100% | 100% | 100% | 100% | 100% | 100%
Commercial_Warehouse_Existing_Food Preparation_Natural Gas_Steamer_E3_Baseline Forecast | Commercial | Warehouse | Existing | Food Preparation | Natural Gas | Steamer | E3 |  | Baseline Forecast | bar: 2021 to 2047
Commercial_Warehouse_Existing_Food Preparation_Natural Gas_Steamer_E4_Baseline Forecast | Commercial | Warehouse | Existing | Food Preparation | Natural Gas | Steamer | E4 |  | Baseline Forecast | bar: 2021 to 2047
Commercial_Warehouse_Existing_Food Preparation_Natural Gas_Steamer_E5_Baseline Forecast | Commercial | Warehouse | Existing | Food Preparation | Natural Gas | Steamer | E5 |  | Baseline Forecast | bar: 2021 to 2047
Commercial_Warehouse_Existing_Food Preparation_Natural Gas_Steamer_E6_Baseline Forecast | Commercial | Warehouse | Existing | Food Preparation | Natural Gas | Steamer | E6 |  | Baseline Forecast | bar: 2021 to 2047
Commercial_Warehouse_Existing_Food Preparation_Natural Gas_Steamer_E7_Baseline Forecast | Commercial | Warehouse | Existing | Food Preparation | Natural Gas | Steamer | E7 |  | Baseline Forecast | bar: 2021 to 2047
Commercial_Warehouse_Existing_Food Preparation_Natural Gas_Steamer_E8_Baseline Forecast | Commercial | Warehouse | Existing | Food Preparation | Natural Gas | Steamer | E8 |  | Baseline Forecast | bar: 2021 to 2047
Commercial_Warehouse_Existing_Food Preparation_Natural Gas_Steamer_E9_Baseline Forecast | Commercial | Warehouse | Existing | Food Preparation | Natural Gas | Steamer | E9 |  | Baseline Forecast | bar: 2021 to 2047
Commercial_Warehouse_Existing_Food Preparation_Natural Gas_Steamer_E10_Baseline Forecast | Commercial | Warehouse | Existing | Food Preparation | Natural Gas | Steamer | E10 |  | Baseline Forecast | bar: 2021 to 2047
Commercial_Warehouse_Existing_Food Preparation_Natural Gas_Commercial Food Prep Other_E1_Baseline Forecast | Commercial | Warehouse | Existing | Food Preparation | Natural Gas | Commercial Food Prep Other | E1 | Standard | Baseline Forecast | 75% | 75% | 75% | 75% | 75% | 75% | 75% | 75% | 75% | 75% | 75% | 75% | 75% | 75% | 75% | 75% | 75% | 75% | 75% | 75% | 75% | 75% | 75% | 75% | 75% | 75% | 75%
Commercial_Warehouse_Existing_Food Preparation_Natural Gas_Commercial Food Prep Other_E2_Baseline Forecast | Commercial | Warehouse | Existing | Food Preparation | Natural Gas | Commercial Food Prep Other | E2 | ENERGY STAR | Baseline Forecast | 25% | 25% | 25% | 25% | 25% | 25% | 25% | 25% | 25% | 25% | 25% | 25% | 25% | 25% | 25% | 25% | 25% | 25% | 25% | 25% | 25% | 25% | 25% | 25% | 25% | 25% | 25%
Commercial_Warehouse_Existing_Food Preparation_Natural Gas_Commercial Food Prep Other_E3_Baseline Forecast | Commercial | Warehouse | Existing | Food Preparation | Natural Gas | Commercial Food Prep Other | E3 |  | Baseline Forecast | bar: 2021 to 2047
Commercial_Warehouse_Existing_Food Preparation_Natural Gas_Commercial Food Prep Other_E4_Baseline Forecast | Commercial | Warehouse | Existing | Food Preparation | Natural Gas | Commercial Food Prep Other | E4 |  | Baseline Forecast | bar: 2021 to 2047
Commercial_Warehouse_Existing_Food Preparation_Natural Gas_Commercial Food Prep Other_E5_Baseline Forecast | Commercial | Warehouse | Existing | Food Preparation | Natural Gas | Commercial Food Prep Other | E5 |  | Baseline Forecast | bar: 2021 to 2047
Commercial_Warehouse_Existing_Food Preparation_Natural Gas_Commercial Food Prep Other_E6_Baseline Forecast | Commercial | Warehouse | Existing | Food Preparation | Natural Gas | Commercial Food Prep Other | E6 |  | Baseline Forecast | bar: 2021 to 2047
Commercial_Warehouse_Existing_Food Preparation_Natural Gas_Commercial Food Prep Other_E7_Baseline Forecast | Commercial | Warehouse | Existing | Food Preparation | Natural Gas | Commercial Food Prep Other | E7 |  | Baseline Forecast | bar: 2021 to 2047
Commercial_Warehouse_Existing_Food Preparation_Natural Gas_Commercial Food Prep Other_E8_Baseline Forecast | Commercial | Warehouse | Existing | Food Preparation | Natural Gas | Commercial Food Prep Other | E8 |  | Baseline Forecast | bar: 2021 to 2047
Commercial_Warehouse_Existing_Food Preparation_Natural Gas_Commercial Food Prep Other_E9_Baseline Forecast | Commercial | Warehouse | Existing | Food Preparation | Natural Gas | Commercial Food Prep Other | E9 |  | Baseline Forecast | bar: 2021 to 2047
Commercial_Warehouse_Existing_Food Preparation_Natural Gas_Commercial Food Prep Other_E10_Baseline Forecast | Commercial | Warehouse | Existing | Food Preparation | Natural Gas | Commercial Food Prep Other | E10 |  | Baseline Forecast | bar: 2021 to 2047
Commercial_Warehouse_Existing_Miscellaneous_Natural Gas_Pool Heater_E1_Baseline Forecast | Commercial | Warehouse | Existing | Miscellaneous | Natural Gas | Pool Heater | E1 | Standard (EF .78) | Baseline Forecast | 100% | 100% | 100% | 100% | 100% | 100% | 100% | 100% | 100% | 100% | 100% | 100% | 100% | 100% | 100% | 100% | 100% | 100% | 100% | 100% | 100% | 100% | 100% | 100% | 100% | 100% | 100%
Commercial_Warehouse_Existing_Miscellaneous_Natural Gas_Pool Heater_E2_Baseline Forecast | Commercial | Warehouse | Existing | Miscellaneous | Natural Gas | Pool Heater | E2 | Condensing (EF .90) | Baseline Forecast | bar: 2021 to 2047
Commercial_Warehouse_Existing_Miscellaneous_Natural Gas_Pool Heater_E3_Baseline Forecast | Commercial | Warehouse | Existing | Miscellaneous | Natural Gas | Pool Heater | E3 |  | Baseline Forecast | bar: 2021 to 2047
Commercial_Warehouse_Existing_Miscellaneous_Natural Gas_Pool Heater_E4_Baseline Forecast | Commercial | Warehouse | Existing | Miscellaneous | Natural Gas | Pool Heater | E4 |  | Baseline Forecast | bar: 2021 to 2047
Commercial_Warehouse_Existing_Miscellaneous_Natural Gas_Pool Heater_E5_Baseline Forecast | Commercial | Warehouse | Existing | Miscellaneous | Natural Gas | Pool Heater | E5 |  | Baseline Forecast | bar: 2021 to 2047
Commercial_Warehouse_Existing_Miscellaneous_Natural Gas_Pool Heater_E6_Baseline Forecast | Commercial | Warehouse | Existing | Miscellaneous | Natural Gas | Pool Heater | E6 |  | Baseline Forecast | bar: 2021 to 2047
Commercial_Warehouse_Existing_Miscellaneous_Natural Gas_Pool Heater_E7_Baseline Forecast | Commercial | Warehouse | Existing | Miscellaneous | Natural Gas | Pool Heater | E7 |  | Baseline Forecast | bar: 2021 to 2047
Commercial_Warehouse_Existing_Miscellaneous_Natural Gas_Pool Heater_E8_Baseline Forecast | Commercial | Warehouse | Existing | Miscellaneous | Natural Gas | Pool Heater | E8 |  | Baseline Forecast | bar: 2021 to 2047
Commercial_Warehouse_Existing_Miscellaneous_Natural Gas_Pool Heater_E9_Baseline Forecast | Commercial | Warehouse | Existing | Miscellaneous | Natural Gas | Pool Heater | E9 |  | Baseline Forecast | bar: 2021 to 2047
Commercial_Warehouse_Existing_Miscellaneous_Natural Gas_Pool Heater_E10_Baseline Forecast | Commercial | Warehouse | Existing | Miscellaneous | Natural Gas | Pool Heater | E10 |  | Baseline Forecast | bar: 2021 to 2047
Commercial_Warehouse_Existing_Miscellaneous_Natural Gas_Miscellaneous_E1_Baseline Forecast | Commercial | Warehouse | Existing | Miscellaneous | Natural Gas | Miscellaneous | E1 | Miscellaneous | Baseline Forecast | 100% | 100% | 100% | 100% | 100% | 100% | 100% | 100% | 100% | 100% | 100% | 100% | 100% | 100% | 100% | 100% | 100% | 100% | 100% | 100% | 100% | 100% | 100% | 100% | 100% | 100% | 100%
Commercial_Warehouse_Existing_Miscellaneous_Natural Gas_Miscellaneous_E2_Baseline Forecast | Commercial | Warehouse | Existing | Miscellaneous | Natural Gas | Miscellaneous | E2 |  | Baseline Forecast | bar: 2021 to 2047
Commercial_Warehouse_Existing_Miscellaneous_Natural Gas_Miscellaneous_E3_Baseline Forecast | Commercial | Warehouse | Existing | Miscellaneous | Natural Gas | Miscellaneous | E3 |  | Baseline Forecast | bar: 2021 to 2047
Commercial_Warehouse_Existing_Miscellaneous_Natural Gas_Miscellaneous_E4_Baseline Forecast | Commercial | Warehouse | Existing | Miscellaneous | Natural Gas | Miscellaneous | E4 |  | Baseline Forecast | bar: 2021 to 2047
Commercial_Warehouse_Existing_Miscellaneous_Natural Gas_Miscellaneous_E5_Baseline Forecast | Commercial | Warehouse | Existing | Miscellaneous | Natural Gas | Miscellaneous | E5 |  | Baseline Forecast | bar: 2021 to 2047
Commercial_Warehouse_Existing_Miscellaneous_Natural Gas_Miscellaneous_E6_Baseline Forecast | Commercial | Warehouse | Existing | Miscellaneous | Natural Gas | Miscellaneous | E6 |  | Baseline Forecast | bar: 2021 to 2047
Commercial_Warehouse_Existing_Miscellaneous_Natural Gas_Miscellaneous_E7_Baseline Forecast | Commercial | Warehouse | Existing | Miscellaneous | Natural Gas | Miscellaneous | E7 |  | Baseline Forecast | bar: 2021 to 2047
Commercial_Warehouse_Existing_Miscellaneous_Natural Gas_Miscellaneous_E8_Baseline Forecast | Commercial | Warehouse | Existing | Miscellaneous | Natural Gas | Miscellaneous | E8 |  | Baseline Forecast | bar: 2021 to 2047
Commercial_Warehouse_Existing_Miscellaneous_Natural Gas_Miscellaneous_E9_Baseline Forecast | Commercial | Warehouse | Existing | Miscellaneous | Natural Gas | Miscellaneous | E9 |  | Baseline Forecast | bar: 2021 to 2047
Commercial_Warehouse_Existing_Miscellaneous_Natural Gas_Miscellaneous_E10_Baseline Forecast | Commercial | Warehouse | Existing | Miscellaneous | Natural Gas | Miscellaneous | E10 |  | Baseline Forecast | bar: 2021 to 2047
Commercial_Warehouse_New_Space Heating_Natural Gas_Furnace_E1_Baseline Forecast | Commercial | Warehouse | New | Space Heating | Natural Gas | Furnace | E1 | AFUE 80% (Standard) | Baseline Forecast | 100% | 100% | 100% | 0% | 0% | 0% | 0% | 0% | 0% | 0% | 0% | 0% | 0% | 0% | 0% | 0% | 0% | 0% | 0% | 0% | 0% | 0% | 0% | 0% | 0% | 0% | 0%
Commercial_Warehouse_New_Space Heating_Natural Gas_Furnace_E2_Baseline Forecast | Commercial | Warehouse | New | Space Heating | Natural Gas | Furnace | E2 | AFUE 90% | Baseline Forecast | 0% | 0% | 0% | 100% | 100% | 100% | 100% | 100% | 100% | 100% | 100% | 100% | 100% | 100% | 100% | 100% | 100% | 100% | 100% | 100% | 100% | 100% | 100% | 100% | 100% | 100% | 100%
Commercial_Warehouse_New_Space Heating_Natural Gas_Furnace_E3_Baseline Forecast | Commercial | Warehouse | New | Space Heating | Natural Gas | Furnace | E3 | AFUE 96% | Baseline Forecast | bar: 2021 to 2047
Commercial_Warehouse_New_Space Heating_Natural Gas_Furnace_E4_Baseline Forecast | Commercial | Warehouse | New | Space Heating | Natural Gas | Furnace | E4 |  | Baseline Forecast | bar: 2021 to 2047
Commercial_Warehouse_New_Space Heating_Natural Gas_Furnace_E5_Baseline Forecast | Commercial | Warehouse | New | Space Heating | Natural Gas | Furnace | E5 |  | Baseline Forecast | bar: 2021 to 2047
Commercial_Warehouse_New_Space Heating_Natural Gas_Furnace_E6_Baseline Forecast | Commercial | Warehouse | New | Space Heating | Natural Gas | Furnace | E6 |  | Baseline Forecast | bar: 2021 to 2047
Commercial_Warehouse_New_Space Heating_Natural Gas_Furnace_E7_Baseline Forecast | Commercial | Warehouse | New | Space Heating | Natural Gas | Furnace | E7 |  | Baseline Forecast | bar: 2021 to 2047
Commercial_Warehouse_New_Space Heating_Natural Gas_Furnace_E8_Baseline Forecast | Commercial | Warehouse | New | Space Heating | Natural Gas | Furnace | E8 |  | Baseline Forecast | bar: 2021 to 2047
Commercial_Warehouse_New_Space Heating_Natural Gas_Furnace_E9_Baseline Forecast | Commercial | Warehouse | New | Space Heating | Natural Gas | Furnace | E9 |  | Baseline Forecast | bar: 2021 to 2047
Commercial_Warehouse_New_Space Heating_Natural Gas_Furnace_E10_Baseline Forecast | Commercial | Warehouse | New | Space Heating | Natural Gas | Furnace | E10 |  | Baseline Forecast | bar: 2021 to 2047
Commercial_Warehouse_New_Space Heating_Natural Gas_Boiler_E1_Baseline Forecast | Commercial | Warehouse | New | Space Heating | Natural Gas | Boiler | E1 | AFUE 80% (Standard) | Baseline Forecast | 82% | 82% | 82% | 82% | 82% | 82% | 82% | 82% | 82% | 82% | 82% | 82% | 82% | 82% | 82% | 82% | 82% | 82% | 82% | 82% | 82% | 82% | 82% | 82% | 82% | 82% | 82%
Commercial_Warehouse_New_Space Heating_Natural Gas_Boiler_E2_Baseline Forecast | Commercial | Warehouse | New | Space Heating | Natural Gas | Boiler | E2 | AFUE 85% | Baseline Forecast | 18% | 18% | 18% | 18% | 18% | 18% | 18% | 18% | 18% | 18% | 18% | 18% | 18% | 18% | 18% | 18% | 18% | 18% | 18% | 18% | 18% | 18% | 18% | 18% | 18% | 18% | 18%
Commercial_Warehouse_New_Space Heating_Natural Gas_Boiler_E3_Baseline Forecast | Commercial | Warehouse | New | Space Heating | Natural Gas | Boiler | E3 | AFUE 97% | Baseline Forecast | bar: 2021 to 2047
Commercial_Warehouse_New_Space Heating_Natural Gas_Boiler_E4_Baseline Forecast | Commercial | Warehouse | New | Space Heating | Natural Gas | Boiler | E4 | Convert to NG Air Source Heat Pump | Baseline Forecast | bar: 2021 to 2047
Commercial_Warehouse_New_Space Heating_Natural Gas_Boiler_E5_Baseline Forecast | Commercial | Warehouse | New | Space Heating | Natural Gas | Boiler | E5 |  | Baseline Forecast | bar: 2021 to 2047
Commercial_Warehouse_New_Space Heating_Natural Gas_Boiler_E6_Baseline Forecast | Commercial | Warehouse | New | Space Heating | Natural Gas | Boiler | E6 |  | Baseline Forecast | bar: 2021 to 2047
Commercial_Warehouse_New_Space Heating_Natural Gas_Boiler_E7_Baseline Forecast | Commercial | Warehouse | New | Space Heating | Natural Gas | Boiler | E7 |  | Baseline Forecast | bar: 2021 to 2047
Commercial_Warehouse_New_Space Heating_Natural Gas_Boiler_E8_Baseline Forecast | Commercial | Warehouse | New | Space Heating | Natural Gas | Boiler | E8 |  | Baseline Forecast | bar: 2021 to 2047
Commercial_Warehouse_New_Space Heating_Natural Gas_Boiler_E9_Baseline Forecast | Commercial | Warehouse | New | Space Heating | Natural Gas | Boiler | E9 |  | Baseline Forecast | bar: 2021 to 2047
Commercial_Warehouse_New_Space Heating_Natural Gas_Boiler_E10_Baseline Forecast | Commercial | Warehouse | New | Space Heating | Natural Gas | Boiler | E10 |  | Baseline Forecast | bar: 2021 to 2047
Commercial_Warehouse_New_Space Heating_Natural Gas_Unit Heater_E1_Baseline Forecast | Commercial | Warehouse | New | Space Heating | Natural Gas | Unit Heater | E1 | Standard | Baseline Forecast | 100% | 100% | 100% | 100% | 100% | 100% | 100% | 100% | 100% | 100% | 100% | 100% | 100% | 100% | 100% | 100% | 100% | 100% | 100% | 100% | 100% | 100% | 100% | 100% | 100% | 100% | 100%
Commercial_Warehouse_New_Space Heating_Natural Gas_Unit Heater_E2_Baseline Forecast | Commercial | Warehouse | New | Space Heating | Natural Gas | Unit Heater | E2 | Condensing | Baseline Forecast | bar: 2021 to 2047
Commercial_Warehouse_New_Space Heating_Natural Gas_Unit Heater_E3_Baseline Forecast | Commercial | Warehouse | New | Space Heating | Natural Gas | Unit Heater | E3 | Infrared Radiant | Baseline Forecast | bar: 2021 to 2047
Commercial_Warehouse_New_Space Heating_Natural Gas_Unit Heater_E4_Baseline Forecast | Commercial | Warehouse | New | Space Heating | Natural Gas | Unit Heater | E4 |  | Baseline Forecast | bar: 2021 to 2047
Commercial_Warehouse_New_Space Heating_Natural Gas_Unit Heater_E5_Baseline Forecast | Commercial | Warehouse | New | Space Heating | Natural Gas | Unit Heater | E5 |  | Baseline Forecast | bar: 2021 to 2047
Commercial_Warehouse_New_Space Heating_Natural Gas_Unit Heater_E6_Baseline Forecast | Commercial | Warehouse | New | Space Heating | Natural Gas | Unit Heater | E6 |  | Baseline Forecast | bar: 2021 to 2047
Commercial_Warehouse_New_Space Heating_Natural Gas_Unit Heater_E7_Baseline Forecast | Commercial | Warehouse | New | Space Heating | Natural Gas | Unit Heater | E7 |  | Baseline Forecast | bar: 2021 to 2047
Commercial_Warehouse_New_Space Heating_Natural Gas_Unit Heater_E8_Baseline Forecast | Commercial | Warehouse | New | Space Heating | Natural Gas | Unit Heater | E8 |  | Baseline Forecast | bar: 2021 to 2047
Commercial_Warehouse_New_Space Heating_Natural Gas_Unit Heater_E9_Baseline Forecast | Commercial | Warehouse | New | Space Heating | Natural Gas | Unit Heater | E9 |  | Baseline Forecast | bar: 2021 to 2047
Commercial_Warehouse_New_Space Heating_Natural Gas_Unit Heater_E10_Baseline Forecast | Commercial | Warehouse | New | Space Heating | Natural Gas | Unit Heater | E10 |  | Baseline Forecast | bar: 2021 to 2047
Commercial_Warehouse_New_Water Heating_Natural Gas_Water Heater_E1_Baseline Forecast | Commercial | Warehouse | New | Water Heating | Natural Gas | Water Heater | E1 | TE 88% | Baseline Forecast | 49% | 49% | 49% | 49% | 49% | 49% | 49% | 49% | 49% | 49% | 49% | 49% | 49% | 49% | 49% | 49% | 49% | 49% | 49% | 49% | 49% | 49% | 49% | 49% | 49% | 49% | 49%
Commercial_Warehouse_New_Water Heating_Natural Gas_Water Heater_E2_Baseline Forecast | Commercial | Warehouse | New | Water Heating | Natural Gas | Water Heater | E2 | TE 96% | Baseline Forecast | 51% | 51% | 51% | 51% | 51% | 51% | 51% | 51% | 51% | 51% | 51% | 51% | 51% | 51% | 51% | 51% | 51% | 51% | 51% | 51% | 51% | 51% | 51% | 51% | 51% | 51% | 51%
Commercial_Warehouse_New_Water Heating_Natural Gas_Water Heater_E3_Baseline Forecast | Commercial | Warehouse | New | Water Heating | Natural Gas | Water Heater | E3 | Tankless | Baseline Forecast | bar: 2021 to 2047
Commercial_Warehouse_New_Water Heating_Natural Gas_Water Heater_E4_Baseline Forecast | Commercial | Warehouse | New | Water Heating | Natural Gas | Water Heater | E4 | NEEA Gas-Fired Absorption HPWH (COP 1.06) | Baseline Forecast | bar: 2021 to 2047
Commercial_Warehouse_New_Water Heating_Natural Gas_Water Heater_E5_Baseline Forecast | Commercial | Warehouse | New | Water Heating | Natural Gas | Water Heater | E5 |  | Baseline Forecast | bar: 2021 to 2047
Commercial_Warehouse_New_Water Heating_Natural Gas_Water Heater_E6_Baseline Forecast | Commercial | Warehouse | New | Water Heating | Natural Gas | Water Heater | E6 |  | Baseline Forecast | bar: 2021 to 2047
Commercial_Warehouse_New_Water Heating_Natural Gas_Water Heater_E7_Baseline Forecast | Commercial | Warehouse | New | Water Heating | Natural Gas | Water Heater | E7 |  | Baseline Forecast | bar: 2021 to 2047
Commercial_Warehouse_New_Water Heating_Natural Gas_Water Heater_E8_Baseline Forecast | Commercial | Warehouse | New | Water Heating | Natural Gas | Water Heater | E8 |  | Baseline Forecast | bar: 2021 to 2047
Commercial_Warehouse_New_Water Heating_Natural Gas_Water Heater_E9_Baseline Forecast | Commercial | Warehouse | New | Water Heating | Natural Gas | Water Heater | E9 |  | Baseline Forecast | bar: 2021 to 2047
Commercial_Warehouse_New_Water Heating_Natural Gas_Water Heater_E10_Baseline Forecast | Commercial | Warehouse | New | Water Heating | Natural Gas | Water Heater | E10 |  | Baseline Forecast | bar: 2021 to 2047
Commercial_Warehouse_New_Food Preparation_Natural Gas_Oven_E1_Baseline Forecast | Commercial | Warehouse | New | Food Preparation | Natural Gas | Oven | E1 | Standard | Baseline Forecast | 46% | 46% | 46% | 46% | 46% | 46% | 46% | 46% | 46% | 46% | 46% | 46% | 46% | 46% | 46% | 46% | 46% | 46% | 46% | 46% | 46% | 46% | 46% | 46% | 46% | 46% | 46%
Commercial_Warehouse_New_Food Preparation_Natural Gas_Oven_E2_Baseline Forecast | Commercial | Warehouse | New | Food Preparation | Natural Gas | Oven | E2 | ENERGY STAR (>42% Baking Efficiency) | Baseline Forecast | 54% | 54% | 54% | 54% | 54% | 54% | 54% | 54% | 54% | 54% | 54% | 54% | 54% | 54% | 54% | 54% | 54% | 54% | 54% | 54% | 54% | 54% | 54% | 54% | 54% | 54% | 54%
Commercial_Warehouse_New_Food Preparation_Natural Gas_Oven_E3_Baseline Forecast | Commercial | Warehouse | New | Food Preparation | Natural Gas | Oven | E3 |  | Baseline Forecast | bar: 2021 to 2047
Commercial_Warehouse_New_Food Preparation_Natural Gas_Oven_E4_Baseline Forecast | Commercial | Warehouse | New | Food Preparation | Natural Gas | Oven | E4 |  | Baseline Forecast | bar: 2021 to 2047
Commercial_Warehouse_New_Food Preparation_Natural Gas_Oven_E5_Baseline Forecast | Commercial | Warehouse | New | Food Preparation | Natural Gas | Oven | E5 |  | Baseline Forecast | bar: 2021 to 2047
Commercial_Warehouse_New_Food Preparation_Natural Gas_Oven_E6_Baseline Forecast | Commercial | Warehouse | New | Food Preparation | Natural Gas | Oven | E6 |  | Baseline Forecast | bar: 2021 to 2047
Commercial_Warehouse_New_Food Preparation_Natural Gas_Oven_E7_Baseline Forecast | Commercial | Warehouse | New | Food Preparation | Natural Gas | Oven | E7 |  | Baseline Forecast | bar: 2021 to 2047
Commercial_Warehouse_New_Food Preparation_Natural Gas_Oven_E8_Baseline Forecast | Commercial | Warehouse | New | Food Preparation | Natural Gas | Oven | E8 |  | Baseline Forecast | bar: 2021 to 2047
Commercial_Warehouse_New_Food Preparation_Natural Gas_Oven_E9_Baseline Forecast | Commercial | Warehouse | New | Food Preparation | Natural Gas | Oven | E9 |  | Baseline Forecast | bar: 2021 to 2047
Commercial_Warehouse_New_Food Preparation_Natural Gas_Oven_E10_Baseline Forecast | Commercial | Warehouse | New | Food Preparation | Natural Gas | Oven | E10 |  | Baseline Forecast | bar: 2021 to 2047
Commercial_Warehouse_New_Food Preparation_Natural Gas_Conveyor Oven_E1_Baseline Forecast | Commercial | Warehouse | New | Food Preparation | Natural Gas | Conveyor Oven | E1 | Standard | Baseline Forecast | 46% | 46% | 46% | 46% | 46% | 46% | 46% | 46% | 46% | 46% | 46% | 46% | 46% | 46% | 46% | 46% | 46% | 46% | 46% | 46% | 46% | 46% | 46% | 46% | 46% | 46% | 46%
Commercial_Warehouse_New_Food Preparation_Natural Gas_Conveyor Oven_E2_Baseline Forecast | Commercial | Warehouse | New | Food Preparation | Natural Gas | Conveyor Oven | E2 | Efficient (>42% Baking Efficiency) | Baseline Forecast | 54% | 54% | 54% | 54% | 54% | 54% | 54% | 54% | 54% | 54% | 54% | 54% | 54% | 54% | 54% | 54% | 54% | 54% | 54% | 54% | 54% | 54% | 54% | 54% | 54% | 54% | 54%
Commercial_Warehouse_New_Food Preparation_Natural Gas_Conveyor Oven_E3_Baseline Forecast | Commercial | Warehouse | New | Food Preparation | Natural Gas | Conveyor Oven | E3 |  | Baseline Forecast | bar: 2021 to 2047
Commercial_Warehouse_New_Food Preparation_Natural Gas_Conveyor Oven_E4_Baseline Forecast | Commercial | Warehouse | New | Food Preparation | Natural Gas | Conveyor Oven | E4 |  | Baseline Forecast | bar: 2021 to 2047
Commercial_Warehouse_New_Food Preparation_Natural Gas_Conveyor Oven_E5_Baseline Forecast | Commercial | Warehouse | New | Food Preparation | Natural Gas | Conveyor Oven | E5 |  | Baseline Forecast | bar: 2021 to 2047
Commercial_Warehouse_New_Food Preparation_Natural Gas_Conveyor Oven_E6_Baseline Forecast | Commercial | Warehouse | New | Food Preparation | Natural Gas | Conveyor Oven | E6 |  | Baseline Forecast | bar: 2021 to 2047
Commercial_Warehouse_New_Food Preparation_Natural Gas_Conveyor Oven_E7_Baseline Forecast | Commercial | Warehouse | New | Food Preparation | Natural Gas | Conveyor Oven | E7 |  | Baseline Forecast | bar: 2021 to 2047
Commercial_Warehouse_New_Food Preparation_Natural Gas_Conveyor Oven_E8_Baseline Forecast | Commercial | Warehouse | New | Food Preparation | Natural Gas | Conveyor Oven | E8 |  | Baseline Forecast | bar: 2021 to 2047
Commercial_Warehouse_New_Food Preparation_Natural Gas_Conveyor Oven_E9_Baseline Forecast | Commercial | Warehouse | New | Food Preparation | Natural Gas | Conveyor Oven | E9 |  | Baseline Forecast | bar: 2021 to 2047
Commercial_Warehouse_New_Food Preparation_Natural Gas_Conveyor Oven_E10_Baseline Forecast | Commercial | Warehouse | New | Food Preparation | Natural Gas | Conveyor Oven | E10 |  | Baseline Forecast | bar: 2021 to 2047
Commercial_Warehouse_New_Food Preparation_Natural Gas_Double Rack Oven_E1_Baseline Forecast | Commercial | Warehouse | New | Food Preparation | Natural Gas | Double Rack Oven | E1 | Standard | Baseline Forecast | 46% | 46% | 46% | 46% | 46% | 46% | 46% | 46% | 46% | 46% | 46% | 46% | 46% | 46% | 46% | 46% | 46% | 46% | 46% | 46% | 46% | 46% | 46% | 46% | 46% | 46% | 46%
Commercial_Warehouse_New_Food Preparation_Natural Gas_Double Rack Oven_E2_Baseline Forecast | Commercial | Warehouse | New | Food Preparation | Natural Gas | Double Rack Oven | E2 | FTSC Qualified (>50% Cooking Efficiency) | Baseline Forecast | 54% | 54% | 54% | 54% | 54% | 54% | 54% | 54% | 54% | 54% | 54% | 54% | 54% | 54% | 54% | 54% | 54% | 54% | 54% | 54% | 54% | 54% | 54% | 54% | 54% | 54% | 54%
Commercial_Warehouse_New_Food Preparation_Natural Gas_Double Rack Oven_E3_Baseline Forecast | Commercial | Warehouse | New | Food Preparation | Natural Gas | Double Rack Oven | E3 |  | Baseline Forecast | bar: 2021 to 2047
Commercial_Warehouse_New_Food Preparation_Natural Gas_Double Rack Oven_E4_Baseline Forecast | Commercial | Warehouse | New | Food Preparation | Natural Gas | Double Rack Oven | E4 |  | Baseline Forecast | bar: 2021 to 2047
Commercial_Warehouse_New_Food Preparation_Natural Gas_Double Rack Oven_E5_Baseline Forecast | Commercial | Warehouse | New | Food Preparation | Natural Gas | Double Rack Oven | E5 |  | Baseline Forecast | bar: 2021 to 2047
Commercial_Warehouse_New_Food Preparation_Natural Gas_Double Rack Oven_E6_Baseline Forecast | Commercial | Warehouse | New | Food Preparation | Natural Gas | Double Rack Oven | E6 |  | Baseline Forecast | bar: 2021 to 2047
Commercial_Warehouse_New_Food Preparation_Natural Gas_Double Rack Oven_E7_Baseline Forecast | Commercial | Warehouse | New | Food Preparation | Natural Gas | Double Rack Oven | E7 |  | Baseline Forecast | bar: 2021 to 2047
Commercial_Warehouse_New_Food Preparation_Natural Gas_Double Rack Oven_E8_Baseline Forecast | Commercial | Warehouse | New | Food Preparation | Natural Gas | Double Rack Oven | E8 |  | Baseline Forecast | bar: 2021 to 2047
Commercial_Warehouse_New_Food Preparation_Natural Gas_Double Rack Oven_E9_Baseline Forecast | Commercial | Warehouse | New | Food Preparation | Natural Gas | Double Rack Oven | E9 |  | Baseline Forecast | bar: 2021 to 2047
Commercial_Warehouse_New_Food Preparation_Natural Gas_Double Rack Oven_E10_Baseline Forecast | Commercial | Warehouse | New | Food Preparation | Natural Gas | Double Rack Oven | E10 |  | Baseline Forecast | bar: 2021 to 2047
Commercial_Warehouse_New_Food Preparation_Natural Gas_Fryer_E1_Baseline Forecast | Commercial | Warehouse | New | Food Preparation | Natural Gas | Fryer | E1 | Standard | Baseline Forecast | 75% | 0% | 0% | 0% | 0% | 0% | 0% | 0% | 0% | 0% | 0% | 0% | 0% | 0% | 0% | 0% | 0% | 0% | 0% | 0% | 0% | 0% | 0% | 0% | 0% | 0% | 0%
Commercial_Warehouse_New_Food Preparation_Natural Gas_Fryer_E2_Baseline Forecast | Commercial | Warehouse | New | Food Preparation | Natural Gas | Fryer | E2 | ENERGY STAR | Baseline Forecast | 25% | 100% | 100% | 100% | 100% | 100% | 100% | 100% | 100% | 100% | 100% | 100% | 100% | 100% | 100% | 100% | 100% | 100% | 100% | 100% | 100% | 100% | 100% | 100% | 100% | 100% | 100%
Commercial_Warehouse_New_Food Preparation_Natural Gas_Fryer_E3_Baseline Forecast | Commercial | Warehouse | New | Food Preparation | Natural Gas | Fryer | E3 |  | Baseline Forecast | bar: 2021 to 2047
Commercial_Warehouse_New_Food Preparation_Natural Gas_Fryer_E4_Baseline Forecast | Commercial | Warehouse | New | Food Preparation | Natural Gas | Fryer | E4 |  | Baseline Forecast | bar: 2021 to 2047
Commercial_Warehouse_New_Food Preparation_Natural Gas_Fryer_E5_Baseline Forecast | Commercial | Warehouse | New | Food Preparation | Natural Gas | Fryer | E5 |  | Baseline Forecast | bar: 2021 to 2047
Commercial_Warehouse_New_Food Preparation_Natural Gas_Fryer_E6_Baseline Forecast | Commercial | Warehouse | New | Food Preparation | Natural Gas | Fryer | E6 |  | Baseline Forecast | bar: 2021 to 2047
Commercial_Warehouse_New_Food Preparation_Natural Gas_Fryer_E7_Baseline Forecast | Commercial | Warehouse | New | Food Preparation | Natural Gas | Fryer | E7 |  | Baseline Forecast | bar: 2021 to 2047
Commercial_Warehouse_New_Food Preparation_Natural Gas_Fryer_E8_Baseline Forecast | Commercial | Warehouse | New | Food Preparation | Natural Gas | Fryer | E8 |  | Baseline Forecast | bar: 2021 to 2047
Commercial_Warehouse_New_Food Preparation_Natural Gas_Fryer_E9_Baseline Forecast | Commercial | Warehouse | New | Food Preparation | Natural Gas | Fryer | E9 |  | Baseline Forecast | bar: 2021 to 2047
Commercial_Warehouse_New_Food Preparation_Natural Gas_Fryer_E10_Baseline Forecast | Commercial | Warehouse | New | Food Preparation | Natural Gas | Fryer | E10 |  | Baseline Forecast | bar: 2021 to 2047
Commercial_Warehouse_New_Food Preparation_Natural Gas_Broiler_E1_Baseline Forecast | Commercial | Warehouse | New | Food Preparation | Natural Gas | Broiler | E1 | Standard | Baseline Forecast | 100% | 100% | 100% | 100% | 100% | 100% | 100% | 100% | 100% | 100% | 100% | 100% | 100% | 100% | 100% | 100% | 100% | 100% | 100% | 100% | 100% | 100% | 100% | 100% | 100% | 100% | 100%
Commercial_Warehouse_New_Food Preparation_Natural Gas_Broiler_E2_Baseline Forecast | Commercial | Warehouse | New | Food Preparation | Natural Gas | Broiler | E2 | Infrared Burners | Baseline Forecast | bar: 2021 to 2047
Commercial_Warehouse_New_Food Preparation_Natural Gas_Broiler_E3_Baseline Forecast | Commercial | Warehouse | New | Food Preparation | Natural Gas | Broiler | E3 |  | Baseline Forecast | bar: 2021 to 2047
Commercial_Warehouse_New_Food Preparation_Natural Gas_Broiler_E4_Baseline Forecast | Commercial | Warehouse | New | Food Preparation | Natural Gas | Broiler | E4 |  | Baseline Forecast | bar: 2021 to 2047
Commercial_Warehouse_New_Food Preparation_Natural Gas_Broiler_E5_Baseline Forecast | Commercial | Warehouse | New | Food Preparation | Natural Gas | Broiler | E5 |  | Baseline Forecast | bar: 2021 to 2047
Commercial_Warehouse_New_Food Preparation_Natural Gas_Broiler_E6_Baseline Forecast | Commercial | Warehouse | New | Food Preparation | Natural Gas | Broiler | E6 |  | Baseline Forecast | bar: 2021 to 2047
Commercial_Warehouse_New_Food Preparation_Natural Gas_Broiler_E7_Baseline Forecast | Commercial | Warehouse | New | Food Preparation | Natural Gas | Broiler | E7 |  | Baseline Forecast | bar: 2021 to 2047
Commercial_Warehouse_New_Food Preparation_Natural Gas_Broiler_E8_Baseline Forecast | Commercial | Warehouse | New | Food Preparation | Natural Gas | Broiler | E8 |  | Baseline Forecast | bar: 2021 to 2047
Commercial_Warehouse_New_Food Preparation_Natural Gas_Broiler_E9_Baseline Forecast | Commercial | Warehouse | New | Food Preparation | Natural Gas | Broiler | E9 |  | Baseline Forecast | bar: 2021 to 2047
Commercial_Warehouse_New_Food Preparation_Natural Gas_Broiler_E10_Baseline Forecast | Commercial | Warehouse | New | Food Preparation | Natural Gas | Broiler | E10 |  | Baseline Forecast | bar: 2021 to 2047
Commercial_Warehouse_New_Food Preparation_Natural Gas_Griddle_E1_Baseline Forecast | Commercial | Warehouse | New | Food Preparation | Natural Gas | Griddle | E1 | Standard | Baseline Forecast | 82% | 82% | 82% | 82% | 82% | 82% | 82% | 82% | 82% | 82% | 82% | 82% | 82% | 82% | 82% | 82% | 82% | 82% | 82% | 82% | 82% | 82% | 82% | 82% | 82% | 82% | 82%
Commercial_Warehouse_New_Food Preparation_Natural Gas_Griddle_E2_Baseline Forecast | Commercial | Warehouse | New | Food Preparation | Natural Gas | Griddle | E2 | ENERGY STAR | Baseline Forecast | 18% | 18% | 18% | 18% | 18% | 18% | 18% | 18% | 18% | 18% | 18% | 18% | 18% | 18% | 18% | 18% | 18% | 18% | 18% | 18% | 18% | 18% | 18% | 18% | 18% | 18% | 18%
Commercial_Warehouse_New_Food Preparation_Natural Gas_Griddle_E3_Baseline Forecast | Commercial | Warehouse | New | Food Preparation | Natural Gas | Griddle | E3 |  | Baseline Forecast | bar: 2021 to 2047
Commercial_Warehouse_New_Food Preparation_Natural Gas_Griddle_E4_Baseline Forecast | Commercial | Warehouse | New | Food Preparation | Natural Gas | Griddle | E4 |  | Baseline Forecast | bar: 2021 to 2047
Commercial_Warehouse_New_Food Preparation_Natural Gas_Griddle_E5_Baseline Forecast | Commercial | Warehouse | New | Food Preparation | Natural Gas | Griddle | E5 |  | Baseline Forecast | bar: 2021 to 2047
Commercial_Warehouse_New_Food Preparation_Natural Gas_Griddle_E6_Baseline Forecast | Commercial | Warehouse | New | Food Preparation | Natural Gas | Griddle | E6 |  | Baseline Forecast | bar: 2021 to 2047
Commercial_Warehouse_New_Food Preparation_Natural Gas_Griddle_E7_Baseline Forecast | Commercial | Warehouse | New | Food Preparation | Natural Gas | Griddle | E7 |  | Baseline Forecast | bar: 2021 to 2047
Commercial_Warehouse_New_Food Preparation_Natural Gas_Griddle_E8_Baseline Forecast | Commercial | Warehouse | New | Food Preparation | Natural Gas | Griddle | E8 |  | Baseline Forecast | bar: 2021 to 2047
Commercial_Warehouse_New_Food Preparation_Natural Gas_Griddle_E9_Baseline Forecast | Commercial | Warehouse | New | Food Preparation | Natural Gas | Griddle | E9 |  | Baseline Forecast | bar: 2021 to 2047
Commercial_Warehouse_New_Food Preparation_Natural Gas_Griddle_E10_Baseline Forecast | Commercial | Warehouse | New | Food Preparation | Natural Gas | Griddle | E10 |  | Baseline Forecast | bar: 2021 to 2047
Commercial_Warehouse_New_Food Preparation_Natural Gas_Range_E1_Baseline Forecast | Commercial | Warehouse | New | Food Preparation | Natural Gas | Range | E1 | Standard | Baseline Forecast | 100% | 100% | 100% | 100% | 100% | 100% | 100% | 100% | 100% | 100% | 100% | 100% | 100% | 100% | 100% | 100% | 100% | 100% | 100% | 100% | 100% | 100% | 100% | 100% | 100% | 100% | 100%
Commercial_Warehouse_New_Food Preparation_Natural Gas_Range_E2_Baseline Forecast | Commercial | Warehouse | New | Food Preparation | Natural Gas | Range | E2 | High Efficiency | Baseline Forecast | bar: 2021 to 2047
Commercial_Warehouse_New_Food Preparation_Natural Gas_Range_E3_Baseline Forecast | Commercial | Warehouse | New | Food Preparation | Natural Gas | Range | E3 |  | Baseline Forecast | bar: 2021 to 2047
Commercial_Warehouse_New_Food Preparation_Natural Gas_Range_E4_Baseline Forecast | Commercial | Warehouse | New | Food Preparation | Natural Gas | Range | E4 |  | Baseline Forecast | bar: 2021 to 2047
Commercial_Warehouse_New_Food Preparation_Natural Gas_Range_E5_Baseline Forecast | Commercial | Warehouse | New | Food Preparation | Natural Gas | Range | E5 |  | Baseline Forecast | bar: 2021 to 2047
Commercial_Warehouse_New_Food Preparation_Natural Gas_Range_E6_Baseline Forecast | Commercial | Warehouse | New | Food Preparation | Natural Gas | Range | E6 |  | Baseline Forecast | bar: 2021 to 2047
Commercial_Warehouse_New_Food Preparation_Natural Gas_Range_E7_Baseline Forecast | Commercial | Warehouse | New | Food Preparation | Natural Gas | Range | E7 |  | Baseline Forecast | bar: 2021 to 2047
Commercial_Warehouse_New_Food Preparation_Natural Gas_Range_E8_Baseline Forecast | Commercial | Warehouse | New | Food Preparation | Natural Gas | Range | E8 |  | Baseline Forecast | bar: 2021 to 2047
Commercial_Warehouse_New_Food Preparation_Natural Gas_Range_E9_Baseline Forecast | Commercial | Warehouse | New | Food Preparation | Natural Gas | Range | E9 |  | Baseline Forecast | bar: 2021 to 2047
Commercial_Warehouse_New_Food Preparation_Natural Gas_Range_E10_Baseline Forecast | Commercial | Warehouse | New | Food Preparation | Natural Gas | Range | E10 |  | Baseline Forecast | bar: 2021 to 2047
Commercial_Warehouse_New_Food Preparation_Natural Gas_Steamer_E1_Baseline Forecast | Commercial | Warehouse | New | Food Preparation | Natural Gas | Steamer | E1 | Standard | Baseline Forecast | 54% | 0% | 0% | 0% | 0% | 0% | 0% | 0% | 0% | 0% | 0% | 0% | 0% | 0% | 0% | 0% | 0% | 0% | 0% | 0% | 0% | 0% | 0% | 0% | 0% | 0% | 0%
Commercial_Warehouse_New_Food Preparation_Natural Gas_Steamer_E2_Baseline Forecast | Commercial | Warehouse | New | Food Preparation | Natural Gas | Steamer | E2 | ENERGY STAR | Baseline Forecast | 46% | 100% | 100% | 100% | 100% | 100% | 100% | 100% | 100% | 100% | 100% | 100% | 100% | 100% | 100% | 100% | 100% | 100% | 100% | 100% | 100% | 100% | 100% | 100% | 100% | 100% | 100%
Commercial_Warehouse_New_Food Preparation_Natural Gas_Steamer_E3_Baseline Forecast | Commercial | Warehouse | New | Food Preparation | Natural Gas | Steamer | E3 |  | Baseline Forecast | bar: 2021 to 2047
Commercial_Warehouse_New_Food Preparation_Natural Gas_Steamer_E4_Baseline Forecast | Commercial | Warehouse | New | Food Preparation | Natural Gas | Steamer | E4 |  | Baseline Forecast | bar: 2021 to 2047
Commercial_Warehouse_New_Food Preparation_Natural Gas_Steamer_E5_Baseline Forecast | Commercial | Warehouse | New | Food Preparation | Natural Gas | Steamer | E5 |  | Baseline Forecast | bar: 2021 to 2047
Commercial_Warehouse_New_Food Preparation_Natural Gas_Steamer_E6_Baseline Forecast | Commercial | Warehouse | New | Food Preparation | Natural Gas | Steamer | E6 |  | Baseline Forecast | bar: 2021 to 2047
Commercial_Warehouse_New_Food Preparation_Natural Gas_Steamer_E7_Baseline Forecast | Commercial | Warehouse | New | Food Preparation | Natural Gas | Steamer | E7 |  | Baseline Forecast | bar: 2021 to 2047
Commercial_Warehouse_New_Food Preparation_Natural Gas_Steamer_E8_Baseline Forecast | Commercial | Warehouse | New | Food Preparation | Natural Gas | Steamer | E8 |  | Baseline Forecast | bar: 2021 to 2047
Commercial_Warehouse_New_Food Preparation_Natural Gas_Steamer_E9_Baseline Forecast | Commercial | Warehouse | New | Food Preparation | Natural Gas | Steamer | E9 |  | Baseline Forecast | bar: 2021 to 2047
Commercial_Warehouse_New_Food Preparation_Natural Gas_Steamer_E10_Baseline Forecast | Commercial | Warehouse | New | Food Preparation | Natural Gas | Steamer | E10 |  | Baseline Forecast | bar: 2021 to 2047
Commercial_Warehouse_New_Food Preparation_Natural Gas_Commercial Food Prep Other_E1_Baseline Forecast | Commercial | Warehouse | New | Food Preparation | Natural Gas | Commercial Food Prep Other | E1 | Standard | Baseline Forecast | 75% | 75% | 75% | 75% | 75% | 75% | 75% | 75% | 75% | 75% | 75% | 75% | 75% | 75% | 75% | 75% | 75% | 75% | 75% | 75% | 75% | 75% | 75% | 75% | 75% | 75% | 75%
Commercial_Warehouse_New_Food Preparation_Natural Gas_Commercial Food Prep Other_E2_Baseline Forecast | Commercial | Warehouse | New | Food Preparation | Natural Gas | Commercial Food Prep Other | E2 | ENERGY STAR | Baseline Forecast | 25% | 25% | 25% | 25% | 25% | 25% | 25% | 25% | 25% | 25% | 25% | 25% | 25% | 25% | 25% | 25% | 25% | 25% | 25% | 25% | 25% | 25% | 25% | 25% | 25% | 25% | 25%
Commercial_Warehouse_New_Food Preparation_Natural Gas_Commercial Food Prep Other_E3_Baseline Forecast | Commercial | Warehouse | New | Food Preparation | Natural Gas | Commercial Food Prep Other | E3 |  | Baseline Forecast | bar: 2021 to 2047
Commercial_Warehouse_New_Food Preparation_Natural Gas_Commercial Food Prep Other_E4_Baseline Forecast | Commercial | Warehouse | New | Food Preparation | Natural Gas | Commercial Food Prep Other | E4 |  | Baseline Forecast | bar: 2021 to 2047
Commercial_Warehouse_New_Food Preparation_Natural Gas_Commercial Food Prep Other_E5_Baseline Forecast | Commercial | Warehouse | New | Food Preparation | Natural Gas | Commercial Food Prep Other | E5 |  | Baseline Forecast | bar: 2021 to 2047
Commercial_Warehouse_New_Food Preparation_Natural Gas_Commercial Food Prep Other_E6_Baseline Forecast | Commercial | Warehouse | New | Food Preparation | Natural Gas | Commercial Food Prep Other | E6 |  | Baseline Forecast | bar: 2021 to 2047
Commercial_Warehouse_New_Food Preparation_Natural Gas_Commercial Food Prep Other_E7_Baseline Forecast | Commercial | Warehouse | New | Food Preparation | Natural Gas | Commercial Food Prep Other | E7 |  | Baseline Forecast | bar: 2021 to 2047
Commercial_Warehouse_New_Food Preparation_Natural Gas_Commercial Food Prep Other_E8_Baseline Forecast | Commercial | Warehouse | New | Food Preparation | Natural Gas | Commercial Food Prep Other | E8 |  | Baseline Forecast | bar: 2021 to 2047
Commercial_Warehouse_New_Food Preparation_Natural Gas_Commercial Food Prep Other_E9_Baseline Forecast | Commercial | Warehouse | New | Food Preparation | Natural Gas | Commercial Food Prep Other | E9 |  | Baseline Forecast | bar: 2021 to 2047
Commercial_Warehouse_New_Food Preparation_Natural Gas_Commercial Food Prep Other_E10_Baseline Forecast | Commercial | Warehouse | New | Food Preparation | Natural Gas | Commercial Food Prep Other | E10 |  | Baseline Forecast | bar: 2021 to 2047
Commercial_Warehouse_New_Miscellaneous_Natural Gas_Pool Heater_E1_Baseline Forecast | Commercial | Warehouse | New | Miscellaneous | Natural Gas | Pool Heater | E1 | Standard (EF .78) | Baseline Forecast | 100% | 100% | 100% | 100% | 100% | 100% | 100% | 100% | 100% | 100% | 100% | 100% | 100% | 100% | 100% | 100% | 100% | 100% | 100% | 100% | 100% | 100% | 100% | 100% | 100% | 100% | 100%
Commercial_Warehouse_New_Miscellaneous_Natural Gas_Pool Heater_E2_Baseline Forecast | Commercial | Warehouse | New | Miscellaneous | Natural Gas | Pool Heater | E2 | Condensing (EF .90) | Baseline Forecast | bar: 2021 to 2047
Commercial_Warehouse_New_Miscellaneous_Natural Gas_Pool Heater_E3_Baseline Forecast | Commercial | Warehouse | New | Miscellaneous | Natural Gas | Pool Heater | E3 |  | Baseline Forecast | bar: 2021 to 2047
Commercial_Warehouse_New_Miscellaneous_Natural Gas_Pool Heater_E4_Baseline Forecast | Commercial | Warehouse | New | Miscellaneous | Natural Gas | Pool Heater | E4 |  | Baseline Forecast | bar: 2021 to 2047
Commercial_Warehouse_New_Miscellaneous_Natural Gas_Pool Heater_E5_Baseline Forecast | Commercial | Warehouse | New | Miscellaneous | Natural Gas | Pool Heater | E5 |  | Baseline Forecast | bar: 2021 to 2047
Commercial_Warehouse_New_Miscellaneous_Natural Gas_Pool Heater_E6_Baseline Forecast | Commercial | Warehouse | New | Miscellaneous | Natural Gas | Pool Heater | E6 |  | Baseline Forecast | bar: 2021 to 2047
Commercial_Warehouse_New_Miscellaneous_Natural Gas_Pool Heater_E7_Baseline Forecast | Commercial | Warehouse | New | Miscellaneous | Natural Gas | Pool Heater | E7 |  | Baseline Forecast | bar: 2021 to 2047
Commercial_Warehouse_New_Miscellaneous_Natural Gas_Pool Heater_E8_Baseline Forecast | Commercial | Warehouse | New | Miscellaneous | Natural Gas | Pool Heater | E8 |  | Baseline Forecast | bar: 2021 to 2047
Commercial_Warehouse_New_Miscellaneous_Natural Gas_Pool Heater_E9_Baseline Forecast | Commercial | Warehouse | New | Miscellaneous | Natural Gas | Pool Heater | E9 |  | Baseline Forecast | bar: 2021 to 2047
Commercial_Warehouse_New_Miscellaneous_Natural Gas_Pool Heater_E10_Baseline Forecast | Commercial | Warehouse | New | Miscellaneous | Natural Gas | Pool Heater | E10 |  | Baseline Forecast | bar: 2021 to 2047
Commercial_Warehouse_New_Miscellaneous_Natural Gas_Miscellaneous_E1_Baseline Forecast | Commercial | Warehouse | New | Miscellaneous | Natural Gas | Miscellaneous | E1 | Miscellaneous | Baseline Forecast | 100% | 100% | 100% | 100% | 100% | 100% | 100% | 100% | 100% | 100% | 100% | 100% | 100% | 100% | 100% | 100% | 100% | 100% | 100% | 100% | 100% | 100% | 100% | 100% | 100% | 100% | 100%
Commercial_Warehouse_New_Miscellaneous_Natural Gas_Miscellaneous_E2_Baseline Forecast | Commercial | Warehouse | New | Miscellaneous | Natural Gas | Miscellaneous | E2 |  | Baseline Forecast | bar: 2021 to 2047
Commercial_Warehouse_New_Miscellaneous_Natural Gas_Miscellaneous_E3_Baseline Forecast | Commercial | Warehouse | New | Miscellaneous | Natural Gas | Miscellaneous | E3 |  | Baseline Forecast | bar: 2021 to 2047
Commercial_Warehouse_New_Miscellaneous_Natural Gas_Miscellaneous_E4_Baseline Forecast | Commercial | Warehouse | New | Miscellaneous | Natural Gas | Miscellaneous | E4 |  | Baseline Forecast | bar: 2021 to 2047
Commercial_Warehouse_New_Miscellaneous_Natural Gas_Miscellaneous_E5_Baseline Forecast | Commercial | Warehouse | New | Miscellaneous | Natural Gas | Miscellaneous | E5 |  | Baseline Forecast | bar: 2021 to 2047
Commercial_Warehouse_New_Miscellaneous_Natural Gas_Miscellaneous_E6_Baseline Forecast | Commercial | Warehouse | New | Miscellaneous | Natural Gas | Miscellaneous | E6 |  | Baseline Forecast | bar: 2021 to 2047
Commercial_Warehouse_New_Miscellaneous_Natural Gas_Miscellaneous_E7_Baseline Forecast | Commercial | Warehouse | New | Miscellaneous | Natural Gas | Miscellaneous | E7 |  | Baseline Forecast | bar: 2021 to 2047
Commercial_Warehouse_New_Miscellaneous_Natural Gas_Miscellaneous_E8_Baseline Forecast | Commercial | Warehouse | New | Miscellaneous | Natural Gas | Miscellaneous | E8 |  | Baseline Forecast | bar: 2021 to 2047
Commercial_Warehouse_New_Miscellaneous_Natural Gas_Miscellaneous_E9_Baseline Forecast | Commercial | Warehouse | New | Miscellaneous | Natural Gas | Miscellaneous | E9 |  | Baseline Forecast | bar: 2021 to 2047
Commercial_Warehouse_New_Miscellaneous_Natural Gas_Miscellaneous_E10_Baseline Forecast | Commercial | Warehouse | New | Miscellaneous | Natural Gas | Miscellaneous | E10 |  | Baseline Forecast | bar: 2021 to 2047
Commercial_Miscellaneous_Existing_Space Heating_Natural Gas_Furnace_E1_Baseline Forecast | Commercial | Miscellaneous | Existing | Space Heating | Natural Gas | Furnace | E1 | AFUE 80% (Standard) | Baseline Forecast | 100% | 100% | 100% | 0% | 0% | 0% | 0% | 0% | 0% | 0% | 0% | 0% | 0% | 0% | 0% | 0% | 0% | 0% | 0% | 0% | 0% | 0% | 0% | 0% | 0% | 0% | 0%
Commercial_Miscellaneous_Existing_Space Heating_Natural Gas_Furnace_E2_Baseline Forecast | Commercial | Miscellaneous | Existing | Space Heating | Natural Gas | Furnace | E2 | AFUE 90% | Baseline Forecast | 0% | 0% | 0% | 100% | 100% | 100% | 100% | 100% | 100% | 100% | 100% | 100% | 100% | 100% | 100% | 100% | 100% | 100% | 100% | 100% | 100% | 100% | 100% | 100% | 100% | 100% | 100%
Commercial_Miscellaneous_Existing_Space Heating_Natural Gas_Furnace_E3_Baseline Forecast | Commercial | Miscellaneous | Existing | Space Heating | Natural Gas | Furnace | E3 | AFUE 96% | Baseline Forecast | bar: 2021 to 2047
Commercial_Miscellaneous_Existing_Space Heating_Natural Gas_Furnace_E4_Baseline Forecast | Commercial | Miscellaneous | Existing | Space Heating | Natural Gas | Furnace | E4 |  | Baseline Forecast | bar: 2021 to 2047
Commercial_Miscellaneous_Existing_Space Heating_Natural Gas_Furnace_E5_Baseline Forecast | Commercial | Miscellaneous | Existing | Space Heating | Natural Gas | Furnace | E5 |  | Baseline Forecast | bar: 2021 to 2047
Commercial_Miscellaneous_Existing_Space Heating_Natural Gas_Furnace_E6_Baseline Forecast | Commercial | Miscellaneous | Existing | Space Heating | Natural Gas | Furnace | E6 |  | Baseline Forecast | bar: 2021 to 2047
Commercial_Miscellaneous_Existing_Space Heating_Natural Gas_Furnace_E7_Baseline Forecast | Commercial | Miscellaneous | Existing | Space Heating | Natural Gas | Furnace | E7 |  | Baseline Forecast | bar: 2021 to 2047
Commercial_Miscellaneous_Existing_Space Heating_Natural Gas_Furnace_E8_Baseline Forecast | Commercial | Miscellaneous | Existing | Space Heating | Natural Gas | Furnace | E8 |  | Baseline Forecast | bar: 2021 to 2047
Commercial_Miscellaneous_Existing_Space Heating_Natural Gas_Furnace_E9_Baseline Forecast | Commercial | Miscellaneous | Existing | Space Heating | Natural Gas | Furnace | E9 |  | Baseline Forecast | bar: 2021 to 2047
Commercial_Miscellaneous_Existing_Space Heating_Natural Gas_Furnace_E10_Baseline Forecast | Commercial | Miscellaneous | Existing | Space Heating | Natural Gas | Furnace | E10 |  | Baseline Forecast | bar: 2021 to 2047
Commercial_Miscellaneous_Existing_Space Heating_Natural Gas_Boiler_E1_Baseline Forecast | Commercial | Miscellaneous | Existing | Space Heating | Natural Gas | Boiler | E1 | AFUE 80% (Standard) | Baseline Forecast | 82% | 82% | 82% | 82% | 82% | 82% | 82% | 82% | 82% | 82% | 82% | 82% | 82% | 82% | 82% | 82% | 82% | 82% | 82% | 82% | 82% | 82% | 82% | 82% | 82% | 82% | 82%
Commercial_Miscellaneous_Existing_Space Heating_Natural Gas_Boiler_E2_Baseline Forecast | Commercial | Miscellaneous | Existing | Space Heating | Natural Gas | Boiler | E2 | AFUE 85% | Baseline Forecast | 18% | 18% | 18% | 18% | 18% | 18% | 18% | 18% | 18% | 18% | 18% | 18% | 18% | 18% | 18% | 18% | 18% | 18% | 18% | 18% | 18% | 18% | 18% | 18% | 18% | 18% | 18%
Commercial_Miscellaneous_Existing_Space Heating_Natural Gas_Boiler_E3_Baseline Forecast | Commercial | Miscellaneous | Existing | Space Heating | Natural Gas | Boiler | E3 | AFUE 97% | Baseline Forecast | bar: 2021 to 2047
Commercial_Miscellaneous_Existing_Space Heating_Natural Gas_Boiler_E4_Baseline Forecast | Commercial | Miscellaneous | Existing | Space Heating | Natural Gas | Boiler | E4 | Convert to NG Air Source Heat Pump | Baseline Forecast | bar: 2021 to 2047
Commercial_Miscellaneous_Existing_Space Heating_Natural Gas_Boiler_E5_Baseline Forecast | Commercial | Miscellaneous | Existing | Space Heating | Natural Gas | Boiler | E5 |  | Baseline Forecast | bar: 2021 to 2047
Commercial_Miscellaneous_Existing_Space Heating_Natural Gas_Boiler_E6_Baseline Forecast | Commercial | Miscellaneous | Existing | Space Heating | Natural Gas | Boiler | E6 |  | Baseline Forecast | bar: 2021 to 2047
Commercial_Miscellaneous_Existing_Space Heating_Natural Gas_Boiler_E7_Baseline Forecast | Commercial | Miscellaneous | Existing | Space Heating | Natural Gas | Boiler | E7 |  | Baseline Forecast | bar: 2021 to 2047
Commercial_Miscellaneous_Existing_Space Heating_Natural Gas_Boiler_E8_Baseline Forecast | Commercial | Miscellaneous | Existing | Space Heating | Natural Gas | Boiler | E8 |  | Baseline Forecast | bar: 2021 to 2047
Commercial_Miscellaneous_Existing_Space Heating_Natural Gas_Boiler_E9_Baseline Forecast | Commercial | Miscellaneous | Existing | Space Heating | Natural Gas | Boiler | E9 |  | Baseline Forecast | bar: 2021 to 2047
Commercial_Miscellaneous_Existing_Space Heating_Natural Gas_Boiler_E10_Baseline Forecast | Commercial | Miscellaneous | Existing | Space Heating | Natural Gas | Boiler | E10 |  | Baseline Forecast | bar: 2021 to 2047
Commercial_Miscellaneous_Existing_Space Heating_Natural Gas_Unit Heater_E1_Baseline Forecast | Commercial | Miscellaneous | Existing | Space Heating | Natural Gas | Unit Heater | E1 | Standard | Baseline Forecast | 100% | 100% | 100% | 100% | 100% | 100% | 100% | 100% | 100% | 100% | 100% | 100% | 100% | 100% | 100% | 100% | 100% | 100% | 100% | 100% | 100% | 100% | 100% | 100% | 100% | 100% | 100%
Commercial_Miscellaneous_Existing_Space Heating_Natural Gas_Unit Heater_E2_Baseline Forecast | Commercial | Miscellaneous | Existing | Space Heating | Natural Gas | Unit Heater | E2 | Condensing | Baseline Forecast | bar: 2021 to 2047
Commercial_Miscellaneous_Existing_Space Heating_Natural Gas_Unit Heater_E3_Baseline Forecast | Commercial | Miscellaneous | Existing | Space Heating | Natural Gas | Unit Heater | E3 | Infrared Radiant | Baseline Forecast | bar: 2021 to 2047
Commercial_Miscellaneous_Existing_Space Heating_Natural Gas_Unit Heater_E4_Baseline Forecast | Commercial | Miscellaneous | Existing | Space Heating | Natural Gas | Unit Heater | E4 |  | Baseline Forecast | bar: 2021 to 2047
Commercial_Miscellaneous_Existing_Space Heating_Natural Gas_Unit Heater_E5_Baseline Forecast | Commercial | Miscellaneous | Existing | Space Heating | Natural Gas | Unit Heater | E5 |  | Baseline Forecast | bar: 2021 to 2047
Commercial_Miscellaneous_Existing_Space Heating_Natural Gas_Unit Heater_E6_Baseline Forecast | Commercial | Miscellaneous | Existing | Space Heating | Natural Gas | Unit Heater | E6 |  | Baseline Forecast | bar: 2021 to 2047
Commercial_Miscellaneous_Existing_Space Heating_Natural Gas_Unit Heater_E7_Baseline Forecast | Commercial | Miscellaneous | Existing | Space Heating | Natural Gas | Unit Heater | E7 |  | Baseline Forecast | bar: 2021 to 2047
Commercial_Miscellaneous_Existing_Space Heating_Natural Gas_Unit Heater_E8_Baseline Forecast | Commercial | Miscellaneous | Existing | Space Heating | Natural Gas | Unit Heater | E8 |  | Baseline Forecast | bar: 2021 to 2047
Commercial_Miscellaneous_Existing_Space Heating_Natural Gas_Unit Heater_E9_Baseline Forecast | Commercial | Miscellaneous | Existing | Space Heating | Natural Gas | Unit Heater | E9 |  | Baseline Forecast | bar: 2021 to 2047
Commercial_Miscellaneous_Existing_Space Heating_Natural Gas_Unit Heater_E10_Baseline Forecast | Commercial | Miscellaneous | Existing | Space Heating | Natural Gas | Unit Heater | E10 |  | Baseline Forecast | bar: 2021 to 2047
Commercial_Miscellaneous_Existing_Water Heating_Natural Gas_Water Heater_E1_Baseline Forecast | Commercial | Miscellaneous | Existing | Water Heating | Natural Gas | Water Heater | E1 | TE 88% | Baseline Forecast | 49% | 49% | 49% | 49% | 49% | 49% | 49% | 49% | 49% | 49% | 49% | 49% | 49% | 49% | 49% | 49% | 49% | 49% | 49% | 49% | 49% | 49% | 49% | 49% | 49% | 49% | 49%
Commercial_Miscellaneous_Existing_Water Heating_Natural Gas_Water Heater_E2_Baseline Forecast | Commercial | Miscellaneous | Existing | Water Heating | Natural Gas | Water Heater | E2 | TE 96% | Baseline Forecast | 51% | 51% | 51% | 51% | 51% | 51% | 51% | 51% | 51% | 51% | 51% | 51% | 51% | 51% | 51% | 51% | 51% | 51% | 51% | 51% | 51% | 51% | 51% | 51% | 51% | 51% | 51%
Commercial_Miscellaneous_Existing_Water Heating_Natural Gas_Water Heater_E3_Baseline Forecast | Commercial | Miscellaneous | Existing | Water Heating | Natural Gas | Water Heater | E3 | Tankless | Baseline Forecast | bar: 2021 to 2047
Commercial_Miscellaneous_Existing_Water Heating_Natural Gas_Water Heater_E4_Baseline Forecast | Commercial | Miscellaneous | Existing | Water Heating | Natural Gas | Water Heater | E4 | NEEA Gas-Fired Absorption HPWH (COP 1.06) | Baseline Forecast | bar: 2021 to 2047
Commercial_Miscellaneous_Existing_Water Heating_Natural Gas_Water Heater_E5_Baseline Forecast | Commercial | Miscellaneous | Existing | Water Heating | Natural Gas | Water Heater | E5 |  | Baseline Forecast | bar: 2021 to 2047
Commercial_Miscellaneous_Existing_Water Heating_Natural Gas_Water Heater_E6_Baseline Forecast | Commercial | Miscellaneous | Existing | Water Heating | Natural Gas | Water Heater | E6 |  | Baseline Forecast | bar: 2021 to 2047
Commercial_Miscellaneous_Existing_Water Heating_Natural Gas_Water Heater_E7_Baseline Forecast | Commercial | Miscellaneous | Existing | Water Heating | Natural Gas | Water Heater | E7 |  | Baseline Forecast | bar: 2021 to 2047
Commercial_Miscellaneous_Existing_Water Heating_Natural Gas_Water Heater_E8_Baseline Forecast | Commercial | Miscellaneous | Existing | Water Heating | Natural Gas | Water Heater | E8 |  | Baseline Forecast | bar: 2021 to 2047
Commercial_Miscellaneous_Existing_Water Heating_Natural Gas_Water Heater_E9_Baseline Forecast | Commercial | Miscellaneous | Existing | Water Heating | Natural Gas | Water Heater | E9 |  | Baseline Forecast | bar: 2021 to 2047
Commercial_Miscellaneous_Existing_Water Heating_Natural Gas_Water Heater_E10_Baseline Forecast | Commercial | Miscellaneous | Existing | Water Heating | Natural Gas | Water Heater | E10 |  | Baseline Forecast | bar: 2021 to 2047
Commercial_Miscellaneous_Existing_Food Preparation_Natural Gas_Oven_E1_Baseline Forecast | Commercial | Miscellaneous | Existing | Food Preparation | Natural Gas | Oven | E1 | Standard | Baseline Forecast | 46% | 46% | 46% | 46% | 46% | 46% | 46% | 46% | 46% | 46% | 46% | 46% | 46% | 46% | 46% | 46% | 46% | 46% | 46% | 46% | 46% | 46% | 46% | 46% | 46% | 46% | 46%
Commercial_Miscellaneous_Existing_Food Preparation_Natural Gas_Oven_E2_Baseline Forecast | Commercial | Miscellaneous | Existing | Food Preparation | Natural Gas | Oven | E2 | ENERGY STAR (>42% Baking Efficiency) | Baseline Forecast | 54% | 54% | 54% | 54% | 54% | 54% | 54% | 54% | 54% | 54% | 54% | 54% | 54% | 54% | 54% | 54% | 54% | 54% | 54% | 54% | 54% | 54% | 54% | 54% | 54% | 54% | 54%
Commercial_Miscellaneous_Existing_Food Preparation_Natural Gas_Oven_E3_Baseline Forecast | Commercial | Miscellaneous | Existing | Food Preparation | Natural Gas | Oven | E3 |  | Baseline Forecast | bar: 2021 to 2047
Commercial_Miscellaneous_Existing_Food Preparation_Natural Gas_Oven_E4_Baseline Forecast | Commercial | Miscellaneous | Existing | Food Preparation | Natural Gas | Oven | E4 |  | Baseline Forecast | bar: 2021 to 2047
Commercial_Miscellaneous_Existing_Food Preparation_Natural Gas_Oven_E5_Baseline Forecast | Commercial | Miscellaneous | Existing | Food Preparation | Natural Gas | Oven | E5 |  | Baseline Forecast | bar: 2021 to 2047
Commercial_Miscellaneous_Existing_Food Preparation_Natural Gas_Oven_E6_Baseline Forecast | Commercial | Miscellaneous | Existing | Food Preparation | Natural Gas | Oven | E6 |  | Baseline Forecast | bar: 2021 to 2047
Commercial_Miscellaneous_Existing_Food Preparation_Natural Gas_Oven_E7_Baseline Forecast | Commercial | Miscellaneous | Existing | Food Preparation | Natural Gas | Oven | E7 |  | Baseline Forecast | bar: 2021 to 2047
Commercial_Miscellaneous_Existing_Food Preparation_Natural Gas_Oven_E8_Baseline Forecast | Commercial | Miscellaneous | Existing | Food Preparation | Natural Gas | Oven | E8 |  | Baseline Forecast | bar: 2021 to 2047
Commercial_Miscellaneous_Existing_Food Preparation_Natural Gas_Oven_E9_Baseline Forecast | Commercial | Miscellaneous | Existing | Food Preparation | Natural Gas | Oven | E9 |  | Baseline Forecast | bar: 2021 to 2047
Commercial_Miscellaneous_Existing_Food Preparation_Natural Gas_Oven_E10_Baseline Forecast | Commercial | Miscellaneous | Existing | Food Preparation | Natural Gas | Oven | E10 |  | Baseline Forecast | bar: 2021 to 2047
Commercial_Miscellaneous_Existing_Food Preparation_Natural Gas_Conveyor Oven_E1_Baseline Forecast | Commercial | Miscellaneous | Existing | Food Preparation | Natural Gas | Conveyor Oven | E1 | Standard | Baseline Forecast | 46% | 46% | 46% | 46% | 46% | 46% | 46% | 46% | 46% | 46% | 46% | 46% | 46% | 46% | 46% | 46% | 46% | 46% | 46% | 46% | 46% | 46% | 46% | 46% | 46% | 46% | 46%
Commercial_Miscellaneous_Existing_Food Preparation_Natural Gas_Conveyor Oven_E2_Baseline Forecast | Commercial | Miscellaneous | Existing | Food Preparation | Natural Gas | Conveyor Oven | E2 | Efficient (>42% Baking Efficiency) | Baseline Forecast | 54% | 54% | 54% | 54% | 54% | 54% | 54% | 54% | 54% | 54% | 54% | 54% | 54% | 54% | 54% | 54% | 54% | 54% | 54% | 54% | 54% | 54% | 54% | 54% | 54% | 54% | 54%
Commercial_Miscellaneous_Existing_Food Preparation_Natural Gas_Conveyor Oven_E3_Baseline Forecast | Commercial | Miscellaneous | Existing | Food Preparation | Natural Gas | Conveyor Oven | E3 |  | Baseline Forecast | bar: 2021 to 2047
Commercial_Miscellaneous_Existing_Food Preparation_Natural Gas_Conveyor Oven_E4_Baseline Forecast | Commercial | Miscellaneous | Existing | Food Preparation | Natural Gas | Conveyor Oven | E4 |  | Baseline Forecast | bar: 2021 to 2047
Commercial_Miscellaneous_Existing_Food Preparation_Natural Gas_Conveyor Oven_E5_Baseline Forecast | Commercial | Miscellaneous | Existing | Food Preparation | Natural Gas | Conveyor Oven | E5 |  | Baseline Forecast | bar: 2021 to 2047
Commercial_Miscellaneous_Existing_Food Preparation_Natural Gas_Conveyor Oven_E6_Baseline Forecast | Commercial | Miscellaneous | Existing | Food Preparation | Natural Gas | Conveyor Oven | E6 |  | Baseline Forecast | bar: 2021 to 2047
Commercial_Miscellaneous_Existing_Food Preparation_Natural Gas_Conveyor Oven_E7_Baseline Forecast | Commercial | Miscellaneous | Existing | Food Preparation | Natural Gas | Conveyor Oven | E7 |  | Baseline Forecast | bar: 2021 to 2047
Commercial_Miscellaneous_Existing_Food Preparation_Natural Gas_Conveyor Oven_E8_Baseline Forecast | Commercial | Miscellaneous | Existing | Food Preparation | Natural Gas | Conveyor Oven | E8 |  | Baseline Forecast | bar: 2021 to 2047
Commercial_Miscellaneous_Existing_Food Preparation_Natural Gas_Conveyor Oven_E9_Baseline Forecast | Commercial | Miscellaneous | Existing | Food Preparation | Natural Gas | Conveyor Oven | E9 |  | Baseline Forecast | bar: 2021 to 2047
Commercial_Miscellaneous_Existing_Food Preparation_Natural Gas_Conveyor Oven_E10_Baseline Forecast | Commercial | Miscellaneous | Existing | Food Preparation | Natural Gas | Conveyor Oven | E10 |  | Baseline Forecast | bar: 2021 to 2047
Commercial_Miscellaneous_Existing_Food Preparation_Natural Gas_Double Rack Oven_E1_Baseline Forecast | Commercial | Miscellaneous | Existing | Food Preparation | Natural Gas | Double Rack Oven | E1 | Standard | Baseline Forecast | 46% | 46% | 46% | 46% | 46% | 46% | 46% | 46% | 46% | 46% | 46% | 46% | 46% | 46% | 46% | 46% | 46% | 46% | 46% | 46% | 46% | 46% | 46% | 46% | 46% | 46% | 46%
Commercial_Miscellaneous_Existing_Food Preparation_Natural Gas_Double Rack Oven_E2_Baseline Forecast | Commercial | Miscellaneous | Existing | Food Preparation | Natural Gas | Double Rack Oven | E2 | FTSC Qualified (>50% Cooking Efficiency) | Baseline Forecast | 54% | 54% | 54% | 54% | 54% | 54% | 54% | 54% | 54% | 54% | 54% | 54% | 54% | 54% | 54% | 54% | 54% | 54% | 54% | 54% | 54% | 54% | 54% | 54% | 54% | 54% | 54%
Commercial_Miscellaneous_Existing_Food Preparation_Natural Gas_Double Rack Oven_E3_Baseline Forecast | Commercial | Miscellaneous | Existing | Food Preparation | Natural Gas | Double Rack Oven | E3 |  | Baseline Forecast | bar: 2021 to 2047
Commercial_Miscellaneous_Existing_Food Preparation_Natural Gas_Double Rack Oven_E4_Baseline Forecast | Commercial | Miscellaneous | Existing | Food Preparation | Natural Gas | Double Rack Oven | E4 |  | Baseline Forecast | bar: 2021 to 2047
Commercial_Miscellaneous_Existing_Food Preparation_Natural Gas_Double Rack Oven_E5_Baseline Forecast | Commercial | Miscellaneous | Existing | Food Preparation | Natural Gas | Double Rack Oven | E5 |  | Baseline Forecast | bar: 2021 to 2047
Commercial_Miscellaneous_Existing_Food Preparation_Natural Gas_Double Rack Oven_E6_Baseline Forecast | Commercial | Miscellaneous | Existing | Food Preparation | Natural Gas | Double Rack Oven | E6 |  | Baseline Forecast | bar: 2021 to 2047
Commercial_Miscellaneous_Existing_Food Preparation_Natural Gas_Double Rack Oven_E7_Baseline Forecast | Commercial | Miscellaneous | Existing | Food Preparation | Natural Gas | Double Rack Oven | E7 |  | Baseline Forecast | bar: 2021 to 2047
Commercial_Miscellaneous_Existing_Food Preparation_Natural Gas_Double Rack Oven_E8_Baseline Forecast | Commercial | Miscellaneous | Existing | Food Preparation | Natural Gas | Double Rack Oven | E8 |  | Baseline Forecast | bar: 2021 to 2047
Commercial_Miscellaneous_Existing_Food Preparation_Natural Gas_Double Rack Oven_E9_Baseline Forecast | Commercial | Miscellaneous | Existing | Food Preparation | Natural Gas | Double Rack Oven | E9 |  | Baseline Forecast | bar: 2021 to 2047
Commercial_Miscellaneous_Existing_Food Preparation_Natural Gas_Double Rack Oven_E10_Baseline Forecast | Commercial | Miscellaneous | Existing | Food Preparation | Natural Gas | Double Rack Oven | E10 |  | Baseline Forecast | bar: 2021 to 2047
Commercial_Miscellaneous_Existing_Food Preparation_Natural Gas_Fryer_E1_Baseline Forecast | Commercial | Miscellaneous | Existing | Food Preparation | Natural Gas | Fryer | E1 | Standard | Baseline Forecast | 75% | 0% | 0% | 0% | 0% | 0% | 0% | 0% | 0% | 0% | 0% | 0% | 0% | 0% | 0% | 0% | 0% | 0% | 0% | 0% | 0% | 0% | 0% | 0% | 0% | 0% | 0%
Commercial_Miscellaneous_Existing_Food Preparation_Natural Gas_Fryer_E2_Baseline Forecast | Commercial | Miscellaneous | Existing | Food Preparation | Natural Gas | Fryer | E2 | ENERGY STAR | Baseline Forecast | 25% | 100% | 100% | 100% | 100% | 100% | 100% | 100% | 100% | 100% | 100% | 100% | 100% | 100% | 100% | 100% | 100% | 100% | 100% | 100% | 100% | 100% | 100% | 100% | 100% | 100% | 100%
Commercial_Miscellaneous_Existing_Food Preparation_Natural Gas_Fryer_E3_Baseline Forecast | Commercial | Miscellaneous | Existing | Food Preparation | Natural Gas | Fryer | E3 |  | Baseline Forecast | bar: 2021 to 2047
Commercial_Miscellaneous_Existing_Food Preparation_Natural Gas_Fryer_E4_Baseline Forecast | Commercial | Miscellaneous | Existing | Food Preparation | Natural Gas | Fryer | E4 |  | Baseline Forecast | bar: 2021 to 2047
Commercial_Miscellaneous_Existing_Food Preparation_Natural Gas_Fryer_E5_Baseline Forecast | Commercial | Miscellaneous | Existing | Food Preparation | Natural Gas | Fryer | E5 |  | Baseline Forecast | bar: 2021 to 2047
Commercial_Miscellaneous_Existing_Food Preparation_Natural Gas_Fryer_E6_Baseline Forecast | Commercial | Miscellaneous | Existing | Food Preparation | Natural Gas | Fryer | E6 |  | Baseline Forecast | bar: 2021 to 2047
Commercial_Miscellaneous_Existing_Food Preparation_Natural Gas_Fryer_E7_Baseline Forecast | Commercial | Miscellaneous | Existing | Food Preparation | Natural Gas | Fryer | E7 |  | Baseline Forecast | bar: 2021 to 2047
Commercial_Miscellaneous_Existing_Food Preparation_Natural Gas_Fryer_E8_Baseline Forecast | Commercial | Miscellaneous | Existing | Food Preparation | Natural Gas | Fryer | E8 |  | Baseline Forecast | bar: 2021 to 2047
Commercial_Miscellaneous_Existing_Food Preparation_Natural Gas_Fryer_E9_Baseline Forecast | Commercial | Miscellaneous | Existing | Food Preparation | Natural Gas | Fryer | E9 |  | Baseline Forecast | bar: 2021 to 2047
Commercial_Miscellaneous_Existing_Food Preparation_Natural Gas_Fryer_E10_Baseline Forecast | Commercial | Miscellaneous | Existing | Food Preparation | Natural Gas | Fryer | E10 |  | Baseline Forecast | bar: 2021 to 2047
Commercial_Miscellaneous_Existing_Food Preparation_Natural Gas_Broiler_E1_Baseline Forecast | Commercial | Miscellaneous | Existing | Food Preparation | Natural Gas | Broiler | E1 | Standard | Baseline Forecast | 100% | 100% | 100% | 100% | 100% | 100% | 100% | 100% | 100% | 100% | 100% | 100% | 100% | 100% | 100% | 100% | 100% | 100% | 100% | 100% | 100% | 100% | 100% | 100% | 100% | 100% | 100%
Commercial_Miscellaneous_Existing_Food Preparation_Natural Gas_Broiler_E2_Baseline Forecast | Commercial | Miscellaneous | Existing | Food Preparation | Natural Gas | Broiler | E2 | Infrared Burners | Baseline Forecast | bar: 2021 to 2047
Commercial_Miscellaneous_Existing_Food Preparation_Natural Gas_Broiler_E3_Baseline Forecast | Commercial | Miscellaneous | Existing | Food Preparation | Natural Gas | Broiler | E3 |  | Baseline Forecast | bar: 2021 to 2047
Commercial_Miscellaneous_Existing_Food Preparation_Natural Gas_Broiler_E4_Baseline Forecast | Commercial | Miscellaneous | Existing | Food Preparation | Natural Gas | Broiler | E4 |  | Baseline Forecast | bar: 2021 to 2047
Commercial_Miscellaneous_Existing_Food Preparation_Natural Gas_Broiler_E5_Baseline Forecast | Commercial | Miscellaneous | Existing | Food Preparation | Natural Gas | Broiler | E5 |  | Baseline Forecast | bar: 2021 to 2047
Commercial_Miscellaneous_Existing_Food Preparation_Natural Gas_Broiler_E6_Baseline Forecast | Commercial | Miscellaneous | Existing | Food Preparation | Natural Gas | Broiler | E6 |  | Baseline Forecast | bar: 2021 to 2047
Commercial_Miscellaneous_Existing_Food Preparation_Natural Gas_Broiler_E7_Baseline Forecast | Commercial | Miscellaneous | Existing | Food Preparation | Natural Gas | Broiler | E7 |  | Baseline Forecast | bar: 2021 to 2047
Commercial_Miscellaneous_Existing_Food Preparation_Natural Gas_Broiler_E8_Baseline Forecast | Commercial | Miscellaneous | Existing | Food Preparation | Natural Gas | Broiler | E8 |  | Baseline Forecast | bar: 2021 to 2047
Commercial_Miscellaneous_Existing_Food Preparation_Natural Gas_Broiler_E9_Baseline Forecast | Commercial | Miscellaneous | Existing | Food Preparation | Natural Gas | Broiler | E9 |  | Baseline Forecast | bar: 2021 to 2047
Commercial_Miscellaneous_Existing_Food Preparation_Natural Gas_Broiler_E10_Baseline Forecast | Commercial | Miscellaneous | Existing | Food Preparation | Natural Gas | Broiler | E10 |  | Baseline Forecast | bar: 2021 to 2047
Commercial_Miscellaneous_Existing_Food Preparation_Natural Gas_Griddle_E1_Baseline Forecast | Commercial | Miscellaneous | Existing | Food Preparation | Natural Gas | Griddle | E1 | Standard | Baseline Forecast | 82% | 82% | 82% | 82% | 82% | 82% | 82% | 82% | 82% | 82% | 82% | 82% | 82% | 82% | 82% | 82% | 82% | 82% | 82% | 82% | 82% | 82% | 82% | 82% | 82% | 82% | 82%
Commercial_Miscellaneous_Existing_Food Preparation_Natural Gas_Griddle_E2_Baseline Forecast | Commercial | Miscellaneous | Existing | Food Preparation | Natural Gas | Griddle | E2 | ENERGY STAR | Baseline Forecast | 18% | 18% | 18% | 18% | 18% | 18% | 18% | 18% | 18% | 18% | 18% | 18% | 18% | 18% | 18% | 18% | 18% | 18% | 18% | 18% | 18% | 18% | 18% | 18% | 18% | 18% | 18%
Commercial_Miscellaneous_Existing_Food Preparation_Natural Gas_Griddle_E3_Baseline Forecast | Commercial | Miscellaneous | Existing | Food Preparation | Natural Gas | Griddle | E3 |  | Baseline Forecast | bar: 2021 to 2047
Commercial_Miscellaneous_Existing_Food Preparation_Natural Gas_Griddle_E4_Baseline Forecast | Commercial | Miscellaneous | Existing | Food Preparation | Natural Gas | Griddle | E4 |  | Baseline Forecast | bar: 2021 to 2047
Commercial_Miscellaneous_Existing_Food Preparation_Natural Gas_Griddle_E5_Baseline Forecast | Commercial | Miscellaneous | Existing | Food Preparation | Natural Gas | Griddle | E5 |  | Baseline Forecast | bar: 2021 to 2047
Commercial_Miscellaneous_Existing_Food Preparation_Natural Gas_Griddle_E6_Baseline Forecast | Commercial | Miscellaneous | Existing | Food Preparation | Natural Gas | Griddle | E6 |  | Baseline Forecast | bar: 2021 to 2047
Commercial_Miscellaneous_Existing_Food Preparation_Natural Gas_Griddle_E7_Baseline Forecast | Commercial | Miscellaneous | Existing | Food Preparation | Natural Gas | Griddle | E7 |  | Baseline Forecast | bar: 2021 to 2047
Commercial_Miscellaneous_Existing_Food Preparation_Natural Gas_Griddle_E8_Baseline Forecast | Commercial | Miscellaneous | Existing | Food Preparation | Natural Gas | Griddle | E8 |  | Baseline Forecast | bar: 2021 to 2047
Commercial_Miscellaneous_Existing_Food Preparation_Natural Gas_Griddle_E9_Baseline Forecast | Commercial | Miscellaneous | Existing | Food Preparation | Natural Gas | Griddle | E9 |  | Baseline Forecast | bar: 2021 to 2047
Commercial_Miscellaneous_Existing_Food Preparation_Natural Gas_Griddle_E10_Baseline Forecast | Commercial | Miscellaneous | Existing | Food Preparation | Natural Gas | Griddle | E10 |  | Baseline Forecast | bar: 2021 to 2047
Commercial_Miscellaneous_Existing_Food Preparation_Natural Gas_Range_E1_Baseline Forecast | Commercial | Miscellaneous | Existing | Food Preparation | Natural Gas | Range | E1 | Standard | Baseline Forecast | 100% | 100% | 100% | 100% | 100% | 100% | 100% | 100% | 100% | 100% | 100% | 100% | 100% | 100% | 100% | 100% | 100% | 100% | 100% | 100% | 100% | 100% | 100% | 100% | 100% | 100% | 100%
Commercial_Miscellaneous_Existing_Food Preparation_Natural Gas_Range_E2_Baseline Forecast | Commercial | Miscellaneous | Existing | Food Preparation | Natural Gas | Range | E2 | High Efficiency | Baseline Forecast | bar: 2021 to 2047
Commercial_Miscellaneous_Existing_Food Preparation_Natural Gas_Range_E3_Baseline Forecast | Commercial | Miscellaneous | Existing | Food Preparation | Natural Gas | Range | E3 |  | Baseline Forecast | bar: 2021 to 2047
Commercial_Miscellaneous_Existing_Food Preparation_Natural Gas_Range_E4_Baseline Forecast | Commercial | Miscellaneous | Existing | Food Preparation | Natural Gas | Range | E4 |  | Baseline Forecast | bar: 2021 to 2047
Commercial_Miscellaneous_Existing_Food Preparation_Natural Gas_Range_E5_Baseline Forecast | Commercial | Miscellaneous | Existing | Food Preparation | Natural Gas | Range | E5 |  | Baseline Forecast | bar: 2021 to 2047
Commercial_Miscellaneous_Existing_Food Preparation_Natural Gas_Range_E6_Baseline Forecast | Commercial | Miscellaneous | Existing | Food Preparation | Natural Gas | Range | E6 |  | Baseline Forecast | bar: 2021 to 2047
Commercial_Miscellaneous_Existing_Food Preparation_Natural Gas_Range_E7_Baseline Forecast | Commercial | Miscellaneous | Existing | Food Preparation | Natural Gas | Range | E7 |  | Baseline Forecast | bar: 2021 to 2047
Commercial_Miscellaneous_Existing_Food Preparation_Natural Gas_Range_E8_Baseline Forecast | Commercial | Miscellaneous | Existing | Food Preparation | Natural Gas | Range | E8 |  | Baseline Forecast | bar: 2021 to 2047
Commercial_Miscellaneous_Existing_Food Preparation_Natural Gas_Range_E9_Baseline Forecast | Commercial | Miscellaneous | Existing | Food Preparation | Natural Gas | Range | E9 |  | Baseline Forecast | bar: 2021 to 2047
Commercial_Miscellaneous_Existing_Food Preparation_Natural Gas_Range_E10_Baseline Forecast | Commercial | Miscellaneous | Existing | Food Preparation | Natural Gas | Range | E10 |  | Baseline Forecast | bar: 2021 to 2047
Commercial_Miscellaneous_Existing_Food Preparation_Natural Gas_Steamer_E1_Baseline Forecast | Commercial | Miscellaneous | Existing | Food Preparation | Natural Gas | Steamer | E1 | Standard | Baseline Forecast | 54% | 0% | 0% | 0% | 0% | 0% | 0% | 0% | 0% | 0% | 0% | 0% | 0% | 0% | 0% | 0% | 0% | 0% | 0% | 0% | 0% | 0% | 0% | 0% | 0% | 0% | 0%
Commercial_Miscellaneous_Existing_Food Preparation_Natural Gas_Steamer_E2_Baseline Forecast | Commercial | Miscellaneous | Existing | Food Preparation | Natural Gas | Steamer | E2 | ENERGY STAR | Baseline Forecast | 46% | 100% | 100% | 100% | 100% | 100% | 100% | 100% | 100% | 100% | 100% | 100% | 100% | 100% | 100% | 100% | 100% | 100% | 100% | 100% | 100% | 100% | 100% | 100% | 100% | 100% | 100%
Commercial_Miscellaneous_Existing_Food Preparation_Natural Gas_Steamer_E3_Baseline Forecast | Commercial | Miscellaneous | Existing | Food Preparation | Natural Gas | Steamer | E3 |  | Baseline Forecast | bar: 2021 to 2047
Commercial_Miscellaneous_Existing_Food Preparation_Natural Gas_Steamer_E4_Baseline Forecast | Commercial | Miscellaneous | Existing | Food Preparation | Natural Gas | Steamer | E4 |  | Baseline Forecast | bar: 2021 to 2047
Commercial_Miscellaneous_Existing_Food Preparation_Natural Gas_Steamer_E5_Baseline Forecast | Commercial | Miscellaneous | Existing | Food Preparation | Natural Gas | Steamer | E5 |  | Baseline Forecast | bar: 2021 to 2047
Commercial_Miscellaneous_Existing_Food Preparation_Natural Gas_Steamer_E6_Baseline Forecast | Commercial | Miscellaneous | Existing | Food Preparation | Natural Gas | Steamer | E6 |  | Baseline Forecast | bar: 2021 to 2047
Commercial_Miscellaneous_Existing_Food Preparation_Natural Gas_Steamer_E7_Baseline Forecast | Commercial | Miscellaneous | Existing | Food Preparation | Natural Gas | Steamer | E7 |  | Baseline Forecast | bar: 2021 to 2047
Commercial_Miscellaneous_Existing_Food Preparation_Natural Gas_Steamer_E8_Baseline Forecast | Commercial | Miscellaneous | Existing | Food Preparation | Natural Gas | Steamer | E8 |  | Baseline Forecast | bar: 2021 to 2047
Commercial_Miscellaneous_Existing_Food Preparation_Natural Gas_Steamer_E9_Baseline Forecast | Commercial | Miscellaneous | Existing | Food Preparation | Natural Gas | Steamer | E9 |  | Baseline Forecast | bar: 2021 to 2047
Commercial_Miscellaneous_Existing_Food Preparation_Natural Gas_Steamer_E10_Baseline Forecast | Commercial | Miscellaneous | Existing | Food Preparation | Natural Gas | Steamer | E10 |  | Baseline Forecast | bar: 2021 to 2047
Commercial_Miscellaneous_Existing_Food Preparation_Natural Gas_Commercial Food Prep Other_E1_Baseline Forecast | Commercial | Miscellaneous | Existing | Food Preparation | Natural Gas | Commercial Food Prep Other | E1 | Standard | Baseline Forecast | 75% | 75% | 75% | 75% | 75% | 75% | 75% | 75% | 75% | 75% | 75% | 75% | 75% | 75% | 75% | 75% | 75% | 75% | 75% | 75% | 75% | 75% | 75% | 75% | 75% | 75% | 75%
Commercial_Miscellaneous_Existing_Food Preparation_Natural Gas_Commercial Food Prep Other_E2_Baseline Forecast | Commercial | Miscellaneous | Existing | Food Preparation | Natural Gas | Commercial Food Prep Other | E2 | ENERGY STAR | Baseline Forecast | 25% | 25% | 25% | 25% | 25% | 25% | 25% | 25% | 25% | 25% | 25% | 25% | 25% | 25% | 25% | 25% | 25% | 25% | 25% | 25% | 25% | 25% | 25% | 25% | 25% | 25% | 25%
Commercial_Miscellaneous_Existing_Food Preparation_Natural Gas_Commercial Food Prep Other_E3_Baseline Forecast | Commercial | Miscellaneous | Existing | Food Preparation | Natural Gas | Commercial Food Prep Other | E3 |  | Baseline Forecast | bar: 2021 to 2047
Commercial_Miscellaneous_Existing_Food Preparation_Natural Gas_Commercial Food Prep Other_E4_Baseline Forecast | Commercial | Miscellaneous | Existing | Food Preparation | Natural Gas | Commercial Food Prep Other | E4 |  | Baseline Forecast | bar: 2021 to 2047
Commercial_Miscellaneous_Existing_Food Preparation_Natural Gas_Commercial Food Prep Other_E5_Baseline Forecast | Commercial | Miscellaneous | Existing | Food Preparation | Natural Gas | Commercial Food Prep Other | E5 |  | Baseline Forecast | bar: 2021 to 2047
Commercial_Miscellaneous_Existing_Food Preparation_Natural Gas_Commercial Food Prep Other_E6_Baseline Forecast | Commercial | Miscellaneous | Existing | Food Preparation | Natural Gas | Commercial Food Prep Other | E6 |  | Baseline Forecast | bar: 2021 to 2047
Commercial_Miscellaneous_Existing_Food Preparation_Natural Gas_Commercial Food Prep Other_E7_Baseline Forecast | Commercial | Miscellaneous | Existing | Food Preparation | Natural Gas | Commercial Food Prep Other | E7 |  | Baseline Forecast | bar: 2021 to 2047
Commercial_Miscellaneous_Existing_Food Preparation_Natural Gas_Commercial Food Prep Other_E8_Baseline Forecast | Commercial | Miscellaneous | Existing | Food Preparation | Natural Gas | Commercial Food Prep Other | E8 |  | Baseline Forecast | bar: 2021 to 2047
Commercial_Miscellaneous_Existing_Food Preparation_Natural Gas_Commercial Food Prep Other_E9_Baseline Forecast | Commercial | Miscellaneous | Existing | Food Preparation | Natural Gas | Commercial Food Prep Other | E9 |  | Baseline Forecast | bar: 2021 to 2047
Commercial_Miscellaneous_Existing_Food Preparation_Natural Gas_Commercial Food Prep Other_E10_Baseline Forecast | Commercial | Miscellaneous | Existing | Food Preparation | Natural Gas | Commercial Food Prep Other | E10 |  | Baseline Forecast | bar: 2021 to 2047
Commercial_Miscellaneous_Existing_Miscellaneous_Natural Gas_Pool Heater_E1_Baseline Forecast | Commercial | Miscellaneous | Existing | Miscellaneous | Natural Gas | Pool Heater | E1 | Standard (EF .78) | Baseline Forecast | 100% | 100% | 100% | 100% | 100% | 100% | 100% | 100% | 100% | 100% | 100% | 100% | 100% | 100% | 100% | 100% | 100% | 100% | 100% | 100% | 100% | 100% | 100% | 100% | 100% | 100% | 100%
Commercial_Miscellaneous_Existing_Miscellaneous_Natural Gas_Pool Heater_E2_Baseline Forecast | Commercial | Miscellaneous | Existing | Miscellaneous | Natural Gas | Pool Heater | E2 | Condensing (EF .90) | Baseline Forecast | bar: 2021 to 2047
Commercial_Miscellaneous_Existing_Miscellaneous_Natural Gas_Pool Heater_E3_Baseline Forecast | Commercial | Miscellaneous | Existing | Miscellaneous | Natural Gas | Pool Heater | E3 |  | Baseline Forecast | bar: 2021 to 2047
Commercial_Miscellaneous_Existing_Miscellaneous_Natural Gas_Pool Heater_E4_Baseline Forecast | Commercial | Miscellaneous | Existing | Miscellaneous | Natural Gas | Pool Heater | E4 |  | Baseline Forecast | bar: 2021 to 2047
Commercial_Miscellaneous_Existing_Miscellaneous_Natural Gas_Pool Heater_E5_Baseline Forecast | Commercial | Miscellaneous | Existing | Miscellaneous | Natural Gas | Pool Heater | E5 |  | Baseline Forecast | bar: 2021 to 2047
Commercial_Miscellaneous_Existing_Miscellaneous_Natural Gas_Pool Heater_E6_Baseline Forecast | Commercial | Miscellaneous | Existing | Miscellaneous | Natural Gas | Pool Heater | E6 |  | Baseline Forecast | bar: 2021 to 2047
Commercial_Miscellaneous_Existing_Miscellaneous_Natural Gas_Pool Heater_E7_Baseline Forecast | Commercial | Miscellaneous | Existing | Miscellaneous | Natural Gas | Pool Heater | E7 |  | Baseline Forecast | bar: 2021 to 2047
Commercial_Miscellaneous_Existing_Miscellaneous_Natural Gas_Pool Heater_E8_Baseline Forecast | Commercial | Miscellaneous | Existing | Miscellaneous | Natural Gas | Pool Heater | E8 |  | Baseline Forecast | bar: 2021 to 2047
Commercial_Miscellaneous_Existing_Miscellaneous_Natural Gas_Pool Heater_E9_Baseline Forecast | Commercial | Miscellaneous | Existing | Miscellaneous | Natural Gas | Pool Heater | E9 |  | Baseline Forecast | bar: 2021 to 2047
Commercial_Miscellaneous_Existing_Miscellaneous_Natural Gas_Pool Heater_E10_Baseline Forecast | Commercial | Miscellaneous | Existing | Miscellaneous | Natural Gas | Pool Heater | E10 |  | Baseline Forecast | bar: 2021 to 2047
Commercial_Miscellaneous_Existing_Miscellaneous_Natural Gas_Miscellaneous_E1_Baseline Forecast | Commercial | Miscellaneous | Existing | Miscellaneous | Natural Gas | Miscellaneous | E1 | Miscellaneous | Baseline Forecast | 100% | 100% | 100% | 100% | 100% | 100% | 100% | 100% | 100% | 100% | 100% | 100% | 100% | 100% | 100% | 100% | 100% | 100% | 100% | 100% | 100% | 100% | 100% | 100% | 100% | 100% | 100%
Commercial_Miscellaneous_Existing_Miscellaneous_Natural Gas_Miscellaneous_E2_Baseline Forecast | Commercial | Miscellaneous | Existing | Miscellaneous | Natural Gas | Miscellaneous | E2 |  | Baseline Forecast | bar: 2021 to 2047
Commercial_Miscellaneous_Existing_Miscellaneous_Natural Gas_Miscellaneous_E3_Baseline Forecast | Commercial | Miscellaneous | Existing | Miscellaneous | Natural Gas | Miscellaneous | E3 |  | Baseline Forecast | bar: 2021 to 2047
Commercial_Miscellaneous_Existing_Miscellaneous_Natural Gas_Miscellaneous_E4_Baseline Forecast | Commercial | Miscellaneous | Existing | Miscellaneous | Natural Gas | Miscellaneous | E4 |  | Baseline Forecast | bar: 2021 to 2047
Commercial_Miscellaneous_Existing_Miscellaneous_Natural Gas_Miscellaneous_E5_Baseline Forecast | Commercial | Miscellaneous | Existing | Miscellaneous | Natural Gas | Miscellaneous | E5 |  | Baseline Forecast | bar: 2021 to 2047
Commercial_Miscellaneous_Existing_Miscellaneous_Natural Gas_Miscellaneous_E6_Baseline Forecast | Commercial | Miscellaneous | Existing | Miscellaneous | Natural Gas | Miscellaneous | E6 |  | Baseline Forecast | bar: 2021 to 2047
Commercial_Miscellaneous_Existing_Miscellaneous_Natural Gas_Miscellaneous_E7_Baseline Forecast | Commercial | Miscellaneous | Existing | Miscellaneous | Natural Gas | Miscellaneous | E7 |  | Baseline Forecast | bar: 2021 to 2047
Commercial_Miscellaneous_Existing_Miscellaneous_Natural Gas_Miscellaneous_E8_Baseline Forecast | Commercial | Miscellaneous | Existing | Miscellaneous | Natural Gas | Miscellaneous | E8 |  | Baseline Forecast | bar: 2021 to 2047
Commercial_Miscellaneous_Existing_Miscellaneous_Natural Gas_Miscellaneous_E9_Baseline Forecast | Commercial | Miscellaneous | Existing | Miscellaneous | Natural Gas | Miscellaneous | E9 |  | Baseline Forecast | bar: 2021 to 2047
Commercial_Miscellaneous_Existing_Miscellaneous_Natural Gas_Miscellaneous_E10_Baseline Forecast | Commercial | Miscellaneous | Existing | Miscellaneous | Natural Gas | Miscellaneous | E10 |  | Baseline Forecast | bar: 2021 to 2047
Commercial_Miscellaneous_New_Space Heating_Natural Gas_Furnace_E1_Baseline Forecast | Commercial | Miscellaneous | New | Space Heating | Natural Gas | Furnace | E1 | AFUE 80% (Standard) | Baseline Forecast | 100% | 100% | 100% | 0% | 0% | 0% | 0% | 0% | 0% | 0% | 0% | 0% | 0% | 0% | 0% | 0% | 0% | 0% | 0% | 0% | 0% | 0% | 0% | 0% | 0% | 0% | 0%
Commercial_Miscellaneous_New_Space Heating_Natural Gas_Furnace_E2_Baseline Forecast | Commercial | Miscellaneous | New | Space Heating | Natural Gas | Furnace | E2 | AFUE 90% | Baseline Forecast | 0% | 0% | 0% | 100% | 100% | 100% | 100% | 100% | 100% | 100% | 100% | 100% | 100% | 100% | 100% | 100% | 100% | 100% | 100% | 100% | 100% | 100% | 100% | 100% | 100% | 100% | 100%
Commercial_Miscellaneous_New_Space Heating_Natural Gas_Furnace_E3_Baseline Forecast | Commercial | Miscellaneous | New | Space Heating | Natural Gas | Furnace | E3 | AFUE 96% | Baseline Forecast | bar: 2021 to 2047
Commercial_Miscellaneous_New_Space Heating_Natural Gas_Furnace_E4_Baseline Forecast | Commercial | Miscellaneous | New | Space Heating | Natural Gas | Furnace | E4 |  | Baseline Forecast | bar: 2021 to 2047
Commercial_Miscellaneous_New_Space Heating_Natural Gas_Furnace_E5_Baseline Forecast | Commercial | Miscellaneous | New | Space Heating | Natural Gas | Furnace | E5 |  | Baseline Forecast | bar: 2021 to 2047
Commercial_Miscellaneous_New_Space Heating_Natural Gas_Furnace_E6_Baseline Forecast | Commercial | Miscellaneous | New | Space Heating | Natural Gas | Furnace | E6 |  | Baseline Forecast | bar: 2021 to 2047
Commercial_Miscellaneous_New_Space Heating_Natural Gas_Furnace_E7_Baseline Forecast | Commercial | Miscellaneous | New | Space Heating | Natural Gas | Furnace | E7 |  | Baseline Forecast | bar: 2021 to 2047
Commercial_Miscellaneous_New_Space Heating_Natural Gas_Furnace_E8_Baseline Forecast | Commercial | Miscellaneous | New | Space Heating | Natural Gas | Furnace | E8 |  | Baseline Forecast | bar: 2021 to 2047
Commercial_Miscellaneous_New_Space Heating_Natural Gas_Furnace_E9_Baseline Forecast | Commercial | Miscellaneous | New | Space Heating | Natural Gas | Furnace | E9 |  | Baseline Forecast | bar: 2021 to 2047
Commercial_Miscellaneous_New_Space Heating_Natural Gas_Furnace_E10_Baseline Forecast | Commercial | Miscellaneous | New | Space Heating | Natural Gas | Furnace | E10 |  | Baseline Forecast | bar: 2021 to 2047
Commercial_Miscellaneous_New_Space Heating_Natural Gas_Boiler_E1_Baseline Forecast | Commercial | Miscellaneous | New | Space Heating | Natural Gas | Boiler | E1 | AFUE 80% (Standard) | Baseline Forecast | 82% | 82% | 82% | 82% | 82% | 82% | 82% | 82% | 82% | 82% | 82% | 82% | 82% | 82% | 82% | 82% | 82% | 82% | 82% | 82% | 82% | 82% | 82% | 82% | 82% | 82% | 82%
Commercial_Miscellaneous_New_Space Heating_Natural Gas_Boiler_E2_Baseline Forecast | Commercial | Miscellaneous | New | Space Heating | Natural Gas | Boiler | E2 | AFUE 85% | Baseline Forecast | 18% | 18% | 18% | 18% | 18% | 18% | 18% | 18% | 18% | 18% | 18% | 18% | 18% | 18% | 18% | 18% | 18% | 18% | 18% | 18% | 18% | 18% | 18% | 18% | 18% | 18% | 18%
Commercial_Miscellaneous_New_Space Heating_Natural Gas_Boiler_E3_Baseline Forecast | Commercial | Miscellaneous | New | Space Heating | Natural Gas | Boiler | E3 | AFUE 97% | Baseline Forecast | bar: 2021 to 2047
Commercial_Miscellaneous_New_Space Heating_Natural Gas_Boiler_E4_Baseline Forecast | Commercial | Miscellaneous | New | Space Heating | Natural Gas | Boiler | E4 | Convert to NG Air Source Heat Pump | Baseline Forecast | bar: 2021 to 2047
Commercial_Miscellaneous_New_Space Heating_Natural Gas_Boiler_E5_Baseline Forecast | Commercial | Miscellaneous | New | Space Heating | Natural Gas | Boiler | E5 |  | Baseline Forecast | bar: 2021 to 2047
Commercial_Miscellaneous_New_Space Heating_Natural Gas_Boiler_E6_Baseline Forecast | Commercial | Miscellaneous | New | Space Heating | Natural Gas | Boiler | E6 |  | Baseline Forecast | bar: 2021 to 2047
Commercial_Miscellaneous_New_Space Heating_Natural Gas_Boiler_E7_Baseline Forecast | Commercial | Miscellaneous | New | Space Heating | Natural Gas | Boiler | E7 |  | Baseline Forecast | bar: 2021 to 2047
Commercial_Miscellaneous_New_Space Heating_Natural Gas_Boiler_E8_Baseline Forecast | Commercial | Miscellaneous | New | Space Heating | Natural Gas | Boiler | E8 |  | Baseline Forecast | bar: 2021 to 2047
Commercial_Miscellaneous_New_Space Heating_Natural Gas_Boiler_E9_Baseline Forecast | Commercial | Miscellaneous | New | Space Heating | Natural Gas | Boiler | E9 |  | Baseline Forecast | bar: 2021 to 2047
Commercial_Miscellaneous_New_Space Heating_Natural Gas_Boiler_E10_Baseline Forecast | Commercial | Miscellaneous | New | Space Heating | Natural Gas | Boiler | E10 |  | Baseline Forecast | bar: 2021 to 2047
Commercial_Miscellaneous_New_Space Heating_Natural Gas_Unit Heater_E1_Baseline Forecast | Commercial | Miscellaneous | New | Space Heating | Natural Gas | Unit Heater | E1 | Standard | Baseline Forecast | 100% | 100% | 100% | 100% | 100% | 100% | 100% | 100% | 100% | 100% | 100% | 100% | 100% | 100% | 100% | 100% | 100% | 100% | 100% | 100% | 100% | 100% | 100% | 100% | 100% | 100% | 100%
Commercial_Miscellaneous_New_Space Heating_Natural Gas_Unit Heater_E2_Baseline Forecast | Commercial | Miscellaneous | New | Space Heating | Natural Gas | Unit Heater | E2 | Condensing | Baseline Forecast | bar: 2021 to 2047
Commercial_Miscellaneous_New_Space Heating_Natural Gas_Unit Heater_E3_Baseline Forecast | Commercial | Miscellaneous | New | Space Heating | Natural Gas | Unit Heater | E3 | Infrared Radiant | Baseline Forecast | bar: 2021 to 2047
Commercial_Miscellaneous_New_Space Heating_Natural Gas_Unit Heater_E4_Baseline Forecast | Commercial | Miscellaneous | New | Space Heating | Natural Gas | Unit Heater | E4 |  | Baseline Forecast | bar: 2021 to 2047
Commercial_Miscellaneous_New_Space Heating_Natural Gas_Unit Heater_E5_Baseline Forecast | Commercial | Miscellaneous | New | Space Heating | Natural Gas | Unit Heater | E5 |  | Baseline Forecast | bar: 2021 to 2047
Commercial_Miscellaneous_New_Space Heating_Natural Gas_Unit Heater_E6_Baseline Forecast | Commercial | Miscellaneous | New | Space Heating | Natural Gas | Unit Heater | E6 |  | Baseline Forecast | bar: 2021 to 2047
Commercial_Miscellaneous_New_Space Heating_Natural Gas_Unit Heater_E7_Baseline Forecast | Commercial | Miscellaneous | New | Space Heating | Natural Gas | Unit Heater | E7 |  | Baseline Forecast | bar: 2021 to 2047
Commercial_Miscellaneous_New_Space Heating_Natural Gas_Unit Heater_E8_Baseline Forecast | Commercial | Miscellaneous | New | Space Heating | Natural Gas | Unit Heater | E8 |  | Baseline Forecast | bar: 2021 to 2047
Commercial_Miscellaneous_New_Space Heating_Natural Gas_Unit Heater_E9_Baseline Forecast | Commercial | Miscellaneous | New | Space Heating | Natural Gas | Unit Heater | E9 |  | Baseline Forecast | bar: 2021 to 2047
Commercial_Miscellaneous_New_Space Heating_Natural Gas_Unit Heater_E10_Baseline Forecast | Commercial | Miscellaneous | New | Space Heating | Natural Gas | Unit Heater | E10 |  | Baseline Forecast | bar: 2021 to 2047
Commercial_Miscellaneous_New_Water Heating_Natural Gas_Water Heater_E1_Baseline Forecast | Commercial | Miscellaneous | New | Water Heating | Natural Gas | Water Heater | E1 | TE 88% | Baseline Forecast | 49% | 49% | 49% | 49% | 49% | 49% | 49% | 49% | 49% | 49% | 49% | 49% | 49% | 49% | 49% | 49% | 49% | 49% | 49% | 49% | 49% | 49% | 49% | 49% | 49% | 49% | 49%
Commercial_Miscellaneous_New_Water Heating_Natural Gas_Water Heater_E2_Baseline Forecast | Commercial | Miscellaneous | New | Water Heating | Natural Gas | Water Heater | E2 | TE 96% | Baseline Forecast | 51% | 51% | 51% | 51% | 51% | 51% | 51% | 51% | 51% | 51% | 51% | 51% | 51% | 51% | 51% | 51% | 51% | 51% | 51% | 51% | 51% | 51% | 51% | 51% | 51% | 51% | 51%
Commercial_Miscellaneous_New_Water Heating_Natural Gas_Water Heater_E3_Baseline Forecast | Commercial | Miscellaneous | New | Water Heating | Natural Gas | Water Heater | E3 | Tankless | Baseline Forecast | bar: 2021 to 2047
Commercial_Miscellaneous_New_Water Heating_Natural Gas_Water Heater_E4_Baseline Forecast | Commercial | Miscellaneous | New | Water Heating | Natural Gas | Water Heater | E4 | NEEA Gas-Fired Absorption HPWH (COP 1.06) | Baseline Forecast | bar: 2021 to 2047
Commercial_Miscellaneous_New_Water Heating_Natural Gas_Water Heater_E5_Baseline Forecast | Commercial | Miscellaneous | New | Water Heating | Natural Gas | Water Heater | E5 |  | Baseline Forecast | bar: 2021 to 2047
Commercial_Miscellaneous_New_Water Heating_Natural Gas_Water Heater_E6_Baseline Forecast | Commercial | Miscellaneous | New | Water Heating | Natural Gas | Water Heater | E6 |  | Baseline Forecast | bar: 2021 to 2047
Commercial_Miscellaneous_New_Water Heating_Natural Gas_Water Heater_E7_Baseline Forecast | Commercial | Miscellaneous | New | Water Heating | Natural Gas | Water Heater | E7 |  | Baseline Forecast | bar: 2021 to 2047
Commercial_Miscellaneous_New_Water Heating_Natural Gas_Water Heater_E8_Baseline Forecast | Commercial | Miscellaneous | New | Water Heating | Natural Gas | Water Heater | E8 |  | Baseline Forecast | bar: 2021 to 2047
Commercial_Miscellaneous_New_Water Heating_Natural Gas_Water Heater_E9_Baseline Forecast | Commercial | Miscellaneous | New | Water Heating | Natural Gas | Water Heater | E9 |  | Baseline Forecast | bar: 2021 to 2047
Commercial_Miscellaneous_New_Water Heating_Natural Gas_Water Heater_E10_Baseline Forecast | Commercial | Miscellaneous | New | Water Heating | Natural Gas | Water Heater | E10 |  | Baseline Forecast | bar: 2021 to 2047
Commercial_Miscellaneous_New_Food Preparation_Natural Gas_Oven_E1_Baseline Forecast | Commercial | Miscellaneous | New | Food Preparation | Natural Gas | Oven | E1 | Standard | Baseline Forecast | 46% | 46% | 46% | 46% | 46% | 46% | 46% | 46% | 46% | 46% | 46% | 46% | 46% | 46% | 46% | 46% | 46% | 46% | 46% | 46% | 46% | 46% | 46% | 46% | 46% | 46% | 46%
Commercial_Miscellaneous_New_Food Preparation_Natural Gas_Oven_E2_Baseline Forecast | Commercial | Miscellaneous | New | Food Preparation | Natural Gas | Oven | E2 | ENERGY STAR (>42% Baking Efficiency) | Baseline Forecast | 54% | 54% | 54% | 54% | 54% | 54% | 54% | 54% | 54% | 54% | 54% | 54% | 54% | 54% | 54% | 54% | 54% | 54% | 54% | 54% | 54% | 54% | 54% | 54% | 54% | 54% | 54%
Commercial_Miscellaneous_New_Food Preparation_Natural Gas_Oven_E3_Baseline Forecast | Commercial | Miscellaneous | New | Food Preparation | Natural Gas | Oven | E3 |  | Baseline Forecast | bar: 2021 to 2047
Commercial_Miscellaneous_New_Food Preparation_Natural Gas_Oven_E4_Baseline Forecast | Commercial | Miscellaneous | New | Food Preparation | Natural Gas | Oven | E4 |  | Baseline Forecast | bar: 2021 to 2047
Commercial_Miscellaneous_New_Food Preparation_Natural Gas_Oven_E5_Baseline Forecast | Commercial | Miscellaneous | New | Food Preparation | Natural Gas | Oven | E5 |  | Baseline Forecast | bar: 2021 to 2047
Commercial_Miscellaneous_New_Food Preparation_Natural Gas_Oven_E6_Baseline Forecast | Commercial | Miscellaneous | New | Food Preparation | Natural Gas | Oven | E6 |  | Baseline Forecast | bar: 2021 to 2047
Commercial_Miscellaneous_New_Food Preparation_Natural Gas_Oven_E7_Baseline Forecast | Commercial | Miscellaneous | New | Food Preparation | Natural Gas | Oven | E7 |  | Baseline Forecast | bar: 2021 to 2047
Commercial_Miscellaneous_New_Food Preparation_Natural Gas_Oven_E8_Baseline Forecast | Commercial | Miscellaneous | New | Food Preparation | Natural Gas | Oven | E8 |  | Baseline Forecast | bar: 2021 to 2047
Commercial_Miscellaneous_New_Food Preparation_Natural Gas_Oven_E9_Baseline Forecast | Commercial | Miscellaneous | New | Food Preparation | Natural Gas | Oven | E9 |  | Baseline Forecast | bar: 2021 to 2047
Commercial_Miscellaneous_New_Food Preparation_Natural Gas_Oven_E10_Baseline Forecast | Commercial | Miscellaneous | New | Food Preparation | Natural Gas | Oven | E10 |  | Baseline Forecast | bar: 2021 to 2047
Commercial_Miscellaneous_New_Food Preparation_Natural Gas_Conveyor Oven_E1_Baseline Forecast | Commercial | Miscellaneous | New | Food Preparation | Natural Gas | Conveyor Oven | E1 | Standard | Baseline Forecast | 46% | 46% | 46% | 46% | 46% | 46% | 46% | 46% | 46% | 46% | 46% | 46% | 46% | 46% | 46% | 46% | 46% | 46% | 46% | 46% | 46% | 46% | 46% | 46% | 46% | 46% | 46%
Commercial_Miscellaneous_New_Food Preparation_Natural Gas_Conveyor Oven_E2_Baseline Forecast | Commercial | Miscellaneous | New | Food Preparation | Natural Gas | Conveyor Oven | E2 | Efficient (>42% Baking Efficiency) | Baseline Forecast | 54% | 54% | 54% | 54% | 54% | 54% | 54% | 54% | 54% | 54% | 54% | 54% | 54% | 54% | 54% | 54% | 54% | 54% | 54% | 54% | 54% | 54% | 54% | 54% | 54% | 54% | 54%
Commercial_Miscellaneous_New_Food Preparation_Natural Gas_Conveyor Oven_E3_Baseline Forecast | Commercial | Miscellaneous | New | Food Preparation | Natural Gas | Conveyor Oven | E3 |  | Baseline Forecast | bar: 2021 to 2047
Commercial_Miscellaneous_New_Food Preparation_Natural Gas_Conveyor Oven_E4_Baseline Forecast | Commercial | Miscellaneous | New | Food Preparation | Natural Gas | Conveyor Oven | E4 |  | Baseline Forecast | bar: 2021 to 2047
Commercial_Miscellaneous_New_Food Preparation_Natural Gas_Conveyor Oven_E5_Baseline Forecast | Commercial | Miscellaneous | New | Food Preparation | Natural Gas | Conveyor Oven | E5 |  | Baseline Forecast | bar: 2021 to 2047
Commercial_Miscellaneous_New_Food Preparation_Natural Gas_Conveyor Oven_E6_Baseline Forecast | Commercial | Miscellaneous | New | Food Preparation | Natural Gas | Conveyor Oven | E6 |  | Baseline Forecast | bar: 2021 to 2047
Commercial_Miscellaneous_New_Food Preparation_Natural Gas_Conveyor Oven_E7_Baseline Forecast | Commercial | Miscellaneous | New | Food Preparation | Natural Gas | Conveyor Oven | E7 |  | Baseline Forecast | bar: 2021 to 2047
Commercial_Miscellaneous_New_Food Preparation_Natural Gas_Conveyor Oven_E8_Baseline Forecast | Commercial | Miscellaneous | New | Food Preparation | Natural Gas | Conveyor Oven | E8 |  | Baseline Forecast | bar: 2021 to 2047
Commercial_Miscellaneous_New_Food Preparation_Natural Gas_Conveyor Oven_E9_Baseline Forecast | Commercial | Miscellaneous | New | Food Preparation | Natural Gas | Conveyor Oven | E9 |  | Baseline Forecast | bar: 2021 to 2047
Commercial_Miscellaneous_New_Food Preparation_Natural Gas_Conveyor Oven_E10_Baseline Forecast | Commercial | Miscellaneous | New | Food Preparation | Natural Gas | Conveyor Oven | E10 |  | Baseline Forecast | bar: 2021 to 2047
Commercial_Miscellaneous_New_Food Preparation_Natural Gas_Double Rack Oven_E1_Baseline Forecast | Commercial | Miscellaneous | New | Food Preparation | Natural Gas | Double Rack Oven | E1 | Standard | Baseline Forecast | 46% | 46% | 46% | 46% | 46% | 46% | 46% | 46% | 46% | 46% | 46% | 46% | 46% | 46% | 46% | 46% | 46% | 46% | 46% | 46% | 46% | 46% | 46% | 46% | 46% | 46% | 46%
Commercial_Miscellaneous_New_Food Preparation_Natural Gas_Double Rack Oven_E2_Baseline Forecast | Commercial | Miscellaneous | New | Food Preparation | Natural Gas | Double Rack Oven | E2 | FTSC Qualified (>50% Cooking Efficiency) | Baseline Forecast | 54% | 54% | 54% | 54% | 54% | 54% | 54% | 54% | 54% | 54% | 54% | 54% | 54% | 54% | 54% | 54% | 54% | 54% | 54% | 54% | 54% | 54% | 54% | 54% | 54% | 54% | 54%
Commercial_Miscellaneous_New_Food Preparation_Natural Gas_Double Rack Oven_E3_Baseline Forecast | Commercial | Miscellaneous | New | Food Preparation | Natural Gas | Double Rack Oven | E3 |  | Baseline Forecast | bar: 2021 to 2047
Commercial_Miscellaneous_New_Food Preparation_Natural Gas_Double Rack Oven_E4_Baseline Forecast | Commercial | Miscellaneous | New | Food Preparation | Natural Gas | Double Rack Oven | E4 |  | Baseline Forecast | bar: 2021 to 2047
Commercial_Miscellaneous_New_Food Preparation_Natural Gas_Double Rack Oven_E5_Baseline Forecast | Commercial | Miscellaneous | New | Food Preparation | Natural Gas | Double Rack Oven | E5 |  | Baseline Forecast | bar: 2021 to 2047
Commercial_Miscellaneous_New_Food Preparation_Natural Gas_Double Rack Oven_E6_Baseline Forecast | Commercial | Miscellaneous | New | Food Preparation | Natural Gas | Double Rack Oven | E6 |  | Baseline Forecast | bar: 2021 to 2047
Commercial_Miscellaneous_New_Food Preparation_Natural Gas_Double Rack Oven_E7_Baseline Forecast | Commercial | Miscellaneous | New | Food Preparation | Natural Gas | Double Rack Oven | E7 |  | Baseline Forecast | bar: 2021 to 2047
Commercial_Miscellaneous_New_Food Preparation_Natural Gas_Double Rack Oven_E8_Baseline Forecast | Commercial | Miscellaneous | New | Food Preparation | Natural Gas | Double Rack Oven | E8 |  | Baseline Forecast | bar: 2021 to 2047
Commercial_Miscellaneous_New_Food Preparation_Natural Gas_Double Rack Oven_E9_Baseline Forecast | Commercial | Miscellaneous | New | Food Preparation | Natural Gas | Double Rack Oven | E9 |  | Baseline Forecast | bar: 2021 to 2047
Commercial_Miscellaneous_New_Food Preparation_Natural Gas_Double Rack Oven_E10_Baseline Forecast | Commercial | Miscellaneous | New | Food Preparation | Natural Gas | Double Rack Oven | E10 |  | Baseline Forecast | bar: 2021 to 2047
Commercial_Miscellaneous_New_Food Preparation_Natural Gas_Fryer_E1_Baseline Forecast | Commercial | Miscellaneous | New | Food Preparation | Natural Gas | Fryer | E1 | Standard | Baseline Forecast | 75% | 0% | 0% | 0% | 0% | 0% | 0% | 0% | 0% | 0% | 0% | 0% | 0% | 0% | 0% | 0% | 0% | 0% | 0% | 0% | 0% | 0% | 0% | 0% | 0% | 0% | 0%
Commercial_Miscellaneous_New_Food Preparation_Natural Gas_Fryer_E2_Baseline Forecast | Commercial | Miscellaneous | New | Food Preparation | Natural Gas | Fryer | E2 | ENERGY STAR | Baseline Forecast | 25% | 100% | 100% | 100% | 100% | 100% | 100% | 100% | 100% | 100% | 100% | 100% | 100% | 100% | 100% | 100% | 100% | 100% | 100% | 100% | 100% | 100% | 100% | 100% | 100% | 100% | 100%
Commercial_Miscellaneous_New_Food Preparation_Natural Gas_Fryer_E3_Baseline Forecast | Commercial | Miscellaneous | New | Food Preparation | Natural Gas | Fryer | E3 |  | Baseline Forecast | bar: 2021 to 2047
Commercial_Miscellaneous_New_Food Preparation_Natural Gas_Fryer_E4_Baseline Forecast | Commercial | Miscellaneous | New | Food Preparation | Natural Gas | Fryer | E4 |  | Baseline Forecast | bar: 2021 to 2047
Commercial_Miscellaneous_New_Food Preparation_Natural Gas_Fryer_E5_Baseline Forecast | Commercial | Miscellaneous | New | Food Preparation | Natural Gas | Fryer | E5 |  | Baseline Forecast | bar: 2021 to 2047
Commercial_Miscellaneous_New_Food Preparation_Natural Gas_Fryer_E6_Baseline Forecast | Commercial | Miscellaneous | New | Food Preparation | Natural Gas | Fryer | E6 |  | Baseline Forecast | bar: 2021 to 2047
Commercial_Miscellaneous_New_Food Preparation_Natural Gas_Fryer_E7_Baseline Forecast | Commercial | Miscellaneous | New | Food Preparation | Natural Gas | Fryer | E7 |  | Baseline Forecast | bar: 2021 to 2047
Commercial_Miscellaneous_New_Food Preparation_Natural Gas_Fryer_E8_Baseline Forecast | Commercial | Miscellaneous | New | Food Preparation | Natural Gas | Fryer | E8 |  | Baseline Forecast | bar: 2021 to 2047
Commercial_Miscellaneous_New_Food Preparation_Natural Gas_Fryer_E9_Baseline Forecast | Commercial | Miscellaneous | New | Food Preparation | Natural Gas | Fryer | E9 |  | Baseline Forecast | bar: 2021 to 2047
Commercial_Miscellaneous_New_Food Preparation_Natural Gas_Fryer_E10_Baseline Forecast | Commercial | Miscellaneous | New | Food Preparation | Natural Gas | Fryer | E10 |  | Baseline Forecast | bar: 2021 to 2047
Commercial_Miscellaneous_New_Food Preparation_Natural Gas_Broiler_E1_Baseline Forecast | Commercial | Miscellaneous | New | Food Preparation | Natural Gas | Broiler | E1 | Standard | Baseline Forecast | 100% | 100% | 100% | 100% | 100% | 100% | 100% | 100% | 100% | 100% | 100% | 100% | 100% | 100% | 100% | 100% | 100% | 100% | 100% | 100% | 100% | 100% | 100% | 100% | 100% | 100% | 100%
Commercial_Miscellaneous_New_Food Preparation_Natural Gas_Broiler_E2_Baseline Forecast | Commercial | Miscellaneous | New | Food Preparation | Natural Gas | Broiler | E2 | Infrared Burners | Baseline Forecast | bar: 2021 to 2047
Commercial_Miscellaneous_New_Food Preparation_Natural Gas_Broiler_E3_Baseline Forecast | Commercial | Miscellaneous | New | Food Preparation | Natural Gas | Broiler | E3 |  | Baseline Forecast | bar: 2021 to 2047
Commercial_Miscellaneous_New_Food Preparation_Natural Gas_Broiler_E4_Baseline Forecast | Commercial | Miscellaneous | New | Food Preparation | Natural Gas | Broiler | E4 |  | Baseline Forecast | bar: 2021 to 2047
Commercial_Miscellaneous_New_Food Preparation_Natural Gas_Broiler_E5_Baseline Forecast | Commercial | Miscellaneous | New | Food Preparation | Natural Gas | Broiler | E5 |  | Baseline Forecast | bar: 2021 to 2047
Commercial_Miscellaneous_New_Food Preparation_Natural Gas_Broiler_E6_Baseline Forecast | Commercial | Miscellaneous | New | Food Preparation | Natural Gas | Broiler | E6 |  | Baseline Forecast | bar: 2021 to 2047
Commercial_Miscellaneous_New_Food Preparation_Natural Gas_Broiler_E7_Baseline Forecast | Commercial | Miscellaneous | New | Food Preparation | Natural Gas | Broiler | E7 |  | Baseline Forecast | bar: 2021 to 2047
Commercial_Miscellaneous_New_Food Preparation_Natural Gas_Broiler_E8_Baseline Forecast | Commercial | Miscellaneous | New | Food Preparation | Natural Gas | Broiler | E8 |  | Baseline Forecast | bar: 2021 to 2047
Commercial_Miscellaneous_New_Food Preparation_Natural Gas_Broiler_E9_Baseline Forecast | Commercial | Miscellaneous | New | Food Preparation | Natural Gas | Broiler | E9 |  | Baseline Forecast | bar: 2021 to 2047
Commercial_Miscellaneous_New_Food Preparation_Natural Gas_Broiler_E10_Baseline Forecast | Commercial | Miscellaneous | New | Food Preparation | Natural Gas | Broiler | E10 |  | Baseline Forecast | bar: 2021 to 2047
Commercial_Miscellaneous_New_Food Preparation_Natural Gas_Griddle_E1_Baseline Forecast | Commercial | Miscellaneous | New | Food Preparation | Natural Gas | Griddle | E1 | Standard | Baseline Forecast | 82% | 82% | 82% | 82% | 82% | 82% | 82% | 82% | 82% | 82% | 82% | 82% | 82% | 82% | 82% | 82% | 82% | 82% | 82% | 82% | 82% | 82% | 82% | 82% | 82% | 82% | 82%
Commercial_Miscellaneous_New_Food Preparation_Natural Gas_Griddle_E2_Baseline Forecast | Commercial | Miscellaneous | New | Food Preparation | Natural Gas | Griddle | E2 | ENERGY STAR | Baseline Forecast | 18% | 18% | 18% | 18% | 18% | 18% | 18% | 18% | 18% | 18% | 18% | 18% | 18% | 18% | 18% | 18% | 18% | 18% | 18% | 18% | 18% | 18% | 18% | 18% | 18% | 18% | 18%
Commercial_Miscellaneous_New_Food Preparation_Natural Gas_Griddle_E3_Baseline Forecast | Commercial | Miscellaneous | New | Food Preparation | Natural Gas | Griddle | E3 |  | Baseline Forecast | bar: 2021 to 2047
Commercial_Miscellaneous_New_Food Preparation_Natural Gas_Griddle_E4_Baseline Forecast | Commercial | Miscellaneous | New | Food Preparation | Natural Gas | Griddle | E4 |  | Baseline Forecast | bar: 2021 to 2047
Commercial_Miscellaneous_New_Food Preparation_Natural Gas_Griddle_E5_Baseline Forecast | Commercial | Miscellaneous | New | Food Preparation | Natural Gas | Griddle | E5 |  | Baseline Forecast | bar: 2021 to 2047
Commercial_Miscellaneous_New_Food Preparation_Natural Gas_Griddle_E6_Baseline Forecast | Commercial | Miscellaneous | New | Food Preparation | Natural Gas | Griddle | E6 |  | Baseline Forecast | bar: 2021 to 2047
Commercial_Miscellaneous_New_Food Preparation_Natural Gas_Griddle_E7_Baseline Forecast | Commercial | Miscellaneous | New | Food Preparation | Natural Gas | Griddle | E7 |  | Baseline Forecast | bar: 2021 to 2047
Commercial_Miscellaneous_New_Food Preparation_Natural Gas_Griddle_E8_Baseline Forecast | Commercial | Miscellaneous | New | Food Preparation | Natural Gas | Griddle | E8 |  | Baseline Forecast | bar: 2021 to 2047
Commercial_Miscellaneous_New_Food Preparation_Natural Gas_Griddle_E9_Baseline Forecast | Commercial | Miscellaneous | New | Food Preparation | Natural Gas | Griddle | E9 |  | Baseline Forecast | bar: 2021 to 2047
Commercial_Miscellaneous_New_Food Preparation_Natural Gas_Griddle_E10_Baseline Forecast | Commercial | Miscellaneous | New | Food Preparation | Natural Gas | Griddle | E10 |  | Baseline Forecast | bar: 2021 to 2047
Commercial_Miscellaneous_New_Food Preparation_Natural Gas_Range_E1_Baseline Forecast | Commercial | Miscellaneous | New | Food Preparation | Natural Gas | Range | E1 | Standard | Baseline Forecast | 100% | 100% | 100% | 100% | 100% | 100% | 100% | 100% | 100% | 100% | 100% | 100% | 100% | 100% | 100% | 100% | 100% | 100% | 100% | 100% | 100% | 100% | 100% | 100% | 100% | 100% | 100%
Commercial_Miscellaneous_New_Food Preparation_Natural Gas_Range_E2_Baseline Forecast | Commercial | Miscellaneous | New | Food Preparation | Natural Gas | Range | E2 | High Efficiency | Baseline Forecast | bar: 2021 to 2047
Commercial_Miscellaneous_New_Food Preparation_Natural Gas_Range_E3_Baseline Forecast | Commercial | Miscellaneous | New | Food Preparation | Natural Gas | Range | E3 |  | Baseline Forecast | bar: 2021 to 2047
Commercial_Miscellaneous_New_Food Preparation_Natural Gas_Range_E4_Baseline Forecast | Commercial | Miscellaneous | New | Food Preparation | Natural Gas | Range | E4 |  | Baseline Forecast | bar: 2021 to 2047
Commercial_Miscellaneous_New_Food Preparation_Natural Gas_Range_E5_Baseline Forecast | Commercial | Miscellaneous | New | Food Preparation | Natural Gas | Range | E5 |  | Baseline Forecast | bar: 2021 to 2047
Commercial_Miscellaneous_New_Food Preparation_Natural Gas_Range_E6_Baseline Forecast | Commercial | Miscellaneous | New | Food Preparation | Natural Gas | Range | E6 |  | Baseline Forecast | bar: 2021 to 2047
Commercial_Miscellaneous_New_Food Preparation_Natural Gas_Range_E7_Baseline Forecast | Commercial | Miscellaneous | New | Food Preparation | Natural Gas | Range | E7 |  | Baseline Forecast | bar: 2021 to 2047
Commercial_Miscellaneous_New_Food Preparation_Natural Gas_Range_E8_Baseline Forecast | Commercial | Miscellaneous | New | Food Preparation | Natural Gas | Range | E8 |  | Baseline Forecast | bar: 2021 to 2047
Commercial_Miscellaneous_New_Food Preparation_Natural Gas_Range_E9_Baseline Forecast | Commercial | Miscellaneous | New | Food Preparation | Natural Gas | Range | E9 |  | Baseline Forecast | bar: 2021 to 2047
Commercial_Miscellaneous_New_Food Preparation_Natural Gas_Range_E10_Baseline Forecast | Commercial | Miscellaneous | New | Food Preparation | Natural Gas | Range | E10 |  | Baseline Forecast | bar: 2021 to 2047
Commercial_Miscellaneous_New_Food Preparation_Natural Gas_Steamer_E1_Baseline Forecast | Commercial | Miscellaneous | New | Food Preparation | Natural Gas | Steamer | E1 | Standard | Baseline Forecast | 54% | 0% | 0% | 0% | 0% | 0% | 0% | 0% | 0% | 0% | 0% | 0% | 0% | 0% | 0% | 0% | 0% | 0% | 0% | 0% | 0% | 0% | 0% | 0% | 0% | 0% | 0%
Commercial_Miscellaneous_New_Food Preparation_Natural Gas_Steamer_E2_Baseline Forecast | Commercial | Miscellaneous | New | Food Preparation | Natural Gas | Steamer | E2 | ENERGY STAR | Baseline Forecast | 46% | 100% | 100% | 100% | 100% | 100% | 100% | 100% | 100% | 100% | 100% | 100% | 100% | 100% | 100% | 100% | 100% | 100% | 100% | 100% | 100% | 100% | 100% | 100% | 100% | 100% | 100%
Commercial_Miscellaneous_New_Food Preparation_Natural Gas_Steamer_E3_Baseline Forecast | Commercial | Miscellaneous | New | Food Preparation | Natural Gas | Steamer | E3 |  | Baseline Forecast | bar: 2021 to 2047
Commercial_Miscellaneous_New_Food Preparation_Natural Gas_Steamer_E4_Baseline Forecast | Commercial | Miscellaneous | New | Food Preparation | Natural Gas | Steamer | E4 |  | Baseline Forecast | bar: 2021 to 2047
Commercial_Miscellaneous_New_Food Preparation_Natural Gas_Steamer_E5_Baseline Forecast | Commercial | Miscellaneous | New | Food Preparation | Natural Gas | Steamer | E5 |  | Baseline Forecast | bar: 2021 to 2047
Commercial_Miscellaneous_New_Food Preparation_Natural Gas_Steamer_E6_Baseline Forecast | Commercial | Miscellaneous | New | Food Preparation | Natural Gas | Steamer | E6 |  | Baseline Forecast | bar: 2021 to 2047
Commercial_Miscellaneous_New_Food Preparation_Natural Gas_Steamer_E7_Baseline Forecast | Commercial | Miscellaneous | New | Food Preparation | Natural Gas | Steamer | E7 |  | Baseline Forecast | bar: 2021 to 2047
Commercial_Miscellaneous_New_Food Preparation_Natural Gas_Steamer_E8_Baseline Forecast | Commercial | Miscellaneous | New | Food Preparation | Natural Gas | Steamer | E8 |  | Baseline Forecast | bar: 2021 to 2047
Commercial_Miscellaneous_New_Food Preparation_Natural Gas_Steamer_E9_Baseline Forecast | Commercial | Miscellaneous | New | Food Preparation | Natural Gas | Steamer | E9 |  | Baseline Forecast | bar: 2021 to 2047
Commercial_Miscellaneous_New_Food Preparation_Natural Gas_Steamer_E10_Baseline Forecast | Commercial | Miscellaneous | New | Food Preparation | Natural Gas | Steamer | E10 |  | Baseline Forecast | bar: 2021 to 2047
Commercial_Miscellaneous_New_Food Preparation_Natural Gas_Commercial Food Prep Other_E1_Baseline Forecast | Commercial | Miscellaneous | New | Food Preparation | Natural Gas | Commercial Food Prep Other | E1 | Standard | Baseline Forecast | 75% | 75% | 75% | 75% | 75% | 75% | 75% | 75% | 75% | 75% | 75% | 75% | 75% | 75% | 75% | 75% | 75% | 75% | 75% | 75% | 75% | 75% | 75% | 75% | 75% | 75% | 75%
Commercial_Miscellaneous_New_Food Preparation_Natural Gas_Commercial Food Prep Other_E2_Baseline Forecast | Commercial | Miscellaneous | New | Food Preparation | Natural Gas | Commercial Food Prep Other | E2 | ENERGY STAR | Baseline Forecast | 25% | 25% | 25% | 25% | 25% | 25% | 25% | 25% | 25% | 25% | 25% | 25% | 25% | 25% | 25% | 25% | 25% | 25% | 25% | 25% | 25% | 25% | 25% | 25% | 25% | 25% | 25%
Commercial_Miscellaneous_New_Food Preparation_Natural Gas_Commercial Food Prep Other_E3_Baseline Forecast | Commercial | Miscellaneous | New | Food Preparation | Natural Gas | Commercial Food Prep Other | E3 |  | Baseline Forecast | bar: 2021 to 2047
Commercial_Miscellaneous_New_Food Preparation_Natural Gas_Commercial Food Prep Other_E4_Baseline Forecast | Commercial | Miscellaneous | New | Food Preparation | Natural Gas | Commercial Food Prep Other | E4 |  | Baseline Forecast | bar: 2021 to 2047
Commercial_Miscellaneous_New_Food Preparation_Natural Gas_Commercial Food Prep Other_E5_Baseline Forecast | Commercial | Miscellaneous | New | Food Preparation | Natural Gas | Commercial Food Prep Other | E5 |  | Baseline Forecast | bar: 2021 to 2047
Commercial_Miscellaneous_New_Food Preparation_Natural Gas_Commercial Food Prep Other_E6_Baseline Forecast | Commercial | Miscellaneous | New | Food Preparation | Natural Gas | Commercial Food Prep Other | E6 |  | Baseline Forecast | bar: 2021 to 2047
Commercial_Miscellaneous_New_Food Preparation_Natural Gas_Commercial Food Prep Other_E7_Baseline Forecast | Commercial | Miscellaneous | New | Food Preparation | Natural Gas | Commercial Food Prep Other | E7 |  | Baseline Forecast | bar: 2021 to 2047
Commercial_Miscellaneous_New_Food Preparation_Natural Gas_Commercial Food Prep Other_E8_Baseline Forecast | Commercial | Miscellaneous | New | Food Preparation | Natural Gas | Commercial Food Prep Other | E8 |  | Baseline Forecast | bar: 2021 to 2047
Commercial_Miscellaneous_New_Food Preparation_Natural Gas_Commercial Food Prep Other_E9_Baseline Forecast | Commercial | Miscellaneous | New | Food Preparation | Natural Gas | Commercial Food Prep Other | E9 |  | Baseline Forecast | bar: 2021 to 2047
Commercial_Miscellaneous_New_Food Preparation_Natural Gas_Commercial Food Prep Other_E10_Baseline Forecast | Commercial | Miscellaneous | New | Food Preparation | Natural Gas | Commercial Food Prep Other | E10 |  | Baseline Forecast | bar: 2021 to 2047
Commercial_Miscellaneous_New_Miscellaneous_Natural Gas_Pool Heater_E1_Baseline Forecast | Commercial | Miscellaneous | New | Miscellaneous | Natural Gas | Pool Heater | E1 | Standard (EF .78) | Baseline Forecast | 100% | 100% | 100% | 100% | 100% | 100% | 100% | 100% | 100% | 100% | 100% | 100% | 100% | 100% | 100% | 100% | 100% | 100% | 100% | 100% | 100% | 100% | 100% | 100% | 100% | 100% | 100%
Commercial_Miscellaneous_New_Miscellaneous_Natural Gas_Pool Heater_E2_Baseline Forecast | Commercial | Miscellaneous | New | Miscellaneous | Natural Gas | Pool Heater | E2 | Condensing (EF .90) | Baseline Forecast | bar: 2021 to 2047
Commercial_Miscellaneous_New_Miscellaneous_Natural Gas_Pool Heater_E3_Baseline Forecast | Commercial | Miscellaneous | New | Miscellaneous | Natural Gas | Pool Heater | E3 |  | Baseline Forecast | bar: 2021 to 2047
Commercial_Miscellaneous_New_Miscellaneous_Natural Gas_Pool Heater_E4_Baseline Forecast | Commercial | Miscellaneous | New | Miscellaneous | Natural Gas | Pool Heater | E4 |  | Baseline Forecast | bar: 2021 to 2047
Commercial_Miscellaneous_New_Miscellaneous_Natural Gas_Pool Heater_E5_Baseline Forecast | Commercial | Miscellaneous | New | Miscellaneous | Natural Gas | Pool Heater | E5 |  | Baseline Forecast | bar: 2021 to 2047
Commercial_Miscellaneous_New_Miscellaneous_Natural Gas_Pool Heater_E6_Baseline Forecast | Commercial | Miscellaneous | New | Miscellaneous | Natural Gas | Pool Heater | E6 |  | Baseline Forecast | bar: 2021 to 2047
Commercial_Miscellaneous_New_Miscellaneous_Natural Gas_Pool Heater_E7_Baseline Forecast | Commercial | Miscellaneous | New | Miscellaneous | Natural Gas | Pool Heater | E7 |  | Baseline Forecast | bar: 2021 to 2047
Commercial_Miscellaneous_New_Miscellaneous_Natural Gas_Pool Heater_E8_Baseline Forecast | Commercial | Miscellaneous | New | Miscellaneous | Natural Gas | Pool Heater | E8 |  | Baseline Forecast | bar: 2021 to 2047
Commercial_Miscellaneous_New_Miscellaneous_Natural Gas_Pool Heater_E9_Baseline Forecast | Commercial | Miscellaneous | New | Miscellaneous | Natural Gas | Pool Heater | E9 |  | Baseline Forecast | bar: 2021 to 2047
Commercial_Miscellaneous_New_Miscellaneous_Natural Gas_Pool Heater_E10_Baseline Forecast | Commercial | Miscellaneous | New | Miscellaneous | Natural Gas | Pool Heater | E10 |  | Baseline Forecast | bar: 2021 to 2047
Commercial_Miscellaneous_New_Miscellaneous_Natural Gas_Miscellaneous_E1_Baseline Forecast | Commercial | Miscellaneous | New | Miscellaneous | Natural Gas | Miscellaneous | E1 | Miscellaneous | Baseline Forecast | 100% | 100% | 100% | 100% | 100% | 100% | 100% | 100% | 100% | 100% | 100% | 100% | 100% | 100% | 100% | 100% | 100% | 100% | 100% | 100% | 100% | 100% | 100% | 100% | 100% | 100% | 100%
Commercial_Miscellaneous_New_Miscellaneous_Natural Gas_Miscellaneous_E2_Baseline Forecast | Commercial | Miscellaneous | New | Miscellaneous | Natural Gas | Miscellaneous | E2 |  | Baseline Forecast | bar: 2021 to 2047
Commercial_Miscellaneous_New_Miscellaneous_Natural Gas_Miscellaneous_E3_Baseline Forecast | Commercial | Miscellaneous | New | Miscellaneous | Natural Gas | Miscellaneous | E3 |  | Baseline Forecast | bar: 2021 to 2047
Commercial_Miscellaneous_New_Miscellaneous_Natural Gas_Miscellaneous_E4_Baseline Forecast | Commercial | Miscellaneous | New | Miscellaneous | Natural Gas | Miscellaneous | E4 |  | Baseline Forecast | bar: 2021 to 2047
Commercial_Miscellaneous_New_Miscellaneous_Natural Gas_Miscellaneous_E5_Baseline Forecast | Commercial | Miscellaneous | New | Miscellaneous | Natural Gas | Miscellaneous | E5 |  | Baseline Forecast | bar: 2021 to 2047
Commercial_Miscellaneous_New_Miscellaneous_Natural Gas_Miscellaneous_E6_Baseline Forecast | Commercial | Miscellaneous | New | Miscellaneous | Natural Gas | Miscellaneous | E6 |  | Baseline Forecast | bar: 2021 to 2047
Commercial_Miscellaneous_New_Miscellaneous_Natural Gas_Miscellaneous_E7_Baseline Forecast | Commercial | Miscellaneous | New | Miscellaneous | Natural Gas | Miscellaneous | E7 |  | Baseline Forecast | bar: 2021 to 2047
Commercial_Miscellaneous_New_Miscellaneous_Natural Gas_Miscellaneous_E8_Baseline Forecast | Commercial | Miscellaneous | New | Miscellaneous | Natural Gas | Miscellaneous | E8 |  | Baseline Forecast | bar: 2021 to 2047
Commercial_Miscellaneous_New_Miscellaneous_Natural Gas_Miscellaneous_E9_Baseline Forecast | Commercial | Miscellaneous | New | Miscellaneous | Natural Gas | Miscellaneous | E9 |  | Baseline Forecast | bar: 2021 to 2047
Commercial_Miscellaneous_New_Miscellaneous_Natural Gas_Miscellaneous_E10_Baseline Forecast | Commercial | Miscellaneous | New | Miscellaneous | Natural Gas | Miscellaneous | E10 |  | Baseline Forecast | bar: 2021 to 2047

## Vintage Data
Key | Sector | Segment | End Use | Fuel | Technology | Type | New | 1 | 2 | 3 | 4 | 5 | 6 | 7 | 8 | 9 | 10 | 11 | 12 | 13 | 14 | 15 | 16 | 17 | 18 | 19 | 20 | 21 | 22 | 23 | 24 | 25 | 26 | 27 | 28 | 29 | 30 | 31 | 32 | 33 | 34 | 35 | Min | Max
Commercial_Office_Space Heating_Natural Gas_Furnace_Distribution | Commercial | Office | Space Heating | Natural Gas | Furnace | Distribution | 5.556% | 5.556% | 5.556% | 5.556% | 5.556% | 5.556% | 5.556% | 5.556% | 5.556% | 5.556% | 5.229% | 4.902% | 4.575% | 4.248% | 3.922% | 3.595% | 3.268% | 2.941% | 2.614% | 2.288% | 1.961% | 1.634% | 1.307% | 0.9804% | 0.6536% | 0.3268% | 0% | 0% | 0% | 0% | 0% | 0% | 0% | 0% | 0% | 0% | 17 | 29
Commercial_Office_Space Heating_Natural Gas_Boiler_Distribution | Commercial | Office | Space Heating | Natural Gas | Boiler | Distribution | 3.333% | 3.333% | 3.333% | 3.333% | 3.333% | 3.333% | 3.333% | 3.333% | 3.333% | 3.333% | 3.333% | 3.333% | 3.333% | 3.333% | 3.333% | 3.333% | 3.333% | 3.333% | 3.333% | 3.333% | 3.333% | 3.333% | 3.333% | 3.333% | 3.333% | 3.03% | 2.727% | 2.424% | 2.121% | 1.818% | 1.515% | 1.212% | 0.9091% | 0.6061% | 0.303% | 0% | 20 | 30
Commercial_Office_Space Heating_Natural Gas_Unit Heater_Distribution | Commercial | Office | Space Heating | Natural Gas | Unit Heater | Distribution | 8.333% | 8.333% | 8.333% | 8.333% | 8.333% | 8.333% | 8.333% | 8.333% | 7.407% | 6.481% | 5.556% | 4.63% | 3.704% | 2.778% | 1.852% | 0.9259% | 0% | 0% | 0% | 0% | 0% | 0% | 0% | 0% | 0% | 0% | 0% | 0% | 0% | 0% | 0% | 0% | 0% | 0% | 0% | 0% | 15 | 25
Commercial_Office_Water Heating_Natural Gas_Water Heater_Distribution | Commercial | Office | Water Heating | Natural Gas | Water Heater | Distribution | 6.667% | 6.667% | 6.667% | 6.667% | 6.667% | 6.667% | 6.667% | 6.667% | 6.667% | 6.667% | 6.061% | 5.455% | 4.848% | 4.242% | 3.636% | 3.03% | 2.424% | 1.818% | 1.212% | 0.6061% | 0% | 0% | 0% | 0% | 0% | 0% | 0% | 0% | 0% | 0% | 0% | 0% | 0% | 0% | 0% | 0% | 8 | 12
Commercial_Office_Food Preparation_Natural Gas_Oven_Distribution | Commercial | Office | Food Preparation | Natural Gas | Oven | Distribution | 10% | 10% | 10% | 10% | 10% | 10% | 10% | 10% | 8% | 6% | 4% | 2% | 0% | 0% | 0% | 0% | 0% | 0% | 0% | 0% | 0% | 0% | 0% | 0% | 0% | 0% | 0% | 0% | 0% | 0% | 0% | 0% | 0% | 0% | 0% | 0% | 10 | 14
Commercial_Office_Food Preparation_Natural Gas_Conveyor Oven_Distribution | Commercial | Office | Food Preparation | Natural Gas | Conveyor Oven | Distribution | 10% | 10% | 10% | 10% | 10% | 10% | 10% | 10% | 8% | 6% | 4% | 2% | 0% | 0% | 0% | 0% | 0% | 0% | 0% | 0% | 0% | 0% | 0% | 0% | 0% | 0% | 0% | 0% | 0% | 0% | 0% | 0% | 0% | 0% | 0% | 0% | 15 | 19
Commercial_Office_Food Preparation_Natural Gas_Double Rack Oven_Distribution | Commercial | Office | Food Preparation | Natural Gas | Double Rack Oven | Distribution | 10% | 10% | 10% | 10% | 10% | 10% | 10% | 10% | 8% | 6% | 4% | 2% | 0% | 0% | 0% | 0% | 0% | 0% | 0% | 0% | 0% | 0% | 0% | 0% | 0% | 0% | 0% | 0% | 0% | 0% | 0% | 0% | 0% | 0% | 0% | 0% | 8 | 16
Commercial_Office_Food Preparation_Natural Gas_Fryer_Distribution | Commercial | Office | Food Preparation | Natural Gas | Fryer | Distribution | 6.667% | 6.667% | 6.667% | 6.667% | 6.667% | 6.667% | 6.667% | 6.667% | 6.667% | 6.667% | 6.061% | 5.455% | 4.848% | 4.242% | 3.636% | 3.03% | 2.424% | 1.818% | 1.212% | 0.6061% | 0% | 0% | 0% | 0% | 0% | 0% | 0% | 0% | 0% | 0% | 0% | 0% | 0% | 0% | 0% | 0% | 7 | 11
Commercial_Office_Food Preparation_Natural Gas_Broiler_Distribution | Commercial | Office | Food Preparation | Natural Gas | Broiler | Distribution | 8.333% | 8.333% | 8.333% | 8.333% | 8.333% | 8.333% | 8.333% | 8.333% | 7.407% | 6.481% | 5.556% | 4.63% | 3.704% | 2.778% | 1.852% | 0.9259% | 0% | 0% | 0% | 0% | 0% | 0% | 0% | 0% | 0% | 0% | 0% | 0% | 0% | 0% | 0% | 0% | 0% | 0% | 0% | 0% | 8 | 16
Commercial_Office_Food Preparation_Natural Gas_Griddle_Distribution | Commercial | Office | Food Preparation | Natural Gas | Griddle | Distribution | 8.333% | 8.333% | 8.333% | 8.333% | 8.333% | 8.333% | 8.333% | 8.333% | 7.407% | 6.481% | 5.556% | 4.63% | 3.704% | 2.778% | 1.852% | 0.9259% | 0% | 0% | 0% | 0% | 0% | 0% | 0% | 0% | 0% | 0% | 0% | 0% | 0% | 0% | 0% | 0% | 0% | 0% | 0% | 0% | 8 | 16
Commercial_Office_Food Preparation_Natural Gas_Range_Distribution | Commercial | Office | Food Preparation | Natural Gas | Range | Distribution | 10% | 10% | 10% | 10% | 10% | 10% | 10% | 10% | 8% | 6% | 4% | 2% | 0% | 0% | 0% | 0% | 0% | 0% | 0% | 0% | 0% | 0% | 0% | 0% | 0% | 0% | 0% | 0% | 0% | 0% | 0% | 0% | 0% | 0% | 0% | 0% | 8 | 12
Commercial_Office_Food Preparation_Natural Gas_Steamer_Distribution | Commercial | Office | Food Preparation | Natural Gas | Steamer | Distribution | 8.333% | 8.333% | 8.333% | 8.333% | 8.333% | 8.333% | 8.333% | 8.333% | 7.407% | 6.481% | 5.556% | 4.63% | 3.704% | 2.778% | 1.852% | 0.9259% | 0% | 0% | 0% | 0% | 0% | 0% | 0% | 0% | 0% | 0% | 0% | 0% | 0% | 0% | 0% | 0% | 0% | 0% | 0% | 0% | 6 | 10
Commercial_Office_Food Preparation_Natural Gas_Commercial Food Prep Other_Distribution | Commercial | Office | Food Preparation | Natural Gas | Commercial Food Prep Other | Distribution | 10% | 10% | 10% | 10% | 10% | 10% | 10% | 10% | 8% | 6% | 4% | 2% | 0% | 0% | 0% | 0% | 0% | 0% | 0% | 0% | 0% | 0% | 0% | 0% | 0% | 0% | 0% | 0% | 0% | 0% | 0% | 0% | 0% | 0% | 0% | 0% | 8 | 12
Commercial_Office_Miscellaneous_Natural Gas_Pool Heater_Distribution | Commercial | Office | Miscellaneous | Natural Gas | Pool Heater | Distribution | 10% | 10% | 10% | 10% | 10% | 9.091% | 8.182% | 7.273% | 6.364% | 5.455% | 4.545% | 3.636% | 2.727% | 1.818% | 0.9091% | 0% | 0% | 0% | 0% | 0% | 0% | 0% | 0% | 0% | 0% | 0% | 0% | 0% | 0% | 0% | 0% | 0% | 0% | 0% | 0% | 0% | 4 | 8
Commercial_Office_Miscellaneous_Natural Gas_Miscellaneous_Distribution | Commercial | Office | Miscellaneous | Natural Gas | Miscellaneous | Distribution | 20% | 20% | 17.14% | 14.29% | 11.43% | 8.571% | 5.714% | 2.857% | 0% | 0% | 0% | 0% | 0% | 0% | 0% | 0% | 0% | 0% | 0% | 0% | 0% | 0% | 0% | 0% | 0% | 0% | 0% | 0% | 0% | 0% | 0% | 0% | 0% | 0% | 0% | 0% | 2 | 8
Commercial_Restaurant_Space Heating_Natural Gas_Furnace_Distribution | Commercial | Restaurant | Space Heating | Natural Gas | Furnace | Distribution | 5.556% | 5.556% | 5.556% | 5.556% | 5.556% | 5.556% | 5.556% | 5.556% | 5.556% | 5.556% | 5.229% | 4.902% | 4.575% | 4.248% | 3.922% | 3.595% | 3.268% | 2.941% | 2.614% | 2.288% | 1.961% | 1.634% | 1.307% | 0.9804% | 0.6536% | 0.3268% | 0% | 0% | 0% | 0% | 0% | 0% | 0% | 0% | 0% | 0% | 17 | 29
Commercial_Restaurant_Space Heating_Natural Gas_Boiler_Distribution | Commercial | Restaurant | Space Heating | Natural Gas | Boiler | Distribution | 3.333% | 3.333% | 3.333% | 3.333% | 3.333% | 3.333% | 3.333% | 3.333% | 3.333% | 3.333% | 3.333% | 3.333% | 3.333% | 3.333% | 3.333% | 3.333% | 3.333% | 3.333% | 3.333% | 3.333% | 3.333% | 3.333% | 3.333% | 3.333% | 3.333% | 3.03% | 2.727% | 2.424% | 2.121% | 1.818% | 1.515% | 1.212% | 0.9091% | 0.6061% | 0.303% | 0% | 20 | 30
Commercial_Restaurant_Space Heating_Natural Gas_Unit Heater_Distribution | Commercial | Restaurant | Space Heating | Natural Gas | Unit Heater | Distribution | 8.333% | 8.333% | 8.333% | 8.333% | 8.333% | 8.333% | 8.333% | 8.333% | 7.407% | 6.481% | 5.556% | 4.63% | 3.704% | 2.778% | 1.852% | 0.9259% | 0% | 0% | 0% | 0% | 0% | 0% | 0% | 0% | 0% | 0% | 0% | 0% | 0% | 0% | 0% | 0% | 0% | 0% | 0% | 0% | 15 | 25
Commercial_Restaurant_Water Heating_Natural Gas_Water Heater_Distribution | Commercial | Restaurant | Water Heating | Natural Gas | Water Heater | Distribution | 6.667% | 6.667% | 6.667% | 6.667% | 6.667% | 6.667% | 6.667% | 6.667% | 6.667% | 6.667% | 6.061% | 5.455% | 4.848% | 4.242% | 3.636% | 3.03% | 2.424% | 1.818% | 1.212% | 0.6061% | 0% | 0% | 0% | 0% | 0% | 0% | 0% | 0% | 0% | 0% | 0% | 0% | 0% | 0% | 0% | 0% | 8 | 12
Commercial_Restaurant_Food Preparation_Natural Gas_Oven_Distribution | Commercial | Restaurant | Food Preparation | Natural Gas | Oven | Distribution | 10% | 10% | 10% | 10% | 10% | 10% | 10% | 10% | 8% | 6% | 4% | 2% | 0% | 0% | 0% | 0% | 0% | 0% | 0% | 0% | 0% | 0% | 0% | 0% | 0% | 0% | 0% | 0% | 0% | 0% | 0% | 0% | 0% | 0% | 0% | 0% | 10 | 14
Commercial_Restaurant_Food Preparation_Natural Gas_Conveyor Oven_Distribution | Commercial | Restaurant | Food Preparation | Natural Gas | Conveyor Oven | Distribution | 10% | 10% | 10% | 10% | 10% | 10% | 10% | 10% | 8% | 6% | 4% | 2% | 0% | 0% | 0% | 0% | 0% | 0% | 0% | 0% | 0% | 0% | 0% | 0% | 0% | 0% | 0% | 0% | 0% | 0% | 0% | 0% | 0% | 0% | 0% | 0% | 15 | 19
Commercial_Restaurant_Food Preparation_Natural Gas_Double Rack Oven_Distribution | Commercial | Restaurant | Food Preparation | Natural Gas | Double Rack Oven | Distribution | 10% | 10% | 10% | 10% | 10% | 10% | 10% | 10% | 8% | 6% | 4% | 2% | 0% | 0% | 0% | 0% | 0% | 0% | 0% | 0% | 0% | 0% | 0% | 0% | 0% | 0% | 0% | 0% | 0% | 0% | 0% | 0% | 0% | 0% | 0% | 0% | 8 | 16
Commercial_Restaurant_Food Preparation_Natural Gas_Fryer_Distribution | Commercial | Restaurant | Food Preparation | Natural Gas | Fryer | Distribution | 6.667% | 6.667% | 6.667% | 6.667% | 6.667% | 6.667% | 6.667% | 6.667% | 6.667% | 6.667% | 6.061% | 5.455% | 4.848% | 4.242% | 3.636% | 3.03% | 2.424% | 1.818% | 1.212% | 0.6061% | 0% | 0% | 0% | 0% | 0% | 0% | 0% | 0% | 0% | 0% | 0% | 0% | 0% | 0% | 0% | 0% | 7 | 11
Commercial_Restaurant_Food Preparation_Natural Gas_Broiler_Distribution | Commercial | Restaurant | Food Preparation | Natural Gas | Broiler | Distribution | 8.333% | 8.333% | 8.333% | 8.333% | 8.333% | 8.333% | 8.333% | 8.333% | 7.407% | 6.481% | 5.556% | 4.63% | 3.704% | 2.778% | 1.852% | 0.9259% | 0% | 0% | 0% | 0% | 0% | 0% | 0% | 0% | 0% | 0% | 0% | 0% | 0% | 0% | 0% | 0% | 0% | 0% | 0% | 0% | 8 | 16
Commercial_Restaurant_Food Preparation_Natural Gas_Griddle_Distribution | Commercial | Restaurant | Food Preparation | Natural Gas | Griddle | Distribution | 8.333% | 8.333% | 8.333% | 8.333% | 8.333% | 8.333% | 8.333% | 8.333% | 7.407% | 6.481% | 5.556% | 4.63% | 3.704% | 2.778% | 1.852% | 0.9259% | 0% | 0% | 0% | 0% | 0% | 0% | 0% | 0% | 0% | 0% | 0% | 0% | 0% | 0% | 0% | 0% | 0% | 0% | 0% | 0% | 8 | 16
Commercial_Restaurant_Food Preparation_Natural Gas_Range_Distribution | Commercial | Restaurant | Food Preparation | Natural Gas | Range | Distribution | 10% | 10% | 10% | 10% | 10% | 10% | 10% | 10% | 8% | 6% | 4% | 2% | 0% | 0% | 0% | 0% | 0% | 0% | 0% | 0% | 0% | 0% | 0% | 0% | 0% | 0% | 0% | 0% | 0% | 0% | 0% | 0% | 0% | 0% | 0% | 0% | 8 | 12
Commercial_Restaurant_Food Preparation_Natural Gas_Steamer_Distribution | Commercial | Restaurant | Food Preparation | Natural Gas | Steamer | Distribution | 8.333% | 8.333% | 8.333% | 8.333% | 8.333% | 8.333% | 8.333% | 8.333% | 7.407% | 6.481% | 5.556% | 4.63% | 3.704% | 2.778% | 1.852% | 0.9259% | 0% | 0% | 0% | 0% | 0% | 0% | 0% | 0% | 0% | 0% | 0% | 0% | 0% | 0% | 0% | 0% | 0% | 0% | 0% | 0% | 6 | 10
Commercial_Restaurant_Food Preparation_Natural Gas_Commercial Food Prep Other_Distribution | Commercial | Restaurant | Food Preparation | Natural Gas | Commercial Food Prep Other | Distribution | 10% | 10% | 10% | 10% | 10% | 10% | 10% | 10% | 8% | 6% | 4% | 2% | 0% | 0% | 0% | 0% | 0% | 0% | 0% | 0% | 0% | 0% | 0% | 0% | 0% | 0% | 0% | 0% | 0% | 0% | 0% | 0% | 0% | 0% | 0% | 0% | 8 | 12
Commercial_Restaurant_Miscellaneous_Natural Gas_Pool Heater_Distribution | Commercial | Restaurant | Miscellaneous | Natural Gas | Pool Heater | Distribution | 10% | 10% | 10% | 10% | 10% | 9.091% | 8.182% | 7.273% | 6.364% | 5.455% | 4.545% | 3.636% | 2.727% | 1.818% | 0.9091% | 0% | 0% | 0% | 0% | 0% | 0% | 0% | 0% | 0% | 0% | 0% | 0% | 0% | 0% | 0% | 0% | 0% | 0% | 0% | 0% | 0% | 4 | 8
Commercial_Restaurant_Miscellaneous_Natural Gas_Miscellaneous_Distribution | Commercial | Restaurant | Miscellaneous | Natural Gas | Miscellaneous | Distribution | 20% | 20% | 17.14% | 14.29% | 11.43% | 8.571% | 5.714% | 2.857% | 0% | 0% | 0% | 0% | 0% | 0% | 0% | 0% | 0% | 0% | 0% | 0% | 0% | 0% | 0% | 0% | 0% | 0% | 0% | 0% | 0% | 0% | 0% | 0% | 0% | 0% | 0% | 0% | 2 | 8
Commercial_Retail_Space Heating_Natural Gas_Furnace_Distribution | Commercial | Retail | Space Heating | Natural Gas | Furnace | Distribution | 5.556% | 5.556% | 5.556% | 5.556% | 5.556% | 5.556% | 5.556% | 5.556% | 5.556% | 5.556% | 5.229% | 4.902% | 4.575% | 4.248% | 3.922% | 3.595% | 3.268% | 2.941% | 2.614% | 2.288% | 1.961% | 1.634% | 1.307% | 0.9804% | 0.6536% | 0.3268% | 0% | 0% | 0% | 0% | 0% | 0% | 0% | 0% | 0% | 0% | 17 | 29
Commercial_Retail_Space Heating_Natural Gas_Boiler_Distribution | Commercial | Retail | Space Heating | Natural Gas | Boiler | Distribution | 3.333% | 3.333% | 3.333% | 3.333% | 3.333% | 3.333% | 3.333% | 3.333% | 3.333% | 3.333% | 3.333% | 3.333% | 3.333% | 3.333% | 3.333% | 3.333% | 3.333% | 3.333% | 3.333% | 3.333% | 3.333% | 3.333% | 3.333% | 3.333% | 3.333% | 3.03% | 2.727% | 2.424% | 2.121% | 1.818% | 1.515% | 1.212% | 0.9091% | 0.6061% | 0.303% | 0% | 20 | 30
Commercial_Retail_Space Heating_Natural Gas_Unit Heater_Distribution | Commercial | Retail | Space Heating | Natural Gas | Unit Heater | Distribution | 8.333% | 8.333% | 8.333% | 8.333% | 8.333% | 8.333% | 8.333% | 8.333% | 7.407% | 6.481% | 5.556% | 4.63% | 3.704% | 2.778% | 1.852% | 0.9259% | 0% | 0% | 0% | 0% | 0% | 0% | 0% | 0% | 0% | 0% | 0% | 0% | 0% | 0% | 0% | 0% | 0% | 0% | 0% | 0% | 15 | 25
Commercial_Retail_Water Heating_Natural Gas_Water Heater_Distribution | Commercial | Retail | Water Heating | Natural Gas | Water Heater | Distribution | 6.667% | 6.667% | 6.667% | 6.667% | 6.667% | 6.667% | 6.667% | 6.667% | 6.667% | 6.667% | 6.061% | 5.455% | 4.848% | 4.242% | 3.636% | 3.03% | 2.424% | 1.818% | 1.212% | 0.6061% | 0% | 0% | 0% | 0% | 0% | 0% | 0% | 0% | 0% | 0% | 0% | 0% | 0% | 0% | 0% | 0% | 8 | 12
Commercial_Retail_Food Preparation_Natural Gas_Oven_Distribution | Commercial | Retail | Food Preparation | Natural Gas | Oven | Distribution | 10% | 10% | 10% | 10% | 10% | 10% | 10% | 10% | 8% | 6% | 4% | 2% | 0% | 0% | 0% | 0% | 0% | 0% | 0% | 0% | 0% | 0% | 0% | 0% | 0% | 0% | 0% | 0% | 0% | 0% | 0% | 0% | 0% | 0% | 0% | 0% | 10 | 14
Commercial_Retail_Food Preparation_Natural Gas_Conveyor Oven_Distribution | Commercial | Retail | Food Preparation | Natural Gas | Conveyor Oven | Distribution | 10% | 10% | 10% | 10% | 10% | 10% | 10% | 10% | 8% | 6% | 4% | 2% | 0% | 0% | 0% | 0% | 0% | 0% | 0% | 0% | 0% | 0% | 0% | 0% | 0% | 0% | 0% | 0% | 0% | 0% | 0% | 0% | 0% | 0% | 0% | 0% | 15 | 19
Commercial_Retail_Food Preparation_Natural Gas_Double Rack Oven_Distribution | Commercial | Retail | Food Preparation | Natural Gas | Double Rack Oven | Distribution | 10% | 10% | 10% | 10% | 10% | 10% | 10% | 10% | 8% | 6% | 4% | 2% | 0% | 0% | 0% | 0% | 0% | 0% | 0% | 0% | 0% | 0% | 0% | 0% | 0% | 0% | 0% | 0% | 0% | 0% | 0% | 0% | 0% | 0% | 0% | 0% | 8 | 16
Commercial_Retail_Food Preparation_Natural Gas_Fryer_Distribution | Commercial | Retail | Food Preparation | Natural Gas | Fryer | Distribution | 6.667% | 6.667% | 6.667% | 6.667% | 6.667% | 6.667% | 6.667% | 6.667% | 6.667% | 6.667% | 6.061% | 5.455% | 4.848% | 4.242% | 3.636% | 3.03% | 2.424% | 1.818% | 1.212% | 0.6061% | 0% | 0% | 0% | 0% | 0% | 0% | 0% | 0% | 0% | 0% | 0% | 0% | 0% | 0% | 0% | 0% | 7 | 11
Commercial_Retail_Food Preparation_Natural Gas_Broiler_Distribution | Commercial | Retail | Food Preparation | Natural Gas | Broiler | Distribution | 8.333% | 8.333% | 8.333% | 8.333% | 8.333% | 8.333% | 8.333% | 8.333% | 7.407% | 6.481% | 5.556% | 4.63% | 3.704% | 2.778% | 1.852% | 0.9259% | 0% | 0% | 0% | 0% | 0% | 0% | 0% | 0% | 0% | 0% | 0% | 0% | 0% | 0% | 0% | 0% | 0% | 0% | 0% | 0% | 8 | 16
Commercial_Retail_Food Preparation_Natural Gas_Griddle_Distribution | Commercial | Retail | Food Preparation | Natural Gas | Griddle | Distribution | 8.333% | 8.333% | 8.333% | 8.333% | 8.333% | 8.333% | 8.333% | 8.333% | 7.407% | 6.481% | 5.556% | 4.63% | 3.704% | 2.778% | 1.852% | 0.9259% | 0% | 0% | 0% | 0% | 0% | 0% | 0% | 0% | 0% | 0% | 0% | 0% | 0% | 0% | 0% | 0% | 0% | 0% | 0% | 0% | 8 | 16
Commercial_Retail_Food Preparation_Natural Gas_Range_Distribution | Commercial | Retail | Food Preparation | Natural Gas | Range | Distribution | 10% | 10% | 10% | 10% | 10% | 10% | 10% | 10% | 8% | 6% | 4% | 2% | 0% | 0% | 0% | 0% | 0% | 0% | 0% | 0% | 0% | 0% | 0% | 0% | 0% | 0% | 0% | 0% | 0% | 0% | 0% | 0% | 0% | 0% | 0% | 0% | 8 | 12
Commercial_Retail_Food Preparation_Natural Gas_Steamer_Distribution | Commercial | Retail | Food Preparation | Natural Gas | Steamer | Distribution | 8.333% | 8.333% | 8.333% | 8.333% | 8.333% | 8.333% | 8.333% | 8.333% | 7.407% | 6.481% | 5.556% | 4.63% | 3.704% | 2.778% | 1.852% | 0.9259% | 0% | 0% | 0% | 0% | 0% | 0% | 0% | 0% | 0% | 0% | 0% | 0% | 0% | 0% | 0% | 0% | 0% | 0% | 0% | 0% | 6 | 10
Commercial_Retail_Food Preparation_Natural Gas_Commercial Food Prep Other_Distribution | Commercial | Retail | Food Preparation | Natural Gas | Commercial Food Prep Other | Distribution | 10% | 10% | 10% | 10% | 10% | 10% | 10% | 10% | 8% | 6% | 4% | 2% | 0% | 0% | 0% | 0% | 0% | 0% | 0% | 0% | 0% | 0% | 0% | 0% | 0% | 0% | 0% | 0% | 0% | 0% | 0% | 0% | 0% | 0% | 0% | 0% | 8 | 12
Commercial_Retail_Miscellaneous_Natural Gas_Pool Heater_Distribution | Commercial | Retail | Miscellaneous | Natural Gas | Pool Heater | Distribution | 10% | 10% | 10% | 10% | 10% | 9.091% | 8.182% | 7.273% | 6.364% | 5.455% | 4.545% | 3.636% | 2.727% | 1.818% | 0.9091% | 0% | 0% | 0% | 0% | 0% | 0% | 0% | 0% | 0% | 0% | 0% | 0% | 0% | 0% | 0% | 0% | 0% | 0% | 0% | 0% | 0% | 4 | 8
Commercial_Retail_Miscellaneous_Natural Gas_Miscellaneous_Distribution | Commercial | Retail | Miscellaneous | Natural Gas | Miscellaneous | Distribution | 20% | 20% | 17.14% | 14.29% | 11.43% | 8.571% | 5.714% | 2.857% | 0% | 0% | 0% | 0% | 0% | 0% | 0% | 0% | 0% | 0% | 0% | 0% | 0% | 0% | 0% | 0% | 0% | 0% | 0% | 0% | 0% | 0% | 0% | 0% | 0% | 0% | 0% | 0% | 2 | 8
Commercial_Grocery_Space Heating_Natural Gas_Furnace_Distribution | Commercial | Grocery | Space Heating | Natural Gas | Furnace | Distribution | 5.556% | 5.556% | 5.556% | 5.556% | 5.556% | 5.556% | 5.556% | 5.556% | 5.556% | 5.556% | 5.229% | 4.902% | 4.575% | 4.248% | 3.922% | 3.595% | 3.268% | 2.941% | 2.614% | 2.288% | 1.961% | 1.634% | 1.307% | 0.9804% | 0.6536% | 0.3268% | 0% | 0% | 0% | 0% | 0% | 0% | 0% | 0% | 0% | 0% | 17 | 29
Commercial_Grocery_Space Heating_Natural Gas_Boiler_Distribution | Commercial | Grocery | Space Heating | Natural Gas | Boiler | Distribution | 3.333% | 3.333% | 3.333% | 3.333% | 3.333% | 3.333% | 3.333% | 3.333% | 3.333% | 3.333% | 3.333% | 3.333% | 3.333% | 3.333% | 3.333% | 3.333% | 3.333% | 3.333% | 3.333% | 3.333% | 3.333% | 3.333% | 3.333% | 3.333% | 3.333% | 3.03% | 2.727% | 2.424% | 2.121% | 1.818% | 1.515% | 1.212% | 0.9091% | 0.6061% | 0.303% | 0% | 20 | 30
Commercial_Grocery_Space Heating_Natural Gas_Unit Heater_Distribution | Commercial | Grocery | Space Heating | Natural Gas | Unit Heater | Distribution | 8.333% | 8.333% | 8.333% | 8.333% | 8.333% | 8.333% | 8.333% | 8.333% | 7.407% | 6.481% | 5.556% | 4.63% | 3.704% | 2.778% | 1.852% | 0.9259% | 0% | 0% | 0% | 0% | 0% | 0% | 0% | 0% | 0% | 0% | 0% | 0% | 0% | 0% | 0% | 0% | 0% | 0% | 0% | 0% | 15 | 25
Commercial_Grocery_Water Heating_Natural Gas_Water Heater_Distribution | Commercial | Grocery | Water Heating | Natural Gas | Water Heater | Distribution | 6.667% | 6.667% | 6.667% | 6.667% | 6.667% | 6.667% | 6.667% | 6.667% | 6.667% | 6.667% | 6.061% | 5.455% | 4.848% | 4.242% | 3.636% | 3.03% | 2.424% | 1.818% | 1.212% | 0.6061% | 0% | 0% | 0% | 0% | 0% | 0% | 0% | 0% | 0% | 0% | 0% | 0% | 0% | 0% | 0% | 0% | 8 | 12
Commercial_Grocery_Food Preparation_Natural Gas_Oven_Distribution | Commercial | Grocery | Food Preparation | Natural Gas | Oven | Distribution | 10% | 10% | 10% | 10% | 10% | 10% | 10% | 10% | 8% | 6% | 4% | 2% | 0% | 0% | 0% | 0% | 0% | 0% | 0% | 0% | 0% | 0% | 0% | 0% | 0% | 0% | 0% | 0% | 0% | 0% | 0% | 0% | 0% | 0% | 0% | 0% | 10 | 14
Commercial_Grocery_Food Preparation_Natural Gas_Conveyor Oven_Distribution | Commercial | Grocery | Food Preparation | Natural Gas | Conveyor Oven | Distribution | 10% | 10% | 10% | 10% | 10% | 10% | 10% | 10% | 8% | 6% | 4% | 2% | 0% | 0% | 0% | 0% | 0% | 0% | 0% | 0% | 0% | 0% | 0% | 0% | 0% | 0% | 0% | 0% | 0% | 0% | 0% | 0% | 0% | 0% | 0% | 0% | 15 | 19
Commercial_Grocery_Food Preparation_Natural Gas_Double Rack Oven_Distribution | Commercial | Grocery | Food Preparation | Natural Gas | Double Rack Oven | Distribution | 10% | 10% | 10% | 10% | 10% | 10% | 10% | 10% | 8% | 6% | 4% | 2% | 0% | 0% | 0% | 0% | 0% | 0% | 0% | 0% | 0% | 0% | 0% | 0% | 0% | 0% | 0% | 0% | 0% | 0% | 0% | 0% | 0% | 0% | 0% | 0% | 8 | 16
Commercial_Grocery_Food Preparation_Natural Gas_Fryer_Distribution | Commercial | Grocery | Food Preparation | Natural Gas | Fryer | Distribution | 6.667% | 6.667% | 6.667% | 6.667% | 6.667% | 6.667% | 6.667% | 6.667% | 6.667% | 6.667% | 6.061% | 5.455% | 4.848% | 4.242% | 3.636% | 3.03% | 2.424% | 1.818% | 1.212% | 0.6061% | 0% | 0% | 0% | 0% | 0% | 0% | 0% | 0% | 0% | 0% | 0% | 0% | 0% | 0% | 0% | 0% | 7 | 11
Commercial_Grocery_Food Preparation_Natural Gas_Broiler_Distribution | Commercial | Grocery | Food Preparation | Natural Gas | Broiler | Distribution | 8.333% | 8.333% | 8.333% | 8.333% | 8.333% | 8.333% | 8.333% | 8.333% | 7.407% | 6.481% | 5.556% | 4.63% | 3.704% | 2.778% | 1.852% | 0.9259% | 0% | 0% | 0% | 0% | 0% | 0% | 0% | 0% | 0% | 0% | 0% | 0% | 0% | 0% | 0% | 0% | 0% | 0% | 0% | 0% | 8 | 16
Commercial_Grocery_Food Preparation_Natural Gas_Griddle_Distribution | Commercial | Grocery | Food Preparation | Natural Gas | Griddle | Distribution | 8.333% | 8.333% | 8.333% | 8.333% | 8.333% | 8.333% | 8.333% | 8.333% | 7.407% | 6.481% | 5.556% | 4.63% | 3.704% | 2.778% | 1.852% | 0.9259% | 0% | 0% | 0% | 0% | 0% | 0% | 0% | 0% | 0% | 0% | 0% | 0% | 0% | 0% | 0% | 0% | 0% | 0% | 0% | 0% | 8 | 16
Commercial_Grocery_Food Preparation_Natural Gas_Range_Distribution | Commercial | Grocery | Food Preparation | Natural Gas | Range | Distribution | 10% | 10% | 10% | 10% | 10% | 10% | 10% | 10% | 8% | 6% | 4% | 2% | 0% | 0% | 0% | 0% | 0% | 0% | 0% | 0% | 0% | 0% | 0% | 0% | 0% | 0% | 0% | 0% | 0% | 0% | 0% | 0% | 0% | 0% | 0% | 0% | 8 | 12
Commercial_Grocery_Food Preparation_Natural Gas_Steamer_Distribution | Commercial | Grocery | Food Preparation | Natural Gas | Steamer | Distribution | 8.333% | 8.333% | 8.333% | 8.333% | 8.333% | 8.333% | 8.333% | 8.333% | 7.407% | 6.481% | 5.556% | 4.63% | 3.704% | 2.778% | 1.852% | 0.9259% | 0% | 0% | 0% | 0% | 0% | 0% | 0% | 0% | 0% | 0% | 0% | 0% | 0% | 0% | 0% | 0% | 0% | 0% | 0% | 0% | 6 | 10
Commercial_Grocery_Food Preparation_Natural Gas_Commercial Food Prep Other_Distribution | Commercial | Grocery | Food Preparation | Natural Gas | Commercial Food Prep Other | Distribution | 10% | 10% | 10% | 10% | 10% | 10% | 10% | 10% | 8% | 6% | 4% | 2% | 0% | 0% | 0% | 0% | 0% | 0% | 0% | 0% | 0% | 0% | 0% | 0% | 0% | 0% | 0% | 0% | 0% | 0% | 0% | 0% | 0% | 0% | 0% | 0% | 8 | 12
Commercial_Grocery_Miscellaneous_Natural Gas_Pool Heater_Distribution | Commercial | Grocery | Miscellaneous | Natural Gas | Pool Heater | Distribution | 10% | 10% | 10% | 10% | 10% | 9.091% | 8.182% | 7.273% | 6.364% | 5.455% | 4.545% | 3.636% | 2.727% | 1.818% | 0.9091% | 0% | 0% | 0% | 0% | 0% | 0% | 0% | 0% | 0% | 0% | 0% | 0% | 0% | 0% | 0% | 0% | 0% | 0% | 0% | 0% | 0% | 4 | 8
Commercial_Grocery_Miscellaneous_Natural Gas_Miscellaneous_Distribution | Commercial | Grocery | Miscellaneous | Natural Gas | Miscellaneous | Distribution | 20% | 20% | 17.14% | 14.29% | 11.43% | 8.571% | 5.714% | 2.857% | 0% | 0% | 0% | 0% | 0% | 0% | 0% | 0% | 0% | 0% | 0% | 0% | 0% | 0% | 0% | 0% | 0% | 0% | 0% | 0% | 0% | 0% | 0% | 0% | 0% | 0% | 0% | 0% | 2 | 8
Commercial_School_Space Heating_Natural Gas_Furnace_Distribution | Commercial | School | Space Heating | Natural Gas | Furnace | Distribution | 5.556% | 5.556% | 5.556% | 5.556% | 5.556% | 5.556% | 5.556% | 5.556% | 5.556% | 5.556% | 5.229% | 4.902% | 4.575% | 4.248% | 3.922% | 3.595% | 3.268% | 2.941% | 2.614% | 2.288% | 1.961% | 1.634% | 1.307% | 0.9804% | 0.6536% | 0.3268% | 0% | 0% | 0% | 0% | 0% | 0% | 0% | 0% | 0% | 0% | 17 | 29
Commercial_School_Space Heating_Natural Gas_Boiler_Distribution | Commercial | School | Space Heating | Natural Gas | Boiler | Distribution | 3.333% | 3.333% | 3.333% | 3.333% | 3.333% | 3.333% | 3.333% | 3.333% | 3.333% | 3.333% | 3.333% | 3.333% | 3.333% | 3.333% | 3.333% | 3.333% | 3.333% | 3.333% | 3.333% | 3.333% | 3.333% | 3.333% | 3.333% | 3.333% | 3.333% | 3.03% | 2.727% | 2.424% | 2.121% | 1.818% | 1.515% | 1.212% | 0.9091% | 0.6061% | 0.303% | 0% | 20 | 30
Commercial_School_Space Heating_Natural Gas_Unit Heater_Distribution | Commercial | School | Space Heating | Natural Gas | Unit Heater | Distribution | 8.333% | 8.333% | 8.333% | 8.333% | 8.333% | 8.333% | 8.333% | 8.333% | 7.407% | 6.481% | 5.556% | 4.63% | 3.704% | 2.778% | 1.852% | 0.9259% | 0% | 0% | 0% | 0% | 0% | 0% | 0% | 0% | 0% | 0% | 0% | 0% | 0% | 0% | 0% | 0% | 0% | 0% | 0% | 0% | 15 | 25
Commercial_School_Water Heating_Natural Gas_Water Heater_Distribution | Commercial | School | Water Heating | Natural Gas | Water Heater | Distribution | 6.667% | 6.667% | 6.667% | 6.667% | 6.667% | 6.667% | 6.667% | 6.667% | 6.667% | 6.667% | 6.061% | 5.455% | 4.848% | 4.242% | 3.636% | 3.03% | 2.424% | 1.818% | 1.212% | 0.6061% | 0% | 0% | 0% | 0% | 0% | 0% | 0% | 0% | 0% | 0% | 0% | 0% | 0% | 0% | 0% | 0% | 8 | 12
Commercial_School_Food Preparation_Natural Gas_Oven_Distribution | Commercial | School | Food Preparation | Natural Gas | Oven | Distribution | 10% | 10% | 10% | 10% | 10% | 10% | 10% | 10% | 8% | 6% | 4% | 2% | 0% | 0% | 0% | 0% | 0% | 0% | 0% | 0% | 0% | 0% | 0% | 0% | 0% | 0% | 0% | 0% | 0% | 0% | 0% | 0% | 0% | 0% | 0% | 0% | 10 | 14
Commercial_School_Food Preparation_Natural Gas_Conveyor Oven_Distribution | Commercial | School | Food Preparation | Natural Gas | Conveyor Oven | Distribution | 10% | 10% | 10% | 10% | 10% | 10% | 10% | 10% | 8% | 6% | 4% | 2% | 0% | 0% | 0% | 0% | 0% | 0% | 0% | 0% | 0% | 0% | 0% | 0% | 0% | 0% | 0% | 0% | 0% | 0% | 0% | 0% | 0% | 0% | 0% | 0% | 15 | 19
Commercial_School_Food Preparation_Natural Gas_Double Rack Oven_Distribution | Commercial | School | Food Preparation | Natural Gas | Double Rack Oven | Distribution | 10% | 10% | 10% | 10% | 10% | 10% | 10% | 10% | 8% | 6% | 4% | 2% | 0% | 0% | 0% | 0% | 0% | 0% | 0% | 0% | 0% | 0% | 0% | 0% | 0% | 0% | 0% | 0% | 0% | 0% | 0% | 0% | 0% | 0% | 0% | 0% | 8 | 16
Commercial_School_Food Preparation_Natural Gas_Fryer_Distribution | Commercial | School | Food Preparation | Natural Gas | Fryer | Distribution | 6.667% | 6.667% | 6.667% | 6.667% | 6.667% | 6.667% | 6.667% | 6.667% | 6.667% | 6.667% | 6.061% | 5.455% | 4.848% | 4.242% | 3.636% | 3.03% | 2.424% | 1.818% | 1.212% | 0.6061% | 0% | 0% | 0% | 0% | 0% | 0% | 0% | 0% | 0% | 0% | 0% | 0% | 0% | 0% | 0% | 0% | 7 | 11
Commercial_School_Food Preparation_Natural Gas_Broiler_Distribution | Commercial | School | Food Preparation | Natural Gas | Broiler | Distribution | 8.333% | 8.333% | 8.333% | 8.333% | 8.333% | 8.333% | 8.333% | 8.333% | 7.407% | 6.481% | 5.556% | 4.63% | 3.704% | 2.778% | 1.852% | 0.9259% | 0% | 0% | 0% | 0% | 0% | 0% | 0% | 0% | 0% | 0% | 0% | 0% | 0% | 0% | 0% | 0% | 0% | 0% | 0% | 0% | 8 | 16
Commercial_School_Food Preparation_Natural Gas_Griddle_Distribution | Commercial | School | Food Preparation | Natural Gas | Griddle | Distribution | 8.333% | 8.333% | 8.333% | 8.333% | 8.333% | 8.333% | 8.333% | 8.333% | 7.407% | 6.481% | 5.556% | 4.63% | 3.704% | 2.778% | 1.852% | 0.9259% | 0% | 0% | 0% | 0% | 0% | 0% | 0% | 0% | 0% | 0% | 0% | 0% | 0% | 0% | 0% | 0% | 0% | 0% | 0% | 0% | 8 | 16
Commercial_School_Food Preparation_Natural Gas_Range_Distribution | Commercial | School | Food Preparation | Natural Gas | Range | Distribution | 10% | 10% | 10% | 10% | 10% | 10% | 10% | 10% | 8% | 6% | 4% | 2% | 0% | 0% | 0% | 0% | 0% | 0% | 0% | 0% | 0% | 0% | 0% | 0% | 0% | 0% | 0% | 0% | 0% | 0% | 0% | 0% | 0% | 0% | 0% | 0% | 8 | 12
Commercial_School_Food Preparation_Natural Gas_Steamer_Distribution | Commercial | School | Food Preparation | Natural Gas | Steamer | Distribution | 8.333% | 8.333% | 8.333% | 8.333% | 8.333% | 8.333% | 8.333% | 8.333% | 7.407% | 6.481% | 5.556% | 4.63% | 3.704% | 2.778% | 1.852% | 0.9259% | 0% | 0% | 0% | 0% | 0% | 0% | 0% | 0% | 0% | 0% | 0% | 0% | 0% | 0% | 0% | 0% | 0% | 0% | 0% | 0% | 6 | 10
Commercial_School_Food Preparation_Natural Gas_Commercial Food Prep Other_Distribution | Commercial | School | Food Preparation | Natural Gas | Commercial Food Prep Other | Distribution | 10% | 10% | 10% | 10% | 10% | 10% | 10% | 10% | 8% | 6% | 4% | 2% | 0% | 0% | 0% | 0% | 0% | 0% | 0% | 0% | 0% | 0% | 0% | 0% | 0% | 0% | 0% | 0% | 0% | 0% | 0% | 0% | 0% | 0% | 0% | 0% | 8 | 12
Commercial_School_Miscellaneous_Natural Gas_Pool Heater_Distribution | Commercial | School | Miscellaneous | Natural Gas | Pool Heater | Distribution | 10% | 10% | 10% | 10% | 10% | 9.091% | 8.182% | 7.273% | 6.364% | 5.455% | 4.545% | 3.636% | 2.727% | 1.818% | 0.9091% | 0% | 0% | 0% | 0% | 0% | 0% | 0% | 0% | 0% | 0% | 0% | 0% | 0% | 0% | 0% | 0% | 0% | 0% | 0% | 0% | 0% | 4 | 8
Commercial_School_Miscellaneous_Natural Gas_Miscellaneous_Distribution | Commercial | School | Miscellaneous | Natural Gas | Miscellaneous | Distribution | 20% | 20% | 17.14% | 14.29% | 11.43% | 8.571% | 5.714% | 2.857% | 0% | 0% | 0% | 0% | 0% | 0% | 0% | 0% | 0% | 0% | 0% | 0% | 0% | 0% | 0% | 0% | 0% | 0% | 0% | 0% | 0% | 0% | 0% | 0% | 0% | 0% | 0% | 0% | 2 | 8
Commercial_College_Space Heating_Natural Gas_Furnace_Distribution | Commercial | College | Space Heating | Natural Gas | Furnace | Distribution | 5.556% | 5.556% | 5.556% | 5.556% | 5.556% | 5.556% | 5.556% | 5.556% | 5.556% | 5.556% | 5.229% | 4.902% | 4.575% | 4.248% | 3.922% | 3.595% | 3.268% | 2.941% | 2.614% | 2.288% | 1.961% | 1.634% | 1.307% | 0.9804% | 0.6536% | 0.3268% | 0% | 0% | 0% | 0% | 0% | 0% | 0% | 0% | 0% | 0% | 17 | 29
Commercial_College_Space Heating_Natural Gas_Boiler_Distribution | Commercial | College | Space Heating | Natural Gas | Boiler | Distribution | 3.333% | 3.333% | 3.333% | 3.333% | 3.333% | 3.333% | 3.333% | 3.333% | 3.333% | 3.333% | 3.333% | 3.333% | 3.333% | 3.333% | 3.333% | 3.333% | 3.333% | 3.333% | 3.333% | 3.333% | 3.333% | 3.333% | 3.333% | 3.333% | 3.333% | 3.03% | 2.727% | 2.424% | 2.121% | 1.818% | 1.515% | 1.212% | 0.9091% | 0.6061% | 0.303% | 0% | 20 | 30
Commercial_College_Space Heating_Natural Gas_Unit Heater_Distribution | Commercial | College | Space Heating | Natural Gas | Unit Heater | Distribution | 8.333% | 8.333% | 8.333% | 8.333% | 8.333% | 8.333% | 8.333% | 8.333% | 7.407% | 6.481% | 5.556% | 4.63% | 3.704% | 2.778% | 1.852% | 0.9259% | 0% | 0% | 0% | 0% | 0% | 0% | 0% | 0% | 0% | 0% | 0% | 0% | 0% | 0% | 0% | 0% | 0% | 0% | 0% | 0% | 15 | 25
Commercial_College_Water Heating_Natural Gas_Water Heater_Distribution | Commercial | College | Water Heating | Natural Gas | Water Heater | Distribution | 6.667% | 6.667% | 6.667% | 6.667% | 6.667% | 6.667% | 6.667% | 6.667% | 6.667% | 6.667% | 6.061% | 5.455% | 4.848% | 4.242% | 3.636% | 3.03% | 2.424% | 1.818% | 1.212% | 0.6061% | 0% | 0% | 0% | 0% | 0% | 0% | 0% | 0% | 0% | 0% | 0% | 0% | 0% | 0% | 0% | 0% | 8 | 12
Commercial_College_Food Preparation_Natural Gas_Oven_Distribution | Commercial | College | Food Preparation | Natural Gas | Oven | Distribution | 10% | 10% | 10% | 10% | 10% | 10% | 10% | 10% | 8% | 6% | 4% | 2% | 0% | 0% | 0% | 0% | 0% | 0% | 0% | 0% | 0% | 0% | 0% | 0% | 0% | 0% | 0% | 0% | 0% | 0% | 0% | 0% | 0% | 0% | 0% | 0% | 10 | 14
Commercial_College_Food Preparation_Natural Gas_Conveyor Oven_Distribution | Commercial | College | Food Preparation | Natural Gas | Conveyor Oven | Distribution | 10% | 10% | 10% | 10% | 10% | 10% | 10% | 10% | 8% | 6% | 4% | 2% | 0% | 0% | 0% | 0% | 0% | 0% | 0% | 0% | 0% | 0% | 0% | 0% | 0% | 0% | 0% | 0% | 0% | 0% | 0% | 0% | 0% | 0% | 0% | 0% | 15 | 19
Commercial_College_Food Preparation_Natural Gas_Double Rack Oven_Distribution | Commercial | College | Food Preparation | Natural Gas | Double Rack Oven | Distribution | 10% | 10% | 10% | 10% | 10% | 10% | 10% | 10% | 8% | 6% | 4% | 2% | 0% | 0% | 0% | 0% | 0% | 0% | 0% | 0% | 0% | 0% | 0% | 0% | 0% | 0% | 0% | 0% | 0% | 0% | 0% | 0% | 0% | 0% | 0% | 0% | 8 | 16
Commercial_College_Food Preparation_Natural Gas_Fryer_Distribution | Commercial | College | Food Preparation | Natural Gas | Fryer | Distribution | 6.667% | 6.667% | 6.667% | 6.667% | 6.667% | 6.667% | 6.667% | 6.667% | 6.667% | 6.667% | 6.061% | 5.455% | 4.848% | 4.242% | 3.636% | 3.03% | 2.424% | 1.818% | 1.212% | 0.6061% | 0% | 0% | 0% | 0% | 0% | 0% | 0% | 0% | 0% | 0% | 0% | 0% | 0% | 0% | 0% | 0% | 7 | 11
Commercial_College_Food Preparation_Natural Gas_Broiler_Distribution | Commercial | College | Food Preparation | Natural Gas | Broiler | Distribution | 8.333% | 8.333% | 8.333% | 8.333% | 8.333% | 8.333% | 8.333% | 8.333% | 7.407% | 6.481% | 5.556% | 4.63% | 3.704% | 2.778% | 1.852% | 0.9259% | 0% | 0% | 0% | 0% | 0% | 0% | 0% | 0% | 0% | 0% | 0% | 0% | 0% | 0% | 0% | 0% | 0% | 0% | 0% | 0% | 8 | 16
Commercial_College_Food Preparation_Natural Gas_Griddle_Distribution | Commercial | College | Food Preparation | Natural Gas | Griddle | Distribution | 8.333% | 8.333% | 8.333% | 8.333% | 8.333% | 8.333% | 8.333% | 8.333% | 7.407% | 6.481% | 5.556% | 4.63% | 3.704% | 2.778% | 1.852% | 0.9259% | 0% | 0% | 0% | 0% | 0% | 0% | 0% | 0% | 0% | 0% | 0% | 0% | 0% | 0% | 0% | 0% | 0% | 0% | 0% | 0% | 8 | 16
Commercial_College_Food Preparation_Natural Gas_Range_Distribution | Commercial | College | Food Preparation | Natural Gas | Range | Distribution | 10% | 10% | 10% | 10% | 10% | 10% | 10% | 10% | 8% | 6% | 4% | 2% | 0% | 0% | 0% | 0% | 0% | 0% | 0% | 0% | 0% | 0% | 0% | 0% | 0% | 0% | 0% | 0% | 0% | 0% | 0% | 0% | 0% | 0% | 0% | 0% | 8 | 12
Commercial_College_Food Preparation_Natural Gas_Steamer_Distribution | Commercial | College | Food Preparation | Natural Gas | Steamer | Distribution | 8.333% | 8.333% | 8.333% | 8.333% | 8.333% | 8.333% | 8.333% | 8.333% | 7.407% | 6.481% | 5.556% | 4.63% | 3.704% | 2.778% | 1.852% | 0.9259% | 0% | 0% | 0% | 0% | 0% | 0% | 0% | 0% | 0% | 0% | 0% | 0% | 0% | 0% | 0% | 0% | 0% | 0% | 0% | 0% | 6 | 10
Commercial_College_Food Preparation_Natural Gas_Commercial Food Prep Other_Distribution | Commercial | College | Food Preparation | Natural Gas | Commercial Food Prep Other | Distribution | 10% | 10% | 10% | 10% | 10% | 10% | 10% | 10% | 8% | 6% | 4% | 2% | 0% | 0% | 0% | 0% | 0% | 0% | 0% | 0% | 0% | 0% | 0% | 0% | 0% | 0% | 0% | 0% | 0% | 0% | 0% | 0% | 0% | 0% | 0% | 0% | 8 | 12
Commercial_College_Miscellaneous_Natural Gas_Pool Heater_Distribution | Commercial | College | Miscellaneous | Natural Gas | Pool Heater | Distribution | 10% | 10% | 10% | 10% | 10% | 9.091% | 8.182% | 7.273% | 6.364% | 5.455% | 4.545% | 3.636% | 2.727% | 1.818% | 0.9091% | 0% | 0% | 0% | 0% | 0% | 0% | 0% | 0% | 0% | 0% | 0% | 0% | 0% | 0% | 0% | 0% | 0% | 0% | 0% | 0% | 0% | 4 | 8
Commercial_College_Miscellaneous_Natural Gas_Miscellaneous_Distribution | Commercial | College | Miscellaneous | Natural Gas | Miscellaneous | Distribution | 20% | 20% | 17.14% | 14.29% | 11.43% | 8.571% | 5.714% | 2.857% | 0% | 0% | 0% | 0% | 0% | 0% | 0% | 0% | 0% | 0% | 0% | 0% | 0% | 0% | 0% | 0% | 0% | 0% | 0% | 0% | 0% | 0% | 0% | 0% | 0% | 0% | 0% | 0% | 2 | 8
Commercial_Health_Space Heating_Natural Gas_Furnace_Distribution | Commercial | Health | Space Heating | Natural Gas | Furnace | Distribution | 5.556% | 5.556% | 5.556% | 5.556% | 5.556% | 5.556% | 5.556% | 5.556% | 5.556% | 5.556% | 5.229% | 4.902% | 4.575% | 4.248% | 3.922% | 3.595% | 3.268% | 2.941% | 2.614% | 2.288% | 1.961% | 1.634% | 1.307% | 0.9804% | 0.6536% | 0.3268% | 0% | 0% | 0% | 0% | 0% | 0% | 0% | 0% | 0% | 0% | 17 | 29
Commercial_Health_Space Heating_Natural Gas_Boiler_Distribution | Commercial | Health | Space Heating | Natural Gas | Boiler | Distribution | 3.333% | 3.333% | 3.333% | 3.333% | 3.333% | 3.333% | 3.333% | 3.333% | 3.333% | 3.333% | 3.333% | 3.333% | 3.333% | 3.333% | 3.333% | 3.333% | 3.333% | 3.333% | 3.333% | 3.333% | 3.333% | 3.333% | 3.333% | 3.333% | 3.333% | 3.03% | 2.727% | 2.424% | 2.121% | 1.818% | 1.515% | 1.212% | 0.9091% | 0.6061% | 0.303% | 0% | 20 | 30
Commercial_Health_Space Heating_Natural Gas_Unit Heater_Distribution | Commercial | Health | Space Heating | Natural Gas | Unit Heater | Distribution | 8.333% | 8.333% | 8.333% | 8.333% | 8.333% | 8.333% | 8.333% | 8.333% | 7.407% | 6.481% | 5.556% | 4.63% | 3.704% | 2.778% | 1.852% | 0.9259% | 0% | 0% | 0% | 0% | 0% | 0% | 0% | 0% | 0% | 0% | 0% | 0% | 0% | 0% | 0% | 0% | 0% | 0% | 0% | 0% | 15 | 25
Commercial_Health_Water Heating_Natural Gas_Water Heater_Distribution | Commercial | Health | Water Heating | Natural Gas | Water Heater | Distribution | 6.667% | 6.667% | 6.667% | 6.667% | 6.667% | 6.667% | 6.667% | 6.667% | 6.667% | 6.667% | 6.061% | 5.455% | 4.848% | 4.242% | 3.636% | 3.03% | 2.424% | 1.818% | 1.212% | 0.6061% | 0% | 0% | 0% | 0% | 0% | 0% | 0% | 0% | 0% | 0% | 0% | 0% | 0% | 0% | 0% | 0% | 8 | 12
Commercial_Health_Food Preparation_Natural Gas_Oven_Distribution | Commercial | Health | Food Preparation | Natural Gas | Oven | Distribution | 10% | 10% | 10% | 10% | 10% | 10% | 10% | 10% | 8% | 6% | 4% | 2% | 0% | 0% | 0% | 0% | 0% | 0% | 0% | 0% | 0% | 0% | 0% | 0% | 0% | 0% | 0% | 0% | 0% | 0% | 0% | 0% | 0% | 0% | 0% | 0% | 10 | 14
Commercial_Health_Food Preparation_Natural Gas_Conveyor Oven_Distribution | Commercial | Health | Food Preparation | Natural Gas | Conveyor Oven | Distribution | 10% | 10% | 10% | 10% | 10% | 10% | 10% | 10% | 8% | 6% | 4% | 2% | 0% | 0% | 0% | 0% | 0% | 0% | 0% | 0% | 0% | 0% | 0% | 0% | 0% | 0% | 0% | 0% | 0% | 0% | 0% | 0% | 0% | 0% | 0% | 0% | 15 | 19
Commercial_Health_Food Preparation_Natural Gas_Double Rack Oven_Distribution | Commercial | Health | Food Preparation | Natural Gas | Double Rack Oven | Distribution | 10% | 10% | 10% | 10% | 10% | 10% | 10% | 10% | 8% | 6% | 4% | 2% | 0% | 0% | 0% | 0% | 0% | 0% | 0% | 0% | 0% | 0% | 0% | 0% | 0% | 0% | 0% | 0% | 0% | 0% | 0% | 0% | 0% | 0% | 0% | 0% | 8 | 16
Commercial_Health_Food Preparation_Natural Gas_Fryer_Distribution | Commercial | Health | Food Preparation | Natural Gas | Fryer | Distribution | 6.667% | 6.667% | 6.667% | 6.667% | 6.667% | 6.667% | 6.667% | 6.667% | 6.667% | 6.667% | 6.061% | 5.455% | 4.848% | 4.242% | 3.636% | 3.03% | 2.424% | 1.818% | 1.212% | 0.6061% | 0% | 0% | 0% | 0% | 0% | 0% | 0% | 0% | 0% | 0% | 0% | 0% | 0% | 0% | 0% | 0% | 7 | 11
Commercial_Health_Food Preparation_Natural Gas_Broiler_Distribution | Commercial | Health | Food Preparation | Natural Gas | Broiler | Distribution | 8.333% | 8.333% | 8.333% | 8.333% | 8.333% | 8.333% | 8.333% | 8.333% | 7.407% | 6.481% | 5.556% | 4.63% | 3.704% | 2.778% | 1.852% | 0.9259% | 0% | 0% | 0% | 0% | 0% | 0% | 0% | 0% | 0% | 0% | 0% | 0% | 0% | 0% | 0% | 0% | 0% | 0% | 0% | 0% | 8 | 16
Commercial_Health_Food Preparation_Natural Gas_Griddle_Distribution | Commercial | Health | Food Preparation | Natural Gas | Griddle | Distribution | 8.333% | 8.333% | 8.333% | 8.333% | 8.333% | 8.333% | 8.333% | 8.333% | 7.407% | 6.481% | 5.556% | 4.63% | 3.704% | 2.778% | 1.852% | 0.9259% | 0% | 0% | 0% | 0% | 0% | 0% | 0% | 0% | 0% | 0% | 0% | 0% | 0% | 0% | 0% | 0% | 0% | 0% | 0% | 0% | 8 | 16
Commercial_Health_Food Preparation_Natural Gas_Range_Distribution | Commercial | Health | Food Preparation | Natural Gas | Range | Distribution | 10% | 10% | 10% | 10% | 10% | 10% | 10% | 10% | 8% | 6% | 4% | 2% | 0% | 0% | 0% | 0% | 0% | 0% | 0% | 0% | 0% | 0% | 0% | 0% | 0% | 0% | 0% | 0% | 0% | 0% | 0% | 0% | 0% | 0% | 0% | 0% | 8 | 12
Commercial_Health_Food Preparation_Natural Gas_Steamer_Distribution | Commercial | Health | Food Preparation | Natural Gas | Steamer | Distribution | 8.333% | 8.333% | 8.333% | 8.333% | 8.333% | 8.333% | 8.333% | 8.333% | 7.407% | 6.481% | 5.556% | 4.63% | 3.704% | 2.778% | 1.852% | 0.9259% | 0% | 0% | 0% | 0% | 0% | 0% | 0% | 0% | 0% | 0% | 0% | 0% | 0% | 0% | 0% | 0% | 0% | 0% | 0% | 0% | 6 | 10
Commercial_Health_Food Preparation_Natural Gas_Commercial Food Prep Other_Distribution | Commercial | Health | Food Preparation | Natural Gas | Commercial Food Prep Other | Distribution | 10% | 10% | 10% | 10% | 10% | 10% | 10% | 10% | 8% | 6% | 4% | 2% | 0% | 0% | 0% | 0% | 0% | 0% | 0% | 0% | 0% | 0% | 0% | 0% | 0% | 0% | 0% | 0% | 0% | 0% | 0% | 0% | 0% | 0% | 0% | 0% | 8 | 12
Commercial_Health_Miscellaneous_Natural Gas_Pool Heater_Distribution | Commercial | Health | Miscellaneous | Natural Gas | Pool Heater | Distribution | 10% | 10% | 10% | 10% | 10% | 9.091% | 8.182% | 7.273% | 6.364% | 5.455% | 4.545% | 3.636% | 2.727% | 1.818% | 0.9091% | 0% | 0% | 0% | 0% | 0% | 0% | 0% | 0% | 0% | 0% | 0% | 0% | 0% | 0% | 0% | 0% | 0% | 0% | 0% | 0% | 0% | 4 | 8
Commercial_Health_Miscellaneous_Natural Gas_Miscellaneous_Distribution | Commercial | Health | Miscellaneous | Natural Gas | Miscellaneous | Distribution | 20% | 20% | 17.14% | 14.29% | 11.43% | 8.571% | 5.714% | 2.857% | 0% | 0% | 0% | 0% | 0% | 0% | 0% | 0% | 0% | 0% | 0% | 0% | 0% | 0% | 0% | 0% | 0% | 0% | 0% | 0% | 0% | 0% | 0% | 0% | 0% | 0% | 0% | 0% | 2 | 8
Commercial_Lodging_Space Heating_Natural Gas_Furnace_Distribution | Commercial | Lodging | Space Heating | Natural Gas | Furnace | Distribution | 5.556% | 5.556% | 5.556% | 5.556% | 5.556% | 5.556% | 5.556% | 5.556% | 5.556% | 5.556% | 5.229% | 4.902% | 4.575% | 4.248% | 3.922% | 3.595% | 3.268% | 2.941% | 2.614% | 2.288% | 1.961% | 1.634% | 1.307% | 0.9804% | 0.6536% | 0.3268% | 0% | 0% | 0% | 0% | 0% | 0% | 0% | 0% | 0% | 0% | 17 | 29
Commercial_Lodging_Space Heating_Natural Gas_Boiler_Distribution | Commercial | Lodging | Space Heating | Natural Gas | Boiler | Distribution | 3.333% | 3.333% | 3.333% | 3.333% | 3.333% | 3.333% | 3.333% | 3.333% | 3.333% | 3.333% | 3.333% | 3.333% | 3.333% | 3.333% | 3.333% | 3.333% | 3.333% | 3.333% | 3.333% | 3.333% | 3.333% | 3.333% | 3.333% | 3.333% | 3.333% | 3.03% | 2.727% | 2.424% | 2.121% | 1.818% | 1.515% | 1.212% | 0.9091% | 0.6061% | 0.303% | 0% | 20 | 30
Commercial_Lodging_Space Heating_Natural Gas_Unit Heater_Distribution | Commercial | Lodging | Space Heating | Natural Gas | Unit Heater | Distribution | 8.333% | 8.333% | 8.333% | 8.333% | 8.333% | 8.333% | 8.333% | 8.333% | 7.407% | 6.481% | 5.556% | 4.63% | 3.704% | 2.778% | 1.852% | 0.9259% | 0% | 0% | 0% | 0% | 0% | 0% | 0% | 0% | 0% | 0% | 0% | 0% | 0% | 0% | 0% | 0% | 0% | 0% | 0% | 0% | 15 | 25
Commercial_Lodging_Water Heating_Natural Gas_Water Heater_Distribution | Commercial | Lodging | Water Heating | Natural Gas | Water Heater | Distribution | 6.667% | 6.667% | 6.667% | 6.667% | 6.667% | 6.667% | 6.667% | 6.667% | 6.667% | 6.667% | 6.061% | 5.455% | 4.848% | 4.242% | 3.636% | 3.03% | 2.424% | 1.818% | 1.212% | 0.6061% | 0% | 0% | 0% | 0% | 0% | 0% | 0% | 0% | 0% | 0% | 0% | 0% | 0% | 0% | 0% | 0% | 8 | 12
Commercial_Lodging_Food Preparation_Natural Gas_Oven_Distribution | Commercial | Lodging | Food Preparation | Natural Gas | Oven | Distribution | 10% | 10% | 10% | 10% | 10% | 10% | 10% | 10% | 8% | 6% | 4% | 2% | 0% | 0% | 0% | 0% | 0% | 0% | 0% | 0% | 0% | 0% | 0% | 0% | 0% | 0% | 0% | 0% | 0% | 0% | 0% | 0% | 0% | 0% | 0% | 0% | 10 | 14
Commercial_Lodging_Food Preparation_Natural Gas_Conveyor Oven_Distribution | Commercial | Lodging | Food Preparation | Natural Gas | Conveyor Oven | Distribution | 10% | 10% | 10% | 10% | 10% | 10% | 10% | 10% | 8% | 6% | 4% | 2% | 0% | 0% | 0% | 0% | 0% | 0% | 0% | 0% | 0% | 0% | 0% | 0% | 0% | 0% | 0% | 0% | 0% | 0% | 0% | 0% | 0% | 0% | 0% | 0% | 15 | 19
Commercial_Lodging_Food Preparation_Natural Gas_Double Rack Oven_Distribution | Commercial | Lodging | Food Preparation | Natural Gas | Double Rack Oven | Distribution | 10% | 10% | 10% | 10% | 10% | 10% | 10% | 10% | 8% | 6% | 4% | 2% | 0% | 0% | 0% | 0% | 0% | 0% | 0% | 0% | 0% | 0% | 0% | 0% | 0% | 0% | 0% | 0% | 0% | 0% | 0% | 0% | 0% | 0% | 0% | 0% | 8 | 16
Commercial_Lodging_Food Preparation_Natural Gas_Fryer_Distribution | Commercial | Lodging | Food Preparation | Natural Gas | Fryer | Distribution | 6.667% | 6.667% | 6.667% | 6.667% | 6.667% | 6.667% | 6.667% | 6.667% | 6.667% | 6.667% | 6.061% | 5.455% | 4.848% | 4.242% | 3.636% | 3.03% | 2.424% | 1.818% | 1.212% | 0.6061% | 0% | 0% | 0% | 0% | 0% | 0% | 0% | 0% | 0% | 0% | 0% | 0% | 0% | 0% | 0% | 0% | 7 | 11
Commercial_Lodging_Food Preparation_Natural Gas_Broiler_Distribution | Commercial | Lodging | Food Preparation | Natural Gas | Broiler | Distribution | 8.333% | 8.333% | 8.333% | 8.333% | 8.333% | 8.333% | 8.333% | 8.333% | 7.407% | 6.481% | 5.556% | 4.63% | 3.704% | 2.778% | 1.852% | 0.9259% | 0% | 0% | 0% | 0% | 0% | 0% | 0% | 0% | 0% | 0% | 0% | 0% | 0% | 0% | 0% | 0% | 0% | 0% | 0% | 0% | 8 | 16
Commercial_Lodging_Food Preparation_Natural Gas_Griddle_Distribution | Commercial | Lodging | Food Preparation | Natural Gas | Griddle | Distribution | 8.333% | 8.333% | 8.333% | 8.333% | 8.333% | 8.333% | 8.333% | 8.333% | 7.407% | 6.481% | 5.556% | 4.63% | 3.704% | 2.778% | 1.852% | 0.9259% | 0% | 0% | 0% | 0% | 0% | 0% | 0% | 0% | 0% | 0% | 0% | 0% | 0% | 0% | 0% | 0% | 0% | 0% | 0% | 0% | 8 | 16
Commercial_Lodging_Food Preparation_Natural Gas_Range_Distribution | Commercial | Lodging | Food Preparation | Natural Gas | Range | Distribution | 10% | 10% | 10% | 10% | 10% | 10% | 10% | 10% | 8% | 6% | 4% | 2% | 0% | 0% | 0% | 0% | 0% | 0% | 0% | 0% | 0% | 0% | 0% | 0% | 0% | 0% | 0% | 0% | 0% | 0% | 0% | 0% | 0% | 0% | 0% | 0% | 8 | 12
Commercial_Lodging_Food Preparation_Natural Gas_Steamer_Distribution | Commercial | Lodging | Food Preparation | Natural Gas | Steamer | Distribution | 8.333% | 8.333% | 8.333% | 8.333% | 8.333% | 8.333% | 8.333% | 8.333% | 7.407% | 6.481% | 5.556% | 4.63% | 3.704% | 2.778% | 1.852% | 0.9259% | 0% | 0% | 0% | 0% | 0% | 0% | 0% | 0% | 0% | 0% | 0% | 0% | 0% | 0% | 0% | 0% | 0% | 0% | 0% | 0% | 6 | 10
Commercial_Lodging_Food Preparation_Natural Gas_Commercial Food Prep Other_Distribution | Commercial | Lodging | Food Preparation | Natural Gas | Commercial Food Prep Other | Distribution | 10% | 10% | 10% | 10% | 10% | 10% | 10% | 10% | 8% | 6% | 4% | 2% | 0% | 0% | 0% | 0% | 0% | 0% | 0% | 0% | 0% | 0% | 0% | 0% | 0% | 0% | 0% | 0% | 0% | 0% | 0% | 0% | 0% | 0% | 0% | 0% | 8 | 12
Commercial_Lodging_Miscellaneous_Natural Gas_Pool Heater_Distribution | Commercial | Lodging | Miscellaneous | Natural Gas | Pool Heater | Distribution | 10% | 10% | 10% | 10% | 10% | 9.091% | 8.182% | 7.273% | 6.364% | 5.455% | 4.545% | 3.636% | 2.727% | 1.818% | 0.9091% | 0% | 0% | 0% | 0% | 0% | 0% | 0% | 0% | 0% | 0% | 0% | 0% | 0% | 0% | 0% | 0% | 0% | 0% | 0% | 0% | 0% | 4 | 8
Commercial_Lodging_Miscellaneous_Natural Gas_Miscellaneous_Distribution | Commercial | Lodging | Miscellaneous | Natural Gas | Miscellaneous | Distribution | 20% | 20% | 17.14% | 14.29% | 11.43% | 8.571% | 5.714% | 2.857% | 0% | 0% | 0% | 0% | 0% | 0% | 0% | 0% | 0% | 0% | 0% | 0% | 0% | 0% | 0% | 0% | 0% | 0% | 0% | 0% | 0% | 0% | 0% | 0% | 0% | 0% | 0% | 0% | 2 | 8
Commercial_Warehouse_Space Heating_Natural Gas_Furnace_Distribution | Commercial | Warehouse | Space Heating | Natural Gas | Furnace | Distribution | 5.556% | 5.556% | 5.556% | 5.556% | 5.556% | 5.556% | 5.556% | 5.556% | 5.556% | 5.556% | 5.229% | 4.902% | 4.575% | 4.248% | 3.922% | 3.595% | 3.268% | 2.941% | 2.614% | 2.288% | 1.961% | 1.634% | 1.307% | 0.9804% | 0.6536% | 0.3268% | 0% | 0% | 0% | 0% | 0% | 0% | 0% | 0% | 0% | 0% | 17 | 29
Commercial_Warehouse_Space Heating_Natural Gas_Boiler_Distribution | Commercial | Warehouse | Space Heating | Natural Gas | Boiler | Distribution | 3.333% | 3.333% | 3.333% | 3.333% | 3.333% | 3.333% | 3.333% | 3.333% | 3.333% | 3.333% | 3.333% | 3.333% | 3.333% | 3.333% | 3.333% | 3.333% | 3.333% | 3.333% | 3.333% | 3.333% | 3.333% | 3.333% | 3.333% | 3.333% | 3.333% | 3.03% | 2.727% | 2.424% | 2.121% | 1.818% | 1.515% | 1.212% | 0.9091% | 0.6061% | 0.303% | 0% | 20 | 30
Commercial_Warehouse_Space Heating_Natural Gas_Unit Heater_Distribution | Commercial | Warehouse | Space Heating | Natural Gas | Unit Heater | Distribution | 8.333% | 8.333% | 8.333% | 8.333% | 8.333% | 8.333% | 8.333% | 8.333% | 7.407% | 6.481% | 5.556% | 4.63% | 3.704% | 2.778% | 1.852% | 0.9259% | 0% | 0% | 0% | 0% | 0% | 0% | 0% | 0% | 0% | 0% | 0% | 0% | 0% | 0% | 0% | 0% | 0% | 0% | 0% | 0% | 15 | 25
Commercial_Warehouse_Water Heating_Natural Gas_Water Heater_Distribution | Commercial | Warehouse | Water Heating | Natural Gas | Water Heater | Distribution | 6.667% | 6.667% | 6.667% | 6.667% | 6.667% | 6.667% | 6.667% | 6.667% | 6.667% | 6.667% | 6.061% | 5.455% | 4.848% | 4.242% | 3.636% | 3.03% | 2.424% | 1.818% | 1.212% | 0.6061% | 0% | 0% | 0% | 0% | 0% | 0% | 0% | 0% | 0% | 0% | 0% | 0% | 0% | 0% | 0% | 0% | 8 | 12
Commercial_Warehouse_Food Preparation_Natural Gas_Oven_Distribution | Commercial | Warehouse | Food Preparation | Natural Gas | Oven | Distribution | 10% | 10% | 10% | 10% | 10% | 10% | 10% | 10% | 8% | 6% | 4% | 2% | 0% | 0% | 0% | 0% | 0% | 0% | 0% | 0% | 0% | 0% | 0% | 0% | 0% | 0% | 0% | 0% | 0% | 0% | 0% | 0% | 0% | 0% | 0% | 0% | 10 | 14
Commercial_Warehouse_Food Preparation_Natural Gas_Conveyor Oven_Distribution | Commercial | Warehouse | Food Preparation | Natural Gas | Conveyor Oven | Distribution | 10% | 10% | 10% | 10% | 10% | 10% | 10% | 10% | 8% | 6% | 4% | 2% | 0% | 0% | 0% | 0% | 0% | 0% | 0% | 0% | 0% | 0% | 0% | 0% | 0% | 0% | 0% | 0% | 0% | 0% | 0% | 0% | 0% | 0% | 0% | 0% | 15 | 19
Commercial_Warehouse_Food Preparation_Natural Gas_Double Rack Oven_Distribution | Commercial | Warehouse | Food Preparation | Natural Gas | Double Rack Oven | Distribution | 10% | 10% | 10% | 10% | 10% | 10% | 10% | 10% | 8% | 6% | 4% | 2% | 0% | 0% | 0% | 0% | 0% | 0% | 0% | 0% | 0% | 0% | 0% | 0% | 0% | 0% | 0% | 0% | 0% | 0% | 0% | 0% | 0% | 0% | 0% | 0% | 8 | 16
Commercial_Warehouse_Food Preparation_Natural Gas_Fryer_Distribution | Commercial | Warehouse | Food Preparation | Natural Gas | Fryer | Distribution | 6.667% | 6.667% | 6.667% | 6.667% | 6.667% | 6.667% | 6.667% | 6.667% | 6.667% | 6.667% | 6.061% | 5.455% | 4.848% | 4.242% | 3.636% | 3.03% | 2.424% | 1.818% | 1.212% | 0.6061% | 0% | 0% | 0% | 0% | 0% | 0% | 0% | 0% | 0% | 0% | 0% | 0% | 0% | 0% | 0% | 0% | 7 | 11
Commercial_Warehouse_Food Preparation_Natural Gas_Broiler_Distribution | Commercial | Warehouse | Food Preparation | Natural Gas | Broiler | Distribution | 8.333% | 8.333% | 8.333% | 8.333% | 8.333% | 8.333% | 8.333% | 8.333% | 7.407% | 6.481% | 5.556% | 4.63% | 3.704% | 2.778% | 1.852% | 0.9259% | 0% | 0% | 0% | 0% | 0% | 0% | 0% | 0% | 0% | 0% | 0% | 0% | 0% | 0% | 0% | 0% | 0% | 0% | 0% | 0% | 8 | 16
Commercial_Warehouse_Food Preparation_Natural Gas_Griddle_Distribution | Commercial | Warehouse | Food Preparation | Natural Gas | Griddle | Distribution | 8.333% | 8.333% | 8.333% | 8.333% | 8.333% | 8.333% | 8.333% | 8.333% | 7.407% | 6.481% | 5.556% | 4.63% | 3.704% | 2.778% | 1.852% | 0.9259% | 0% | 0% | 0% | 0% | 0% | 0% | 0% | 0% | 0% | 0% | 0% | 0% | 0% | 0% | 0% | 0% | 0% | 0% | 0% | 0% | 8 | 16
Commercial_Warehouse_Food Preparation_Natural Gas_Range_Distribution | Commercial | Warehouse | Food Preparation | Natural Gas | Range | Distribution | 10% | 10% | 10% | 10% | 10% | 10% | 10% | 10% | 8% | 6% | 4% | 2% | 0% | 0% | 0% | 0% | 0% | 0% | 0% | 0% | 0% | 0% | 0% | 0% | 0% | 0% | 0% | 0% | 0% | 0% | 0% | 0% | 0% | 0% | 0% | 0% | 8 | 12
Commercial_Warehouse_Food Preparation_Natural Gas_Steamer_Distribution | Commercial | Warehouse | Food Preparation | Natural Gas | Steamer | Distribution | 8.333% | 8.333% | 8.333% | 8.333% | 8.333% | 8.333% | 8.333% | 8.333% | 7.407% | 6.481% | 5.556% | 4.63% | 3.704% | 2.778% | 1.852% | 0.9259% | 0% | 0% | 0% | 0% | 0% | 0% | 0% | 0% | 0% | 0% | 0% | 0% | 0% | 0% | 0% | 0% | 0% | 0% | 0% | 0% | 6 | 10
Commercial_Warehouse_Food Preparation_Natural Gas_Commercial Food Prep Other_Distribution | Commercial | Warehouse | Food Preparation | Natural Gas | Commercial Food Prep Other | Distribution | 10% | 10% | 10% | 10% | 10% | 10% | 10% | 10% | 8% | 6% | 4% | 2% | 0% | 0% | 0% | 0% | 0% | 0% | 0% | 0% | 0% | 0% | 0% | 0% | 0% | 0% | 0% | 0% | 0% | 0% | 0% | 0% | 0% | 0% | 0% | 0% | 8 | 12
Commercial_Warehouse_Miscellaneous_Natural Gas_Pool Heater_Distribution | Commercial | Warehouse | Miscellaneous | Natural Gas | Pool Heater | Distribution | 10% | 10% | 10% | 10% | 10% | 9.091% | 8.182% | 7.273% | 6.364% | 5.455% | 4.545% | 3.636% | 2.727% | 1.818% | 0.9091% | 0% | 0% | 0% | 0% | 0% | 0% | 0% | 0% | 0% | 0% | 0% | 0% | 0% | 0% | 0% | 0% | 0% | 0% | 0% | 0% | 0% | 4 | 8
Commercial_Warehouse_Miscellaneous_Natural Gas_Miscellaneous_Distribution | Commercial | Warehouse | Miscellaneous | Natural Gas | Miscellaneous | Distribution | 20% | 20% | 17.14% | 14.29% | 11.43% | 8.571% | 5.714% | 2.857% | 0% | 0% | 0% | 0% | 0% | 0% | 0% | 0% | 0% | 0% | 0% | 0% | 0% | 0% | 0% | 0% | 0% | 0% | 0% | 0% | 0% | 0% | 0% | 0% | 0% | 0% | 0% | 0% | 2 | 8
Commercial_Miscellaneous_Space Heating_Natural Gas_Furnace_Distribution | Commercial | Miscellaneous | Space Heating | Natural Gas | Furnace | Distribution | 5.556% | 5.556% | 5.556% | 5.556% | 5.556% | 5.556% | 5.556% | 5.556% | 5.556% | 5.556% | 5.229% | 4.902% | 4.575% | 4.248% | 3.922% | 3.595% | 3.268% | 2.941% | 2.614% | 2.288% | 1.961% | 1.634% | 1.307% | 0.9804% | 0.6536% | 0.3268% | 0% | 0% | 0% | 0% | 0% | 0% | 0% | 0% | 0% | 0% | 17 | 29
Commercial_Miscellaneous_Space Heating_Natural Gas_Boiler_Distribution | Commercial | Miscellaneous | Space Heating | Natural Gas | Boiler | Distribution | 3.333% | 3.333% | 3.333% | 3.333% | 3.333% | 3.333% | 3.333% | 3.333% | 3.333% | 3.333% | 3.333% | 3.333% | 3.333% | 3.333% | 3.333% | 3.333% | 3.333% | 3.333% | 3.333% | 3.333% | 3.333% | 3.333% | 3.333% | 3.333% | 3.333% | 3.03% | 2.727% | 2.424% | 2.121% | 1.818% | 1.515% | 1.212% | 0.9091% | 0.6061% | 0.303% | 0% | 20 | 30
Commercial_Miscellaneous_Space Heating_Natural Gas_Unit Heater_Distribution | Commercial | Miscellaneous | Space Heating | Natural Gas | Unit Heater | Distribution | 8.333% | 8.333% | 8.333% | 8.333% | 8.333% | 8.333% | 8.333% | 8.333% | 7.407% | 6.481% | 5.556% | 4.63% | 3.704% | 2.778% | 1.852% | 0.9259% | 0% | 0% | 0% | 0% | 0% | 0% | 0% | 0% | 0% | 0% | 0% | 0% | 0% | 0% | 0% | 0% | 0% | 0% | 0% | 0% | 15 | 25
Commercial_Miscellaneous_Water Heating_Natural Gas_Water Heater_Distribution | Commercial | Miscellaneous | Water Heating | Natural Gas | Water Heater | Distribution | 6.667% | 6.667% | 6.667% | 6.667% | 6.667% | 6.667% | 6.667% | 6.667% | 6.667% | 6.667% | 6.061% | 5.455% | 4.848% | 4.242% | 3.636% | 3.03% | 2.424% | 1.818% | 1.212% | 0.6061% | 0% | 0% | 0% | 0% | 0% | 0% | 0% | 0% | 0% | 0% | 0% | 0% | 0% | 0% | 0% | 0% | 8 | 12
Commercial_Miscellaneous_Food Preparation_Natural Gas_Oven_Distribution | Commercial | Miscellaneous | Food Preparation | Natural Gas | Oven | Distribution | 10% | 10% | 10% | 10% | 10% | 10% | 10% | 10% | 8% | 6% | 4% | 2% | 0% | 0% | 0% | 0% | 0% | 0% | 0% | 0% | 0% | 0% | 0% | 0% | 0% | 0% | 0% | 0% | 0% | 0% | 0% | 0% | 0% | 0% | 0% | 0% | 10 | 14
Commercial_Miscellaneous_Food Preparation_Natural Gas_Conveyor Oven_Distribution | Commercial | Miscellaneous | Food Preparation | Natural Gas | Conveyor Oven | Distribution | 10% | 10% | 10% | 10% | 10% | 10% | 10% | 10% | 8% | 6% | 4% | 2% | 0% | 0% | 0% | 0% | 0% | 0% | 0% | 0% | 0% | 0% | 0% | 0% | 0% | 0% | 0% | 0% | 0% | 0% | 0% | 0% | 0% | 0% | 0% | 0% | 15 | 19
Commercial_Miscellaneous_Food Preparation_Natural Gas_Double Rack Oven_Distribution | Commercial | Miscellaneous | Food Preparation | Natural Gas | Double Rack Oven | Distribution | 10% | 10% | 10% | 10% | 10% | 10% | 10% | 10% | 8% | 6% | 4% | 2% | 0% | 0% | 0% | 0% | 0% | 0% | 0% | 0% | 0% | 0% | 0% | 0% | 0% | 0% | 0% | 0% | 0% | 0% | 0% | 0% | 0% | 0% | 0% | 0% | 8 | 16
Commercial_Miscellaneous_Food Preparation_Natural Gas_Fryer_Distribution | Commercial | Miscellaneous | Food Preparation | Natural Gas | Fryer | Distribution | 6.667% | 6.667% | 6.667% | 6.667% | 6.667% | 6.667% | 6.667% | 6.667% | 6.667% | 6.667% | 6.061% | 5.455% | 4.848% | 4.242% | 3.636% | 3.03% | 2.424% | 1.818% | 1.212% | 0.6061% | 0% | 0% | 0% | 0% | 0% | 0% | 0% | 0% | 0% | 0% | 0% | 0% | 0% | 0% | 0% | 0% | 7 | 11
Commercial_Miscellaneous_Food Preparation_Natural Gas_Broiler_Distribution | Commercial | Miscellaneous | Food Preparation | Natural Gas | Broiler | Distribution | 8.333% | 8.333% | 8.333% | 8.333% | 8.333% | 8.333% | 8.333% | 8.333% | 7.407% | 6.481% | 5.556% | 4.63% | 3.704% | 2.778% | 1.852% | 0.9259% | 0% | 0% | 0% | 0% | 0% | 0% | 0% | 0% | 0% | 0% | 0% | 0% | 0% | 0% | 0% | 0% | 0% | 0% | 0% | 0% | 8 | 16
Commercial_Miscellaneous_Food Preparation_Natural Gas_Griddle_Distribution | Commercial | Miscellaneous | Food Preparation | Natural Gas | Griddle | Distribution | 8.333% | 8.333% | 8.333% | 8.333% | 8.333% | 8.333% | 8.333% | 8.333% | 7.407% | 6.481% | 5.556% | 4.63% | 3.704% | 2.778% | 1.852% | 0.9259% | 0% | 0% | 0% | 0% | 0% | 0% | 0% | 0% | 0% | 0% | 0% | 0% | 0% | 0% | 0% | 0% | 0% | 0% | 0% | 0% | 8 | 16
Commercial_Miscellaneous_Food Preparation_Natural Gas_Range_Distribution | Commercial | Miscellaneous | Food Preparation | Natural Gas | Range | Distribution | 10% | 10% | 10% | 10% | 10% | 10% | 10% | 10% | 8% | 6% | 4% | 2% | 0% | 0% | 0% | 0% | 0% | 0% | 0% | 0% | 0% | 0% | 0% | 0% | 0% | 0% | 0% | 0% | 0% | 0% | 0% | 0% | 0% | 0% | 0% | 0% | 8 | 12
Commercial_Miscellaneous_Food Preparation_Natural Gas_Steamer_Distribution | Commercial | Miscellaneous | Food Preparation | Natural Gas | Steamer | Distribution | 8.333% | 8.333% | 8.333% | 8.333% | 8.333% | 8.333% | 8.333% | 8.333% | 7.407% | 6.481% | 5.556% | 4.63% | 3.704% | 2.778% | 1.852% | 0.9259% | 0% | 0% | 0% | 0% | 0% | 0% | 0% | 0% | 0% | 0% | 0% | 0% | 0% | 0% | 0% | 0% | 0% | 0% | 0% | 0% | 6 | 10
Commercial_Miscellaneous_Food Preparation_Natural Gas_Commercial Food Prep Other_Distribution | Commercial | Miscellaneous | Food Preparation | Natural Gas | Commercial Food Prep Other | Distribution | 10% | 10% | 10% | 10% | 10% | 10% | 10% | 10% | 8% | 6% | 4% | 2% | 0% | 0% | 0% | 0% | 0% | 0% | 0% | 0% | 0% | 0% | 0% | 0% | 0% | 0% | 0% | 0% | 0% | 0% | 0% | 0% | 0% | 0% | 0% | 0% | 8 | 12
Commercial_Miscellaneous_Miscellaneous_Natural Gas_Pool Heater_Distribution | Commercial | Miscellaneous | Miscellaneous | Natural Gas | Pool Heater | Distribution | 10% | 10% | 10% | 10% | 10% | 9.091% | 8.182% | 7.273% | 6.364% | 5.455% | 4.545% | 3.636% | 2.727% | 1.818% | 0.9091% | 0% | 0% | 0% | 0% | 0% | 0% | 0% | 0% | 0% | 0% | 0% | 0% | 0% | 0% | 0% | 0% | 0% | 0% | 0% | 0% | 0% | 4 | 8
Commercial_Miscellaneous_Miscellaneous_Natural Gas_Miscellaneous_Distribution | Commercial | Miscellaneous | Miscellaneous | Natural Gas | Miscellaneous | Distribution | 20% | 20% | 17.14% | 14.29% | 11.43% | 8.571% | 5.714% | 2.857% | 0% | 0% | 0% | 0% | 0% | 0% | 0% | 0% | 0% | 0% | 0% | 0% | 0% | 0% | 0% | 0% | 0% | 0% | 0% | 0% | 0% | 0% | 0% | 0% | 0% | 0% | 0% | 0% | 2 | 8
Commercial_Office_Space Heating_Natural Gas_Furnace_Usage | Commercial | Office | Space Heating | Natural Gas | Furnace | Usage | 0.33961 | 0.34056 | 0.34151 | 0.34246 | 0.34341 | 0.34436 | 0.34531 | 0.34626 | 0.34721 | 0.34816 | 0.34911 | 0.35006 | 0.35101 | 0.35196 | 0.35291 | 0.35386 | 0.35481 | 0.35576 | 0.35671 | 0.35766 | 0.35861 | 0.35956 | 0.36051 | 0.36146 | 0.36241 | 0.36336 | 0 | 0 | 0 | 0 | 0 | 0 | 0 | 0 | 0 | 0 | 17 | 29
Commercial_Office_Space Heating_Natural Gas_Boiler_Usage | Commercial | Office | Space Heating | Natural Gas | Boiler | Usage | 0.6964 | 0.69943 | 0.70247 | 0.7055 | 0.70854 | 0.71157 | 0.7146 | 0.71764 | 0.72067 | 0.7237 | 0.72674 | 0.72977 | 0.73281 | 0.73584 | 0.73887 | 0.74191 | 0.74494 | 0.74798 | 0.75101 | 0.75404 | 0.75708 | 0.76011 | 0.76315 | 0.76618 | 0.76921 | 0.77225 | 0.77528 | 0.77832 | 0.78135 | 0.78438 | 0.78742 | 0.79045 | 0.79348 | 0.79652 | 0.79955 | 0 | 20 | 30
Commercial_Office_Space Heating_Natural Gas_Unit Heater_Usage | Commercial | Office | Space Heating | Natural Gas | Unit Heater | Usage | 0.17416 | 0.17416 | 0.17416 | 0.17416 | 0.17416 | 0.17416 | 0.17416 | 0.17416 | 0.17416 | 0.17416 | 0.17416 | 0.17416 | 0.17416 | 0.17416 | 0.17416 | 0.17416 | 0 | 0 | 0 | 0 | 0 | 0 | 0 | 0 | 0 | 0 | 0 | 0 | 0 | 0 | 0 | 0 | 0 | 0 | 0 | 0 | 15 | 25
Commercial_Office_Water Heating_Natural Gas_Water Heater_Usage | Commercial | Office | Water Heating | Natural Gas | Water Heater | Usage | 0.15915 | 0.16238 | 0.16561 | 0.16884 | 0.17207 | 0.1753 | 0.17853 | 0.18176 | 0.18499 | 0.18822 | 0.19145 | 0.19468 | 0.19791 | 0.20114 | 0.20437 | 0.2076 | 0.21083 | 0.21406 | 0.21729 | 0.22052 | 0 | 0 | 0 | 0 | 0 | 0 | 0 | 0 | 0 | 0 | 0 | 0 | 0 | 0 | 0 | 0 | 8 | 12
Commercial_Office_Food Preparation_Natural Gas_Oven_Usage | Commercial | Office | Food Preparation | Natural Gas | Oven | Usage | 0.033196 | 0.033196 | 0.033196 | 0.033196 | 0.033196 | 0.033196 | 0.033196 | 0.033196 | 0.033196 | 0.033196 | 0.033196 | 0.033196 | 0 | 0 | 0 | 0 | 0 | 0 | 0 | 0 | 0 | 0 | 0 | 0 | 0 | 0 | 0 | 0 | 0 | 0 | 0 | 0 | 0 | 0 | 0 | 0 | 10 | 14
Commercial_Office_Food Preparation_Natural Gas_Conveyor Oven_Usage | Commercial | Office | Food Preparation | Natural Gas | Conveyor Oven | Usage | 0.0568 | 0.0568 | 0.0568 | 0.0568 | 0.0568 | 0.0568 | 0.0568 | 0.0568 | 0.0568 | 0.0568 | 0.0568 | 0.0568 | 0 | 0 | 0 | 0 | 0 | 0 | 0 | 0 | 0 | 0 | 0 | 0 | 0 | 0 | 0 | 0 | 0 | 0 | 0 | 0 | 0 | 0 | 0 | 0 | 15 | 19
Commercial_Office_Food Preparation_Natural Gas_Double Rack Oven_Usage | Commercial | Office | Food Preparation | Natural Gas | Double Rack Oven | Usage | 0.08629 | 0.08629 | 0.08629 | 0.08629 | 0.08629 | 0.08629 | 0.08629 | 0.08629 | 0.08629 | 0.08629 | 0.08629 | 0.08629 | 0 | 0 | 0 | 0 | 0 | 0 | 0 | 0 | 0 | 0 | 0 | 0 | 0 | 0 | 0 | 0 | 0 | 0 | 0 | 0 | 0 | 0 | 0 | 0 | 8 | 16
Commercial_Office_Food Preparation_Natural Gas_Fryer_Usage | Commercial | Office | Food Preparation | Natural Gas | Fryer | Usage | 0.05143 | 0.05143 | 0.05143 | 0.05143 | 0.05143 | 0.05143 | 0.05143 | 0.05143 | 0.05143 | 0.05143 | 0.05143 | 0.05143 | 0.05143 | 0.05143 | 0.05143 | 0.05143 | 0.05143 | 0.05143 | 0.05143 | 0.05143 | 0 | 0 | 0 | 0 | 0 | 0 | 0 | 0 | 0 | 0 | 0 | 0 | 0 | 0 | 0 | 0 | 7 | 11
Commercial_Office_Food Preparation_Natural Gas_Broiler_Usage | Commercial | Office | Food Preparation | Natural Gas | Broiler | Usage | 0.05496 | 0.05496 | 0.05496 | 0.05496 | 0.05496 | 0.05496 | 0.05496 | 0.05496 | 0.05496 | 0.05496 | 0.05496 | 0.05496 | 0.05496 | 0.05496 | 0.05496 | 0.05496 | 0 | 0 | 0 | 0 | 0 | 0 | 0 | 0 | 0 | 0 | 0 | 0 | 0 | 0 | 0 | 0 | 0 | 0 | 0 | 0 | 8 | 16
Commercial_Office_Food Preparation_Natural Gas_Griddle_Usage | Commercial | Office | Food Preparation | Natural Gas | Griddle | Usage | 0.038306 | 0.038306 | 0.038306 | 0.038306 | 0.038306 | 0.038306 | 0.038306 | 0.038306 | 0.038306 | 0.038306 | 0.038306 | 0.038306 | 0.038306 | 0.038306 | 0.038306 | 0.038306 | 0 | 0 | 0 | 0 | 0 | 0 | 0 | 0 | 0 | 0 | 0 | 0 | 0 | 0 | 0 | 0 | 0 | 0 | 0 | 0 | 8 | 16
Commercial_Office_Food Preparation_Natural Gas_Range_Usage | Commercial | Office | Food Preparation | Natural Gas | Range | Usage | 0.037843 | 0.037843 | 0.037843 | 0.037843 | 0.037843 | 0.037843 | 0.037843 | 0.037843 | 0.037843 | 0.037843 | 0.037843 | 0.037843 | 0 | 0 | 0 | 0 | 0 | 0 | 0 | 0 | 0 | 0 | 0 | 0 | 0 | 0 | 0 | 0 | 0 | 0 | 0 | 0 | 0 | 0 | 0 | 0 | 8 | 12
Commercial_Office_Food Preparation_Natural Gas_Steamer_Usage | Commercial | Office | Food Preparation | Natural Gas | Steamer | Usage | 0.043731 | 0.043731 | 0.043731 | 0.043731 | 0.043731 | 0.043731 | 0.043731 | 0.043731 | 0.043731 | 0.043731 | 0.043731 | 0.043731 | 0.043731 | 0.043731 | 0.043731 | 0.043731 | 0 | 0 | 0 | 0 | 0 | 0 | 0 | 0 | 0 | 0 | 0 | 0 | 0 | 0 | 0 | 0 | 0 | 0 | 0 | 0 | 6 | 10
Commercial_Office_Food Preparation_Natural Gas_Commercial Food Prep Other_Usage | Commercial | Office | Food Preparation | Natural Gas | Commercial Food Prep Other | Usage | 0.015793 | 0.015793 | 0.015793 | 0.015793 | 0.015793 | 0.015793 | 0.015793 | 0.015793 | 0.015793 | 0.015793 | 0.015793 | 0.015793 | 0 | 0 | 0 | 0 | 0 | 0 | 0 | 0 | 0 | 0 | 0 | 0 | 0 | 0 | 0 | 0 | 0 | 0 | 0 | 0 | 0 | 0 | 0 | 0 | 8 | 12
Commercial_Office_Miscellaneous_Natural Gas_Pool Heater_Usage | Commercial | Office | Miscellaneous | Natural Gas | Pool Heater | Usage | 0.01 | 0.01 | 0.01 | 0.01 | 0.01 | 0.01 | 0.01 | 0.01 | 0.01 | 0.01 | 0.01 | 0.01 | 0.01 | 0.01 | 0.01 | 0 | 0 | 0 | 0 | 0 | 0 | 0 | 0 | 0 | 0 | 0 | 0 | 0 | 0 | 0 | 0 | 0 | 0 | 0 | 0 | 0 | 4 | 8
Commercial_Office_Miscellaneous_Natural Gas_Miscellaneous_Usage | Commercial | Office | Miscellaneous | Natural Gas | Miscellaneous | Usage | 0.010023 | 0.010023 | 0.010023 | 0.010023 | 0.010023 | 0.010023 | 0.010023 | 0.010023 | 0 | 0 | 0 | 0 | 0 | 0 | 0 | 0 | 0 | 0 | 0 | 0 | 0 | 0 | 0 | 0 | 0 | 0 | 0 | 0 | 0 | 0 | 0 | 0 | 0 | 0 | 0 | 0 | 2 | 8
Commercial_Restaurant_Space Heating_Natural Gas_Furnace_Usage | Commercial | Restaurant | Space Heating | Natural Gas | Furnace | Usage | 0.70003 | 0.70215 | 0.70426 | 0.70638 | 0.70849 | 0.7106 | 0.71272 | 0.71483 | 0.71694 | 0.71906 | 0.72117 | 0.72328 | 0.7254 | 0.72751 | 0.72963 | 0.73174 | 0.73385 | 0.73597 | 0.73808 | 0.74019 | 0.74231 | 0.74442 | 0.74653 | 0.74865 | 0.75076 | 0.75287 | 0 | 0 | 0 | 0 | 0 | 0 | 0 | 0 | 0 | 0 | 17 | 29
Commercial_Restaurant_Space Heating_Natural Gas_Boiler_Usage | Commercial | Restaurant | Space Heating | Natural Gas | Boiler | Usage | 2.0797 | 2.0887 | 2.0978 | 2.1068 | 2.1159 | 2.125 | 2.134 | 2.1431 | 2.1521 | 2.1612 | 2.1703 | 2.1793 | 2.1884 | 2.1974 | 2.2065 | 2.2156 | 2.2246 | 2.2337 | 2.2427 | 2.2518 | 2.2609 | 2.2699 | 2.279 | 2.288 | 2.2971 | 2.3062 | 2.3152 | 2.3243 | 2.3333 | 2.3424 | 2.3515 | 2.3605 | 2.3696 | 2.3786 | 2.3877 | 0 | 20 | 30
Commercial_Restaurant_Space Heating_Natural Gas_Unit Heater_Usage | Commercial | Restaurant | Space Heating | Natural Gas | Unit Heater | Usage | 0.3597 | 0.3597 | 0.3597 | 0.3597 | 0.3597 | 0.3597 | 0.3597 | 0.3597 | 0.3597 | 0.3597 | 0.3597 | 0.3597 | 0.3597 | 0.3597 | 0.3597 | 0.3597 | 0 | 0 | 0 | 0 | 0 | 0 | 0 | 0 | 0 | 0 | 0 | 0 | 0 | 0 | 0 | 0 | 0 | 0 | 0 | 0 | 15 | 25
Commercial_Restaurant_Water Heating_Natural Gas_Water Heater_Usage | Commercial | Restaurant | Water Heating | Natural Gas | Water Heater | Usage | 0.68724 | 0.70119 | 0.71513 | 0.72908 | 0.74303 | 0.75697 | 0.77092 | 0.78487 | 0.79881 | 0.81276 | 0.82671 | 0.84066 | 0.8546 | 0.86855 | 0.8825 | 0.89644 | 0.91039 | 0.92434 | 0.93828 | 0.95223 | 0 | 0 | 0 | 0 | 0 | 0 | 0 | 0 | 0 | 0 | 0 | 0 | 0 | 0 | 0 | 0 | 8 | 12
Commercial_Restaurant_Food Preparation_Natural Gas_Oven_Usage | Commercial | Restaurant | Food Preparation | Natural Gas | Oven | Usage | 0.29164 | 0.29164 | 0.29164 | 0.29164 | 0.29164 | 0.29164 | 0.29164 | 0.29164 | 0.29164 | 0.29164 | 0.29164 | 0.29164 | 0 | 0 | 0 | 0 | 0 | 0 | 0 | 0 | 0 | 0 | 0 | 0 | 0 | 0 | 0 | 0 | 0 | 0 | 0 | 0 | 0 | 0 | 0 | 0 | 10 | 14
Commercial_Restaurant_Food Preparation_Natural Gas_Conveyor Oven_Usage | Commercial | Restaurant | Food Preparation | Natural Gas | Conveyor Oven | Usage | 0.49901 | 0.49901 | 0.49901 | 0.49901 | 0.49901 | 0.49901 | 0.49901 | 0.49901 | 0.49901 | 0.49901 | 0.49901 | 0.49901 | 0 | 0 | 0 | 0 | 0 | 0 | 0 | 0 | 0 | 0 | 0 | 0 | 0 | 0 | 0 | 0 | 0 | 0 | 0 | 0 | 0 | 0 | 0 | 0 | 15 | 19
Commercial_Restaurant_Food Preparation_Natural Gas_Double Rack Oven_Usage | Commercial | Restaurant | Food Preparation | Natural Gas | Double Rack Oven | Usage | 0.75808 | 0.75808 | 0.75808 | 0.75808 | 0.75808 | 0.75808 | 0.75808 | 0.75808 | 0.75808 | 0.75808 | 0.75808 | 0.75808 | 0 | 0 | 0 | 0 | 0 | 0 | 0 | 0 | 0 | 0 | 0 | 0 | 0 | 0 | 0 | 0 | 0 | 0 | 0 | 0 | 0 | 0 | 0 | 0 | 8 | 16
Commercial_Restaurant_Food Preparation_Natural Gas_Fryer_Usage | Commercial | Restaurant | Food Preparation | Natural Gas | Fryer | Usage | 0.45183 | 0.45183 | 0.45183 | 0.45183 | 0.45183 | 0.45183 | 0.45183 | 0.45183 | 0.45183 | 0.45183 | 0.45183 | 0.45183 | 0.45183 | 0.45183 | 0.45183 | 0.45183 | 0.45183 | 0.45183 | 0.45183 | 0.45183 | 0 | 0 | 0 | 0 | 0 | 0 | 0 | 0 | 0 | 0 | 0 | 0 | 0 | 0 | 0 | 0 | 7 | 11
Commercial_Restaurant_Food Preparation_Natural Gas_Broiler_Usage | Commercial | Restaurant | Food Preparation | Natural Gas | Broiler | Usage | 0.48285 | 0.48285 | 0.48285 | 0.48285 | 0.48285 | 0.48285 | 0.48285 | 0.48285 | 0.48285 | 0.48285 | 0.48285 | 0.48285 | 0.48285 | 0.48285 | 0.48285 | 0.48285 | 0 | 0 | 0 | 0 | 0 | 0 | 0 | 0 | 0 | 0 | 0 | 0 | 0 | 0 | 0 | 0 | 0 | 0 | 0 | 0 | 8 | 16
Commercial_Restaurant_Food Preparation_Natural Gas_Griddle_Usage | Commercial | Restaurant | Food Preparation | Natural Gas | Griddle | Usage | 0.33653 | 0.33653 | 0.33653 | 0.33653 | 0.33653 | 0.33653 | 0.33653 | 0.33653 | 0.33653 | 0.33653 | 0.33653 | 0.33653 | 0.33653 | 0.33653 | 0.33653 | 0.33653 | 0 | 0 | 0 | 0 | 0 | 0 | 0 | 0 | 0 | 0 | 0 | 0 | 0 | 0 | 0 | 0 | 0 | 0 | 0 | 0 | 8 | 16
Commercial_Restaurant_Food Preparation_Natural Gas_Range_Usage | Commercial | Restaurant | Food Preparation | Natural Gas | Range | Usage | 0.33247 | 0.33247 | 0.33247 | 0.33247 | 0.33247 | 0.33247 | 0.33247 | 0.33247 | 0.33247 | 0.33247 | 0.33247 | 0.33247 | 0 | 0 | 0 | 0 | 0 | 0 | 0 | 0 | 0 | 0 | 0 | 0 | 0 | 0 | 0 | 0 | 0 | 0 | 0 | 0 | 0 | 0 | 0 | 0 | 8 | 12
Commercial_Restaurant_Food Preparation_Natural Gas_Steamer_Usage | Commercial | Restaurant | Food Preparation | Natural Gas | Steamer | Usage | 0.3842 | 0.3842 | 0.3842 | 0.3842 | 0.3842 | 0.3842 | 0.3842 | 0.3842 | 0.3842 | 0.3842 | 0.3842 | 0.3842 | 0.3842 | 0.3842 | 0.3842 | 0.3842 | 0 | 0 | 0 | 0 | 0 | 0 | 0 | 0 | 0 | 0 | 0 | 0 | 0 | 0 | 0 | 0 | 0 | 0 | 0 | 0 | 6 | 10
Commercial_Restaurant_Food Preparation_Natural Gas_Commercial Food Prep Other_Usage | Commercial | Restaurant | Food Preparation | Natural Gas | Commercial Food Prep Other | Usage | 0.13875 | 0.13875 | 0.13875 | 0.13875 | 0.13875 | 0.13875 | 0.13875 | 0.13875 | 0.13875 | 0.13875 | 0.13875 | 0.13875 | 0 | 0 | 0 | 0 | 0 | 0 | 0 | 0 | 0 | 0 | 0 | 0 | 0 | 0 | 0 | 0 | 0 | 0 | 0 | 0 | 0 | 0 | 0 | 0 | 8 | 12
Commercial_Restaurant_Miscellaneous_Natural Gas_Pool Heater_Usage | Commercial | Restaurant | Miscellaneous | Natural Gas | Pool Heater | Usage | 0.01 | 0.01 | 0.01 | 0.01 | 0.01 | 0.01 | 0.01 | 0.01 | 0.01 | 0.01 | 0.01 | 0.01 | 0.01 | 0.01 | 0.01 | 0 | 0 | 0 | 0 | 0 | 0 | 0 | 0 | 0 | 0 | 0 | 0 | 0 | 0 | 0 | 0 | 0 | 0 | 0 | 0 | 0 | 4 | 8
Commercial_Restaurant_Miscellaneous_Natural Gas_Miscellaneous_Usage | Commercial | Restaurant | Miscellaneous | Natural Gas | Miscellaneous | Usage | 0.021106 | 0.021106 | 0.021106 | 0.021106 | 0.021106 | 0.021106 | 0.021106 | 0.021106 | 0 | 0 | 0 | 0 | 0 | 0 | 0 | 0 | 0 | 0 | 0 | 0 | 0 | 0 | 0 | 0 | 0 | 0 | 0 | 0 | 0 | 0 | 0 | 0 | 0 | 0 | 0 | 0 | 2 | 8
Commercial_Retail_Space Heating_Natural Gas_Furnace_Usage | Commercial | Retail | Space Heating | Natural Gas | Furnace | Usage | 0.50157 | 0.5031 | 0.50463 | 0.50617 | 0.5077 | 0.50923 | 0.51077 | 0.5123 | 0.51383 | 0.51537 | 0.5169 | 0.51843 | 0.51997 | 0.5215 | 0.52303 | 0.52457 | 0.5261 | 0.52763 | 0.52917 | 0.5307 | 0.53223 | 0.53377 | 0.5353 | 0.53683 | 0.53837 | 0.5399 | 0 | 0 | 0 | 0 | 0 | 0 | 0 | 0 | 0 | 0 | 17 | 29
Commercial_Retail_Space Heating_Natural Gas_Boiler_Usage | Commercial | Retail | Space Heating | Natural Gas | Boiler | Usage | 0.77345 | 0.77682 | 0.78019 | 0.78356 | 0.78693 | 0.7903 | 0.79367 | 0.79704 | 0.80041 | 0.80378 | 0.80715 | 0.81052 | 0.81389 | 0.81726 | 0.82063 | 0.824 | 0.82737 | 0.83074 | 0.83411 | 0.83748 | 0.84085 | 0.84422 | 0.84758 | 0.85095 | 0.85432 | 0.85769 | 0.86106 | 0.86443 | 0.8678 | 0.87117 | 0.87454 | 0.87791 | 0.88128 | 0.88465 | 0.88802 | 0 | 20 | 30
Commercial_Retail_Space Heating_Natural Gas_Unit Heater_Usage | Commercial | Retail | Space Heating | Natural Gas | Unit Heater | Usage | 0.25781 | 0.25781 | 0.25781 | 0.25781 | 0.25781 | 0.25781 | 0.25781 | 0.25781 | 0.25781 | 0.25781 | 0.25781 | 0.25781 | 0.25781 | 0.25781 | 0.25781 | 0.25781 | 0 | 0 | 0 | 0 | 0 | 0 | 0 | 0 | 0 | 0 | 0 | 0 | 0 | 0 | 0 | 0 | 0 | 0 | 0 | 0 | 15 | 25
Commercial_Retail_Water Heating_Natural Gas_Water Heater_Usage | Commercial | Retail | Water Heating | Natural Gas | Water Heater | Usage | 0.24943 | 0.2545 | 0.25956 | 0.26462 | 0.26968 | 0.27474 | 0.27981 | 0.28487 | 0.28993 | 0.29499 | 0.30005 | 0.30512 | 0.31018 | 0.31524 | 0.3203 | 0.32537 | 0.33043 | 0.33549 | 0.34055 | 0.34561 | 0 | 0 | 0 | 0 | 0 | 0 | 0 | 0 | 0 | 0 | 0 | 0 | 0 | 0 | 0 | 0 | 8 | 12
Commercial_Retail_Food Preparation_Natural Gas_Oven_Usage | Commercial | Retail | Food Preparation | Natural Gas | Oven | Usage | 1.5605 | 1.5605 | 1.5605 | 1.5605 | 1.5605 | 1.5605 | 1.5605 | 1.5605 | 1.5605 | 1.5605 | 1.5605 | 1.5605 | 0 | 0 | 0 | 0 | 0 | 0 | 0 | 0 | 0 | 0 | 0 | 0 | 0 | 0 | 0 | 0 | 0 | 0 | 0 | 0 | 0 | 0 | 0 | 0 | 10 | 14
Commercial_Retail_Food Preparation_Natural Gas_Conveyor Oven_Usage | Commercial | Retail | Food Preparation | Natural Gas | Conveyor Oven | Usage | 2.6702 | 2.6702 | 2.6702 | 2.6702 | 2.6702 | 2.6702 | 2.6702 | 2.6702 | 2.6702 | 2.6702 | 2.6702 | 2.6702 | 0 | 0 | 0 | 0 | 0 | 0 | 0 | 0 | 0 | 0 | 0 | 0 | 0 | 0 | 0 | 0 | 0 | 0 | 0 | 0 | 0 | 0 | 0 | 0 | 15 | 19
Commercial_Retail_Food Preparation_Natural Gas_Double Rack Oven_Usage | Commercial | Retail | Food Preparation | Natural Gas | Double Rack Oven | Usage | 4.0565 | 4.0565 | 4.0565 | 4.0565 | 4.0565 | 4.0565 | 4.0565 | 4.0565 | 4.0565 | 4.0565 | 4.0565 | 4.0565 | 0 | 0 | 0 | 0 | 0 | 0 | 0 | 0 | 0 | 0 | 0 | 0 | 0 | 0 | 0 | 0 | 0 | 0 | 0 | 0 | 0 | 0 | 0 | 0 | 8 | 16
Commercial_Retail_Food Preparation_Natural Gas_Fryer_Usage | Commercial | Retail | Food Preparation | Natural Gas | Fryer | Usage | 2.4178 | 2.4178 | 2.4178 | 2.4178 | 2.4178 | 2.4178 | 2.4178 | 2.4178 | 2.4178 | 2.4178 | 2.4178 | 2.4178 | 2.4178 | 2.4178 | 2.4178 | 2.4178 | 2.4178 | 2.4178 | 2.4178 | 2.4178 | 0 | 0 | 0 | 0 | 0 | 0 | 0 | 0 | 0 | 0 | 0 | 0 | 0 | 0 | 0 | 0 | 7 | 11
Commercial_Retail_Food Preparation_Natural Gas_Broiler_Usage | Commercial | Retail | Food Preparation | Natural Gas | Broiler | Usage | 2.5837 | 2.5837 | 2.5837 | 2.5837 | 2.5837 | 2.5837 | 2.5837 | 2.5837 | 2.5837 | 2.5837 | 2.5837 | 2.5837 | 2.5837 | 2.5837 | 2.5837 | 2.5837 | 0 | 0 | 0 | 0 | 0 | 0 | 0 | 0 | 0 | 0 | 0 | 0 | 0 | 0 | 0 | 0 | 0 | 0 | 0 | 0 | 8 | 16
Commercial_Retail_Food Preparation_Natural Gas_Griddle_Usage | Commercial | Retail | Food Preparation | Natural Gas | Griddle | Usage | 1.8008 | 1.8008 | 1.8008 | 1.8008 | 1.8008 | 1.8008 | 1.8008 | 1.8008 | 1.8008 | 1.8008 | 1.8008 | 1.8008 | 1.8008 | 1.8008 | 1.8008 | 1.8008 | 0 | 0 | 0 | 0 | 0 | 0 | 0 | 0 | 0 | 0 | 0 | 0 | 0 | 0 | 0 | 0 | 0 | 0 | 0 | 0 | 8 | 16
Commercial_Retail_Food Preparation_Natural Gas_Range_Usage | Commercial | Retail | Food Preparation | Natural Gas | Range | Usage | 1.779 | 1.779 | 1.779 | 1.779 | 1.779 | 1.779 | 1.779 | 1.779 | 1.779 | 1.779 | 1.779 | 1.779 | 0 | 0 | 0 | 0 | 0 | 0 | 0 | 0 | 0 | 0 | 0 | 0 | 0 | 0 | 0 | 0 | 0 | 0 | 0 | 0 | 0 | 0 | 0 | 0 | 8 | 12
Commercial_Retail_Food Preparation_Natural Gas_Steamer_Usage | Commercial | Retail | Food Preparation | Natural Gas | Steamer | Usage | 2.0558 | 2.0558 | 2.0558 | 2.0558 | 2.0558 | 2.0558 | 2.0558 | 2.0558 | 2.0558 | 2.0558 | 2.0558 | 2.0558 | 2.0558 | 2.0558 | 2.0558 | 2.0558 | 0 | 0 | 0 | 0 | 0 | 0 | 0 | 0 | 0 | 0 | 0 | 0 | 0 | 0 | 0 | 0 | 0 | 0 | 0 | 0 | 6 | 10
Commercial_Retail_Food Preparation_Natural Gas_Commercial Food Prep Other_Usage | Commercial | Retail | Food Preparation | Natural Gas | Commercial Food Prep Other | Usage | 0.74245 | 0.74245 | 0.74245 | 0.74245 | 0.74245 | 0.74245 | 0.74245 | 0.74245 | 0.74245 | 0.74245 | 0.74245 | 0.74245 | 0 | 0 | 0 | 0 | 0 | 0 | 0 | 0 | 0 | 0 | 0 | 0 | 0 | 0 | 0 | 0 | 0 | 0 | 0 | 0 | 0 | 0 | 0 | 0 | 8 | 12
Commercial_Retail_Miscellaneous_Natural Gas_Pool Heater_Usage | Commercial | Retail | Miscellaneous | Natural Gas | Pool Heater | Usage | 0.01 | 0.01 | 0.01 | 0.01 | 0.01 | 0.01 | 0.01 | 0.01 | 0.01 | 0.01 | 0.01 | 0.01 | 0.01 | 0.01 | 0.01 | 0 | 0 | 0 | 0 | 0 | 0 | 0 | 0 | 0 | 0 | 0 | 0 | 0 | 0 | 0 | 0 | 0 | 0 | 0 | 0 | 0 | 4 | 8
Commercial_Retail_Miscellaneous_Natural Gas_Miscellaneous_Usage | Commercial | Retail | Miscellaneous | Natural Gas | Miscellaneous | Usage | 0.026704 | 0.026704 | 0.026704 | 0.026704 | 0.026704 | 0.026704 | 0.026704 | 0.026704 | 0 | 0 | 0 | 0 | 0 | 0 | 0 | 0 | 0 | 0 | 0 | 0 | 0 | 0 | 0 | 0 | 0 | 0 | 0 | 0 | 0 | 0 | 0 | 0 | 0 | 0 | 0 | 0 | 2 | 8
Commercial_Grocery_Space Heating_Natural Gas_Furnace_Usage | Commercial | Grocery | Space Heating | Natural Gas | Furnace | Usage | 0.5419 | 0.54731 | 0.55272 | 0.55812 | 0.56353 | 0.56893 | 0.57434 | 0.57974 | 0.58515 | 0.59056 | 0.59596 | 0.60137 | 0.60677 | 0.61218 | 0.61759 | 0.62299 | 0.6284 | 0.6338 | 0.63921 | 0.64461 | 0.65002 | 0.65543 | 0.66083 | 0.66624 | 0.67164 | 0.67705 | 0 | 0 | 0 | 0 | 0 | 0 | 0 | 0 | 0 | 0 | 17 | 29
Commercial_Grocery_Space Heating_Natural Gas_Boiler_Usage | Commercial | Grocery | Space Heating | Natural Gas | Boiler | Usage | 0.88721 | 0.89107 | 0.89494 | 0.8988 | 0.90267 | 0.90653 | 0.9104 | 0.91426 | 0.91813 | 0.92199 | 0.92586 | 0.92972 | 0.93359 | 0.93745 | 0.94132 | 0.94518 | 0.94905 | 0.95292 | 0.95678 | 0.96065 | 0.96451 | 0.96838 | 0.97224 | 0.97611 | 0.97997 | 0.98384 | 0.9877 | 0.99157 | 0.99543 | 0.9993 | 1.0032 | 1.007 | 1.0109 | 1.0148 | 1.0186 | 0 | 20 | 30
Commercial_Grocery_Space Heating_Natural Gas_Unit Heater_Usage | Commercial | Grocery | Space Heating | Natural Gas | Unit Heater | Usage | 0.29573 | 0.29573 | 0.29573 | 0.29573 | 0.29573 | 0.29573 | 0.29573 | 0.29573 | 0.29573 | 0.29573 | 0.29573 | 0.29573 | 0.29573 | 0.29573 | 0.29573 | 0.29573 | 0 | 0 | 0 | 0 | 0 | 0 | 0 | 0 | 0 | 0 | 0 | 0 | 0 | 0 | 0 | 0 | 0 | 0 | 0 | 0 | 15 | 25
Commercial_Grocery_Water Heating_Natural Gas_Water Heater_Usage | Commercial | Grocery | Water Heating | Natural Gas | Water Heater | Usage | 0.22297 | 0.22749 | 0.23202 | 0.23654 | 0.24107 | 0.24559 | 0.25012 | 0.25464 | 0.25917 | 0.26369 | 0.26822 | 0.27274 | 0.27727 | 0.28179 | 0.28632 | 0.29084 | 0.29537 | 0.29989 | 0.30442 | 0.30894 | 0 | 0 | 0 | 0 | 0 | 0 | 0 | 0 | 0 | 0 | 0 | 0 | 0 | 0 | 0 | 0 | 8 | 12
Commercial_Grocery_Food Preparation_Natural Gas_Oven_Usage | Commercial | Grocery | Food Preparation | Natural Gas | Oven | Usage | 0.086118 | 0.086118 | 0.086118 | 0.086118 | 0.086118 | 0.086118 | 0.086118 | 0.086118 | 0.086118 | 0.086118 | 0.086118 | 0.086118 | 0 | 0 | 0 | 0 | 0 | 0 | 0 | 0 | 0 | 0 | 0 | 0 | 0 | 0 | 0 | 0 | 0 | 0 | 0 | 0 | 0 | 0 | 0 | 0 | 10 | 14
Commercial_Grocery_Food Preparation_Natural Gas_Conveyor Oven_Usage | Commercial | Grocery | Food Preparation | Natural Gas | Conveyor Oven | Usage | 0.14735 | 0.14735 | 0.14735 | 0.14735 | 0.14735 | 0.14735 | 0.14735 | 0.14735 | 0.14735 | 0.14735 | 0.14735 | 0.14735 | 0 | 0 | 0 | 0 | 0 | 0 | 0 | 0 | 0 | 0 | 0 | 0 | 0 | 0 | 0 | 0 | 0 | 0 | 0 | 0 | 0 | 0 | 0 | 0 | 15 | 19
Commercial_Grocery_Food Preparation_Natural Gas_Double Rack Oven_Usage | Commercial | Grocery | Food Preparation | Natural Gas | Double Rack Oven | Usage | 0.22386 | 0.22386 | 0.22386 | 0.22386 | 0.22386 | 0.22386 | 0.22386 | 0.22386 | 0.22386 | 0.22386 | 0.22386 | 0.22386 | 0 | 0 | 0 | 0 | 0 | 0 | 0 | 0 | 0 | 0 | 0 | 0 | 0 | 0 | 0 | 0 | 0 | 0 | 0 | 0 | 0 | 0 | 0 | 0 | 8 | 16
Commercial_Grocery_Food Preparation_Natural Gas_Fryer_Usage | Commercial | Grocery | Food Preparation | Natural Gas | Fryer | Usage | 0.13342 | 0.13342 | 0.13342 | 0.13342 | 0.13342 | 0.13342 | 0.13342 | 0.13342 | 0.13342 | 0.13342 | 0.13342 | 0.13342 | 0.13342 | 0.13342 | 0.13342 | 0.13342 | 0.13342 | 0.13342 | 0.13342 | 0.13342 | 0 | 0 | 0 | 0 | 0 | 0 | 0 | 0 | 0 | 0 | 0 | 0 | 0 | 0 | 0 | 0 | 7 | 11
Commercial_Grocery_Food Preparation_Natural Gas_Broiler_Usage | Commercial | Grocery | Food Preparation | Natural Gas | Broiler | Usage | 0.14258 | 0.14258 | 0.14258 | 0.14258 | 0.14258 | 0.14258 | 0.14258 | 0.14258 | 0.14258 | 0.14258 | 0.14258 | 0.14258 | 0.14258 | 0.14258 | 0.14258 | 0.14258 | 0 | 0 | 0 | 0 | 0 | 0 | 0 | 0 | 0 | 0 | 0 | 0 | 0 | 0 | 0 | 0 | 0 | 0 | 0 | 0 | 8 | 16
Commercial_Grocery_Food Preparation_Natural Gas_Griddle_Usage | Commercial | Grocery | Food Preparation | Natural Gas | Griddle | Usage | 0.099375 | 0.099375 | 0.099375 | 0.099375 | 0.099375 | 0.099375 | 0.099375 | 0.099375 | 0.099375 | 0.099375 | 0.099375 | 0.099375 | 0.099375 | 0.099375 | 0.099375 | 0.099375 | 0 | 0 | 0 | 0 | 0 | 0 | 0 | 0 | 0 | 0 | 0 | 0 | 0 | 0 | 0 | 0 | 0 | 0 | 0 | 0 | 8 | 16
Commercial_Grocery_Food Preparation_Natural Gas_Range_Usage | Commercial | Grocery | Food Preparation | Natural Gas | Range | Usage | 0.098175 | 0.098175 | 0.098175 | 0.098175 | 0.098175 | 0.098175 | 0.098175 | 0.098175 | 0.098175 | 0.098175 | 0.098175 | 0.098175 | 0 | 0 | 0 | 0 | 0 | 0 | 0 | 0 | 0 | 0 | 0 | 0 | 0 | 0 | 0 | 0 | 0 | 0 | 0 | 0 | 0 | 0 | 0 | 0 | 8 | 12
Commercial_Grocery_Food Preparation_Natural Gas_Steamer_Usage | Commercial | Grocery | Food Preparation | Natural Gas | Steamer | Usage | 0.11345 | 0.11345 | 0.11345 | 0.11345 | 0.11345 | 0.11345 | 0.11345 | 0.11345 | 0.11345 | 0.11345 | 0.11345 | 0.11345 | 0.11345 | 0.11345 | 0.11345 | 0.11345 | 0 | 0 | 0 | 0 | 0 | 0 | 0 | 0 | 0 | 0 | 0 | 0 | 0 | 0 | 0 | 0 | 0 | 0 | 0 | 0 | 6 | 10
Commercial_Grocery_Food Preparation_Natural Gas_Commercial Food Prep Other_Usage | Commercial | Grocery | Food Preparation | Natural Gas | Commercial Food Prep Other | Usage | 0.040972 | 0.040972 | 0.040972 | 0.040972 | 0.040972 | 0.040972 | 0.040972 | 0.040972 | 0.040972 | 0.040972 | 0.040972 | 0.040972 | 0 | 0 | 0 | 0 | 0 | 0 | 0 | 0 | 0 | 0 | 0 | 0 | 0 | 0 | 0 | 0 | 0 | 0 | 0 | 0 | 0 | 0 | 0 | 0 | 8 | 12
Commercial_Grocery_Miscellaneous_Natural Gas_Pool Heater_Usage | Commercial | Grocery | Miscellaneous | Natural Gas | Pool Heater | Usage | 0.01 | 0.01 | 0.01 | 0.01 | 0.01 | 0.01 | 0.01 | 0.01 | 0.01 | 0.01 | 0.01 | 0.01 | 0.01 | 0.01 | 0.01 | 0 | 0 | 0 | 0 | 0 | 0 | 0 | 0 | 0 | 0 | 0 | 0 | 0 | 0 | 0 | 0 | 0 | 0 | 0 | 0 | 0 | 4 | 8
Commercial_Grocery_Miscellaneous_Natural Gas_Miscellaneous_Usage | Commercial | Grocery | Miscellaneous | Natural Gas | Miscellaneous | Usage | 0.0059718 | 0.0059718 | 0.0059718 | 0.0059718 | 0.0059718 | 0.0059718 | 0.0059718 | 0.0059718 | 0 | 0 | 0 | 0 | 0 | 0 | 0 | 0 | 0 | 0 | 0 | 0 | 0 | 0 | 0 | 0 | 0 | 0 | 0 | 0 | 0 | 0 | 0 | 0 | 0 | 0 | 0 | 0 | 2 | 8
Commercial_School_Space Heating_Natural Gas_Furnace_Usage | Commercial | School | Space Heating | Natural Gas | Furnace | Usage | 0.086484 | 0.086749 | 0.087014 | 0.087278 | 0.087543 | 0.087808 | 0.088073 | 0.088338 | 0.088603 | 0.088868 | 0.089132 | 0.089397 | 0.089662 | 0.089927 | 0.090192 | 0.090457 | 0.090722 | 0.090987 | 0.091251 | 0.091516 | 0.091781 | 0.092046 | 0.092311 | 0.092576 | 0.092841 | 0.093106 | 0 | 0 | 0 | 0 | 0 | 0 | 0 | 0 | 0 | 0 | 17 | 29
Commercial_School_Space Heating_Natural Gas_Boiler_Usage | Commercial | School | Space Heating | Natural Gas | Boiler | Usage | 0.18529 | 0.1861 | 0.1869 | 0.18771 | 0.18852 | 0.18933 | 0.19013 | 0.19094 | 0.19175 | 0.19255 | 0.19336 | 0.19417 | 0.19498 | 0.19578 | 0.19659 | 0.1974 | 0.1982 | 0.19901 | 0.19982 | 0.20063 | 0.20143 | 0.20224 | 0.20305 | 0.20386 | 0.20466 | 0.20547 | 0.20628 | 0.20708 | 0.20789 | 0.2087 | 0.20951 | 0.21031 | 0.21112 | 0.21193 | 0.21273 | 0 | 20 | 30
Commercial_School_Space Heating_Natural Gas_Unit Heater_Usage | Commercial | School | Space Heating | Natural Gas | Unit Heater | Usage | 0.044456 | 0.044456 | 0.044456 | 0.044456 | 0.044456 | 0.044456 | 0.044456 | 0.044456 | 0.044456 | 0.044456 | 0.044456 | 0.044456 | 0.044456 | 0.044456 | 0.044456 | 0.044456 | 0 | 0 | 0 | 0 | 0 | 0 | 0 | 0 | 0 | 0 | 0 | 0 | 0 | 0 | 0 | 0 | 0 | 0 | 0 | 0 | 15 | 25
Commercial_School_Water Heating_Natural Gas_Water Heater_Usage | Commercial | School | Water Heating | Natural Gas | Water Heater | Usage | 0.13363 | 0.13634 | 0.13905 | 0.14176 | 0.14447 | 0.14718 | 0.1499 | 0.15261 | 0.15532 | 0.15803 | 0.16074 | 0.16346 | 0.16617 | 0.16888 | 0.17159 | 0.1743 | 0.17701 | 0.17973 | 0.18244 | 0.18515 | 0 | 0 | 0 | 0 | 0 | 0 | 0 | 0 | 0 | 0 | 0 | 0 | 0 | 0 | 0 | 0 | 8 | 12
Commercial_School_Food Preparation_Natural Gas_Oven_Usage | Commercial | School | Food Preparation | Natural Gas | Oven | Usage | 0.01675 | 0.01675 | 0.01675 | 0.01675 | 0.01675 | 0.01675 | 0.01675 | 0.01675 | 0.01675 | 0.01675 | 0.01675 | 0.01675 | 0 | 0 | 0 | 0 | 0 | 0 | 0 | 0 | 0 | 0 | 0 | 0 | 0 | 0 | 0 | 0 | 0 | 0 | 0 | 0 | 0 | 0 | 0 | 0 | 10 | 14
Commercial_School_Food Preparation_Natural Gas_Conveyor Oven_Usage | Commercial | School | Food Preparation | Natural Gas | Conveyor Oven | Usage | 0.028661 | 0.028661 | 0.028661 | 0.028661 | 0.028661 | 0.028661 | 0.028661 | 0.028661 | 0.028661 | 0.028661 | 0.028661 | 0.028661 | 0 | 0 | 0 | 0 | 0 | 0 | 0 | 0 | 0 | 0 | 0 | 0 | 0 | 0 | 0 | 0 | 0 | 0 | 0 | 0 | 0 | 0 | 0 | 0 | 15 | 19
Commercial_School_Food Preparation_Natural Gas_Double Rack Oven_Usage | Commercial | School | Food Preparation | Natural Gas | Double Rack Oven | Usage | 0.043541 | 0.043541 | 0.043541 | 0.043541 | 0.043541 | 0.043541 | 0.043541 | 0.043541 | 0.043541 | 0.043541 | 0.043541 | 0.043541 | 0 | 0 | 0 | 0 | 0 | 0 | 0 | 0 | 0 | 0 | 0 | 0 | 0 | 0 | 0 | 0 | 0 | 0 | 0 | 0 | 0 | 0 | 0 | 0 | 8 | 16
Commercial_School_Food Preparation_Natural Gas_Fryer_Usage | Commercial | School | Food Preparation | Natural Gas | Fryer | Usage | 0.025951 | 0.025951 | 0.025951 | 0.025951 | 0.025951 | 0.025951 | 0.025951 | 0.025951 | 0.025951 | 0.025951 | 0.025951 | 0.025951 | 0.025951 | 0.025951 | 0.025951 | 0.025951 | 0.025951 | 0.025951 | 0.025951 | 0.025951 | 0 | 0 | 0 | 0 | 0 | 0 | 0 | 0 | 0 | 0 | 0 | 0 | 0 | 0 | 0 | 0 | 7 | 11
Commercial_School_Food Preparation_Natural Gas_Broiler_Usage | Commercial | School | Food Preparation | Natural Gas | Broiler | Usage | 0.027732 | 0.027732 | 0.027732 | 0.027732 | 0.027732 | 0.027732 | 0.027732 | 0.027732 | 0.027732 | 0.027732 | 0.027732 | 0.027732 | 0.027732 | 0.027732 | 0.027732 | 0.027732 | 0 | 0 | 0 | 0 | 0 | 0 | 0 | 0 | 0 | 0 | 0 | 0 | 0 | 0 | 0 | 0 | 0 | 0 | 0 | 0 | 8 | 16
Commercial_School_Food Preparation_Natural Gas_Griddle_Usage | Commercial | School | Food Preparation | Natural Gas | Griddle | Usage | 0.019329 | 0.019329 | 0.019329 | 0.019329 | 0.019329 | 0.019329 | 0.019329 | 0.019329 | 0.019329 | 0.019329 | 0.019329 | 0.019329 | 0.019329 | 0.019329 | 0.019329 | 0.019329 | 0 | 0 | 0 | 0 | 0 | 0 | 0 | 0 | 0 | 0 | 0 | 0 | 0 | 0 | 0 | 0 | 0 | 0 | 0 | 0 | 8 | 16
Commercial_School_Food Preparation_Natural Gas_Range_Usage | Commercial | School | Food Preparation | Natural Gas | Range | Usage | 0.019095 | 0.019095 | 0.019095 | 0.019095 | 0.019095 | 0.019095 | 0.019095 | 0.019095 | 0.019095 | 0.019095 | 0.019095 | 0.019095 | 0 | 0 | 0 | 0 | 0 | 0 | 0 | 0 | 0 | 0 | 0 | 0 | 0 | 0 | 0 | 0 | 0 | 0 | 0 | 0 | 0 | 0 | 0 | 0 | 8 | 12
Commercial_School_Food Preparation_Natural Gas_Steamer_Usage | Commercial | School | Food Preparation | Natural Gas | Steamer | Usage | 0.022066 | 0.022066 | 0.022066 | 0.022066 | 0.022066 | 0.022066 | 0.022066 | 0.022066 | 0.022066 | 0.022066 | 0.022066 | 0.022066 | 0.022066 | 0.022066 | 0.022066 | 0.022066 | 0 | 0 | 0 | 0 | 0 | 0 | 0 | 0 | 0 | 0 | 0 | 0 | 0 | 0 | 0 | 0 | 0 | 0 | 0 | 0 | 6 | 10
Commercial_School_Food Preparation_Natural Gas_Commercial Food Prep Other_Usage | Commercial | School | Food Preparation | Natural Gas | Commercial Food Prep Other | Usage | 0.0079691 | 0.0079691 | 0.0079691 | 0.0079691 | 0.0079691 | 0.0079691 | 0.0079691 | 0.0079691 | 0.0079691 | 0.0079691 | 0.0079691 | 0.0079691 | 0 | 0 | 0 | 0 | 0 | 0 | 0 | 0 | 0 | 0 | 0 | 0 | 0 | 0 | 0 | 0 | 0 | 0 | 0 | 0 | 0 | 0 | 0 | 0 | 8 | 12
Commercial_School_Miscellaneous_Natural Gas_Pool Heater_Usage | Commercial | School | Miscellaneous | Natural Gas | Pool Heater | Usage | 0.00090085 | 0.00090085 | 0.00090085 | 0.00090085 | 0.00090085 | 0.00090085 | 0.00090085 | 0.00090085 | 0.00090085 | 0.00090085 | 0.00090085 | 0.00090085 | 0.00090085 | 0.00090085 | 0.00090085 | 0 | 0 | 0 | 0 | 0 | 0 | 0 | 0 | 0 | 0 | 0 | 0 | 0 | 0 | 0 | 0 | 0 | 0 | 0 | 0 | 0 | 4 | 8
Commercial_School_Miscellaneous_Natural Gas_Miscellaneous_Usage | Commercial | School | Miscellaneous | Natural Gas | Miscellaneous | Usage | 0.0029789 | 0.0029789 | 0.0029789 | 0.0029789 | 0.0029789 | 0.0029789 | 0.0029789 | 0.0029789 | 0 | 0 | 0 | 0 | 0 | 0 | 0 | 0 | 0 | 0 | 0 | 0 | 0 | 0 | 0 | 0 | 0 | 0 | 0 | 0 | 0 | 0 | 0 | 0 | 0 | 0 | 0 | 0 | 2 | 8
Commercial_College_Space Heating_Natural Gas_Furnace_Usage | Commercial | College | Space Heating | Natural Gas | Furnace | Usage | 0.22224 | 0.22292 | 0.2236 | 0.22428 | 0.22496 | 0.22564 | 0.22632 | 0.227 | 0.22768 | 0.22836 | 0.22904 | 0.22973 | 0.23041 | 0.23109 | 0.23177 | 0.23245 | 0.23313 | 0.23381 | 0.23449 | 0.23517 | 0.23585 | 0.23653 | 0.23721 | 0.23789 | 0.23857 | 0.23925 | 0 | 0 | 0 | 0 | 0 | 0 | 0 | 0 | 0 | 0 | 17 | 29
Commercial_College_Space Heating_Natural Gas_Boiler_Usage | Commercial | College | Space Heating | Natural Gas | Boiler | Usage | 0.47614 | 0.47821 | 0.48029 | 0.48236 | 0.48444 | 0.48651 | 0.48859 | 0.49066 | 0.49273 | 0.49481 | 0.49688 | 0.49896 | 0.50103 | 0.50311 | 0.50518 | 0.50725 | 0.50933 | 0.5114 | 0.51348 | 0.51555 | 0.51763 | 0.5197 | 0.52177 | 0.52385 | 0.52592 | 0.528 | 0.53007 | 0.53215 | 0.53422 | 0.5363 | 0.53837 | 0.54044 | 0.54252 | 0.54459 | 0.54667 | 0 | 20 | 30
Commercial_College_Space Heating_Natural Gas_Unit Heater_Usage | Commercial | College | Space Heating | Natural Gas | Unit Heater | Usage | 0.11424 | 0.11424 | 0.11424 | 0.11424 | 0.11424 | 0.11424 | 0.11424 | 0.11424 | 0.11424 | 0.11424 | 0.11424 | 0.11424 | 0.11424 | 0.11424 | 0.11424 | 0.11424 | 0 | 0 | 0 | 0 | 0 | 0 | 0 | 0 | 0 | 0 | 0 | 0 | 0 | 0 | 0 | 0 | 0 | 0 | 0 | 0 | 15 | 25
Commercial_College_Water Heating_Natural Gas_Water Heater_Usage | Commercial | College | Water Heating | Natural Gas | Water Heater | Usage | 0.19249 | 0.1964 | 0.2003 | 0.20421 | 0.20812 | 0.21202 | 0.21593 | 0.21984 | 0.22374 | 0.22765 | 0.23156 | 0.23546 | 0.23937 | 0.24327 | 0.24718 | 0.25109 | 0.25499 | 0.2589 | 0.26281 | 0.26671 | 0 | 0 | 0 | 0 | 0 | 0 | 0 | 0 | 0 | 0 | 0 | 0 | 0 | 0 | 0 | 0 | 8 | 12
Commercial_College_Food Preparation_Natural Gas_Oven_Usage | Commercial | College | Food Preparation | Natural Gas | Oven | Usage | 0.013602 | 0.013602 | 0.013602 | 0.013602 | 0.013602 | 0.013602 | 0.013602 | 0.013602 | 0.013602 | 0.013602 | 0.013602 | 0.013602 | 0 | 0 | 0 | 0 | 0 | 0 | 0 | 0 | 0 | 0 | 0 | 0 | 0 | 0 | 0 | 0 | 0 | 0 | 0 | 0 | 0 | 0 | 0 | 0 | 10 | 14
Commercial_College_Food Preparation_Natural Gas_Conveyor Oven_Usage | Commercial | College | Food Preparation | Natural Gas | Conveyor Oven | Usage | 0.023274 | 0.023274 | 0.023274 | 0.023274 | 0.023274 | 0.023274 | 0.023274 | 0.023274 | 0.023274 | 0.023274 | 0.023274 | 0.023274 | 0 | 0 | 0 | 0 | 0 | 0 | 0 | 0 | 0 | 0 | 0 | 0 | 0 | 0 | 0 | 0 | 0 | 0 | 0 | 0 | 0 | 0 | 0 | 0 | 15 | 19
Commercial_College_Food Preparation_Natural Gas_Double Rack Oven_Usage | Commercial | College | Food Preparation | Natural Gas | Double Rack Oven | Usage | 0.035357 | 0.035357 | 0.035357 | 0.035357 | 0.035357 | 0.035357 | 0.035357 | 0.035357 | 0.035357 | 0.035357 | 0.035357 | 0.035357 | 0 | 0 | 0 | 0 | 0 | 0 | 0 | 0 | 0 | 0 | 0 | 0 | 0 | 0 | 0 | 0 | 0 | 0 | 0 | 0 | 0 | 0 | 0 | 0 | 8 | 16
Commercial_College_Food Preparation_Natural Gas_Fryer_Usage | Commercial | College | Food Preparation | Natural Gas | Fryer | Usage | 0.021073 | 0.021073 | 0.021073 | 0.021073 | 0.021073 | 0.021073 | 0.021073 | 0.021073 | 0.021073 | 0.021073 | 0.021073 | 0.021073 | 0.021073 | 0.021073 | 0.021073 | 0.021073 | 0.021073 | 0.021073 | 0.021073 | 0.021073 | 0 | 0 | 0 | 0 | 0 | 0 | 0 | 0 | 0 | 0 | 0 | 0 | 0 | 0 | 0 | 0 | 7 | 11
Commercial_College_Food Preparation_Natural Gas_Broiler_Usage | Commercial | College | Food Preparation | Natural Gas | Broiler | Usage | 0.02252 | 0.02252 | 0.02252 | 0.02252 | 0.02252 | 0.02252 | 0.02252 | 0.02252 | 0.02252 | 0.02252 | 0.02252 | 0.02252 | 0.02252 | 0.02252 | 0.02252 | 0.02252 | 0 | 0 | 0 | 0 | 0 | 0 | 0 | 0 | 0 | 0 | 0 | 0 | 0 | 0 | 0 | 0 | 0 | 0 | 0 | 0 | 8 | 16
Commercial_College_Food Preparation_Natural Gas_Griddle_Usage | Commercial | College | Food Preparation | Natural Gas | Griddle | Usage | 0.015696 | 0.015696 | 0.015696 | 0.015696 | 0.015696 | 0.015696 | 0.015696 | 0.015696 | 0.015696 | 0.015696 | 0.015696 | 0.015696 | 0.015696 | 0.015696 | 0.015696 | 0.015696 | 0 | 0 | 0 | 0 | 0 | 0 | 0 | 0 | 0 | 0 | 0 | 0 | 0 | 0 | 0 | 0 | 0 | 0 | 0 | 0 | 8 | 16
Commercial_College_Food Preparation_Natural Gas_Range_Usage | Commercial | College | Food Preparation | Natural Gas | Range | Usage | 0.015506 | 0.015506 | 0.015506 | 0.015506 | 0.015506 | 0.015506 | 0.015506 | 0.015506 | 0.015506 | 0.015506 | 0.015506 | 0.015506 | 0 | 0 | 0 | 0 | 0 | 0 | 0 | 0 | 0 | 0 | 0 | 0 | 0 | 0 | 0 | 0 | 0 | 0 | 0 | 0 | 0 | 0 | 0 | 0 | 8 | 12
Commercial_College_Food Preparation_Natural Gas_Steamer_Usage | Commercial | College | Food Preparation | Natural Gas | Steamer | Usage | 0.017919 | 0.017919 | 0.017919 | 0.017919 | 0.017919 | 0.017919 | 0.017919 | 0.017919 | 0.017919 | 0.017919 | 0.017919 | 0.017919 | 0.017919 | 0.017919 | 0.017919 | 0.017919 | 0 | 0 | 0 | 0 | 0 | 0 | 0 | 0 | 0 | 0 | 0 | 0 | 0 | 0 | 0 | 0 | 0 | 0 | 0 | 0 | 6 | 10
Commercial_College_Food Preparation_Natural Gas_Commercial Food Prep Other_Usage | Commercial | College | Food Preparation | Natural Gas | Commercial Food Prep Other | Usage | 0.0064712 | 0.0064712 | 0.0064712 | 0.0064712 | 0.0064712 | 0.0064712 | 0.0064712 | 0.0064712 | 0.0064712 | 0.0064712 | 0.0064712 | 0.0064712 | 0 | 0 | 0 | 0 | 0 | 0 | 0 | 0 | 0 | 0 | 0 | 0 | 0 | 0 | 0 | 0 | 0 | 0 | 0 | 0 | 0 | 0 | 0 | 0 | 8 | 12
Commercial_College_Miscellaneous_Natural Gas_Pool Heater_Usage | Commercial | College | Miscellaneous | Natural Gas | Pool Heater | Usage | 0.0022909 | 0.0022909 | 0.0022909 | 0.0022909 | 0.0022909 | 0.0022909 | 0.0022909 | 0.0022909 | 0.0022909 | 0.0022909 | 0.0022909 | 0.0022909 | 0.0022909 | 0.0022909 | 0.0022909 | 0 | 0 | 0 | 0 | 0 | 0 | 0 | 0 | 0 | 0 | 0 | 0 | 0 | 0 | 0 | 0 | 0 | 0 | 0 | 0 | 0 | 4 | 8
Commercial_College_Miscellaneous_Natural Gas_Miscellaneous_Usage | Commercial | College | Miscellaneous | Natural Gas | Miscellaneous | Usage | 0.005234 | 0.005234 | 0.005234 | 0.005234 | 0.005234 | 0.005234 | 0.005234 | 0.005234 | 0 | 0 | 0 | 0 | 0 | 0 | 0 | 0 | 0 | 0 | 0 | 0 | 0 | 0 | 0 | 0 | 0 | 0 | 0 | 0 | 0 | 0 | 0 | 0 | 0 | 0 | 0 | 0 | 2 | 8
Commercial_Health_Space Heating_Natural Gas_Furnace_Usage | Commercial | Health | Space Heating | Natural Gas | Furnace | Usage | 0.1878 | 0.19028 | 0.19276 | 0.19524 | 0.19772 | 0.2002 | 0.20268 | 0.20516 | 0.20765 | 0.21013 | 0.21261 | 0.21509 | 0.21757 | 0.22005 | 0.22253 | 0.22501 | 0.22749 | 0.22997 | 0.23245 | 0.23493 | 0.23741 | 0.2399 | 0.24238 | 0.24486 | 0.24734 | 0.24982 | 0 | 0 | 0 | 0 | 0 | 0 | 0 | 0 | 0 | 0 | 17 | 29
Commercial_Health_Space Heating_Natural Gas_Boiler_Usage | Commercial | Health | Space Heating | Natural Gas | Boiler | Usage | 0.49644 | 0.4986 | 0.50077 | 0.50293 | 0.50509 | 0.50725 | 0.50942 | 0.51158 | 0.51374 | 0.51591 | 0.51807 | 0.52023 | 0.52239 | 0.52456 | 0.52672 | 0.52888 | 0.53105 | 0.53321 | 0.53537 | 0.53753 | 0.5397 | 0.54186 | 0.54402 | 0.54618 | 0.54835 | 0.55051 | 0.55267 | 0.55484 | 0.557 | 0.55916 | 0.56132 | 0.56349 | 0.56565 | 0.56781 | 0.56998 | 0 | 20 | 30
Commercial_Health_Space Heating_Natural Gas_Unit Heater_Usage | Commercial | Health | Space Heating | Natural Gas | Unit Heater | Usage | 0.10527 | 0.10527 | 0.10527 | 0.10527 | 0.10527 | 0.10527 | 0.10527 | 0.10527 | 0.10527 | 0.10527 | 0.10527 | 0.10527 | 0.10527 | 0.10527 | 0.10527 | 0.10527 | 0 | 0 | 0 | 0 | 0 | 0 | 0 | 0 | 0 | 0 | 0 | 0 | 0 | 0 | 0 | 0 | 0 | 0 | 0 | 0 | 15 | 25
Commercial_Health_Water Heating_Natural Gas_Water Heater_Usage | Commercial | Health | Water Heating | Natural Gas | Water Heater | Usage | 0.42691 | 0.43557 | 0.44424 | 0.4529 | 0.46156 | 0.47023 | 0.47889 | 0.48755 | 0.49622 | 0.50488 | 0.51355 | 0.52221 | 0.53087 | 0.53954 | 0.5482 | 0.55687 | 0.56553 | 0.57419 | 0.58286 | 0.59152 | 0 | 0 | 0 | 0 | 0 | 0 | 0 | 0 | 0 | 0 | 0 | 0 | 0 | 0 | 0 | 0 | 8 | 12
Commercial_Health_Food Preparation_Natural Gas_Oven_Usage | Commercial | Health | Food Preparation | Natural Gas | Oven | Usage | 0.19366 | 0.19366 | 0.19366 | 0.19366 | 0.19366 | 0.19366 | 0.19366 | 0.19366 | 0.19366 | 0.19366 | 0.19366 | 0.19366 | 0 | 0 | 0 | 0 | 0 | 0 | 0 | 0 | 0 | 0 | 0 | 0 | 0 | 0 | 0 | 0 | 0 | 0 | 0 | 0 | 0 | 0 | 0 | 0 | 10 | 14
Commercial_Health_Food Preparation_Natural Gas_Conveyor Oven_Usage | Commercial | Health | Food Preparation | Natural Gas | Conveyor Oven | Usage | 0.33137 | 0.33137 | 0.33137 | 0.33137 | 0.33137 | 0.33137 | 0.33137 | 0.33137 | 0.33137 | 0.33137 | 0.33137 | 0.33137 | 0 | 0 | 0 | 0 | 0 | 0 | 0 | 0 | 0 | 0 | 0 | 0 | 0 | 0 | 0 | 0 | 0 | 0 | 0 | 0 | 0 | 0 | 0 | 0 | 15 | 19
Commercial_Health_Food Preparation_Natural Gas_Double Rack Oven_Usage | Commercial | Health | Food Preparation | Natural Gas | Double Rack Oven | Usage | 0.50341 | 0.50341 | 0.50341 | 0.50341 | 0.50341 | 0.50341 | 0.50341 | 0.50341 | 0.50341 | 0.50341 | 0.50341 | 0.50341 | 0 | 0 | 0 | 0 | 0 | 0 | 0 | 0 | 0 | 0 | 0 | 0 | 0 | 0 | 0 | 0 | 0 | 0 | 0 | 0 | 0 | 0 | 0 | 0 | 8 | 16
Commercial_Health_Food Preparation_Natural Gas_Fryer_Usage | Commercial | Health | Food Preparation | Natural Gas | Fryer | Usage | 0.30004 | 0.30004 | 0.30004 | 0.30004 | 0.30004 | 0.30004 | 0.30004 | 0.30004 | 0.30004 | 0.30004 | 0.30004 | 0.30004 | 0.30004 | 0.30004 | 0.30004 | 0.30004 | 0.30004 | 0.30004 | 0.30004 | 0.30004 | 0 | 0 | 0 | 0 | 0 | 0 | 0 | 0 | 0 | 0 | 0 | 0 | 0 | 0 | 0 | 0 | 7 | 11
Commercial_Health_Food Preparation_Natural Gas_Broiler_Usage | Commercial | Health | Food Preparation | Natural Gas | Broiler | Usage | 0.32064 | 0.32064 | 0.32064 | 0.32064 | 0.32064 | 0.32064 | 0.32064 | 0.32064 | 0.32064 | 0.32064 | 0.32064 | 0.32064 | 0.32064 | 0.32064 | 0.32064 | 0.32064 | 0 | 0 | 0 | 0 | 0 | 0 | 0 | 0 | 0 | 0 | 0 | 0 | 0 | 0 | 0 | 0 | 0 | 0 | 0 | 0 | 8 | 16
Commercial_Health_Food Preparation_Natural Gas_Griddle_Usage | Commercial | Health | Food Preparation | Natural Gas | Griddle | Usage | 0.22347 | 0.22347 | 0.22347 | 0.22347 | 0.22347 | 0.22347 | 0.22347 | 0.22347 | 0.22347 | 0.22347 | 0.22347 | 0.22347 | 0.22347 | 0.22347 | 0.22347 | 0.22347 | 0 | 0 | 0 | 0 | 0 | 0 | 0 | 0 | 0 | 0 | 0 | 0 | 0 | 0 | 0 | 0 | 0 | 0 | 0 | 0 | 8 | 16
Commercial_Health_Food Preparation_Natural Gas_Range_Usage | Commercial | Health | Food Preparation | Natural Gas | Range | Usage | 0.22077 | 0.22077 | 0.22077 | 0.22077 | 0.22077 | 0.22077 | 0.22077 | 0.22077 | 0.22077 | 0.22077 | 0.22077 | 0.22077 | 0 | 0 | 0 | 0 | 0 | 0 | 0 | 0 | 0 | 0 | 0 | 0 | 0 | 0 | 0 | 0 | 0 | 0 | 0 | 0 | 0 | 0 | 0 | 0 | 8 | 12
Commercial_Health_Food Preparation_Natural Gas_Steamer_Usage | Commercial | Health | Food Preparation | Natural Gas | Steamer | Usage | 0.25513 | 0.25513 | 0.25513 | 0.25513 | 0.25513 | 0.25513 | 0.25513 | 0.25513 | 0.25513 | 0.25513 | 0.25513 | 0.25513 | 0.25513 | 0.25513 | 0.25513 | 0.25513 | 0 | 0 | 0 | 0 | 0 | 0 | 0 | 0 | 0 | 0 | 0 | 0 | 0 | 0 | 0 | 0 | 0 | 0 | 0 | 0 | 6 | 10
Commercial_Health_Food Preparation_Natural Gas_Commercial Food Prep Other_Usage | Commercial | Health | Food Preparation | Natural Gas | Commercial Food Prep Other | Usage | 0.092137 | 0.092137 | 0.092137 | 0.092137 | 0.092137 | 0.092137 | 0.092137 | 0.092137 | 0.092137 | 0.092137 | 0.092137 | 0.092137 | 0 | 0 | 0 | 0 | 0 | 0 | 0 | 0 | 0 | 0 | 0 | 0 | 0 | 0 | 0 | 0 | 0 | 0 | 0 | 0 | 0 | 0 | 0 | 0 | 8 | 12
Commercial_Health_Miscellaneous_Natural Gas_Pool Heater_Usage | Commercial | Health | Miscellaneous | Natural Gas | Pool Heater | Usage | 0.01 | 0.01 | 0.01 | 0.01 | 0.01 | 0.01 | 0.01 | 0.01 | 0.01 | 0.01 | 0.01 | 0.01 | 0.01 | 0.01 | 0.01 | 0 | 0 | 0 | 0 | 0 | 0 | 0 | 0 | 0 | 0 | 0 | 0 | 0 | 0 | 0 | 0 | 0 | 0 | 0 | 0 | 0 | 4 | 8
Commercial_Health_Miscellaneous_Natural Gas_Miscellaneous_Usage | Commercial | Health | Miscellaneous | Natural Gas | Miscellaneous | Usage | 0.0053158 | 0.0053158 | 0.0053158 | 0.0053158 | 0.0053158 | 0.0053158 | 0.0053158 | 0.0053158 | 0 | 0 | 0 | 0 | 0 | 0 | 0 | 0 | 0 | 0 | 0 | 0 | 0 | 0 | 0 | 0 | 0 | 0 | 0 | 0 | 0 | 0 | 0 | 0 | 0 | 0 | 0 | 0 | 2 | 8
Commercial_Lodging_Space Heating_Natural Gas_Furnace_Usage | Commercial | Lodging | Space Heating | Natural Gas | Furnace | Usage | 0.4798 | 0.48326 | 0.48671 | 0.49016 | 0.49362 | 0.49707 | 0.50052 | 0.50398 | 0.50743 | 0.51088 | 0.51434 | 0.51779 | 0.52124 | 0.5247 | 0.52815 | 0.53161 | 0.53506 | 0.53851 | 0.54197 | 0.54542 | 0.54887 | 0.55233 | 0.55578 | 0.55923 | 0.56269 | 0.56614 | 0 | 0 | 0 | 0 | 0 | 0 | 0 | 0 | 0 | 0 | 17 | 29
Commercial_Lodging_Space Heating_Natural Gas_Boiler_Usage | Commercial | Lodging | Space Heating | Natural Gas | Boiler | Usage | 0.65858 | 0.66145 | 0.66432 | 0.66719 | 0.67006 | 0.67293 | 0.6758 | 0.67867 | 0.68154 | 0.68441 | 0.68727 | 0.69014 | 0.69301 | 0.69588 | 0.69875 | 0.70162 | 0.70449 | 0.70736 | 0.71023 | 0.7131 | 0.71597 | 0.71884 | 0.7217 | 0.72457 | 0.72744 | 0.73031 | 0.73318 | 0.73605 | 0.73892 | 0.74179 | 0.74466 | 0.74753 | 0.7504 | 0.75327 | 0.75613 | 0 | 20 | 30
Commercial_Lodging_Space Heating_Natural Gas_Unit Heater_Usage | Commercial | Lodging | Space Heating | Natural Gas | Unit Heater | Usage | 0.25573 | 0.25573 | 0.25573 | 0.25573 | 0.25573 | 0.25573 | 0.25573 | 0.25573 | 0.25573 | 0.25573 | 0.25573 | 0.25573 | 0.25573 | 0.25573 | 0.25573 | 0.25573 | 0 | 0 | 0 | 0 | 0 | 0 | 0 | 0 | 0 | 0 | 0 | 0 | 0 | 0 | 0 | 0 | 0 | 0 | 0 | 0 | 15 | 25
Commercial_Lodging_Water Heating_Natural Gas_Water Heater_Usage | Commercial | Lodging | Water Heating | Natural Gas | Water Heater | Usage | 0.33997 | 0.34687 | 0.35377 | 0.36067 | 0.36757 | 0.37447 | 0.38137 | 0.38827 | 0.39517 | 0.40207 | 0.40897 | 0.41587 | 0.42277 | 0.42967 | 0.43657 | 0.44347 | 0.45037 | 0.45727 | 0.46417 | 0.47106 | 0 | 0 | 0 | 0 | 0 | 0 | 0 | 0 | 0 | 0 | 0 | 0 | 0 | 0 | 0 | 0 | 8 | 12
Commercial_Lodging_Food Preparation_Natural Gas_Oven_Usage | Commercial | Lodging | Food Preparation | Natural Gas | Oven | Usage | 0.058151 | 0.058151 | 0.058151 | 0.058151 | 0.058151 | 0.058151 | 0.058151 | 0.058151 | 0.058151 | 0.058151 | 0.058151 | 0.058151 | 0 | 0 | 0 | 0 | 0 | 0 | 0 | 0 | 0 | 0 | 0 | 0 | 0 | 0 | 0 | 0 | 0 | 0 | 0 | 0 | 0 | 0 | 0 | 0 | 10 | 14
Commercial_Lodging_Food Preparation_Natural Gas_Conveyor Oven_Usage | Commercial | Lodging | Food Preparation | Natural Gas | Conveyor Oven | Usage | 0.0995 | 0.0995 | 0.0995 | 0.0995 | 0.0995 | 0.0995 | 0.0995 | 0.0995 | 0.0995 | 0.0995 | 0.0995 | 0.0995 | 0 | 0 | 0 | 0 | 0 | 0 | 0 | 0 | 0 | 0 | 0 | 0 | 0 | 0 | 0 | 0 | 0 | 0 | 0 | 0 | 0 | 0 | 0 | 0 | 15 | 19
Commercial_Lodging_Food Preparation_Natural Gas_Double Rack Oven_Usage | Commercial | Lodging | Food Preparation | Natural Gas | Double Rack Oven | Usage | 0.15116 | 0.15116 | 0.15116 | 0.15116 | 0.15116 | 0.15116 | 0.15116 | 0.15116 | 0.15116 | 0.15116 | 0.15116 | 0.15116 | 0 | 0 | 0 | 0 | 0 | 0 | 0 | 0 | 0 | 0 | 0 | 0 | 0 | 0 | 0 | 0 | 0 | 0 | 0 | 0 | 0 | 0 | 0 | 0 | 8 | 16
Commercial_Lodging_Food Preparation_Natural Gas_Fryer_Usage | Commercial | Lodging | Food Preparation | Natural Gas | Fryer | Usage | 0.090093 | 0.090093 | 0.090093 | 0.090093 | 0.090093 | 0.090093 | 0.090093 | 0.090093 | 0.090093 | 0.090093 | 0.090093 | 0.090093 | 0.090093 | 0.090093 | 0.090093 | 0.090093 | 0.090093 | 0.090093 | 0.090093 | 0.090093 | 0 | 0 | 0 | 0 | 0 | 0 | 0 | 0 | 0 | 0 | 0 | 0 | 0 | 0 | 0 | 0 | 7 | 11
Commercial_Lodging_Food Preparation_Natural Gas_Broiler_Usage | Commercial | Lodging | Food Preparation | Natural Gas | Broiler | Usage | 0.096277 | 0.096277 | 0.096277 | 0.096277 | 0.096277 | 0.096277 | 0.096277 | 0.096277 | 0.096277 | 0.096277 | 0.096277 | 0.096277 | 0.096277 | 0.096277 | 0.096277 | 0.096277 | 0 | 0 | 0 | 0 | 0 | 0 | 0 | 0 | 0 | 0 | 0 | 0 | 0 | 0 | 0 | 0 | 0 | 0 | 0 | 0 | 8 | 16
Commercial_Lodging_Food Preparation_Natural Gas_Griddle_Usage | Commercial | Lodging | Food Preparation | Natural Gas | Griddle | Usage | 0.067102 | 0.067102 | 0.067102 | 0.067102 | 0.067102 | 0.067102 | 0.067102 | 0.067102 | 0.067102 | 0.067102 | 0.067102 | 0.067102 | 0.067102 | 0.067102 | 0.067102 | 0.067102 | 0 | 0 | 0 | 0 | 0 | 0 | 0 | 0 | 0 | 0 | 0 | 0 | 0 | 0 | 0 | 0 | 0 | 0 | 0 | 0 | 8 | 16
Commercial_Lodging_Food Preparation_Natural Gas_Range_Usage | Commercial | Lodging | Food Preparation | Natural Gas | Range | Usage | 0.066292 | 0.066292 | 0.066292 | 0.066292 | 0.066292 | 0.066292 | 0.066292 | 0.066292 | 0.066292 | 0.066292 | 0.066292 | 0.066292 | 0 | 0 | 0 | 0 | 0 | 0 | 0 | 0 | 0 | 0 | 0 | 0 | 0 | 0 | 0 | 0 | 0 | 0 | 0 | 0 | 0 | 0 | 0 | 0 | 8 | 12
Commercial_Lodging_Food Preparation_Natural Gas_Steamer_Usage | Commercial | Lodging | Food Preparation | Natural Gas | Steamer | Usage | 0.076607 | 0.076607 | 0.076607 | 0.076607 | 0.076607 | 0.076607 | 0.076607 | 0.076607 | 0.076607 | 0.076607 | 0.076607 | 0.076607 | 0.076607 | 0.076607 | 0.076607 | 0.076607 | 0 | 0 | 0 | 0 | 0 | 0 | 0 | 0 | 0 | 0 | 0 | 0 | 0 | 0 | 0 | 0 | 0 | 0 | 0 | 0 | 6 | 10
Commercial_Lodging_Food Preparation_Natural Gas_Commercial Food Prep Other_Usage | Commercial | Lodging | Food Preparation | Natural Gas | Commercial Food Prep Other | Usage | 0.027666 | 0.027666 | 0.027666 | 0.027666 | 0.027666 | 0.027666 | 0.027666 | 0.027666 | 0.027666 | 0.027666 | 0.027666 | 0.027666 | 0 | 0 | 0 | 0 | 0 | 0 | 0 | 0 | 0 | 0 | 0 | 0 | 0 | 0 | 0 | 0 | 0 | 0 | 0 | 0 | 0 | 0 | 0 | 0 | 8 | 12
Commercial_Lodging_Miscellaneous_Natural Gas_Pool Heater_Usage | Commercial | Lodging | Miscellaneous | Natural Gas | Pool Heater | Usage | 0.0067056 | 0.0067056 | 0.0067056 | 0.0067056 | 0.0067056 | 0.0067056 | 0.0067056 | 0.0067056 | 0.0067056 | 0.0067056 | 0.0067056 | 0.0067056 | 0.0067056 | 0.0067056 | 0.0067056 | 0 | 0 | 0 | 0 | 0 | 0 | 0 | 0 | 0 | 0 | 0 | 0 | 0 | 0 | 0 | 0 | 0 | 0 | 0 | 0 | 0 | 4 | 8
Commercial_Lodging_Miscellaneous_Natural Gas_Miscellaneous_Usage | Commercial | Lodging | Miscellaneous | Natural Gas | Miscellaneous | Usage | 0.0051401 | 0.0051401 | 0.0051401 | 0.0051401 | 0.0051401 | 0.0051401 | 0.0051401 | 0.0051401 | 0 | 0 | 0 | 0 | 0 | 0 | 0 | 0 | 0 | 0 | 0 | 0 | 0 | 0 | 0 | 0 | 0 | 0 | 0 | 0 | 0 | 0 | 0 | 0 | 0 | 0 | 0 | 0 | 2 | 8
Commercial_Warehouse_Space Heating_Natural Gas_Furnace_Usage | Commercial | Warehouse | Space Heating | Natural Gas | Furnace | Usage | 0.71935 | 0.72136 | 0.72337 | 0.72539 | 0.7274 | 0.72941 | 0.73142 | 0.73344 | 0.73545 | 0.73746 | 0.73947 | 0.74148 | 0.7435 | 0.74551 | 0.74752 | 0.74953 | 0.75154 | 0.75356 | 0.75557 | 0.75758 | 0.75959 | 0.76161 | 0.76362 | 0.76563 | 0.76764 | 0.76965 | 0 | 0 | 0 | 0 | 0 | 0 | 0 | 0 | 0 | 0 | 17 | 29
Commercial_Warehouse_Space Heating_Natural Gas_Boiler_Usage | Commercial | Warehouse | Space Heating | Natural Gas | Boiler | Usage | 1.1067 | 1.1115 | 1.1164 | 1.1212 | 1.126 | 1.1308 | 1.1356 | 1.1405 | 1.1453 | 1.1501 | 1.1549 | 1.1598 | 1.1646 | 1.1694 | 1.1742 | 1.179 | 1.1839 | 1.1887 | 1.1935 | 1.1983 | 1.2031 | 1.208 | 1.2128 | 1.2176 | 1.2224 | 1.2273 | 1.2321 | 1.2369 | 1.2417 | 1.2465 | 1.2514 | 1.2562 | 1.261 | 1.2658 | 1.2707 | 0 | 20 | 30
Commercial_Warehouse_Space Heating_Natural Gas_Unit Heater_Usage | Commercial | Warehouse | Space Heating | Natural Gas | Unit Heater | Usage | 0.3689 | 0.3689 | 0.3689 | 0.3689 | 0.3689 | 0.3689 | 0.3689 | 0.3689 | 0.3689 | 0.3689 | 0.3689 | 0.3689 | 0.3689 | 0.3689 | 0.3689 | 0.3689 | 0 | 0 | 0 | 0 | 0 | 0 | 0 | 0 | 0 | 0 | 0 | 0 | 0 | 0 | 0 | 0 | 0 | 0 | 0 | 0 | 15 | 25
Commercial_Warehouse_Water Heating_Natural Gas_Water Heater_Usage | Commercial | Warehouse | Water Heating | Natural Gas | Water Heater | Usage | 0.079383 | 0.080994 | 0.082605 | 0.084216 | 0.085827 | 0.087438 | 0.089049 | 0.09066 | 0.092271 | 0.093882 | 0.095493 | 0.097104 | 0.098715 | 0.10033 | 0.10194 | 0.10355 | 0.10516 | 0.10677 | 0.10838 | 0.10999 | 0 | 0 | 0 | 0 | 0 | 0 | 0 | 0 | 0 | 0 | 0 | 0 | 0 | 0 | 0 | 0 | 8 | 12
Commercial_Warehouse_Food Preparation_Natural Gas_Oven_Usage | Commercial | Warehouse | Food Preparation | Natural Gas | Oven | Usage | 0.0043914 | 0.0043914 | 0.0043914 | 0.0043914 | 0.0043914 | 0.0043914 | 0.0043914 | 0.0043914 | 0.0043914 | 0.0043914 | 0.0043914 | 0.0043914 | 0 | 0 | 0 | 0 | 0 | 0 | 0 | 0 | 0 | 0 | 0 | 0 | 0 | 0 | 0 | 0 | 0 | 0 | 0 | 0 | 0 | 0 | 0 | 0 | 10 | 14
Commercial_Warehouse_Food Preparation_Natural Gas_Conveyor Oven_Usage | Commercial | Warehouse | Food Preparation | Natural Gas | Conveyor Oven | Usage | 0.007514 | 0.007514 | 0.007514 | 0.007514 | 0.007514 | 0.007514 | 0.007514 | 0.007514 | 0.007514 | 0.007514 | 0.007514 | 0.007514 | 0 | 0 | 0 | 0 | 0 | 0 | 0 | 0 | 0 | 0 | 0 | 0 | 0 | 0 | 0 | 0 | 0 | 0 | 0 | 0 | 0 | 0 | 0 | 0 | 15 | 19
Commercial_Warehouse_Food Preparation_Natural Gas_Double Rack Oven_Usage | Commercial | Warehouse | Food Preparation | Natural Gas | Double Rack Oven | Usage | 0.011415 | 0.011415 | 0.011415 | 0.011415 | 0.011415 | 0.011415 | 0.011415 | 0.011415 | 0.011415 | 0.011415 | 0.011415 | 0.011415 | 0 | 0 | 0 | 0 | 0 | 0 | 0 | 0 | 0 | 0 | 0 | 0 | 0 | 0 | 0 | 0 | 0 | 0 | 0 | 0 | 0 | 0 | 0 | 0 | 8 | 16
Commercial_Warehouse_Food Preparation_Natural Gas_Fryer_Usage | Commercial | Warehouse | Food Preparation | Natural Gas | Fryer | Usage | 0.0068037 | 0.0068037 | 0.0068037 | 0.0068037 | 0.0068037 | 0.0068037 | 0.0068037 | 0.0068037 | 0.0068037 | 0.0068037 | 0.0068037 | 0.0068037 | 0.0068037 | 0.0068037 | 0.0068037 | 0.0068037 | 0.0068037 | 0.0068037 | 0.0068037 | 0.0068037 | 0 | 0 | 0 | 0 | 0 | 0 | 0 | 0 | 0 | 0 | 0 | 0 | 0 | 0 | 0 | 0 | 7 | 11
Commercial_Warehouse_Food Preparation_Natural Gas_Broiler_Usage | Commercial | Warehouse | Food Preparation | Natural Gas | Broiler | Usage | 0.0072707 | 0.0072707 | 0.0072707 | 0.0072707 | 0.0072707 | 0.0072707 | 0.0072707 | 0.0072707 | 0.0072707 | 0.0072707 | 0.0072707 | 0.0072707 | 0.0072707 | 0.0072707 | 0.0072707 | 0.0072707 | 0 | 0 | 0 | 0 | 0 | 0 | 0 | 0 | 0 | 0 | 0 | 0 | 0 | 0 | 0 | 0 | 0 | 0 | 0 | 0 | 8 | 16
Commercial_Warehouse_Food Preparation_Natural Gas_Griddle_Usage | Commercial | Warehouse | Food Preparation | Natural Gas | Griddle | Usage | 0.0050675 | 0.0050675 | 0.0050675 | 0.0050675 | 0.0050675 | 0.0050675 | 0.0050675 | 0.0050675 | 0.0050675 | 0.0050675 | 0.0050675 | 0.0050675 | 0.0050675 | 0.0050675 | 0.0050675 | 0.0050675 | 0 | 0 | 0 | 0 | 0 | 0 | 0 | 0 | 0 | 0 | 0 | 0 | 0 | 0 | 0 | 0 | 0 | 0 | 0 | 0 | 8 | 16
Commercial_Warehouse_Food Preparation_Natural Gas_Range_Usage | Commercial | Warehouse | Food Preparation | Natural Gas | Range | Usage | 0.0050062 | 0.0050062 | 0.0050062 | 0.0050062 | 0.0050062 | 0.0050062 | 0.0050062 | 0.0050062 | 0.0050062 | 0.0050062 | 0.0050062 | 0.0050062 | 0 | 0 | 0 | 0 | 0 | 0 | 0 | 0 | 0 | 0 | 0 | 0 | 0 | 0 | 0 | 0 | 0 | 0 | 0 | 0 | 0 | 0 | 0 | 0 | 8 | 12
Commercial_Warehouse_Food Preparation_Natural Gas_Steamer_Usage | Commercial | Warehouse | Food Preparation | Natural Gas | Steamer | Usage | 0.0057852 | 0.0057852 | 0.0057852 | 0.0057852 | 0.0057852 | 0.0057852 | 0.0057852 | 0.0057852 | 0.0057852 | 0.0057852 | 0.0057852 | 0.0057852 | 0.0057852 | 0.0057852 | 0.0057852 | 0.0057852 | 0 | 0 | 0 | 0 | 0 | 0 | 0 | 0 | 0 | 0 | 0 | 0 | 0 | 0 | 0 | 0 | 0 | 0 | 0 | 0 | 6 | 10
Commercial_Warehouse_Food Preparation_Natural Gas_Commercial Food Prep Other_Usage | Commercial | Warehouse | Food Preparation | Natural Gas | Commercial Food Prep Other | Usage | 0.0020893 | 0.0020893 | 0.0020893 | 0.0020893 | 0.0020893 | 0.0020893 | 0.0020893 | 0.0020893 | 0.0020893 | 0.0020893 | 0.0020893 | 0.0020893 | 0 | 0 | 0 | 0 | 0 | 0 | 0 | 0 | 0 | 0 | 0 | 0 | 0 | 0 | 0 | 0 | 0 | 0 | 0 | 0 | 0 | 0 | 0 | 0 | 8 | 12
Commercial_Warehouse_Miscellaneous_Natural Gas_Pool Heater_Usage | Commercial | Warehouse | Miscellaneous | Natural Gas | Pool Heater | Usage | 0.01 | 0.01 | 0.01 | 0.01 | 0.01 | 0.01 | 0.01 | 0.01 | 0.01 | 0.01 | 0.01 | 0.01 | 0.01 | 0.01 | 0.01 | 0 | 0 | 0 | 0 | 0 | 0 | 0 | 0 | 0 | 0 | 0 | 0 | 0 | 0 | 0 | 0 | 0 | 0 | 0 | 0 | 0 | 4 | 8
Commercial_Warehouse_Miscellaneous_Natural Gas_Miscellaneous_Usage | Commercial | Warehouse | Miscellaneous | Natural Gas | Miscellaneous | Usage | 0.0060298 | 0.0060298 | 0.0060298 | 0.0060298 | 0.0060298 | 0.0060298 | 0.0060298 | 0.0060298 | 0 | 0 | 0 | 0 | 0 | 0 | 0 | 0 | 0 | 0 | 0 | 0 | 0 | 0 | 0 | 0 | 0 | 0 | 0 | 0 | 0 | 0 | 0 | 0 | 0 | 0 | 0 | 0 | 2 | 8
Commercial_Miscellaneous_Space Heating_Natural Gas_Furnace_Usage | Commercial | Miscellaneous | Space Heating | Natural Gas | Furnace | Usage | 0.57704 | 0.57865 | 0.58026 | 0.58188 | 0.58349 | 0.58511 | 0.58672 | 0.58833 | 0.58995 | 0.59156 | 0.59318 | 0.59479 | 0.5964 | 0.59802 | 0.59963 | 0.60125 | 0.60286 | 0.60447 | 0.60609 | 0.6077 | 0.60932 | 0.61093 | 0.61254 | 0.61416 | 0.61577 | 0.61739 | 0 | 0 | 0 | 0 | 0 | 0 | 0 | 0 | 0 | 0 | 17 | 29
Commercial_Miscellaneous_Space Heating_Natural Gas_Boiler_Usage | Commercial | Miscellaneous | Space Heating | Natural Gas | Boiler | Usage | 0.88777 | 0.89164 | 0.8955 | 0.89937 | 0.90324 | 0.90711 | 0.91097 | 0.91484 | 0.91871 | 0.92258 | 0.92644 | 0.93031 | 0.93418 | 0.93805 | 0.94191 | 0.94578 | 0.94965 | 0.95352 | 0.95738 | 0.96125 | 0.96512 | 0.96899 | 0.97286 | 0.97672 | 0.98059 | 0.98446 | 0.98833 | 0.99219 | 0.99606 | 0.99993 | 1.0038 | 1.0077 | 1.0115 | 1.0154 | 1.0193 | 0 | 20 | 30
Commercial_Miscellaneous_Space Heating_Natural Gas_Unit Heater_Usage | Commercial | Miscellaneous | Space Heating | Natural Gas | Unit Heater | Usage | 0.29592 | 0.29592 | 0.29592 | 0.29592 | 0.29592 | 0.29592 | 0.29592 | 0.29592 | 0.29592 | 0.29592 | 0.29592 | 0.29592 | 0.29592 | 0.29592 | 0.29592 | 0.29592 | 0 | 0 | 0 | 0 | 0 | 0 | 0 | 0 | 0 | 0 | 0 | 0 | 0 | 0 | 0 | 0 | 0 | 0 | 0 | 0 | 15 | 25
Commercial_Miscellaneous_Water Heating_Natural Gas_Water Heater_Usage | Commercial | Miscellaneous | Water Heating | Natural Gas | Water Heater | Usage | 0.31864 | 0.3251 | 0.33157 | 0.33804 | 0.3445 | 0.35097 | 0.35743 | 0.3639 | 0.37037 | 0.37683 | 0.3833 | 0.38977 | 0.39623 | 0.4027 | 0.40917 | 0.41563 | 0.4221 | 0.42857 | 0.43503 | 0.4415 | 0 | 0 | 0 | 0 | 0 | 0 | 0 | 0 | 0 | 0 | 0 | 0 | 0 | 0 | 0 | 0 | 8 | 12
Commercial_Miscellaneous_Food Preparation_Natural Gas_Oven_Usage | Commercial | Miscellaneous | Food Preparation | Natural Gas | Oven | Usage | 0.011766 | 0.011766 | 0.011766 | 0.011766 | 0.011766 | 0.011766 | 0.011766 | 0.011766 | 0.011766 | 0.011766 | 0.011766 | 0.011766 | 0 | 0 | 0 | 0 | 0 | 0 | 0 | 0 | 0 | 0 | 0 | 0 | 0 | 0 | 0 | 0 | 0 | 0 | 0 | 0 | 0 | 0 | 0 | 0 | 10 | 14
Commercial_Miscellaneous_Food Preparation_Natural Gas_Conveyor Oven_Usage | Commercial | Miscellaneous | Food Preparation | Natural Gas | Conveyor Oven | Usage | 0.020132 | 0.020132 | 0.020132 | 0.020132 | 0.020132 | 0.020132 | 0.020132 | 0.020132 | 0.020132 | 0.020132 | 0.020132 | 0.020132 | 0 | 0 | 0 | 0 | 0 | 0 | 0 | 0 | 0 | 0 | 0 | 0 | 0 | 0 | 0 | 0 | 0 | 0 | 0 | 0 | 0 | 0 | 0 | 0 | 15 | 19
Commercial_Miscellaneous_Food Preparation_Natural Gas_Double Rack Oven_Usage | Commercial | Miscellaneous | Food Preparation | Natural Gas | Double Rack Oven | Usage | 0.030584 | 0.030584 | 0.030584 | 0.030584 | 0.030584 | 0.030584 | 0.030584 | 0.030584 | 0.030584 | 0.030584 | 0.030584 | 0.030584 | 0 | 0 | 0 | 0 | 0 | 0 | 0 | 0 | 0 | 0 | 0 | 0 | 0 | 0 | 0 | 0 | 0 | 0 | 0 | 0 | 0 | 0 | 0 | 0 | 8 | 16
Commercial_Miscellaneous_Food Preparation_Natural Gas_Fryer_Usage | Commercial | Miscellaneous | Food Preparation | Natural Gas | Fryer | Usage | 0.018229 | 0.018229 | 0.018229 | 0.018229 | 0.018229 | 0.018229 | 0.018229 | 0.018229 | 0.018229 | 0.018229 | 0.018229 | 0.018229 | 0.018229 | 0.018229 | 0.018229 | 0.018229 | 0.018229 | 0.018229 | 0.018229 | 0.018229 | 0 | 0 | 0 | 0 | 0 | 0 | 0 | 0 | 0 | 0 | 0 | 0 | 0 | 0 | 0 | 0 | 7 | 11
Commercial_Miscellaneous_Food Preparation_Natural Gas_Broiler_Usage | Commercial | Miscellaneous | Food Preparation | Natural Gas | Broiler | Usage | 0.01948 | 0.01948 | 0.01948 | 0.01948 | 0.01948 | 0.01948 | 0.01948 | 0.01948 | 0.01948 | 0.01948 | 0.01948 | 0.01948 | 0.01948 | 0.01948 | 0.01948 | 0.01948 | 0 | 0 | 0 | 0 | 0 | 0 | 0 | 0 | 0 | 0 | 0 | 0 | 0 | 0 | 0 | 0 | 0 | 0 | 0 | 0 | 8 | 16
Commercial_Miscellaneous_Food Preparation_Natural Gas_Griddle_Usage | Commercial | Miscellaneous | Food Preparation | Natural Gas | Griddle | Usage | 0.013577 | 0.013577 | 0.013577 | 0.013577 | 0.013577 | 0.013577 | 0.013577 | 0.013577 | 0.013577 | 0.013577 | 0.013577 | 0.013577 | 0.013577 | 0.013577 | 0.013577 | 0.013577 | 0 | 0 | 0 | 0 | 0 | 0 | 0 | 0 | 0 | 0 | 0 | 0 | 0 | 0 | 0 | 0 | 0 | 0 | 0 | 0 | 8 | 16
Commercial_Miscellaneous_Food Preparation_Natural Gas_Range_Usage | Commercial | Miscellaneous | Food Preparation | Natural Gas | Range | Usage | 0.013413 | 0.013413 | 0.013413 | 0.013413 | 0.013413 | 0.013413 | 0.013413 | 0.013413 | 0.013413 | 0.013413 | 0.013413 | 0.013413 | 0 | 0 | 0 | 0 | 0 | 0 | 0 | 0 | 0 | 0 | 0 | 0 | 0 | 0 | 0 | 0 | 0 | 0 | 0 | 0 | 0 | 0 | 0 | 0 | 8 | 12
Commercial_Miscellaneous_Food Preparation_Natural Gas_Steamer_Usage | Commercial | Miscellaneous | Food Preparation | Natural Gas | Steamer | Usage | 0.0155 | 0.0155 | 0.0155 | 0.0155 | 0.0155 | 0.0155 | 0.0155 | 0.0155 | 0.0155 | 0.0155 | 0.0155 | 0.0155 | 0.0155 | 0.0155 | 0.0155 | 0.0155 | 0 | 0 | 0 | 0 | 0 | 0 | 0 | 0 | 0 | 0 | 0 | 0 | 0 | 0 | 0 | 0 | 0 | 0 | 0 | 0 | 6 | 10
Commercial_Miscellaneous_Food Preparation_Natural Gas_Commercial Food Prep Other_Usage | Commercial | Miscellaneous | Food Preparation | Natural Gas | Commercial Food Prep Other | Usage | 0.0055977 | 0.0055977 | 0.0055977 | 0.0055977 | 0.0055977 | 0.0055977 | 0.0055977 | 0.0055977 | 0.0055977 | 0.0055977 | 0.0055977 | 0.0055977 | 0 | 0 | 0 | 0 | 0 | 0 | 0 | 0 | 0 | 0 | 0 | 0 | 0 | 0 | 0 | 0 | 0 | 0 | 0 | 0 | 0 | 0 | 0 | 0 | 8 | 12
Commercial_Miscellaneous_Miscellaneous_Natural Gas_Pool Heater_Usage | Commercial | Miscellaneous | Miscellaneous | Natural Gas | Pool Heater | Usage | 0.1935 | 0.1935 | 0.1935 | 0.1935 | 0.1935 | 0.1935 | 0.1935 | 0.1935 | 0.1935 | 0.1935 | 0.1935 | 0.1935 | 0.1935 | 0.1935 | 0.1935 | 0 | 0 | 0 | 0 | 0 | 0 | 0 | 0 | 0 | 0 | 0 | 0 | 0 | 0 | 0 | 0 | 0 | 0 | 0 | 0 | 0 | 4 | 8
Commercial_Miscellaneous_Miscellaneous_Natural Gas_Miscellaneous_Usage | Commercial | Miscellaneous | Miscellaneous | Natural Gas | Miscellaneous | Usage | 0.13926 | 0.13926 | 0.13926 | 0.13926 | 0.13926 | 0.13926 | 0.13926 | 0.13926 | 0 | 0 | 0 | 0 | 0 | 0 | 0 | 0 | 0 | 0 | 0 | 0 | 0 | 0 | 0 | 0 | 0 | 0 | 0 | 0 | 0 | 0 | 0 | 0 | 0 | 0 | 0 | 0 | 2 | 8

## Avoided Costs
Key | Field | Sector | End Use | Fuel | Value | Unit of Measure | 2021 | 2022 | 2023 | 2024 | 2025 | 2026 | 2027 | 2028 | 2029 | 2030 | 2031 | 2032 | 2033 | 2034 | 2035 | 2036 | 2037 | 2038 | 2039 | 2040 | 2041 | 2042 | 2043 | 2044 | 2045 | 2046 | 2047 | 2048 | 2049 | 2050 | 2051 | 2052 | 2053 | 2054 | 2055 | 2056 | 2057 | 2058 | 2059 | 2060 | 2061 | 2062 | 2063 | 2064 | 2065 | 2066 | 2067 | 2068 | 2069 | 2070 | 2071 | 2072 | 2073 | 2074 | 2075 | 2076 | 2077 | 2078 | 2079 | 2080
F1_Commercial_Space Heating_Natural Gas | F1 | Commercial | Space Heating | Natural Gas | Avoided Energy Cost | $ per Mtherm | 1548.5393 | 1548.5393 | 1548.5393 | 1355.7148 | 1285.5563 | 1236.9742 | 1222.5098 | 1231.5225 | 1250.5631 | 1269.1848 | 1288.5279 | 1311.792 | 1344.9815 | 1375.2552 | 1397.0259 | 1429.2766 | 1450.763 | 1478.1188 | 1511.1387 | 1549.2948 | 1574.8874 | 1475.8392 | 1326.7328 | 1179.9671 | 1035.4647 | 1040.5405 | 1045.6412 | 1050.7669 | 1055.9177 | 1061.0938 | 1066.2952 | 1071.5221 | 1076.7747 | 1082.053 | 1087.3572 | 1092.6874 | 1098.0437 | 1103.4263 | 1108.8352 | 1114.2707 | 1119.7328 | 1125.2217 | 1130.7375 | 1136.2803 | 1141.8503 | 1147.4476 | 1153.0723 | 1158.7247 | 1164.4047 | 1170.1125 | 1175.8484 | 1181.6124 | 1187.4046 | 1193.2252 | 1199.0743 | 1204.9521 | 1210.8588 | 1216.7944 | 1222.759 | 1228.7529
F2_Commercial_Space Heating_Natural Gas | F2 | Commercial | Space Heating | Natural Gas | Avoided Capacity Cost | $ per therm | 0 | 0 | 0 | 0 | 0 | 0 | 0 | 0 | 0 | 0 | 0 | 0 | 0 | 0 | 0 | 0 | 0 | 0 | 0 | 0 | 0 | 0 | 0 | 0 | 0 | 0 | 0 | 0 | 0 | 0 | 0 | 0 | 0 | 0 | 0 | 0 | 0 | 0 | 0 | 0 | 0 | 0 | 0 | 0 | 0 | 0 | 0 | 0 | 0 | 0 | 0 | 0 | 0 | 0 | 0 | 0 | 0 | 0 | 0 | 0
F3_Commercial_Space Heating_Natural Gas | F3 | Commercial | Space Heating | Natural Gas | Line Loss | % T&D Loss | bar: 2021 to 2080
F4_Commercial_Space Heating_Natural Gas | F4 | Commercial | Space Heating | Natural Gas | Peak Season | Winter/Summer | Winter | Winter | Winter | Winter | Winter | Winter | Winter | Winter | Winter | Winter | Winter | Winter | Winter | Winter | Winter | Winter | Winter | Winter | Winter | Winter | Winter | Winter | Winter | Winter | Winter | Winter | Winter | Winter | Winter | Winter | Winter | Winter | Winter | Winter | Winter | Winter | Winter | Winter | Winter | Winter | Winter | Winter | Winter | Winter | Winter | Winter | Winter | Winter | Winter | Winter | Winter | Winter | Winter | Winter | Winter | Winter | Winter | Winter | Winter | Winter
F5_Commercial_Space Heating_Natural Gas | F5 | Commercial | Space Heating | Natural Gas | RVT Energy Price | $ per Mtherm | 0 | 0 | 0 | 0 | 0 | 0 | 0 | 0 | 0 | 0 | 0 | 0 | 0 | 0 | 0 | 0 | 0 | 0 | 0 | 0 | 0 | 0 | 0 | 0 | 0 | 0 | 0 | 0 | 0 | 0 | 0 | 0 | 0 | 0 | 0 | 0 | 0 | 0 | 0 | 0 | 0 | 0 | 0 | 0 | 0 | 0 | 0 | 0 | 0 | 0 | 0 | 0 | 0 | 0 | 0 | 0 | 0 | 0 | 0 | 0
F6_Commercial_Space Heating_Natural Gas | F6 | Commercial | Space Heating | Natural Gas | RVT Peak Price | $ per therm | 0 | 0 | 0 | 0 | 0 | 0 | 0 | 0 | 0 | 0 | 0 | 0 | 0 | 0 | 0 | 0 | 0 | 0 | 0 | 0 | 0 | 0 | 0 | 0 | 0 | 0 | 0 | 0 | 0 | 0 | 0 | 0 | 0 | 0 | 0 | 0 | 0 | 0 | 0 | 0 | 0 | 0 | 0 | 0 | 0 | 0 | 0 | 0 | 0 | 0 | 0 | 0 | 0 | 0 | 0 | 0 | 0 | 0 | 0 | 0
F1_Commercial_Water Heating_Natural Gas | F1 | Commercial | Water Heating | Natural Gas | Avoided Energy Cost | $ per Mtherm | 1406.6831 | 1406.6831 | 1406.6831 | 1286.5468 | 1219.2739 | 1187.2803 | 1182.4524 | 1195.7741 | 1219.1943 | 1240.3808 | 1263.3617 | 1283.8057 | 1314.6312 | 1339.5791 | 1364.4675 | 1392.8394 | 1417.4409 | 1446.029 | 1478.237 | 1511.2814 | 1542.783 | 1471.9195 | 1322.6254 | 1176.7786 | 1035.4647 | 1040.5405 | 1045.6412 | 1050.7669 | 1055.9177 | 1061.0938 | 1066.2952 | 1071.5221 | 1076.7747 | 1082.053 | 1087.3572 | 1092.6874 | 1098.0437 | 1103.4263 | 1108.8352 | 1114.2707 | 1119.7328 | 1125.2217 | 1130.7375 | 1136.2803 | 1141.8503 | 1147.4476 | 1153.0723 | 1158.7247 | 1164.4047 | 1170.1125 | 1175.8484 | 1181.6124 | 1187.4046 | 1193.2252 | 1199.0743 | 1204.9521 | 1210.8588 | 1216.7944 | 1222.759 | 1228.7529
F2_Commercial_Water Heating_Natural Gas | F2 | Commercial | Water Heating | Natural Gas | Avoided Capacity Cost | $ per therm | 0 | 0 | 0 | 0 | 0 | 0 | 0 | 0 | 0 | 0 | 0 | 0 | 0 | 0 | 0 | 0 | 0 | 0 | 0 | 0 | 0 | 0 | 0 | 0 | 0 | 0 | 0 | 0 | 0 | 0 | 0 | 0 | 0 | 0 | 0 | 0 | 0 | 0 | 0 | 0 | 0 | 0 | 0 | 0 | 0 | 0 | 0 | 0 | 0 | 0 | 0 | 0 | 0 | 0 | 0 | 0 | 0 | 0 | 0 | 0
F3_Commercial_Water Heating_Natural Gas | F3 | Commercial | Water Heating | Natural Gas | Line Loss | % T&D Loss | bar: 2021 to 2080
F4_Commercial_Water Heating_Natural Gas | F4 | Commercial | Water Heating | Natural Gas | Peak Season | Winter/Summer | Winter | Winter | Winter | Winter | Winter | Winter | Winter | Winter | Winter | Winter | Winter | Winter | Winter | Winter | Winter | Winter | Winter | Winter | Winter | Winter | Winter | Winter | Winter | Winter | Winter | Winter | Winter | Winter | Winter | Winter | Winter | Winter | Winter | Winter | Winter | Winter | Winter | Winter | Winter | Winter | Winter | Winter | Winter | Winter | Winter | Winter | Winter | Winter | Winter | Winter | Winter | Winter | Winter | Winter | Winter | Winter | Winter | Winter | Winter | Winter
F5_Commercial_Water Heating_Natural Gas | F5 | Commercial | Water Heating | Natural Gas | RVT Energy Price | $ per Mtherm | 0 | 0 | 0 | 0 | 0 | 0 | 0 | 0 | 0 | 0 | 0 | 0 | 0 | 0 | 0 | 0 | 0 | 0 | 0 | 0 | 0 | 0 | 0 | 0 | 0 | 0 | 0 | 0 | 0 | 0 | 0 | 0 | 0 | 0 | 0 | 0 | 0 | 0 | 0 | 0 | 0 | 0 | 0 | 0 | 0 | 0 | 0 | 0 | 0 | 0 | 0 | 0 | 0 | 0 | 0 | 0 | 0 | 0 | 0 | 0
F6_Commercial_Water Heating_Natural Gas | F6 | Commercial | Water Heating | Natural Gas | RVT Peak Price | $ per therm | 0 | 0 | 0 | 0 | 0 | 0 | 0 | 0 | 0 | 0 | 0 | 0 | 0 | 0 | 0 | 0 | 0 | 0 | 0 | 0 | 0 | 0 | 0 | 0 | 0 | 0 | 0 | 0 | 0 | 0 | 0 | 0 | 0 | 0 | 0 | 0 | 0 | 0 | 0 | 0 | 0 | 0 | 0 | 0 | 0 | 0 | 0 | 0 | 0 | 0 | 0 | 0 | 0 | 0 | 0 | 0 | 0 | 0 | 0 | 0
F1_Commercial_Food Preparation_Natural Gas | F1 | Commercial | Food Preparation | Natural Gas | Avoided Energy Cost | $ per Mtherm | 1406.6831 | 1406.6831 | 1406.6831 | 1286.5468 | 1219.2739 | 1187.2803 | 1182.4524 | 1195.7741 | 1219.1943 | 1240.3808 | 1263.3617 | 1283.8057 | 1314.6312 | 1339.5791 | 1364.4675 | 1392.8394 | 1417.4409 | 1446.029 | 1478.237 | 1511.2814 | 1542.783 | 1471.9195 | 1322.6254 | 1176.7786 | 1035.4647 | 1040.5405 | 1045.6412 | 1050.7669 | 1055.9177 | 1061.0938 | 1066.2952 | 1071.5221 | 1076.7747 | 1082.053 | 1087.3572 | 1092.6874 | 1098.0437 | 1103.4263 | 1108.8352 | 1114.2707 | 1119.7328 | 1125.2217 | 1130.7375 | 1136.2803 | 1141.8503 | 1147.4476 | 1153.0723 | 1158.7247 | 1164.4047 | 1170.1125 | 1175.8484 | 1181.6124 | 1187.4046 | 1193.2252 | 1199.0743 | 1204.9521 | 1210.8588 | 1216.7944 | 1222.759 | 1228.7529
F2_Commercial_Food Preparation_Natural Gas | F2 | Commercial | Food Preparation | Natural Gas | Avoided Capacity Cost | $ per therm | 0 | 0 | 0 | 0 | 0 | 0 | 0 | 0 | 0 | 0 | 0 | 0 | 0 | 0 | 0 | 0 | 0 | 0 | 0 | 0 | 0 | 0 | 0 | 0 | 0 | 0 | 0 | 0 | 0 | 0 | 0 | 0 | 0 | 0 | 0 | 0 | 0 | 0 | 0 | 0 | 0 | 0 | 0 | 0 | 0 | 0 | 0 | 0 | 0 | 0 | 0 | 0 | 0 | 0 | 0 | 0 | 0 | 0 | 0 | 0
F3_Commercial_Food Preparation_Natural Gas | F3 | Commercial | Food Preparation | Natural Gas | Line Loss | % T&D Loss | bar: 2021 to 2080
F4_Commercial_Food Preparation_Natural Gas | F4 | Commercial | Food Preparation | Natural Gas | Peak Season | Winter/Summer | Winter | Winter | Winter | Winter | Winter | Winter | Winter | Winter | Winter | Winter | Winter | Winter | Winter | Winter | Winter | Winter | Winter | Winter | Winter | Winter | Winter | Winter | Winter | Winter | Winter | Winter | Winter | Winter | Winter | Winter | Winter | Winter | Winter | Winter | Winter | Winter | Winter | Winter | Winter | Winter | Winter | Winter | Winter | Winter | Winter | Winter | Winter | Winter | Winter | Winter | Winter | Winter | Winter | Winter | Winter | Winter | Winter | Winter | Winter | Winter
F5_Commercial_Food Preparation_Natural Gas | F5 | Commercial | Food Preparation | Natural Gas | RVT Energy Price | $ per Mtherm | 0 | 0 | 0 | 0 | 0 | 0 | 0 | 0 | 0 | 0 | 0 | 0 | 0 | 0 | 0 | 0 | 0 | 0 | 0 | 0 | 0 | 0 | 0 | 0 | 0 | 0 | 0 | 0 | 0 | 0 | 0 | 0 | 0 | 0 | 0 | 0 | 0 | 0 | 0 | 0 | 0 | 0 | 0 | 0 | 0 | 0 | 0 | 0 | 0 | 0 | 0 | 0 | 0 | 0 | 0 | 0 | 0 | 0 | 0 | 0
F6_Commercial_Food Preparation_Natural Gas | F6 | Commercial | Food Preparation | Natural Gas | RVT Peak Price | $ per therm | 0 | 0 | 0 | 0 | 0 | 0 | 0 | 0 | 0 | 0 | 0 | 0 | 0 | 0 | 0 | 0 | 0 | 0 | 0 | 0 | 0 | 0 | 0 | 0 | 0 | 0 | 0 | 0 | 0 | 0 | 0 | 0 | 0 | 0 | 0 | 0 | 0 | 0 | 0 | 0 | 0 | 0 | 0 | 0 | 0 | 0 | 0 | 0 | 0 | 0 | 0 | 0 | 0 | 0 | 0 | 0 | 0 | 0 | 0 | 0
F1_Commercial_Miscellaneous_Natural Gas | F1 | Commercial | Miscellaneous | Natural Gas | Avoided Energy Cost | $ per Mtherm | 1406.6831 | 1406.6831 | 1406.6831 | 1286.5468 | 1219.2739 | 1187.2803 | 1182.4524 | 1195.7741 | 1219.1943 | 1240.3808 | 1263.3617 | 1283.8057 | 1314.6312 | 1339.5791 | 1364.4675 | 1392.8394 | 1417.4409 | 1446.029 | 1478.237 | 1511.2814 | 1542.783 | 1471.9195 | 1322.6254 | 1176.7786 | 1035.4647 | 1040.5405 | 1045.6412 | 1050.7669 | 1055.9177 | 1061.0938 | 1066.2952 | 1071.5221 | 1076.7747 | 1082.053 | 1087.3572 | 1092.6874 | 1098.0437 | 1103.4263 | 1108.8352 | 1114.2707 | 1119.7328 | 1125.2217 | 1130.7375 | 1136.2803 | 1141.8503 | 1147.4476 | 1153.0723 | 1158.7247 | 1164.4047 | 1170.1125 | 1175.8484 | 1181.6124 | 1187.4046 | 1193.2252 | 1199.0743 | 1204.9521 | 1210.8588 | 1216.7944 | 1222.759 | 1228.7529
F2_Commercial_Miscellaneous_Natural Gas | F2 | Commercial | Miscellaneous | Natural Gas | Avoided Capacity Cost | $ per therm | 0 | 0 | 0 | 0 | 0 | 0 | 0 | 0 | 0 | 0 | 0 | 0 | 0 | 0 | 0 | 0 | 0 | 0 | 0 | 0 | 0 | 0 | 0 | 0 | 0 | 0 | 0 | 0 | 0 | 0 | 0 | 0 | 0 | 0 | 0 | 0 | 0 | 0 | 0 | 0 | 0 | 0 | 0 | 0 | 0 | 0 | 0 | 0 | 0 | 0 | 0 | 0 | 0 | 0 | 0 | 0 | 0 | 0 | 0 | 0
F3_Commercial_Miscellaneous_Natural Gas | F3 | Commercial | Miscellaneous | Natural Gas | Line Loss | % T&D Loss | bar: 2021 to 2080
F4_Commercial_Miscellaneous_Natural Gas | F4 | Commercial | Miscellaneous | Natural Gas | Peak Season | Winter/Summer | Winter | Winter | Winter | Winter | Winter | Winter | Winter | Winter | Winter | Winter | Winter | Winter | Winter | Winter | Winter | Winter | Winter | Winter | Winter | Winter | Winter | Winter | Winter | Winter | Winter | Winter | Winter | Winter | Winter | Winter | Winter | Winter | Winter | Winter | Winter | Winter | Winter | Winter | Winter | Winter | Winter | Winter | Winter | Winter | Winter | Winter | Winter | Winter | Winter | Winter | Winter | Winter | Winter | Winter | Winter | Winter | Winter | Winter | Winter | Winter
F5_Commercial_Miscellaneous_Natural Gas | F5 | Commercial | Miscellaneous | Natural Gas | RVT Energy Price | $ per Mtherm | 0 | 0 | 0 | 0 | 0 | 0 | 0 | 0 | 0 | 0 | 0 | 0 | 0 | 0 | 0 | 0 | 0 | 0 | 0 | 0 | 0 | 0 | 0 | 0 | 0 | 0 | 0 | 0 | 0 | 0 | 0 | 0 | 0 | 0 | 0 | 0 | 0 | 0 | 0 | 0 | 0 | 0 | 0 | 0 | 0 | 0 | 0 | 0 | 0 | 0 | 0 | 0 | 0 | 0 | 0 | 0 | 0 | 0 | 0 | 0
F6_Commercial_Miscellaneous_Natural Gas | F6 | Commercial | Miscellaneous | Natural Gas | RVT Peak Price | $ per therm | 0 | 0 | 0 | 0 | 0 | 0 | 0 | 0 | 0 | 0 | 0 | 0 | 0 | 0 | 0 | 0 | 0 | 0 | 0 | 0 | 0 | 0 | 0 | 0 | 0 | 0 | 0 | 0 | 0 | 0 | 0 | 0 | 0 | 0 | 0 | 0 | 0 | 0 | 0 | 0 | 0 | 0 | 0 | 0 | 0 | 0 | 0 | 0 | 0 | 0 | 0 | 0 | 0 | 0 | 0 | 0 | 0 | 0 | 0 | 0

## Utilization
|  |  |  | Exogenous Variables Affecting Energy Usage | [11 empty] | 2021 | 2022 | 2023 | 2024 | 2025 | 2026 | 2027 | 2028 | 2029 | 2030 | 2031 | 2032 | 2033 | 2034 | 2035 | 2036 | 2037 | 2038 | 2039 | 2040 | 2041 | 2042 | 2043 | 2044 | 2045 | 2046 | 2047 | 2048 | 2049 | 2050 | 2051 | 2052 | 2053 | 2054 | 2055 | 2056 | 2057 | 2058 | 2059 | 2060 | 2061 | 2062 | 2063 | 2064 | 2065 | 2066 | 2067 | 2068 | 2069 | 2070 | 2071 | 2072 | 2073 | 2074 | 2075 | 2076 | 2077 | 2078 | 2079 | 2080 | 2081 | 2082 | 2083 | 2084 | 2085 | 2086 | 2087
|  |  |  | Data Set 1 |  | HDD Days | [9 empty] | 6043.75 | 6501.9017 | 6476.6893 | 6476.6893 | 6476.6893 | 6476.6893 | 6476.6893 | 6476.6893 | 6476.6893 | 6476.6893 | 6476.6893 | 6476.6893 | 6476.6893 | 6476.6893 | 6476.6893 | 6476.6893 | 6476.6893 | 6476.6893 | 6476.6893 | 6476.6893 | 6476.6893 | 6476.6893 | 6476.6893 | 6476.6893 | 6476.6893 | 6476.6893 | 6476.6893 | 6476.6893 | 6476.6893 | 6476.6893 | 6476.6893 | 6476.6893 | 6476.6893 | 6476.6893 | 6476.6893 | 6476.6893 | 6476.6893 | 6476.6893 | 6476.6893 | 6476.6893 | 6476.6893 | 6476.6893 | 6476.6893 | 6476.6893 | 6476.6893 | 6476.6893 | 6476.6893 | 6476.6893 | 6476.6893 | 6476.6893 | 6476.6893 | 6476.6893 | 6476.6893 | 6476.6893 | 6476.6893 | 6476.6893 | 6476.6893 | 6476.6893 | 6476.6893 | 6476.6893 | 6476.6893 | 6476.6893 | 6476.6893 | 6476.6893 | 6476.6893 | 6476.6893 | 6476.6893
|  |  |  | Data Set 2 |  | Retail Price of Natural Gas $/therm | bar: 2021 to 2087
Data Set 3 | bar: 2021 to 2087
Data Set 4 | bar: 2021 to 2087
Data Set 5 | bar: 2021 to 2087
Data Set 6 | bar: 2021 to 2087
Data Set 7 | bar: 2021 to 2087
Data Set 8 | bar: 2021 to 2087
Data Set 9 | bar: 2021 to 2087
Data Set 10 | bar: 2021 to 2087
Elasticities for each Data Set
Key | Sector | Segment | Vintage | End Use | Fuel | 1 | 2 | 3 | 4 | 5 | 6 | 7 | 8 | 9 | 10 | 2021 | 2022 | 2023 | 2024 | 2025 | 2026 | 2027 | 2028 | 2029 | 2030 | 2031 | 2032 | 2033 | 2034 | 2035 | 2036 | 2037 | 2038 | 2039 | 2040 | 2041 | 2042 | 2043 | 2044 | 2045 | 2046 | 2047 | 2048 | 2049 | 2050 | 2051 | 2052 | 2053 | 2054 | 2055 | 2056 | 2057 | 2058 | 2059 | 2060 | 2061 | 2062 | 2063 | 2064 | 2065 | 2066 | 2067 | 2068 | 2069 | 2070 | 2071 | 2072 | 2073 | 2074 | 2075 | 2076 | 2077 | 2078 | 2079 | 2080 | 2081 | 2082 | 2083 | 2084 | 2085 | 2086 | 2087
Commercial_Office_Existing_Space Heating_Natural Gas | Commercial | Office | Existing | Space Heating | Natural Gas | 100% | 0% | 0% | 0% | 0% | 0% | 0% | 0% | 100% | 0% | 1 | 1.0758 | 1.0716 | 1.0716 | 1.0716 | 1.0716 | 1.0716 | 1.0716 | 1.0716 | 1.0716 | 1.0716 | 1.0716 | 1.0716 | 1.0716 | 1.0716 | 1.0716 | 1.0716 | 1.0716 | 1.0716 | 1.0716 | 1.0716 | 1.0716 | 1.0716 | 1.0716 | 1.0716 | 1.0716 | 1.0716 | 1.0716 | 1.0716 | 1.0716 | 1.0716 | 1.0716 | 1.0716 | 1.0716 | 1.0716 | 1.0716 | 1.0716 | 1.0716 | 1.0716 | 1.0716 | 1.0716 | 1.0716 | 1.0716 | 1.0716 | 1.0716 | 1.0716 | 1.0716 | 1.0716 | 1.0716 | 1.0716 | 1.0716 | 1.0716 | 1.0716 | 1.0716 | 1.0716 | 1.0716 | 1.0716 | 1.0716 | 1.0716 | 1.0716 | 1.0716 | 1.0716 | 1.0716 | 1.0716 | 1.0716 | 1.0716 | 1.0716
Commercial_Office_Existing_Water Heating_Natural Gas | Commercial | Office | Existing | Water Heating | Natural Gas | 0% | 0% | 0% | 0% | 0% | 0% | 0% | 0% | 100% | 0% | 1 | 1 | 1 | 1 | 1 | 1 | 1 | 1 | 1 | 1 | 1 | 1 | 1 | 1 | 1 | 1 | 1 | 1 | 1 | 1 | 1 | 1 | 1 | 1 | 1 | 1 | 1 | 1 | 1 | 1 | 1 | 1 | 1 | 1 | 1 | 1 | 1 | 1 | 1 | 1 | 1 | 1 | 1 | 1 | 1 | 1 | 1 | 1 | 1 | 1 | 1 | 1 | 1 | 1 | 1 | 1 | 1 | 1 | 1 | 1 | 1 | 1 | 1 | 1 | 1 | 1 | 1
Commercial_Office_Existing_Food Preparation_Natural Gas | Commercial | Office | Existing | Food Preparation | Natural Gas | 0% | 0% | 0% | 0% | 0% | 0% | 0% | 0% | 100% | 0% | 1 | 1 | 1 | 1 | 1 | 1 | 1 | 1 | 1 | 1 | 1 | 1 | 1 | 1 | 1 | 1 | 1 | 1 | 1 | 1 | 1 | 1 | 1 | 1 | 1 | 1 | 1 | 1 | 1 | 1 | 1 | 1 | 1 | 1 | 1 | 1 | 1 | 1 | 1 | 1 | 1 | 1 | 1 | 1 | 1 | 1 | 1 | 1 | 1 | 1 | 1 | 1 | 1 | 1 | 1 | 1 | 1 | 1 | 1 | 1 | 1 | 1 | 1 | 1 | 1 | 1 | 1
Commercial_Office_Existing_Miscellaneous_Natural Gas | Commercial | Office | Existing | Miscellaneous | Natural Gas | 0% | 0% | 0% | 0% | 0% | 0% | 0% | 0% | 100% | 0% | 1 | 1 | 1 | 1 | 1 | 1 | 1 | 1 | 1 | 1 | 1 | 1 | 1 | 1 | 1 | 1 | 1 | 1 | 1 | 1 | 1 | 1 | 1 | 1 | 1 | 1 | 1 | 1 | 1 | 1 | 1 | 1 | 1 | 1 | 1 | 1 | 1 | 1 | 1 | 1 | 1 | 1 | 1 | 1 | 1 | 1 | 1 | 1 | 1 | 1 | 1 | 1 | 1 | 1 | 1 | 1 | 1 | 1 | 1 | 1 | 1 | 1 | 1 | 1 | 1 | 1 | 1
Commercial_Office_New_Space Heating_Natural Gas | Commercial | Office | New | Space Heating | Natural Gas | 100% | 0% | 0% | 0% | 0% | 0% | 0% | 0% | 100% | 0% | 1 | 1.0758 | 1.0716 | 1.0716 | 1.0716 | 1.0716 | 1.0716 | 1.0716 | 1.0716 | 1.0716 | 1.0716 | 1.0716 | 1.0716 | 1.0716 | 1.0716 | 1.0716 | 1.0716 | 1.0716 | 1.0716 | 1.0716 | 1.0716 | 1.0716 | 1.0716 | 1.0716 | 1.0716 | 1.0716 | 1.0716 | 1.0716 | 1.0716 | 1.0716 | 1.0716 | 1.0716 | 1.0716 | 1.0716 | 1.0716 | 1.0716 | 1.0716 | 1.0716 | 1.0716 | 1.0716 | 1.0716 | 1.0716 | 1.0716 | 1.0716 | 1.0716 | 1.0716 | 1.0716 | 1.0716 | 1.0716 | 1.0716 | 1.0716 | 1.0716 | 1.0716 | 1.0716 | 1.0716 | 1.0716 | 1.0716 | 1.0716 | 1.0716 | 1.0716 | 1.0716 | 1.0716 | 1.0716 | 1.0716 | 1.0716 | 1.0716 | 1.0716
Commercial_Office_New_Water Heating_Natural Gas | Commercial | Office | New | Water Heating | Natural Gas | 0% | 0% | 0% | 0% | 0% | 0% | 0% | 0% | 100% | 0% | 1 | 1 | 1 | 1 | 1 | 1 | 1 | 1 | 1 | 1 | 1 | 1 | 1 | 1 | 1 | 1 | 1 | 1 | 1 | 1 | 1 | 1 | 1 | 1 | 1 | 1 | 1 | 1 | 1 | 1 | 1 | 1 | 1 | 1 | 1 | 1 | 1 | 1 | 1 | 1 | 1 | 1 | 1 | 1 | 1 | 1 | 1 | 1 | 1 | 1 | 1 | 1 | 1 | 1 | 1 | 1 | 1 | 1 | 1 | 1 | 1 | 1 | 1 | 1 | 1 | 1 | 1
Commercial_Office_New_Food Preparation_Natural Gas | Commercial | Office | New | Food Preparation | Natural Gas | 0% | 0% | 0% | 0% | 0% | 0% | 0% | 0% | 100% | 0% | 1 | 1 | 1 | 1 | 1 | 1 | 1 | 1 | 1 | 1 | 1 | 1 | 1 | 1 | 1 | 1 | 1 | 1 | 1 | 1 | 1 | 1 | 1 | 1 | 1 | 1 | 1 | 1 | 1 | 1 | 1 | 1 | 1 | 1 | 1 | 1 | 1 | 1 | 1 | 1 | 1 | 1 | 1 | 1 | 1 | 1 | 1 | 1 | 1 | 1 | 1 | 1 | 1 | 1 | 1 | 1 | 1 | 1 | 1 | 1 | 1 | 1 | 1 | 1 | 1 | 1 | 1
Commercial_Office_New_Miscellaneous_Natural Gas | Commercial | Office | New | Miscellaneous | Natural Gas | 0% | 0% | 0% | 0% | 0% | 0% | 0% | 0% | 100% | 0% | 1 | 1 | 1 | 1 | 1 | 1 | 1 | 1 | 1 | 1 | 1 | 1 | 1 | 1 | 1 | 1 | 1 | 1 | 1 | 1 | 1 | 1 | 1 | 1 | 1 | 1 | 1 | 1 | 1 | 1 | 1 | 1 | 1 | 1 | 1 | 1 | 1 | 1 | 1 | 1 | 1 | 1 | 1 | 1 | 1 | 1 | 1 | 1 | 1 | 1 | 1 | 1 | 1 | 1 | 1 | 1 | 1 | 1 | 1 | 1 | 1 | 1 | 1 | 1 | 1 | 1 | 1
Commercial_Restaurant_Existing_Space Heating_Natural Gas | Commercial | Restaurant | Existing | Space Heating | Natural Gas | 100% | 0% | 0% | 0% | 0% | 0% | 0% | 0% | 100% | 0% | 1 | 1.0758 | 1.0716 | 1.0716 | 1.0716 | 1.0716 | 1.0716 | 1.0716 | 1.0716 | 1.0716 | 1.0716 | 1.0716 | 1.0716 | 1.0716 | 1.0716 | 1.0716 | 1.0716 | 1.0716 | 1.0716 | 1.0716 | 1.0716 | 1.0716 | 1.0716 | 1.0716 | 1.0716 | 1.0716 | 1.0716 | 1.0716 | 1.0716 | 1.0716 | 1.0716 | 1.0716 | 1.0716 | 1.0716 | 1.0716 | 1.0716 | 1.0716 | 1.0716 | 1.0716 | 1.0716 | 1.0716 | 1.0716 | 1.0716 | 1.0716 | 1.0716 | 1.0716 | 1.0716 | 1.0716 | 1.0716 | 1.0716 | 1.0716 | 1.0716 | 1.0716 | 1.0716 | 1.0716 | 1.0716 | 1.0716 | 1.0716 | 1.0716 | 1.0716 | 1.0716 | 1.0716 | 1.0716 | 1.0716 | 1.0716 | 1.0716 | 1.0716
Commercial_Restaurant_Existing_Water Heating_Natural Gas | Commercial | Restaurant | Existing | Water Heating | Natural Gas | 0% | 0% | 0% | 0% | 0% | 0% | 0% | 0% | 100% | 0% | 1 | 1 | 1 | 1 | 1 | 1 | 1 | 1 | 1 | 1 | 1 | 1 | 1 | 1 | 1 | 1 | 1 | 1 | 1 | 1 | 1 | 1 | 1 | 1 | 1 | 1 | 1 | 1 | 1 | 1 | 1 | 1 | 1 | 1 | 1 | 1 | 1 | 1 | 1 | 1 | 1 | 1 | 1 | 1 | 1 | 1 | 1 | 1 | 1 | 1 | 1 | 1 | 1 | 1 | 1 | 1 | 1 | 1 | 1 | 1 | 1 | 1 | 1 | 1 | 1 | 1 | 1
Commercial_Restaurant_Existing_Food Preparation_Natural Gas | Commercial | Restaurant | Existing | Food Preparation | Natural Gas | 0% | 0% | 0% | 0% | 0% | 0% | 0% | 0% | 100% | 0% | 1 | 1 | 1 | 1 | 1 | 1 | 1 | 1 | 1 | 1 | 1 | 1 | 1 | 1 | 1 | 1 | 1 | 1 | 1 | 1 | 1 | 1 | 1 | 1 | 1 | 1 | 1 | 1 | 1 | 1 | 1 | 1 | 1 | 1 | 1 | 1 | 1 | 1 | 1 | 1 | 1 | 1 | 1 | 1 | 1 | 1 | 1 | 1 | 1 | 1 | 1 | 1 | 1 | 1 | 1 | 1 | 1 | 1 | 1 | 1 | 1 | 1 | 1 | 1 | 1 | 1 | 1
Commercial_Restaurant_Existing_Miscellaneous_Natural Gas | Commercial | Restaurant | Existing | Miscellaneous | Natural Gas | 0% | 0% | 0% | 0% | 0% | 0% | 0% | 0% | 100% | 0% | 1 | 1 | 1 | 1 | 1 | 1 | 1 | 1 | 1 | 1 | 1 | 1 | 1 | 1 | 1 | 1 | 1 | 1 | 1 | 1 | 1 | 1 | 1 | 1 | 1 | 1 | 1 | 1 | 1 | 1 | 1 | 1 | 1 | 1 | 1 | 1 | 1 | 1 | 1 | 1 | 1 | 1 | 1 | 1 | 1 | 1 | 1 | 1 | 1 | 1 | 1 | 1 | 1 | 1 | 1 | 1 | 1 | 1 | 1 | 1 | 1 | 1 | 1 | 1 | 1 | 1 | 1
Commercial_Restaurant_New_Space Heating_Natural Gas | Commercial | Restaurant | New | Space Heating | Natural Gas | 100% | 0% | 0% | 0% | 0% | 0% | 0% | 0% | 100% | 0% | 1 | 1.0758 | 1.0716 | 1.0716 | 1.0716 | 1.0716 | 1.0716 | 1.0716 | 1.0716 | 1.0716 | 1.0716 | 1.0716 | 1.0716 | 1.0716 | 1.0716 | 1.0716 | 1.0716 | 1.0716 | 1.0716 | 1.0716 | 1.0716 | 1.0716 | 1.0716 | 1.0716 | 1.0716 | 1.0716 | 1.0716 | 1.0716 | 1.0716 | 1.0716 | 1.0716 | 1.0716 | 1.0716 | 1.0716 | 1.0716 | 1.0716 | 1.0716 | 1.0716 | 1.0716 | 1.0716 | 1.0716 | 1.0716 | 1.0716 | 1.0716 | 1.0716 | 1.0716 | 1.0716 | 1.0716 | 1.0716 | 1.0716 | 1.0716 | 1.0716 | 1.0716 | 1.0716 | 1.0716 | 1.0716 | 1.0716 | 1.0716 | 1.0716 | 1.0716 | 1.0716 | 1.0716 | 1.0716 | 1.0716 | 1.0716 | 1.0716 | 1.0716
Commercial_Restaurant_New_Water Heating_Natural Gas | Commercial | Restaurant | New | Water Heating | Natural Gas | 0% | 0% | 0% | 0% | 0% | 0% | 0% | 0% | 100% | 0% | 1 | 1 | 1 | 1 | 1 | 1 | 1 | 1 | 1 | 1 | 1 | 1 | 1 | 1 | 1 | 1 | 1 | 1 | 1 | 1 | 1 | 1 | 1 | 1 | 1 | 1 | 1 | 1 | 1 | 1 | 1 | 1 | 1 | 1 | 1 | 1 | 1 | 1 | 1 | 1 | 1 | 1 | 1 | 1 | 1 | 1 | 1 | 1 | 1 | 1 | 1 | 1 | 1 | 1 | 1 | 1 | 1 | 1 | 1 | 1 | 1 | 1 | 1 | 1 | 1 | 1 | 1
Commercial_Restaurant_New_Food Preparation_Natural Gas | Commercial | Restaurant | New | Food Preparation | Natural Gas | 0% | 0% | 0% | 0% | 0% | 0% | 0% | 0% | 100% | 0% | 1 | 1 | 1 | 1 | 1 | 1 | 1 | 1 | 1 | 1 | 1 | 1 | 1 | 1 | 1 | 1 | 1 | 1 | 1 | 1 | 1 | 1 | 1 | 1 | 1 | 1 | 1 | 1 | 1 | 1 | 1 | 1 | 1 | 1 | 1 | 1 | 1 | 1 | 1 | 1 | 1 | 1 | 1 | 1 | 1 | 1 | 1 | 1 | 1 | 1 | 1 | 1 | 1 | 1 | 1 | 1 | 1 | 1 | 1 | 1 | 1 | 1 | 1 | 1 | 1 | 1 | 1
Commercial_Restaurant_New_Miscellaneous_Natural Gas | Commercial | Restaurant | New | Miscellaneous | Natural Gas | 0% | 0% | 0% | 0% | 0% | 0% | 0% | 0% | 100% | 0% | 1 | 1 | 1 | 1 | 1 | 1 | 1 | 1 | 1 | 1 | 1 | 1 | 1 | 1 | 1 | 1 | 1 | 1 | 1 | 1 | 1 | 1 | 1 | 1 | 1 | 1 | 1 | 1 | 1 | 1 | 1 | 1 | 1 | 1 | 1 | 1 | 1 | 1 | 1 | 1 | 1 | 1 | 1 | 1 | 1 | 1 | 1 | 1 | 1 | 1 | 1 | 1 | 1 | 1 | 1 | 1 | 1 | 1 | 1 | 1 | 1 | 1 | 1 | 1 | 1 | 1 | 1
Commercial_Retail_Existing_Space Heating_Natural Gas | Commercial | Retail | Existing | Space Heating | Natural Gas | 100% | 0% | 0% | 0% | 0% | 0% | 0% | 0% | 100% | 0% | 1 | 1.0758 | 1.0716 | 1.0716 | 1.0716 | 1.0716 | 1.0716 | 1.0716 | 1.0716 | 1.0716 | 1.0716 | 1.0716 | 1.0716 | 1.0716 | 1.0716 | 1.0716 | 1.0716 | 1.0716 | 1.0716 | 1.0716 | 1.0716 | 1.0716 | 1.0716 | 1.0716 | 1.0716 | 1.0716 | 1.0716 | 1.0716 | 1.0716 | 1.0716 | 1.0716 | 1.0716 | 1.0716 | 1.0716 | 1.0716 | 1.0716 | 1.0716 | 1.0716 | 1.0716 | 1.0716 | 1.0716 | 1.0716 | 1.0716 | 1.0716 | 1.0716 | 1.0716 | 1.0716 | 1.0716 | 1.0716 | 1.0716 | 1.0716 | 1.0716 | 1.0716 | 1.0716 | 1.0716 | 1.0716 | 1.0716 | 1.0716 | 1.0716 | 1.0716 | 1.0716 | 1.0716 | 1.0716 | 1.0716 | 1.0716 | 1.0716 | 1.0716
Commercial_Retail_Existing_Water Heating_Natural Gas | Commercial | Retail | Existing | Water Heating | Natural Gas | 0% | 0% | 0% | 0% | 0% | 0% | 0% | 0% | 100% | 0% | 1 | 1 | 1 | 1 | 1 | 1 | 1 | 1 | 1 | 1 | 1 | 1 | 1 | 1 | 1 | 1 | 1 | 1 | 1 | 1 | 1 | 1 | 1 | 1 | 1 | 1 | 1 | 1 | 1 | 1 | 1 | 1 | 1 | 1 | 1 | 1 | 1 | 1 | 1 | 1 | 1 | 1 | 1 | 1 | 1 | 1 | 1 | 1 | 1 | 1 | 1 | 1 | 1 | 1 | 1 | 1 | 1 | 1 | 1 | 1 | 1 | 1 | 1 | 1 | 1 | 1 | 1
Commercial_Retail_Existing_Food Preparation_Natural Gas | Commercial | Retail | Existing | Food Preparation | Natural Gas | 0% | 0% | 0% | 0% | 0% | 0% | 0% | 0% | 100% | 0% | 1 | 1 | 1 | 1 | 1 | 1 | 1 | 1 | 1 | 1 | 1 | 1 | 1 | 1 | 1 | 1 | 1 | 1 | 1 | 1 | 1 | 1 | 1 | 1 | 1 | 1 | 1 | 1 | 1 | 1 | 1 | 1 | 1 | 1 | 1 | 1 | 1 | 1 | 1 | 1 | 1 | 1 | 1 | 1 | 1 | 1 | 1 | 1 | 1 | 1 | 1 | 1 | 1 | 1 | 1 | 1 | 1 | 1 | 1 | 1 | 1 | 1 | 1 | 1 | 1 | 1 | 1
Commercial_Retail_Existing_Miscellaneous_Natural Gas | Commercial | Retail | Existing | Miscellaneous | Natural Gas | 0% | 0% | 0% | 0% | 0% | 0% | 0% | 0% | 100% | 0% | 1 | 1 | 1 | 1 | 1 | 1 | 1 | 1 | 1 | 1 | 1 | 1 | 1 | 1 | 1 | 1 | 1 | 1 | 1 | 1 | 1 | 1 | 1 | 1 | 1 | 1 | 1 | 1 | 1 | 1 | 1 | 1 | 1 | 1 | 1 | 1 | 1 | 1 | 1 | 1 | 1 | 1 | 1 | 1 | 1 | 1 | 1 | 1 | 1 | 1 | 1 | 1 | 1 | 1 | 1 | 1 | 1 | 1 | 1 | 1 | 1 | 1 | 1 | 1 | 1 | 1 | 1
Commercial_Retail_New_Space Heating_Natural Gas | Commercial | Retail | New | Space Heating | Natural Gas | 100% | 0% | 0% | 0% | 0% | 0% | 0% | 0% | 100% | 0% | 1 | 1.0758 | 1.0716 | 1.0716 | 1.0716 | 1.0716 | 1.0716 | 1.0716 | 1.0716 | 1.0716 | 1.0716 | 1.0716 | 1.0716 | 1.0716 | 1.0716 | 1.0716 | 1.0716 | 1.0716 | 1.0716 | 1.0716 | 1.0716 | 1.0716 | 1.0716 | 1.0716 | 1.0716 | 1.0716 | 1.0716 | 1.0716 | 1.0716 | 1.0716 | 1.0716 | 1.0716 | 1.0716 | 1.0716 | 1.0716 | 1.0716 | 1.0716 | 1.0716 | 1.0716 | 1.0716 | 1.0716 | 1.0716 | 1.0716 | 1.0716 | 1.0716 | 1.0716 | 1.0716 | 1.0716 | 1.0716 | 1.0716 | 1.0716 | 1.0716 | 1.0716 | 1.0716 | 1.0716 | 1.0716 | 1.0716 | 1.0716 | 1.0716 | 1.0716 | 1.0716 | 1.0716 | 1.0716 | 1.0716 | 1.0716 | 1.0716 | 1.0716
Commercial_Retail_New_Water Heating_Natural Gas | Commercial | Retail | New | Water Heating | Natural Gas | 0% | 0% | 0% | 0% | 0% | 0% | 0% | 0% | 100% | 0% | 1 | 1 | 1 | 1 | 1 | 1 | 1 | 1 | 1 | 1 | 1 | 1 | 1 | 1 | 1 | 1 | 1 | 1 | 1 | 1 | 1 | 1 | 1 | 1 | 1 | 1 | 1 | 1 | 1 | 1 | 1 | 1 | 1 | 1 | 1 | 1 | 1 | 1 | 1 | 1 | 1 | 1 | 1 | 1 | 1 | 1 | 1 | 1 | 1 | 1 | 1 | 1 | 1 | 1 | 1 | 1 | 1 | 1 | 1 | 1 | 1 | 1 | 1 | 1 | 1 | 1 | 1
Commercial_Retail_New_Food Preparation_Natural Gas | Commercial | Retail | New | Food Preparation | Natural Gas | 0% | 0% | 0% | 0% | 0% | 0% | 0% | 0% | 100% | 0% | 1 | 1 | 1 | 1 | 1 | 1 | 1 | 1 | 1 | 1 | 1 | 1 | 1 | 1 | 1 | 1 | 1 | 1 | 1 | 1 | 1 | 1 | 1 | 1 | 1 | 1 | 1 | 1 | 1 | 1 | 1 | 1 | 1 | 1 | 1 | 1 | 1 | 1 | 1 | 1 | 1 | 1 | 1 | 1 | 1 | 1 | 1 | 1 | 1 | 1 | 1 | 1 | 1 | 1 | 1 | 1 | 1 | 1 | 1 | 1 | 1 | 1 | 1 | 1 | 1 | 1 | 1
Commercial_Retail_New_Miscellaneous_Natural Gas | Commercial | Retail | New | Miscellaneous | Natural Gas | 0% | 0% | 0% | 0% | 0% | 0% | 0% | 0% | 100% | 0% | 1 | 1 | 1 | 1 | 1 | 1 | 1 | 1 | 1 | 1 | 1 | 1 | 1 | 1 | 1 | 1 | 1 | 1 | 1 | 1 | 1 | 1 | 1 | 1 | 1 | 1 | 1 | 1 | 1 | 1 | 1 | 1 | 1 | 1 | 1 | 1 | 1 | 1 | 1 | 1 | 1 | 1 | 1 | 1 | 1 | 1 | 1 | 1 | 1 | 1 | 1 | 1 | 1 | 1 | 1 | 1 | 1 | 1 | 1 | 1 | 1 | 1 | 1 | 1 | 1 | 1 | 1
Commercial_Grocery_Existing_Space Heating_Natural Gas | Commercial | Grocery | Existing | Space Heating | Natural Gas | 100% | 0% | 0% | 0% | 0% | 0% | 0% | 0% | 100% | 0% | 1 | 1.0758 | 1.0716 | 1.0716 | 1.0716 | 1.0716 | 1.0716 | 1.0716 | 1.0716 | 1.0716 | 1.0716 | 1.0716 | 1.0716 | 1.0716 | 1.0716 | 1.0716 | 1.0716 | 1.0716 | 1.0716 | 1.0716 | 1.0716 | 1.0716 | 1.0716 | 1.0716 | 1.0716 | 1.0716 | 1.0716 | 1.0716 | 1.0716 | 1.0716 | 1.0716 | 1.0716 | 1.0716 | 1.0716 | 1.0716 | 1.0716 | 1.0716 | 1.0716 | 1.0716 | 1.0716 | 1.0716 | 1.0716 | 1.0716 | 1.0716 | 1.0716 | 1.0716 | 1.0716 | 1.0716 | 1.0716 | 1.0716 | 1.0716 | 1.0716 | 1.0716 | 1.0716 | 1.0716 | 1.0716 | 1.0716 | 1.0716 | 1.0716 | 1.0716 | 1.0716 | 1.0716 | 1.0716 | 1.0716 | 1.0716 | 1.0716 | 1.0716
Commercial_Grocery_Existing_Water Heating_Natural Gas | Commercial | Grocery | Existing | Water Heating | Natural Gas | 0% | 0% | 0% | 0% | 0% | 0% | 0% | 0% | 100% | 0% | 1 | 1 | 1 | 1 | 1 | 1 | 1 | 1 | 1 | 1 | 1 | 1 | 1 | 1 | 1 | 1 | 1 | 1 | 1 | 1 | 1 | 1 | 1 | 1 | 1 | 1 | 1 | 1 | 1 | 1 | 1 | 1 | 1 | 1 | 1 | 1 | 1 | 1 | 1 | 1 | 1 | 1 | 1 | 1 | 1 | 1 | 1 | 1 | 1 | 1 | 1 | 1 | 1 | 1 | 1 | 1 | 1 | 1 | 1 | 1 | 1 | 1 | 1 | 1 | 1 | 1 | 1
Commercial_Grocery_Existing_Food Preparation_Natural Gas | Commercial | Grocery | Existing | Food Preparation | Natural Gas | 0% | 0% | 0% | 0% | 0% | 0% | 0% | 0% | 100% | 0% | 1 | 1 | 1 | 1 | 1 | 1 | 1 | 1 | 1 | 1 | 1 | 1 | 1 | 1 | 1 | 1 | 1 | 1 | 1 | 1 | 1 | 1 | 1 | 1 | 1 | 1 | 1 | 1 | 1 | 1 | 1 | 1 | 1 | 1 | 1 | 1 | 1 | 1 | 1 | 1 | 1 | 1 | 1 | 1 | 1 | 1 | 1 | 1 | 1 | 1 | 1 | 1 | 1 | 1 | 1 | 1 | 1 | 1 | 1 | 1 | 1 | 1 | 1 | 1 | 1 | 1 | 1
Commercial_Grocery_Existing_Miscellaneous_Natural Gas | Commercial | Grocery | Existing | Miscellaneous | Natural Gas | 0% | 0% | 0% | 0% | 0% | 0% | 0% | 0% | 100% | 0% | 1 | 1 | 1 | 1 | 1 | 1 | 1 | 1 | 1 | 1 | 1 | 1 | 1 | 1 | 1 | 1 | 1 | 1 | 1 | 1 | 1 | 1 | 1 | 1 | 1 | 1 | 1 | 1 | 1 | 1 | 1 | 1 | 1 | 1 | 1 | 1 | 1 | 1 | 1 | 1 | 1 | 1 | 1 | 1 | 1 | 1 | 1 | 1 | 1 | 1 | 1 | 1 | 1 | 1 | 1 | 1 | 1 | 1 | 1 | 1 | 1 | 1 | 1 | 1 | 1 | 1 | 1
Commercial_Grocery_New_Space Heating_Natural Gas | Commercial | Grocery | New | Space Heating | Natural Gas | 100% | 0% | 0% | 0% | 0% | 0% | 0% | 0% | 100% | 0% | 1 | 1.0758 | 1.0716 | 1.0716 | 1.0716 | 1.0716 | 1.0716 | 1.0716 | 1.0716 | 1.0716 | 1.0716 | 1.0716 | 1.0716 | 1.0716 | 1.0716 | 1.0716 | 1.0716 | 1.0716 | 1.0716 | 1.0716 | 1.0716 | 1.0716 | 1.0716 | 1.0716 | 1.0716 | 1.0716 | 1.0716 | 1.0716 | 1.0716 | 1.0716 | 1.0716 | 1.0716 | 1.0716 | 1.0716 | 1.0716 | 1.0716 | 1.0716 | 1.0716 | 1.0716 | 1.0716 | 1.0716 | 1.0716 | 1.0716 | 1.0716 | 1.0716 | 1.0716 | 1.0716 | 1.0716 | 1.0716 | 1.0716 | 1.0716 | 1.0716 | 1.0716 | 1.0716 | 1.0716 | 1.0716 | 1.0716 | 1.0716 | 1.0716 | 1.0716 | 1.0716 | 1.0716 | 1.0716 | 1.0716 | 1.0716 | 1.0716 | 1.0716
Commercial_Grocery_New_Water Heating_Natural Gas | Commercial | Grocery | New | Water Heating | Natural Gas | 0% | 0% | 0% | 0% | 0% | 0% | 0% | 0% | 100% | 0% | 1 | 1 | 1 | 1 | 1 | 1 | 1 | 1 | 1 | 1 | 1 | 1 | 1 | 1 | 1 | 1 | 1 | 1 | 1 | 1 | 1 | 1 | 1 | 1 | 1 | 1 | 1 | 1 | 1 | 1 | 1 | 1 | 1 | 1 | 1 | 1 | 1 | 1 | 1 | 1 | 1 | 1 | 1 | 1 | 1 | 1 | 1 | 1 | 1 | 1 | 1 | 1 | 1 | 1 | 1 | 1 | 1 | 1 | 1 | 1 | 1 | 1 | 1 | 1 | 1 | 1 | 1
Commercial_Grocery_New_Food Preparation_Natural Gas | Commercial | Grocery | New | Food Preparation | Natural Gas | 0% | 0% | 0% | 0% | 0% | 0% | 0% | 0% | 100% | 0% | 1 | 1 | 1 | 1 | 1 | 1 | 1 | 1 | 1 | 1 | 1 | 1 | 1 | 1 | 1 | 1 | 1 | 1 | 1 | 1 | 1 | 1 | 1 | 1 | 1 | 1 | 1 | 1 | 1 | 1 | 1 | 1 | 1 | 1 | 1 | 1 | 1 | 1 | 1 | 1 | 1 | 1 | 1 | 1 | 1 | 1 | 1 | 1 | 1 | 1 | 1 | 1 | 1 | 1 | 1 | 1 | 1 | 1 | 1 | 1 | 1 | 1 | 1 | 1 | 1 | 1 | 1
Commercial_Grocery_New_Miscellaneous_Natural Gas | Commercial | Grocery | New | Miscellaneous | Natural Gas | 0% | 0% | 0% | 0% | 0% | 0% | 0% | 0% | 100% | 0% | 1 | 1 | 1 | 1 | 1 | 1 | 1 | 1 | 1 | 1 | 1 | 1 | 1 | 1 | 1 | 1 | 1 | 1 | 1 | 1 | 1 | 1 | 1 | 1 | 1 | 1 | 1 | 1 | 1 | 1 | 1 | 1 | 1 | 1 | 1 | 1 | 1 | 1 | 1 | 1 | 1 | 1 | 1 | 1 | 1 | 1 | 1 | 1 | 1 | 1 | 1 | 1 | 1 | 1 | 1 | 1 | 1 | 1 | 1 | 1 | 1 | 1 | 1 | 1 | 1 | 1 | 1
Commercial_School_Existing_Space Heating_Natural Gas | Commercial | School | Existing | Space Heating | Natural Gas | 100% | 0% | 0% | 0% | 0% | 0% | 0% | 0% | 100% | 0% | 1 | 1.0758 | 1.0716 | 1.0716 | 1.0716 | 1.0716 | 1.0716 | 1.0716 | 1.0716 | 1.0716 | 1.0716 | 1.0716 | 1.0716 | 1.0716 | 1.0716 | 1.0716 | 1.0716 | 1.0716 | 1.0716 | 1.0716 | 1.0716 | 1.0716 | 1.0716 | 1.0716 | 1.0716 | 1.0716 | 1.0716 | 1.0716 | 1.0716 | 1.0716 | 1.0716 | 1.0716 | 1.0716 | 1.0716 | 1.0716 | 1.0716 | 1.0716 | 1.0716 | 1.0716 | 1.0716 | 1.0716 | 1.0716 | 1.0716 | 1.0716 | 1.0716 | 1.0716 | 1.0716 | 1.0716 | 1.0716 | 1.0716 | 1.0716 | 1.0716 | 1.0716 | 1.0716 | 1.0716 | 1.0716 | 1.0716 | 1.0716 | 1.0716 | 1.0716 | 1.0716 | 1.0716 | 1.0716 | 1.0716 | 1.0716 | 1.0716 | 1.0716
Commercial_School_Existing_Water Heating_Natural Gas | Commercial | School | Existing | Water Heating | Natural Gas | 0% | 0% | 0% | 0% | 0% | 0% | 0% | 0% | 100% | 0% | 1 | 1 | 1 | 1 | 1 | 1 | 1 | 1 | 1 | 1 | 1 | 1 | 1 | 1 | 1 | 1 | 1 | 1 | 1 | 1 | 1 | 1 | 1 | 1 | 1 | 1 | 1 | 1 | 1 | 1 | 1 | 1 | 1 | 1 | 1 | 1 | 1 | 1 | 1 | 1 | 1 | 1 | 1 | 1 | 1 | 1 | 1 | 1 | 1 | 1 | 1 | 1 | 1 | 1 | 1 | 1 | 1 | 1 | 1 | 1 | 1 | 1 | 1 | 1 | 1 | 1 | 1
Commercial_School_Existing_Food Preparation_Natural Gas | Commercial | School | Existing | Food Preparation | Natural Gas | 0% | 0% | 0% | 0% | 0% | 0% | 0% | 0% | 100% | 0% | 1 | 1 | 1 | 1 | 1 | 1 | 1 | 1 | 1 | 1 | 1 | 1 | 1 | 1 | 1 | 1 | 1 | 1 | 1 | 1 | 1 | 1 | 1 | 1 | 1 | 1 | 1 | 1 | 1 | 1 | 1 | 1 | 1 | 1 | 1 | 1 | 1 | 1 | 1 | 1 | 1 | 1 | 1 | 1 | 1 | 1 | 1 | 1 | 1 | 1 | 1 | 1 | 1 | 1 | 1 | 1 | 1 | 1 | 1 | 1 | 1 | 1 | 1 | 1 | 1 | 1 | 1
Commercial_School_Existing_Miscellaneous_Natural Gas | Commercial | School | Existing | Miscellaneous | Natural Gas | 0% | 0% | 0% | 0% | 0% | 0% | 0% | 0% | 100% | 0% | 1 | 1 | 1 | 1 | 1 | 1 | 1 | 1 | 1 | 1 | 1 | 1 | 1 | 1 | 1 | 1 | 1 | 1 | 1 | 1 | 1 | 1 | 1 | 1 | 1 | 1 | 1 | 1 | 1 | 1 | 1 | 1 | 1 | 1 | 1 | 1 | 1 | 1 | 1 | 1 | 1 | 1 | 1 | 1 | 1 | 1 | 1 | 1 | 1 | 1 | 1 | 1 | 1 | 1 | 1 | 1 | 1 | 1 | 1 | 1 | 1 | 1 | 1 | 1 | 1 | 1 | 1
Commercial_School_New_Space Heating_Natural Gas | Commercial | School | New | Space Heating | Natural Gas | 100% | 0% | 0% | 0% | 0% | 0% | 0% | 0% | 100% | 0% | 1 | 1.0758 | 1.0716 | 1.0716 | 1.0716 | 1.0716 | 1.0716 | 1.0716 | 1.0716 | 1.0716 | 1.0716 | 1.0716 | 1.0716 | 1.0716 | 1.0716 | 1.0716 | 1.0716 | 1.0716 | 1.0716 | 1.0716 | 1.0716 | 1.0716 | 1.0716 | 1.0716 | 1.0716 | 1.0716 | 1.0716 | 1.0716 | 1.0716 | 1.0716 | 1.0716 | 1.0716 | 1.0716 | 1.0716 | 1.0716 | 1.0716 | 1.0716 | 1.0716 | 1.0716 | 1.0716 | 1.0716 | 1.0716 | 1.0716 | 1.0716 | 1.0716 | 1.0716 | 1.0716 | 1.0716 | 1.0716 | 1.0716 | 1.0716 | 1.0716 | 1.0716 | 1.0716 | 1.0716 | 1.0716 | 1.0716 | 1.0716 | 1.0716 | 1.0716 | 1.0716 | 1.0716 | 1.0716 | 1.0716 | 1.0716 | 1.0716 | 1.0716
Commercial_School_New_Water Heating_Natural Gas | Commercial | School | New | Water Heating | Natural Gas | 0% | 0% | 0% | 0% | 0% | 0% | 0% | 0% | 100% | 0% | 1 | 1 | 1 | 1 | 1 | 1 | 1 | 1 | 1 | 1 | 1 | 1 | 1 | 1 | 1 | 1 | 1 | 1 | 1 | 1 | 1 | 1 | 1 | 1 | 1 | 1 | 1 | 1 | 1 | 1 | 1 | 1 | 1 | 1 | 1 | 1 | 1 | 1 | 1 | 1 | 1 | 1 | 1 | 1 | 1 | 1 | 1 | 1 | 1 | 1 | 1 | 1 | 1 | 1 | 1 | 1 | 1 | 1 | 1 | 1 | 1 | 1 | 1 | 1 | 1 | 1 | 1
Commercial_School_New_Food Preparation_Natural Gas | Commercial | School | New | Food Preparation | Natural Gas | 0% | 0% | 0% | 0% | 0% | 0% | 0% | 0% | 100% | 0% | 1 | 1 | 1 | 1 | 1 | 1 | 1 | 1 | 1 | 1 | 1 | 1 | 1 | 1 | 1 | 1 | 1 | 1 | 1 | 1 | 1 | 1 | 1 | 1 | 1 | 1 | 1 | 1 | 1 | 1 | 1 | 1 | 1 | 1 | 1 | 1 | 1 | 1 | 1 | 1 | 1 | 1 | 1 | 1 | 1 | 1 | 1 | 1 | 1 | 1 | 1 | 1 | 1 | 1 | 1 | 1 | 1 | 1 | 1 | 1 | 1 | 1 | 1 | 1 | 1 | 1 | 1
Commercial_School_New_Miscellaneous_Natural Gas | Commercial | School | New | Miscellaneous | Natural Gas | 0% | 0% | 0% | 0% | 0% | 0% | 0% | 0% | 100% | 0% | 1 | 1 | 1 | 1 | 1 | 1 | 1 | 1 | 1 | 1 | 1 | 1 | 1 | 1 | 1 | 1 | 1 | 1 | 1 | 1 | 1 | 1 | 1 | 1 | 1 | 1 | 1 | 1 | 1 | 1 | 1 | 1 | 1 | 1 | 1 | 1 | 1 | 1 | 1 | 1 | 1 | 1 | 1 | 1 | 1 | 1 | 1 | 1 | 1 | 1 | 1 | 1 | 1 | 1 | 1 | 1 | 1 | 1 | 1 | 1 | 1 | 1 | 1 | 1 | 1 | 1 | 1
Commercial_College_Existing_Space Heating_Natural Gas | Commercial | College | Existing | Space Heating | Natural Gas | 100% | 0% | 0% | 0% | 0% | 0% | 0% | 0% | 100% | 0% | 1 | 1.0758 | 1.0716 | 1.0716 | 1.0716 | 1.0716 | 1.0716 | 1.0716 | 1.0716 | 1.0716 | 1.0716 | 1.0716 | 1.0716 | 1.0716 | 1.0716 | 1.0716 | 1.0716 | 1.0716 | 1.0716 | 1.0716 | 1.0716 | 1.0716 | 1.0716 | 1.0716 | 1.0716 | 1.0716 | 1.0716 | 1.0716 | 1.0716 | 1.0716 | 1.0716 | 1.0716 | 1.0716 | 1.0716 | 1.0716 | 1.0716 | 1.0716 | 1.0716 | 1.0716 | 1.0716 | 1.0716 | 1.0716 | 1.0716 | 1.0716 | 1.0716 | 1.0716 | 1.0716 | 1.0716 | 1.0716 | 1.0716 | 1.0716 | 1.0716 | 1.0716 | 1.0716 | 1.0716 | 1.0716 | 1.0716 | 1.0716 | 1.0716 | 1.0716 | 1.0716 | 1.0716 | 1.0716 | 1.0716 | 1.0716 | 1.0716 | 1.0716
Commercial_College_Existing_Water Heating_Natural Gas | Commercial | College | Existing | Water Heating | Natural Gas | 0% | 0% | 0% | 0% | 0% | 0% | 0% | 0% | 100% | 0% | 1 | 1 | 1 | 1 | 1 | 1 | 1 | 1 | 1 | 1 | 1 | 1 | 1 | 1 | 1 | 1 | 1 | 1 | 1 | 1 | 1 | 1 | 1 | 1 | 1 | 1 | 1 | 1 | 1 | 1 | 1 | 1 | 1 | 1 | 1 | 1 | 1 | 1 | 1 | 1 | 1 | 1 | 1 | 1 | 1 | 1 | 1 | 1 | 1 | 1 | 1 | 1 | 1 | 1 | 1 | 1 | 1 | 1 | 1 | 1 | 1 | 1 | 1 | 1 | 1 | 1 | 1
Commercial_College_Existing_Food Preparation_Natural Gas | Commercial | College | Existing | Food Preparation | Natural Gas | 0% | 0% | 0% | 0% | 0% | 0% | 0% | 0% | 100% | 0% | 1 | 1 | 1 | 1 | 1 | 1 | 1 | 1 | 1 | 1 | 1 | 1 | 1 | 1 | 1 | 1 | 1 | 1 | 1 | 1 | 1 | 1 | 1 | 1 | 1 | 1 | 1 | 1 | 1 | 1 | 1 | 1 | 1 | 1 | 1 | 1 | 1 | 1 | 1 | 1 | 1 | 1 | 1 | 1 | 1 | 1 | 1 | 1 | 1 | 1 | 1 | 1 | 1 | 1 | 1 | 1 | 1 | 1 | 1 | 1 | 1 | 1 | 1 | 1 | 1 | 1 | 1
Commercial_College_Existing_Miscellaneous_Natural Gas | Commercial | College | Existing | Miscellaneous | Natural Gas | 0% | 0% | 0% | 0% | 0% | 0% | 0% | 0% | 100% | 0% | 1 | 1 | 1 | 1 | 1 | 1 | 1 | 1 | 1 | 1 | 1 | 1 | 1 | 1 | 1 | 1 | 1 | 1 | 1 | 1 | 1 | 1 | 1 | 1 | 1 | 1 | 1 | 1 | 1 | 1 | 1 | 1 | 1 | 1 | 1 | 1 | 1 | 1 | 1 | 1 | 1 | 1 | 1 | 1 | 1 | 1 | 1 | 1 | 1 | 1 | 1 | 1 | 1 | 1 | 1 | 1 | 1 | 1 | 1 | 1 | 1 | 1 | 1 | 1 | 1 | 1 | 1
Commercial_College_New_Space Heating_Natural Gas | Commercial | College | New | Space Heating | Natural Gas | 100% | 0% | 0% | 0% | 0% | 0% | 0% | 0% | 100% | 0% | 1 | 1.0758 | 1.0716 | 1.0716 | 1.0716 | 1.0716 | 1.0716 | 1.0716 | 1.0716 | 1.0716 | 1.0716 | 1.0716 | 1.0716 | 1.0716 | 1.0716 | 1.0716 | 1.0716 | 1.0716 | 1.0716 | 1.0716 | 1.0716 | 1.0716 | 1.0716 | 1.0716 | 1.0716 | 1.0716 | 1.0716 | 1.0716 | 1.0716 | 1.0716 | 1.0716 | 1.0716 | 1.0716 | 1.0716 | 1.0716 | 1.0716 | 1.0716 | 1.0716 | 1.0716 | 1.0716 | 1.0716 | 1.0716 | 1.0716 | 1.0716 | 1.0716 | 1.0716 | 1.0716 | 1.0716 | 1.0716 | 1.0716 | 1.0716 | 1.0716 | 1.0716 | 1.0716 | 1.0716 | 1.0716 | 1.0716 | 1.0716 | 1.0716 | 1.0716 | 1.0716 | 1.0716 | 1.0716 | 1.0716 | 1.0716 | 1.0716 | 1.0716
Commercial_College_New_Water Heating_Natural Gas | Commercial | College | New | Water Heating | Natural Gas | 0% | 0% | 0% | 0% | 0% | 0% | 0% | 0% | 100% | 0% | 1 | 1 | 1 | 1 | 1 | 1 | 1 | 1 | 1 | 1 | 1 | 1 | 1 | 1 | 1 | 1 | 1 | 1 | 1 | 1 | 1 | 1 | 1 | 1 | 1 | 1 | 1 | 1 | 1 | 1 | 1 | 1 | 1 | 1 | 1 | 1 | 1 | 1 | 1 | 1 | 1 | 1 | 1 | 1 | 1 | 1 | 1 | 1 | 1 | 1 | 1 | 1 | 1 | 1 | 1 | 1 | 1 | 1 | 1 | 1 | 1 | 1 | 1 | 1 | 1 | 1 | 1
Commercial_College_New_Food Preparation_Natural Gas | Commercial | College | New | Food Preparation | Natural Gas | 0% | 0% | 0% | 0% | 0% | 0% | 0% | 0% | 100% | 0% | 1 | 1 | 1 | 1 | 1 | 1 | 1 | 1 | 1 | 1 | 1 | 1 | 1 | 1 | 1 | 1 | 1 | 1 | 1 | 1 | 1 | 1 | 1 | 1 | 1 | 1 | 1 | 1 | 1 | 1 | 1 | 1 | 1 | 1 | 1 | 1 | 1 | 1 | 1 | 1 | 1 | 1 | 1 | 1 | 1 | 1 | 1 | 1 | 1 | 1 | 1 | 1 | 1 | 1 | 1 | 1 | 1 | 1 | 1 | 1 | 1 | 1 | 1 | 1 | 1 | 1 | 1
Commercial_College_New_Miscellaneous_Natural Gas | Commercial | College | New | Miscellaneous | Natural Gas | 0% | 0% | 0% | 0% | 0% | 0% | 0% | 0% | 100% | 0% | 1 | 1 | 1 | 1 | 1 | 1 | 1 | 1 | 1 | 1 | 1 | 1 | 1 | 1 | 1 | 1 | 1 | 1 | 1 | 1 | 1 | 1 | 1 | 1 | 1 | 1 | 1 | 1 | 1 | 1 | 1 | 1 | 1 | 1 | 1 | 1 | 1 | 1 | 1 | 1 | 1 | 1 | 1 | 1 | 1 | 1 | 1 | 1 | 1 | 1 | 1 | 1 | 1 | 1 | 1 | 1 | 1 | 1 | 1 | 1 | 1 | 1 | 1 | 1 | 1 | 1 | 1
Commercial_Health_Existing_Space Heating_Natural Gas | Commercial | Health | Existing | Space Heating | Natural Gas | 100% | 0% | 0% | 0% | 0% | 0% | 0% | 0% | 100% | 0% | 1 | 1.0758 | 1.0716 | 1.0716 | 1.0716 | 1.0716 | 1.0716 | 1.0716 | 1.0716 | 1.0716 | 1.0716 | 1.0716 | 1.0716 | 1.0716 | 1.0716 | 1.0716 | 1.0716 | 1.0716 | 1.0716 | 1.0716 | 1.0716 | 1.0716 | 1.0716 | 1.0716 | 1.0716 | 1.0716 | 1.0716 | 1.0716 | 1.0716 | 1.0716 | 1.0716 | 1.0716 | 1.0716 | 1.0716 | 1.0716 | 1.0716 | 1.0716 | 1.0716 | 1.0716 | 1.0716 | 1.0716 | 1.0716 | 1.0716 | 1.0716 | 1.0716 | 1.0716 | 1.0716 | 1.0716 | 1.0716 | 1.0716 | 1.0716 | 1.0716 | 1.0716 | 1.0716 | 1.0716 | 1.0716 | 1.0716 | 1.0716 | 1.0716 | 1.0716 | 1.0716 | 1.0716 | 1.0716 | 1.0716 | 1.0716 | 1.0716 | 1.0716
Commercial_Health_Existing_Water Heating_Natural Gas | Commercial | Health | Existing | Water Heating | Natural Gas | 0% | 0% | 0% | 0% | 0% | 0% | 0% | 0% | 100% | 0% | 1 | 1 | 1 | 1 | 1 | 1 | 1 | 1 | 1 | 1 | 1 | 1 | 1 | 1 | 1 | 1 | 1 | 1 | 1 | 1 | 1 | 1 | 1 | 1 | 1 | 1 | 1 | 1 | 1 | 1 | 1 | 1 | 1 | 1 | 1 | 1 | 1 | 1 | 1 | 1 | 1 | 1 | 1 | 1 | 1 | 1 | 1 | 1 | 1 | 1 | 1 | 1 | 1 | 1 | 1 | 1 | 1 | 1 | 1 | 1 | 1 | 1 | 1 | 1 | 1 | 1 | 1
Commercial_Health_Existing_Food Preparation_Natural Gas | Commercial | Health | Existing | Food Preparation | Natural Gas | 0% | 0% | 0% | 0% | 0% | 0% | 0% | 0% | 100% | 0% | 1 | 1 | 1 | 1 | 1 | 1 | 1 | 1 | 1 | 1 | 1 | 1 | 1 | 1 | 1 | 1 | 1 | 1 | 1 | 1 | 1 | 1 | 1 | 1 | 1 | 1 | 1 | 1 | 1 | 1 | 1 | 1 | 1 | 1 | 1 | 1 | 1 | 1 | 1 | 1 | 1 | 1 | 1 | 1 | 1 | 1 | 1 | 1 | 1 | 1 | 1 | 1 | 1 | 1 | 1 | 1 | 1 | 1 | 1 | 1 | 1 | 1 | 1 | 1 | 1 | 1 | 1
Commercial_Health_Existing_Miscellaneous_Natural Gas | Commercial | Health | Existing | Miscellaneous | Natural Gas | 0% | 0% | 0% | 0% | 0% | 0% | 0% | 0% | 100% | 0% | 1 | 1 | 1 | 1 | 1 | 1 | 1 | 1 | 1 | 1 | 1 | 1 | 1 | 1 | 1 | 1 | 1 | 1 | 1 | 1 | 1 | 1 | 1 | 1 | 1 | 1 | 1 | 1 | 1 | 1 | 1 | 1 | 1 | 1 | 1 | 1 | 1 | 1 | 1 | 1 | 1 | 1 | 1 | 1 | 1 | 1 | 1 | 1 | 1 | 1 | 1 | 1 | 1 | 1 | 1 | 1 | 1 | 1 | 1 | 1 | 1 | 1 | 1 | 1 | 1 | 1 | 1
Commercial_Health_New_Space Heating_Natural Gas | Commercial | Health | New | Space Heating | Natural Gas | 100% | 0% | 0% | 0% | 0% | 0% | 0% | 0% | 100% | 0% | 1 | 1.0758 | 1.0716 | 1.0716 | 1.0716 | 1.0716 | 1.0716 | 1.0716 | 1.0716 | 1.0716 | 1.0716 | 1.0716 | 1.0716 | 1.0716 | 1.0716 | 1.0716 | 1.0716 | 1.0716 | 1.0716 | 1.0716 | 1.0716 | 1.0716 | 1.0716 | 1.0716 | 1.0716 | 1.0716 | 1.0716 | 1.0716 | 1.0716 | 1.0716 | 1.0716 | 1.0716 | 1.0716 | 1.0716 | 1.0716 | 1.0716 | 1.0716 | 1.0716 | 1.0716 | 1.0716 | 1.0716 | 1.0716 | 1.0716 | 1.0716 | 1.0716 | 1.0716 | 1.0716 | 1.0716 | 1.0716 | 1.0716 | 1.0716 | 1.0716 | 1.0716 | 1.0716 | 1.0716 | 1.0716 | 1.0716 | 1.0716 | 1.0716 | 1.0716 | 1.0716 | 1.0716 | 1.0716 | 1.0716 | 1.0716 | 1.0716 | 1.0716
Commercial_Health_New_Water Heating_Natural Gas | Commercial | Health | New | Water Heating | Natural Gas | 0% | 0% | 0% | 0% | 0% | 0% | 0% | 0% | 100% | 0% | 1 | 1 | 1 | 1 | 1 | 1 | 1 | 1 | 1 | 1 | 1 | 1 | 1 | 1 | 1 | 1 | 1 | 1 | 1 | 1 | 1 | 1 | 1 | 1 | 1 | 1 | 1 | 1 | 1 | 1 | 1 | 1 | 1 | 1 | 1 | 1 | 1 | 1 | 1 | 1 | 1 | 1 | 1 | 1 | 1 | 1 | 1 | 1 | 1 | 1 | 1 | 1 | 1 | 1 | 1 | 1 | 1 | 1 | 1 | 1 | 1 | 1 | 1 | 1 | 1 | 1 | 1
Commercial_Health_New_Food Preparation_Natural Gas | Commercial | Health | New | Food Preparation | Natural Gas | 0% | 0% | 0% | 0% | 0% | 0% | 0% | 0% | 100% | 0% | 1 | 1 | 1 | 1 | 1 | 1 | 1 | 1 | 1 | 1 | 1 | 1 | 1 | 1 | 1 | 1 | 1 | 1 | 1 | 1 | 1 | 1 | 1 | 1 | 1 | 1 | 1 | 1 | 1 | 1 | 1 | 1 | 1 | 1 | 1 | 1 | 1 | 1 | 1 | 1 | 1 | 1 | 1 | 1 | 1 | 1 | 1 | 1 | 1 | 1 | 1 | 1 | 1 | 1 | 1 | 1 | 1 | 1 | 1 | 1 | 1 | 1 | 1 | 1 | 1 | 1 | 1
Commercial_Health_New_Miscellaneous_Natural Gas | Commercial | Health | New | Miscellaneous | Natural Gas | 0% | 0% | 0% | 0% | 0% | 0% | 0% | 0% | 100% | 0% | 1 | 1 | 1 | 1 | 1 | 1 | 1 | 1 | 1 | 1 | 1 | 1 | 1 | 1 | 1 | 1 | 1 | 1 | 1 | 1 | 1 | 1 | 1 | 1 | 1 | 1 | 1 | 1 | 1 | 1 | 1 | 1 | 1 | 1 | 1 | 1 | 1 | 1 | 1 | 1 | 1 | 1 | 1 | 1 | 1 | 1 | 1 | 1 | 1 | 1 | 1 | 1 | 1 | 1 | 1 | 1 | 1 | 1 | 1 | 1 | 1 | 1 | 1 | 1 | 1 | 1 | 1
Commercial_Lodging_Existing_Space Heating_Natural Gas | Commercial | Lodging | Existing | Space Heating | Natural Gas | 100% | 0% | 0% | 0% | 0% | 0% | 0% | 0% | 100% | 0% | 1 | 1.0758 | 1.0716 | 1.0716 | 1.0716 | 1.0716 | 1.0716 | 1.0716 | 1.0716 | 1.0716 | 1.0716 | 1.0716 | 1.0716 | 1.0716 | 1.0716 | 1.0716 | 1.0716 | 1.0716 | 1.0716 | 1.0716 | 1.0716 | 1.0716 | 1.0716 | 1.0716 | 1.0716 | 1.0716 | 1.0716 | 1.0716 | 1.0716 | 1.0716 | 1.0716 | 1.0716 | 1.0716 | 1.0716 | 1.0716 | 1.0716 | 1.0716 | 1.0716 | 1.0716 | 1.0716 | 1.0716 | 1.0716 | 1.0716 | 1.0716 | 1.0716 | 1.0716 | 1.0716 | 1.0716 | 1.0716 | 1.0716 | 1.0716 | 1.0716 | 1.0716 | 1.0716 | 1.0716 | 1.0716 | 1.0716 | 1.0716 | 1.0716 | 1.0716 | 1.0716 | 1.0716 | 1.0716 | 1.0716 | 1.0716 | 1.0716 | 1.0716
Commercial_Lodging_Existing_Water Heating_Natural Gas | Commercial | Lodging | Existing | Water Heating | Natural Gas | 0% | 0% | 0% | 0% | 0% | 0% | 0% | 0% | 100% | 0% | 1 | 1 | 1 | 1 | 1 | 1 | 1 | 1 | 1 | 1 | 1 | 1 | 1 | 1 | 1 | 1 | 1 | 1 | 1 | 1 | 1 | 1 | 1 | 1 | 1 | 1 | 1 | 1 | 1 | 1 | 1 | 1 | 1 | 1 | 1 | 1 | 1 | 1 | 1 | 1 | 1 | 1 | 1 | 1 | 1 | 1 | 1 | 1 | 1 | 1 | 1 | 1 | 1 | 1 | 1 | 1 | 1 | 1 | 1 | 1 | 1 | 1 | 1 | 1 | 1 | 1 | 1
Commercial_Lodging_Existing_Food Preparation_Natural Gas | Commercial | Lodging | Existing | Food Preparation | Natural Gas | 0% | 0% | 0% | 0% | 0% | 0% | 0% | 0% | 100% | 0% | 1 | 1 | 1 | 1 | 1 | 1 | 1 | 1 | 1 | 1 | 1 | 1 | 1 | 1 | 1 | 1 | 1 | 1 | 1 | 1 | 1 | 1 | 1 | 1 | 1 | 1 | 1 | 1 | 1 | 1 | 1 | 1 | 1 | 1 | 1 | 1 | 1 | 1 | 1 | 1 | 1 | 1 | 1 | 1 | 1 | 1 | 1 | 1 | 1 | 1 | 1 | 1 | 1 | 1 | 1 | 1 | 1 | 1 | 1 | 1 | 1 | 1 | 1 | 1 | 1 | 1 | 1
Commercial_Lodging_Existing_Miscellaneous_Natural Gas | Commercial | Lodging | Existing | Miscellaneous | Natural Gas | 0% | 0% | 0% | 0% | 0% | 0% | 0% | 0% | 100% | 0% | 1 | 1 | 1 | 1 | 1 | 1 | 1 | 1 | 1 | 1 | 1 | 1 | 1 | 1 | 1 | 1 | 1 | 1 | 1 | 1 | 1 | 1 | 1 | 1 | 1 | 1 | 1 | 1 | 1 | 1 | 1 | 1 | 1 | 1 | 1 | 1 | 1 | 1 | 1 | 1 | 1 | 1 | 1 | 1 | 1 | 1 | 1 | 1 | 1 | 1 | 1 | 1 | 1 | 1 | 1 | 1 | 1 | 1 | 1 | 1 | 1 | 1 | 1 | 1 | 1 | 1 | 1
Commercial_Lodging_New_Space Heating_Natural Gas | Commercial | Lodging | New | Space Heating | Natural Gas | 100% | 0% | 0% | 0% | 0% | 0% | 0% | 0% | 100% | 0% | 1 | 1.0758 | 1.0716 | 1.0716 | 1.0716 | 1.0716 | 1.0716 | 1.0716 | 1.0716 | 1.0716 | 1.0716 | 1.0716 | 1.0716 | 1.0716 | 1.0716 | 1.0716 | 1.0716 | 1.0716 | 1.0716 | 1.0716 | 1.0716 | 1.0716 | 1.0716 | 1.0716 | 1.0716 | 1.0716 | 1.0716 | 1.0716 | 1.0716 | 1.0716 | 1.0716 | 1.0716 | 1.0716 | 1.0716 | 1.0716 | 1.0716 | 1.0716 | 1.0716 | 1.0716 | 1.0716 | 1.0716 | 1.0716 | 1.0716 | 1.0716 | 1.0716 | 1.0716 | 1.0716 | 1.0716 | 1.0716 | 1.0716 | 1.0716 | 1.0716 | 1.0716 | 1.0716 | 1.0716 | 1.0716 | 1.0716 | 1.0716 | 1.0716 | 1.0716 | 1.0716 | 1.0716 | 1.0716 | 1.0716 | 1.0716 | 1.0716 | 1.0716
Commercial_Lodging_New_Water Heating_Natural Gas | Commercial | Lodging | New | Water Heating | Natural Gas | 0% | 0% | 0% | 0% | 0% | 0% | 0% | 0% | 100% | 0% | 1 | 1 | 1 | 1 | 1 | 1 | 1 | 1 | 1 | 1 | 1 | 1 | 1 | 1 | 1 | 1 | 1 | 1 | 1 | 1 | 1 | 1 | 1 | 1 | 1 | 1 | 1 | 1 | 1 | 1 | 1 | 1 | 1 | 1 | 1 | 1 | 1 | 1 | 1 | 1 | 1 | 1 | 1 | 1 | 1 | 1 | 1 | 1 | 1 | 1 | 1 | 1 | 1 | 1 | 1 | 1 | 1 | 1 | 1 | 1 | 1 | 1 | 1 | 1 | 1 | 1 | 1
Commercial_Lodging_New_Food Preparation_Natural Gas | Commercial | Lodging | New | Food Preparation | Natural Gas | 0% | 0% | 0% | 0% | 0% | 0% | 0% | 0% | 100% | 0% | 1 | 1 | 1 | 1 | 1 | 1 | 1 | 1 | 1 | 1 | 1 | 1 | 1 | 1 | 1 | 1 | 1 | 1 | 1 | 1 | 1 | 1 | 1 | 1 | 1 | 1 | 1 | 1 | 1 | 1 | 1 | 1 | 1 | 1 | 1 | 1 | 1 | 1 | 1 | 1 | 1 | 1 | 1 | 1 | 1 | 1 | 1 | 1 | 1 | 1 | 1 | 1 | 1 | 1 | 1 | 1 | 1 | 1 | 1 | 1 | 1 | 1 | 1 | 1 | 1 | 1 | 1
Commercial_Lodging_New_Miscellaneous_Natural Gas | Commercial | Lodging | New | Miscellaneous | Natural Gas | 0% | 0% | 0% | 0% | 0% | 0% | 0% | 0% | 100% | 0% | 1 | 1 | 1 | 1 | 1 | 1 | 1 | 1 | 1 | 1 | 1 | 1 | 1 | 1 | 1 | 1 | 1 | 1 | 1 | 1 | 1 | 1 | 1 | 1 | 1 | 1 | 1 | 1 | 1 | 1 | 1 | 1 | 1 | 1 | 1 | 1 | 1 | 1 | 1 | 1 | 1 | 1 | 1 | 1 | 1 | 1 | 1 | 1 | 1 | 1 | 1 | 1 | 1 | 1 | 1 | 1 | 1 | 1 | 1 | 1 | 1 | 1 | 1 | 1 | 1 | 1 | 1
Commercial_Warehouse_Existing_Space Heating_Natural Gas | Commercial | Warehouse | Existing | Space Heating | Natural Gas | 100% | 0% | 0% | 0% | 0% | 0% | 0% | 0% | 100% | 0% | 1 | 1.0758 | 1.0716 | 1.0716 | 1.0716 | 1.0716 | 1.0716 | 1.0716 | 1.0716 | 1.0716 | 1.0716 | 1.0716 | 1.0716 | 1.0716 | 1.0716 | 1.0716 | 1.0716 | 1.0716 | 1.0716 | 1.0716 | 1.0716 | 1.0716 | 1.0716 | 1.0716 | 1.0716 | 1.0716 | 1.0716 | 1.0716 | 1.0716 | 1.0716 | 1.0716 | 1.0716 | 1.0716 | 1.0716 | 1.0716 | 1.0716 | 1.0716 | 1.0716 | 1.0716 | 1.0716 | 1.0716 | 1.0716 | 1.0716 | 1.0716 | 1.0716 | 1.0716 | 1.0716 | 1.0716 | 1.0716 | 1.0716 | 1.0716 | 1.0716 | 1.0716 | 1.0716 | 1.0716 | 1.0716 | 1.0716 | 1.0716 | 1.0716 | 1.0716 | 1.0716 | 1.0716 | 1.0716 | 1.0716 | 1.0716 | 1.0716 | 1.0716
Commercial_Warehouse_Existing_Water Heating_Natural Gas | Commercial | Warehouse | Existing | Water Heating | Natural Gas | 0% | 0% | 0% | 0% | 0% | 0% | 0% | 0% | 100% | 0% | 1 | 1 | 1 | 1 | 1 | 1 | 1 | 1 | 1 | 1 | 1 | 1 | 1 | 1 | 1 | 1 | 1 | 1 | 1 | 1 | 1 | 1 | 1 | 1 | 1 | 1 | 1 | 1 | 1 | 1 | 1 | 1 | 1 | 1 | 1 | 1 | 1 | 1 | 1 | 1 | 1 | 1 | 1 | 1 | 1 | 1 | 1 | 1 | 1 | 1 | 1 | 1 | 1 | 1 | 1 | 1 | 1 | 1 | 1 | 1 | 1 | 1 | 1 | 1 | 1 | 1 | 1
Commercial_Warehouse_Existing_Food Preparation_Natural Gas | Commercial | Warehouse | Existing | Food Preparation | Natural Gas | 0% | 0% | 0% | 0% | 0% | 0% | 0% | 0% | 100% | 0% | 1 | 1 | 1 | 1 | 1 | 1 | 1 | 1 | 1 | 1 | 1 | 1 | 1 | 1 | 1 | 1 | 1 | 1 | 1 | 1 | 1 | 1 | 1 | 1 | 1 | 1 | 1 | 1 | 1 | 1 | 1 | 1 | 1 | 1 | 1 | 1 | 1 | 1 | 1 | 1 | 1 | 1 | 1 | 1 | 1 | 1 | 1 | 1 | 1 | 1 | 1 | 1 | 1 | 1 | 1 | 1 | 1 | 1 | 1 | 1 | 1 | 1 | 1 | 1 | 1 | 1 | 1
Commercial_Warehouse_Existing_Miscellaneous_Natural Gas | Commercial | Warehouse | Existing | Miscellaneous | Natural Gas | 0% | 0% | 0% | 0% | 0% | 0% | 0% | 0% | 100% | 0% | 1 | 1 | 1 | 1 | 1 | 1 | 1 | 1 | 1 | 1 | 1 | 1 | 1 | 1 | 1 | 1 | 1 | 1 | 1 | 1 | 1 | 1 | 1 | 1 | 1 | 1 | 1 | 1 | 1 | 1 | 1 | 1 | 1 | 1 | 1 | 1 | 1 | 1 | 1 | 1 | 1 | 1 | 1 | 1 | 1 | 1 | 1 | 1 | 1 | 1 | 1 | 1 | 1 | 1 | 1 | 1 | 1 | 1 | 1 | 1 | 1 | 1 | 1 | 1 | 1 | 1 | 1
Commercial_Warehouse_New_Space Heating_Natural Gas | Commercial | Warehouse | New | Space Heating | Natural Gas | 100% | 0% | 0% | 0% | 0% | 0% | 0% | 0% | 100% | 0% | 1 | 1.0758 | 1.0716 | 1.0716 | 1.0716 | 1.0716 | 1.0716 | 1.0716 | 1.0716 | 1.0716 | 1.0716 | 1.0716 | 1.0716 | 1.0716 | 1.0716 | 1.0716 | 1.0716 | 1.0716 | 1.0716 | 1.0716 | 1.0716 | 1.0716 | 1.0716 | 1.0716 | 1.0716 | 1.0716 | 1.0716 | 1.0716 | 1.0716 | 1.0716 | 1.0716 | 1.0716 | 1.0716 | 1.0716 | 1.0716 | 1.0716 | 1.0716 | 1.0716 | 1.0716 | 1.0716 | 1.0716 | 1.0716 | 1.0716 | 1.0716 | 1.0716 | 1.0716 | 1.0716 | 1.0716 | 1.0716 | 1.0716 | 1.0716 | 1.0716 | 1.0716 | 1.0716 | 1.0716 | 1.0716 | 1.0716 | 1.0716 | 1.0716 | 1.0716 | 1.0716 | 1.0716 | 1.0716 | 1.0716 | 1.0716 | 1.0716 | 1.0716
Commercial_Warehouse_New_Water Heating_Natural Gas | Commercial | Warehouse | New | Water Heating | Natural Gas | 0% | 0% | 0% | 0% | 0% | 0% | 0% | 0% | 100% | 0% | 1 | 1 | 1 | 1 | 1 | 1 | 1 | 1 | 1 | 1 | 1 | 1 | 1 | 1 | 1 | 1 | 1 | 1 | 1 | 1 | 1 | 1 | 1 | 1 | 1 | 1 | 1 | 1 | 1 | 1 | 1 | 1 | 1 | 1 | 1 | 1 | 1 | 1 | 1 | 1 | 1 | 1 | 1 | 1 | 1 | 1 | 1 | 1 | 1 | 1 | 1 | 1 | 1 | 1 | 1 | 1 | 1 | 1 | 1 | 1 | 1 | 1 | 1 | 1 | 1 | 1 | 1
Commercial_Warehouse_New_Food Preparation_Natural Gas | Commercial | Warehouse | New | Food Preparation | Natural Gas | 0% | 0% | 0% | 0% | 0% | 0% | 0% | 0% | 100% | 0% | 1 | 1 | 1 | 1 | 1 | 1 | 1 | 1 | 1 | 1 | 1 | 1 | 1 | 1 | 1 | 1 | 1 | 1 | 1 | 1 | 1 | 1 | 1 | 1 | 1 | 1 | 1 | 1 | 1 | 1 | 1 | 1 | 1 | 1 | 1 | 1 | 1 | 1 | 1 | 1 | 1 | 1 | 1 | 1 | 1 | 1 | 1 | 1 | 1 | 1 | 1 | 1 | 1 | 1 | 1 | 1 | 1 | 1 | 1 | 1 | 1 | 1 | 1 | 1 | 1 | 1 | 1
Commercial_Warehouse_New_Miscellaneous_Natural Gas | Commercial | Warehouse | New | Miscellaneous | Natural Gas | 0% | 0% | 0% | 0% | 0% | 0% | 0% | 0% | 100% | 0% | 1 | 1 | 1 | 1 | 1 | 1 | 1 | 1 | 1 | 1 | 1 | 1 | 1 | 1 | 1 | 1 | 1 | 1 | 1 | 1 | 1 | 1 | 1 | 1 | 1 | 1 | 1 | 1 | 1 | 1 | 1 | 1 | 1 | 1 | 1 | 1 | 1 | 1 | 1 | 1 | 1 | 1 | 1 | 1 | 1 | 1 | 1 | 1 | 1 | 1 | 1 | 1 | 1 | 1 | 1 | 1 | 1 | 1 | 1 | 1 | 1 | 1 | 1 | 1 | 1 | 1 | 1
Commercial_Miscellaneous_Existing_Space Heating_Natural Gas | Commercial | Miscellaneous | Existing | Space Heating | Natural Gas | 100% | 0% | 0% | 0% | 0% | 0% | 0% | 0% | 100% | 0% | 1 | 1.0758 | 1.0716 | 1.0716 | 1.0716 | 1.0716 | 1.0716 | 1.0716 | 1.0716 | 1.0716 | 1.0716 | 1.0716 | 1.0716 | 1.0716 | 1.0716 | 1.0716 | 1.0716 | 1.0716 | 1.0716 | 1.0716 | 1.0716 | 1.0716 | 1.0716 | 1.0716 | 1.0716 | 1.0716 | 1.0716 | 1.0716 | 1.0716 | 1.0716 | 1.0716 | 1.0716 | 1.0716 | 1.0716 | 1.0716 | 1.0716 | 1.0716 | 1.0716 | 1.0716 | 1.0716 | 1.0716 | 1.0716 | 1.0716 | 1.0716 | 1.0716 | 1.0716 | 1.0716 | 1.0716 | 1.0716 | 1.0716 | 1.0716 | 1.0716 | 1.0716 | 1.0716 | 1.0716 | 1.0716 | 1.0716 | 1.0716 | 1.0716 | 1.0716 | 1.0716 | 1.0716 | 1.0716 | 1.0716 | 1.0716 | 1.0716 | 1.0716
Commercial_Miscellaneous_Existing_Water Heating_Natural Gas | Commercial | Miscellaneous | Existing | Water Heating | Natural Gas | 0% | 0% | 0% | 0% | 0% | 0% | 0% | 0% | 100% | 0% | 1 | 1 | 1 | 1 | 1 | 1 | 1 | 1 | 1 | 1 | 1 | 1 | 1 | 1 | 1 | 1 | 1 | 1 | 1 | 1 | 1 | 1 | 1 | 1 | 1 | 1 | 1 | 1 | 1 | 1 | 1 | 1 | 1 | 1 | 1 | 1 | 1 | 1 | 1 | 1 | 1 | 1 | 1 | 1 | 1 | 1 | 1 | 1 | 1 | 1 | 1 | 1 | 1 | 1 | 1 | 1 | 1 | 1 | 1 | 1 | 1 | 1 | 1 | 1 | 1 | 1 | 1
Commercial_Miscellaneous_Existing_Food Preparation_Natural Gas | Commercial | Miscellaneous | Existing | Food Preparation | Natural Gas | 0% | 0% | 0% | 0% | 0% | 0% | 0% | 0% | 100% | 0% | 1 | 1 | 1 | 1 | 1 | 1 | 1 | 1 | 1 | 1 | 1 | 1 | 1 | 1 | 1 | 1 | 1 | 1 | 1 | 1 | 1 | 1 | 1 | 1 | 1 | 1 | 1 | 1 | 1 | 1 | 1 | 1 | 1 | 1 | 1 | 1 | 1 | 1 | 1 | 1 | 1 | 1 | 1 | 1 | 1 | 1 | 1 | 1 | 1 | 1 | 1 | 1 | 1 | 1 | 1 | 1 | 1 | 1 | 1 | 1 | 1 | 1 | 1 | 1 | 1 | 1 | 1
Commercial_Miscellaneous_Existing_Miscellaneous_Natural Gas | Commercial | Miscellaneous | Existing | Miscellaneous | Natural Gas | 0% | 0% | 0% | 0% | 0% | 0% | 0% | 0% | 100% | 0% | 1 | 1 | 1 | 1 | 1 | 1 | 1 | 1 | 1 | 1 | 1 | 1 | 1 | 1 | 1 | 1 | 1 | 1 | 1 | 1 | 1 | 1 | 1 | 1 | 1 | 1 | 1 | 1 | 1 | 1 | 1 | 1 | 1 | 1 | 1 | 1 | 1 | 1 | 1 | 1 | 1 | 1 | 1 | 1 | 1 | 1 | 1 | 1 | 1 | 1 | 1 | 1 | 1 | 1 | 1 | 1 | 1 | 1 | 1 | 1 | 1 | 1 | 1 | 1 | 1 | 1 | 1
Commercial_Miscellaneous_New_Space Heating_Natural Gas | Commercial | Miscellaneous | New | Space Heating | Natural Gas | 100% | 0% | 0% | 0% | 0% | 0% | 0% | 0% | 100% | 0% | 1 | 1.0758 | 1.0716 | 1.0716 | 1.0716 | 1.0716 | 1.0716 | 1.0716 | 1.0716 | 1.0716 | 1.0716 | 1.0716 | 1.0716 | 1.0716 | 1.0716 | 1.0716 | 1.0716 | 1.0716 | 1.0716 | 1.0716 | 1.0716 | 1.0716 | 1.0716 | 1.0716 | 1.0716 | 1.0716 | 1.0716 | 1.0716 | 1.0716 | 1.0716 | 1.0716 | 1.0716 | 1.0716 | 1.0716 | 1.0716 | 1.0716 | 1.0716 | 1.0716 | 1.0716 | 1.0716 | 1.0716 | 1.0716 | 1.0716 | 1.0716 | 1.0716 | 1.0716 | 1.0716 | 1.0716 | 1.0716 | 1.0716 | 1.0716 | 1.0716 | 1.0716 | 1.0716 | 1.0716 | 1.0716 | 1.0716 | 1.0716 | 1.0716 | 1.0716 | 1.0716 | 1.0716 | 1.0716 | 1.0716 | 1.0716 | 1.0716 | 1.0716
Commercial_Miscellaneous_New_Water Heating_Natural Gas | Commercial | Miscellaneous | New | Water Heating | Natural Gas | 0% | 0% | 0% | 0% | 0% | 0% | 0% | 0% | 100% | 0% | 1 | 1 | 1 | 1 | 1 | 1 | 1 | 1 | 1 | 1 | 1 | 1 | 1 | 1 | 1 | 1 | 1 | 1 | 1 | 1 | 1 | 1 | 1 | 1 | 1 | 1 | 1 | 1 | 1 | 1 | 1 | 1 | 1 | 1 | 1 | 1 | 1 | 1 | 1 | 1 | 1 | 1 | 1 | 1 | 1 | 1 | 1 | 1 | 1 | 1 | 1 | 1 | 1 | 1 | 1 | 1 | 1 | 1 | 1 | 1 | 1 | 1 | 1 | 1 | 1 | 1 | 1
Commercial_Miscellaneous_New_Food Preparation_Natural Gas | Commercial | Miscellaneous | New | Food Preparation | Natural Gas | 0% | 0% | 0% | 0% | 0% | 0% | 0% | 0% | 100% | 0% | 1 | 1 | 1 | 1 | 1 | 1 | 1 | 1 | 1 | 1 | 1 | 1 | 1 | 1 | 1 | 1 | 1 | 1 | 1 | 1 | 1 | 1 | 1 | 1 | 1 | 1 | 1 | 1 | 1 | 1 | 1 | 1 | 1 | 1 | 1 | 1 | 1 | 1 | 1 | 1 | 1 | 1 | 1 | 1 | 1 | 1 | 1 | 1 | 1 | 1 | 1 | 1 | 1 | 1 | 1 | 1 | 1 | 1 | 1 | 1 | 1 | 1 | 1 | 1 | 1 | 1 | 1
Commercial_Miscellaneous_New_Miscellaneous_Natural Gas | Commercial | Miscellaneous | New | Miscellaneous | Natural Gas | 0% | 0% | 0% | 0% | 0% | 0% | 0% | 0% | 100% | 0% | 1 | 1 | 1 | 1 | 1 | 1 | 1 | 1 | 1 | 1 | 1 | 1 | 1 | 1 | 1 | 1 | 1 | 1 | 1 | 1 | 1 | 1 | 1 | 1 | 1 | 1 | 1 | 1 | 1 | 1 | 1 | 1 | 1 | 1 | 1 | 1 | 1 | 1 | 1 | 1 | 1 | 1 | 1 | 1 | 1 | 1 | 1 | 1 | 1 | 1 | 1 | 1 | 1 | 1 | 1 | 1 | 1 | 1 | 1 | 1 | 1 | 1 | 1 | 1 | 1 | 1 | 1
Note on Q2: Chen, Stephanie: Source: Gas Data and Forecasts Spring 2022 "WA-ID SAS Forecasting Data"

## Program Costs
Key | Sector | Segment | Vintage | End Use | Fuel | Technology | Incentive Rate | Administrative Adder
Commercial_Office_Existing_Space Heating_Natural Gas_Furnace | Commercial | Office | Existing | Space Heating | Natural Gas | Furnace | 0.7 | 0.25
Commercial_Office_Existing_Space Heating_Natural Gas_Boiler | Commercial | Office | Existing | Space Heating | Natural Gas | Boiler | 0.7 | 0.25
Commercial_Office_Existing_Space Heating_Natural Gas_Unit Heater | Commercial | Office | Existing | Space Heating | Natural Gas | Unit Heater | 0.7 | 0.25
Commercial_Office_Existing_Water Heating_Natural Gas_Water Heater | Commercial | Office | Existing | Water Heating | Natural Gas | Water Heater | 0.7 | 0.45
Commercial_Office_Existing_Food Preparation_Natural Gas_Oven | Commercial | Office | Existing | Food Preparation | Natural Gas | Oven | 0.7 | 0.25
Commercial_Office_Existing_Food Preparation_Natural Gas_Conveyor Oven | Commercial | Office | Existing | Food Preparation | Natural Gas | Conveyor Oven | 0.7 | 0.25
Commercial_Office_Existing_Food Preparation_Natural Gas_Double Rack Oven | Commercial | Office | Existing | Food Preparation | Natural Gas | Double Rack Oven | 0.7 | 0.25
Commercial_Office_Existing_Food Preparation_Natural Gas_Fryer | Commercial | Office | Existing | Food Preparation | Natural Gas | Fryer | 0.7 | 0.25
Commercial_Office_Existing_Food Preparation_Natural Gas_Broiler | Commercial | Office | Existing | Food Preparation | Natural Gas | Broiler | 0.7 | 0.45
Commercial_Office_Existing_Food Preparation_Natural Gas_Griddle | Commercial | Office | Existing | Food Preparation | Natural Gas | Griddle | 0.7 | 0.25
Commercial_Office_Existing_Food Preparation_Natural Gas_Range | Commercial | Office | Existing | Food Preparation | Natural Gas | Range | 0.7 | 0.45
Commercial_Office_Existing_Food Preparation_Natural Gas_Steamer | Commercial | Office | Existing | Food Preparation | Natural Gas | Steamer | 0.7 | 0.25
Commercial_Office_Existing_Food Preparation_Natural Gas_Commercial Food Prep Other | Commercial | Office | Existing | Food Preparation | Natural Gas | Commercial Food Prep Other | 0.7 | 0.45
Commercial_Office_Existing_Miscellaneous_Natural Gas_Pool Heater | Commercial | Office | Existing | Miscellaneous | Natural Gas | Pool Heater | 0.7 | 0.45
Commercial_Office_Existing_Miscellaneous_Natural Gas_Miscellaneous | Commercial | Office | Existing | Miscellaneous | Natural Gas | Miscellaneous | 0.7 | 0.45
Commercial_Office_New_Space Heating_Natural Gas_Furnace | Commercial | Office | New | Space Heating | Natural Gas | Furnace | 0.7 | 0.25
Commercial_Office_New_Space Heating_Natural Gas_Boiler | Commercial | Office | New | Space Heating | Natural Gas | Boiler | 0.7 | 0.25
Commercial_Office_New_Space Heating_Natural Gas_Unit Heater | Commercial | Office | New | Space Heating | Natural Gas | Unit Heater | 0.7 | 0.25
Commercial_Office_New_Water Heating_Natural Gas_Water Heater | Commercial | Office | New | Water Heating | Natural Gas | Water Heater | 0.7 | 0.45
Commercial_Office_New_Food Preparation_Natural Gas_Oven | Commercial | Office | New | Food Preparation | Natural Gas | Oven | 0.7 | 0.25
Commercial_Office_New_Food Preparation_Natural Gas_Conveyor Oven | Commercial | Office | New | Food Preparation | Natural Gas | Conveyor Oven | 0.7 | 0.25
Commercial_Office_New_Food Preparation_Natural Gas_Double Rack Oven | Commercial | Office | New | Food Preparation | Natural Gas | Double Rack Oven | 0.7 | 0.25
Commercial_Office_New_Food Preparation_Natural Gas_Fryer | Commercial | Office | New | Food Preparation | Natural Gas | Fryer | 0.7 | 0.25
Commercial_Office_New_Food Preparation_Natural Gas_Broiler | Commercial | Office | New | Food Preparation | Natural Gas | Broiler | 0.7 | 0.45
Commercial_Office_New_Food Preparation_Natural Gas_Griddle | Commercial | Office | New | Food Preparation | Natural Gas | Griddle | 0.7 | 0.25
Commercial_Office_New_Food Preparation_Natural Gas_Range | Commercial | Office | New | Food Preparation | Natural Gas | Range | 0.7 | 0.45
Commercial_Office_New_Food Preparation_Natural Gas_Steamer | Commercial | Office | New | Food Preparation | Natural Gas | Steamer | 0.7 | 0.25
Commercial_Office_New_Food Preparation_Natural Gas_Commercial Food Prep Other | Commercial | Office | New | Food Preparation | Natural Gas | Commercial Food Prep Other | 0.7 | 0.45
Commercial_Office_New_Miscellaneous_Natural Gas_Pool Heater | Commercial | Office | New | Miscellaneous | Natural Gas | Pool Heater | 0.7 | 0.45
Commercial_Office_New_Miscellaneous_Natural Gas_Miscellaneous | Commercial | Office | New | Miscellaneous | Natural Gas | Miscellaneous | 0.7 | 0.45
Commercial_Restaurant_Existing_Space Heating_Natural Gas_Furnace | Commercial | Restaurant | Existing | Space Heating | Natural Gas | Furnace | 0.7 | 0.25
Commercial_Restaurant_Existing_Space Heating_Natural Gas_Boiler | Commercial | Restaurant | Existing | Space Heating | Natural Gas | Boiler | 0.7 | 0.25
Commercial_Restaurant_Existing_Space Heating_Natural Gas_Unit Heater | Commercial | Restaurant | Existing | Space Heating | Natural Gas | Unit Heater | 0.7 | 0.25
Commercial_Restaurant_Existing_Water Heating_Natural Gas_Water Heater | Commercial | Restaurant | Existing | Water Heating | Natural Gas | Water Heater | 0.7 | 0.45
Commercial_Restaurant_Existing_Food Preparation_Natural Gas_Oven | Commercial | Restaurant | Existing | Food Preparation | Natural Gas | Oven | 0.7 | 0.25
Commercial_Restaurant_Existing_Food Preparation_Natural Gas_Conveyor Oven | Commercial | Restaurant | Existing | Food Preparation | Natural Gas | Conveyor Oven | 0.7 | 0.25
Commercial_Restaurant_Existing_Food Preparation_Natural Gas_Double Rack Oven | Commercial | Restaurant | Existing | Food Preparation | Natural Gas | Double Rack Oven | 0.7 | 0.25
Commercial_Restaurant_Existing_Food Preparation_Natural Gas_Fryer | Commercial | Restaurant | Existing | Food Preparation | Natural Gas | Fryer | 0.7 | 0.25
Commercial_Restaurant_Existing_Food Preparation_Natural Gas_Broiler | Commercial | Restaurant | Existing | Food Preparation | Natural Gas | Broiler | 0.7 | 0.45
Commercial_Restaurant_Existing_Food Preparation_Natural Gas_Griddle | Commercial | Restaurant | Existing | Food Preparation | Natural Gas | Griddle | 0.7 | 0.25
Commercial_Restaurant_Existing_Food Preparation_Natural Gas_Range | Commercial | Restaurant | Existing | Food Preparation | Natural Gas | Range | 0.7 | 0.45
Commercial_Restaurant_Existing_Food Preparation_Natural Gas_Steamer | Commercial | Restaurant | Existing | Food Preparation | Natural Gas | Steamer | 0.7 | 0.25
Commercial_Restaurant_Existing_Food Preparation_Natural Gas_Commercial Food Prep Other | Commercial | Restaurant | Existing | Food Preparation | Natural Gas | Commercial Food Prep Other | 0.7 | 0.45
Commercial_Restaurant_Existing_Miscellaneous_Natural Gas_Pool Heater | Commercial | Restaurant | Existing | Miscellaneous | Natural Gas | Pool Heater | 0.7 | 0.45
Commercial_Restaurant_Existing_Miscellaneous_Natural Gas_Miscellaneous | Commercial | Restaurant | Existing | Miscellaneous | Natural Gas | Miscellaneous | 0.7 | 0.45
Commercial_Restaurant_New_Space Heating_Natural Gas_Furnace | Commercial | Restaurant | New | Space Heating | Natural Gas | Furnace | 0.7 | 0.25
Commercial_Restaurant_New_Space Heating_Natural Gas_Boiler | Commercial | Restaurant | New | Space Heating | Natural Gas | Boiler | 0.7 | 0.25
Commercial_Restaurant_New_Space Heating_Natural Gas_Unit Heater | Commercial | Restaurant | New | Space Heating | Natural Gas | Unit Heater | 0.7 | 0.25
Commercial_Restaurant_New_Water Heating_Natural Gas_Water Heater | Commercial | Restaurant | New | Water Heating | Natural Gas | Water Heater | 0.7 | 0.45
Commercial_Restaurant_New_Food Preparation_Natural Gas_Oven | Commercial | Restaurant | New | Food Preparation | Natural Gas | Oven | 0.7 | 0.25
Commercial_Restaurant_New_Food Preparation_Natural Gas_Conveyor Oven | Commercial | Restaurant | New | Food Preparation | Natural Gas | Conveyor Oven | 0.7 | 0.25
Commercial_Restaurant_New_Food Preparation_Natural Gas_Double Rack Oven | Commercial | Restaurant | New | Food Preparation | Natural Gas | Double Rack Oven | 0.7 | 0.25
Commercial_Restaurant_New_Food Preparation_Natural Gas_Fryer | Commercial | Restaurant | New | Food Preparation | Natural Gas | Fryer | 0.7 | 0.25
Commercial_Restaurant_New_Food Preparation_Natural Gas_Broiler | Commercial | Restaurant | New | Food Preparation | Natural Gas | Broiler | 0.7 | 0.45
Commercial_Restaurant_New_Food Preparation_Natural Gas_Griddle | Commercial | Restaurant | New | Food Preparation | Natural Gas | Griddle | 0.7 | 0.25
Commercial_Restaurant_New_Food Preparation_Natural Gas_Range | Commercial | Restaurant | New | Food Preparation | Natural Gas | Range | 0.7 | 0.45
Commercial_Restaurant_New_Food Preparation_Natural Gas_Steamer | Commercial | Restaurant | New | Food Preparation | Natural Gas | Steamer | 0.7 | 0.25
Commercial_Restaurant_New_Food Preparation_Natural Gas_Commercial Food Prep Other | Commercial | Restaurant | New | Food Preparation | Natural Gas | Commercial Food Prep Other | 0.7 | 0.45
Commercial_Restaurant_New_Miscellaneous_Natural Gas_Pool Heater | Commercial | Restaurant | New | Miscellaneous | Natural Gas | Pool Heater | 0.7 | 0.45
Commercial_Restaurant_New_Miscellaneous_Natural Gas_Miscellaneous | Commercial | Restaurant | New | Miscellaneous | Natural Gas | Miscellaneous | 0.7 | 0.45
Commercial_Retail_Existing_Space Heating_Natural Gas_Furnace | Commercial | Retail | Existing | Space Heating | Natural Gas | Furnace | 0.7 | 0.25
Commercial_Retail_Existing_Space Heating_Natural Gas_Boiler | Commercial | Retail | Existing | Space Heating | Natural Gas | Boiler | 0.7 | 0.25
Commercial_Retail_Existing_Space Heating_Natural Gas_Unit Heater | Commercial | Retail | Existing | Space Heating | Natural Gas | Unit Heater | 0.7 | 0.25
Commercial_Retail_Existing_Water Heating_Natural Gas_Water Heater | Commercial | Retail | Existing | Water Heating | Natural Gas | Water Heater | 0.7 | 0.45
Commercial_Retail_Existing_Food Preparation_Natural Gas_Oven | Commercial | Retail | Existing | Food Preparation | Natural Gas | Oven | 0.7 | 0.25
Commercial_Retail_Existing_Food Preparation_Natural Gas_Conveyor Oven | Commercial | Retail | Existing | Food Preparation | Natural Gas | Conveyor Oven | 0.7 | 0.25
Commercial_Retail_Existing_Food Preparation_Natural Gas_Double Rack Oven | Commercial | Retail | Existing | Food Preparation | Natural Gas | Double Rack Oven | 0.7 | 0.25
Commercial_Retail_Existing_Food Preparation_Natural Gas_Fryer | Commercial | Retail | Existing | Food Preparation | Natural Gas | Fryer | 0.7 | 0.25
Commercial_Retail_Existing_Food Preparation_Natural Gas_Broiler | Commercial | Retail | Existing | Food Preparation | Natural Gas | Broiler | 0.7 | 0.45
Commercial_Retail_Existing_Food Preparation_Natural Gas_Griddle | Commercial | Retail | Existing | Food Preparation | Natural Gas | Griddle | 0.7 | 0.25
Commercial_Retail_Existing_Food Preparation_Natural Gas_Range | Commercial | Retail | Existing | Food Preparation | Natural Gas | Range | 0.7 | 0.45
Commercial_Retail_Existing_Food Preparation_Natural Gas_Steamer | Commercial | Retail | Existing | Food Preparation | Natural Gas | Steamer | 0.7 | 0.25
Commercial_Retail_Existing_Food Preparation_Natural Gas_Commercial Food Prep Other | Commercial | Retail | Existing | Food Preparation | Natural Gas | Commercial Food Prep Other | 0.7 | 0.45
Commercial_Retail_Existing_Miscellaneous_Natural Gas_Pool Heater | Commercial | Retail | Existing | Miscellaneous | Natural Gas | Pool Heater | 0.7 | 0.45
Commercial_Retail_Existing_Miscellaneous_Natural Gas_Miscellaneous | Commercial | Retail | Existing | Miscellaneous | Natural Gas | Miscellaneous | 0.7 | 0.45
Commercial_Retail_New_Space Heating_Natural Gas_Furnace | Commercial | Retail | New | Space Heating | Natural Gas | Furnace | 0.7 | 0.25
Commercial_Retail_New_Space Heating_Natural Gas_Boiler | Commercial | Retail | New | Space Heating | Natural Gas | Boiler | 0.7 | 0.25
Commercial_Retail_New_Space Heating_Natural Gas_Unit Heater | Commercial | Retail | New | Space Heating | Natural Gas | Unit Heater | 0.7 | 0.25
Commercial_Retail_New_Water Heating_Natural Gas_Water Heater | Commercial | Retail | New | Water Heating | Natural Gas | Water Heater | 0.7 | 0.45
Commercial_Retail_New_Food Preparation_Natural Gas_Oven | Commercial | Retail | New | Food Preparation | Natural Gas | Oven | 0.7 | 0.25
Commercial_Retail_New_Food Preparation_Natural Gas_Conveyor Oven | Commercial | Retail | New | Food Preparation | Natural Gas | Conveyor Oven | 0.7 | 0.25
Commercial_Retail_New_Food Preparation_Natural Gas_Double Rack Oven | Commercial | Retail | New | Food Preparation | Natural Gas | Double Rack Oven | 0.7 | 0.25
Commercial_Retail_New_Food Preparation_Natural Gas_Fryer | Commercial | Retail | New | Food Preparation | Natural Gas | Fryer | 0.7 | 0.25
Commercial_Retail_New_Food Preparation_Natural Gas_Broiler | Commercial | Retail | New | Food Preparation | Natural Gas | Broiler | 0.7 | 0.45
Commercial_Retail_New_Food Preparation_Natural Gas_Griddle | Commercial | Retail | New | Food Preparation | Natural Gas | Griddle | 0.7 | 0.25
Commercial_Retail_New_Food Preparation_Natural Gas_Range | Commercial | Retail | New | Food Preparation | Natural Gas | Range | 0.7 | 0.45
Commercial_Retail_New_Food Preparation_Natural Gas_Steamer | Commercial | Retail | New | Food Preparation | Natural Gas | Steamer | 0.7 | 0.25
Commercial_Retail_New_Food Preparation_Natural Gas_Commercial Food Prep Other | Commercial | Retail | New | Food Preparation | Natural Gas | Commercial Food Prep Other | 0.7 | 0.45
Commercial_Retail_New_Miscellaneous_Natural Gas_Pool Heater | Commercial | Retail | New | Miscellaneous | Natural Gas | Pool Heater | 0.7 | 0.45
Commercial_Retail_New_Miscellaneous_Natural Gas_Miscellaneous | Commercial | Retail | New | Miscellaneous | Natural Gas | Miscellaneous | 0.7 | 0.45
Commercial_Grocery_Existing_Space Heating_Natural Gas_Furnace | Commercial | Grocery | Existing | Space Heating | Natural Gas | Furnace | 0.7 | 0.25
Commercial_Grocery_Existing_Space Heating_Natural Gas_Boiler | Commercial | Grocery | Existing | Space Heating | Natural Gas | Boiler | 0.7 | 0.25
Commercial_Grocery_Existing_Space Heating_Natural Gas_Unit Heater | Commercial | Grocery | Existing | Space Heating | Natural Gas | Unit Heater | 0.7 | 0.25
Commercial_Grocery_Existing_Water Heating_Natural Gas_Water Heater | Commercial | Grocery | Existing | Water Heating | Natural Gas | Water Heater | 0.7 | 0.45
Commercial_Grocery_Existing_Food Preparation_Natural Gas_Oven | Commercial | Grocery | Existing | Food Preparation | Natural Gas | Oven | 0.7 | 0.25
Commercial_Grocery_Existing_Food Preparation_Natural Gas_Conveyor Oven | Commercial | Grocery | Existing | Food Preparation | Natural Gas | Conveyor Oven | 0.7 | 0.25
Commercial_Grocery_Existing_Food Preparation_Natural Gas_Double Rack Oven | Commercial | Grocery | Existing | Food Preparation | Natural Gas | Double Rack Oven | 0.7 | 0.25
Commercial_Grocery_Existing_Food Preparation_Natural Gas_Fryer | Commercial | Grocery | Existing | Food Preparation | Natural Gas | Fryer | 0.7 | 0.25
Commercial_Grocery_Existing_Food Preparation_Natural Gas_Broiler | Commercial | Grocery | Existing | Food Preparation | Natural Gas | Broiler | 0.7 | 0.45
Commercial_Grocery_Existing_Food Preparation_Natural Gas_Griddle | Commercial | Grocery | Existing | Food Preparation | Natural Gas | Griddle | 0.7 | 0.25
Commercial_Grocery_Existing_Food Preparation_Natural Gas_Range | Commercial | Grocery | Existing | Food Preparation | Natural Gas | Range | 0.7 | 0.45
Commercial_Grocery_Existing_Food Preparation_Natural Gas_Steamer | Commercial | Grocery | Existing | Food Preparation | Natural Gas | Steamer | 0.7 | 0.25
Commercial_Grocery_Existing_Food Preparation_Natural Gas_Commercial Food Prep Other | Commercial | Grocery | Existing | Food Preparation | Natural Gas | Commercial Food Prep Other | 0.7 | 0.45
Commercial_Grocery_Existing_Miscellaneous_Natural Gas_Pool Heater | Commercial | Grocery | Existing | Miscellaneous | Natural Gas | Pool Heater | 0.7 | 0.45
Commercial_Grocery_Existing_Miscellaneous_Natural Gas_Miscellaneous | Commercial | Grocery | Existing | Miscellaneous | Natural Gas | Miscellaneous | 0.7 | 0.45
Commercial_Grocery_New_Space Heating_Natural Gas_Furnace | Commercial | Grocery | New | Space Heating | Natural Gas | Furnace | 0.7 | 0.25
Commercial_Grocery_New_Space Heating_Natural Gas_Boiler | Commercial | Grocery | New | Space Heating | Natural Gas | Boiler | 0.7 | 0.25
Commercial_Grocery_New_Space Heating_Natural Gas_Unit Heater | Commercial | Grocery | New | Space Heating | Natural Gas | Unit Heater | 0.7 | 0.25
Commercial_Grocery_New_Water Heating_Natural Gas_Water Heater | Commercial | Grocery | New | Water Heating | Natural Gas | Water Heater | 0.7 | 0.45
Commercial_Grocery_New_Food Preparation_Natural Gas_Oven | Commercial | Grocery | New | Food Preparation | Natural Gas | Oven | 0.7 | 0.25
Commercial_Grocery_New_Food Preparation_Natural Gas_Conveyor Oven | Commercial | Grocery | New | Food Preparation | Natural Gas | Conveyor Oven | 0.7 | 0.25
Commercial_Grocery_New_Food Preparation_Natural Gas_Double Rack Oven | Commercial | Grocery | New | Food Preparation | Natural Gas | Double Rack Oven | 0.7 | 0.25
Commercial_Grocery_New_Food Preparation_Natural Gas_Fryer | Commercial | Grocery | New | Food Preparation | Natural Gas | Fryer | 0.7 | 0.25
Commercial_Grocery_New_Food Preparation_Natural Gas_Broiler | Commercial | Grocery | New | Food Preparation | Natural Gas | Broiler | 0.7 | 0.45
Commercial_Grocery_New_Food Preparation_Natural Gas_Griddle | Commercial | Grocery | New | Food Preparation | Natural Gas | Griddle | 0.7 | 0.25
Commercial_Grocery_New_Food Preparation_Natural Gas_Range | Commercial | Grocery | New | Food Preparation | Natural Gas | Range | 0.7 | 0.45
Commercial_Grocery_New_Food Preparation_Natural Gas_Steamer | Commercial | Grocery | New | Food Preparation | Natural Gas | Steamer | 0.7 | 0.25
Commercial_Grocery_New_Food Preparation_Natural Gas_Commercial Food Prep Other | Commercial | Grocery | New | Food Preparation | Natural Gas | Commercial Food Prep Other | 0.7 | 0.45
Commercial_Grocery_New_Miscellaneous_Natural Gas_Pool Heater | Commercial | Grocery | New | Miscellaneous | Natural Gas | Pool Heater | 0.7 | 0.45
Commercial_Grocery_New_Miscellaneous_Natural Gas_Miscellaneous | Commercial | Grocery | New | Miscellaneous | Natural Gas | Miscellaneous | 0.7 | 0.45
Commercial_School_Existing_Space Heating_Natural Gas_Furnace | Commercial | School | Existing | Space Heating | Natural Gas | Furnace | 0.7 | 0.25
Commercial_School_Existing_Space Heating_Natural Gas_Boiler | Commercial | School | Existing | Space Heating | Natural Gas | Boiler | 0.7 | 0.25
Commercial_School_Existing_Space Heating_Natural Gas_Unit Heater | Commercial | School | Existing | Space Heating | Natural Gas | Unit Heater | 0.7 | 0.25
Commercial_School_Existing_Water Heating_Natural Gas_Water Heater | Commercial | School | Existing | Water Heating | Natural Gas | Water Heater | 0.7 | 0.45
Commercial_School_Existing_Food Preparation_Natural Gas_Oven | Commercial | School | Existing | Food Preparation | Natural Gas | Oven | 0.7 | 0.25
Commercial_School_Existing_Food Preparation_Natural Gas_Conveyor Oven | Commercial | School | Existing | Food Preparation | Natural Gas | Conveyor Oven | 0.7 | 0.25
Commercial_School_Existing_Food Preparation_Natural Gas_Double Rack Oven | Commercial | School | Existing | Food Preparation | Natural Gas | Double Rack Oven | 0.7 | 0.25
Commercial_School_Existing_Food Preparation_Natural Gas_Fryer | Commercial | School | Existing | Food Preparation | Natural Gas | Fryer | 0.7 | 0.25
Commercial_School_Existing_Food Preparation_Natural Gas_Broiler | Commercial | School | Existing | Food Preparation | Natural Gas | Broiler | 0.7 | 0.45
Commercial_School_Existing_Food Preparation_Natural Gas_Griddle | Commercial | School | Existing | Food Preparation | Natural Gas | Griddle | 0.7 | 0.25
Commercial_School_Existing_Food Preparation_Natural Gas_Range | Commercial | School | Existing | Food Preparation | Natural Gas | Range | 0.7 | 0.45
Commercial_School_Existing_Food Preparation_Natural Gas_Steamer | Commercial | School | Existing | Food Preparation | Natural Gas | Steamer | 0.7 | 0.25
Commercial_School_Existing_Food Preparation_Natural Gas_Commercial Food Prep Other | Commercial | School | Existing | Food Preparation | Natural Gas | Commercial Food Prep Other | 0.7 | 0.45
Commercial_School_Existing_Miscellaneous_Natural Gas_Pool Heater | Commercial | School | Existing | Miscellaneous | Natural Gas | Pool Heater | 0.7 | 0.45
Commercial_School_Existing_Miscellaneous_Natural Gas_Miscellaneous | Commercial | School | Existing | Miscellaneous | Natural Gas | Miscellaneous | 0.7 | 0.45
Commercial_School_New_Space Heating_Natural Gas_Furnace | Commercial | School | New | Space Heating | Natural Gas | Furnace | 0.7 | 0.25
Commercial_School_New_Space Heating_Natural Gas_Boiler | Commercial | School | New | Space Heating | Natural Gas | Boiler | 0.7 | 0.25
Commercial_School_New_Space Heating_Natural Gas_Unit Heater | Commercial | School | New | Space Heating | Natural Gas | Unit Heater | 0.7 | 0.25
Commercial_School_New_Water Heating_Natural Gas_Water Heater | Commercial | School | New | Water Heating | Natural Gas | Water Heater | 0.7 | 0.45
Commercial_School_New_Food Preparation_Natural Gas_Oven | Commercial | School | New | Food Preparation | Natural Gas | Oven | 0.7 | 0.25
Commercial_School_New_Food Preparation_Natural Gas_Conveyor Oven | Commercial | School | New | Food Preparation | Natural Gas | Conveyor Oven | 0.7 | 0.25
Commercial_School_New_Food Preparation_Natural Gas_Double Rack Oven | Commercial | School | New | Food Preparation | Natural Gas | Double Rack Oven | 0.7 | 0.25
Commercial_School_New_Food Preparation_Natural Gas_Fryer | Commercial | School | New | Food Preparation | Natural Gas | Fryer | 0.7 | 0.25
Commercial_School_New_Food Preparation_Natural Gas_Broiler | Commercial | School | New | Food Preparation | Natural Gas | Broiler | 0.7 | 0.45
Commercial_School_New_Food Preparation_Natural Gas_Griddle | Commercial | School | New | Food Preparation | Natural Gas | Griddle | 0.7 | 0.25
Commercial_School_New_Food Preparation_Natural Gas_Range | Commercial | School | New | Food Preparation | Natural Gas | Range | 0.7 | 0.45
Commercial_School_New_Food Preparation_Natural Gas_Steamer | Commercial | School | New | Food Preparation | Natural Gas | Steamer | 0.7 | 0.25
Commercial_School_New_Food Preparation_Natural Gas_Commercial Food Prep Other | Commercial | School | New | Food Preparation | Natural Gas | Commercial Food Prep Other | 0.7 | 0.45
Commercial_School_New_Miscellaneous_Natural Gas_Pool Heater | Commercial | School | New | Miscellaneous | Natural Gas | Pool Heater | 0.7 | 0.45
Commercial_School_New_Miscellaneous_Natural Gas_Miscellaneous | Commercial | School | New | Miscellaneous | Natural Gas | Miscellaneous | 0.7 | 0.45
Commercial_College_Existing_Space Heating_Natural Gas_Furnace | Commercial | College | Existing | Space Heating | Natural Gas | Furnace | 0.7 | 0.25
Commercial_College_Existing_Space Heating_Natural Gas_Boiler | Commercial | College | Existing | Space Heating | Natural Gas | Boiler | 0.7 | 0.25
Commercial_College_Existing_Space Heating_Natural Gas_Unit Heater | Commercial | College | Existing | Space Heating | Natural Gas | Unit Heater | 0.7 | 0.25
Commercial_College_Existing_Water Heating_Natural Gas_Water Heater | Commercial | College | Existing | Water Heating | Natural Gas | Water Heater | 0.7 | 0.45
Commercial_College_Existing_Food Preparation_Natural Gas_Oven | Commercial | College | Existing | Food Preparation | Natural Gas | Oven | 0.7 | 0.25
Commercial_College_Existing_Food Preparation_Natural Gas_Conveyor Oven | Commercial | College | Existing | Food Preparation | Natural Gas | Conveyor Oven | 0.7 | 0.25
Commercial_College_Existing_Food Preparation_Natural Gas_Double Rack Oven | Commercial | College | Existing | Food Preparation | Natural Gas | Double Rack Oven | 0.7 | 0.25
Commercial_College_Existing_Food Preparation_Natural Gas_Fryer | Commercial | College | Existing | Food Preparation | Natural Gas | Fryer | 0.7 | 0.25
Commercial_College_Existing_Food Preparation_Natural Gas_Broiler | Commercial | College | Existing | Food Preparation | Natural Gas | Broiler | 0.7 | 0.45
Commercial_College_Existing_Food Preparation_Natural Gas_Griddle | Commercial | College | Existing | Food Preparation | Natural Gas | Griddle | 0.7 | 0.25
Commercial_College_Existing_Food Preparation_Natural Gas_Range | Commercial | College | Existing | Food Preparation | Natural Gas | Range | 0.7 | 0.45
Commercial_College_Existing_Food Preparation_Natural Gas_Steamer | Commercial | College | Existing | Food Preparation | Natural Gas | Steamer | 0.7 | 0.25
Commercial_College_Existing_Food Preparation_Natural Gas_Commercial Food Prep Other | Commercial | College | Existing | Food Preparation | Natural Gas | Commercial Food Prep Other | 0.7 | 0.45
Commercial_College_Existing_Miscellaneous_Natural Gas_Pool Heater | Commercial | College | Existing | Miscellaneous | Natural Gas | Pool Heater | 0.7 | 0.45
Commercial_College_Existing_Miscellaneous_Natural Gas_Miscellaneous | Commercial | College | Existing | Miscellaneous | Natural Gas | Miscellaneous | 0.7 | 0.45
Commercial_College_New_Space Heating_Natural Gas_Furnace | Commercial | College | New | Space Heating | Natural Gas | Furnace | 0.7 | 0.25
Commercial_College_New_Space Heating_Natural Gas_Boiler | Commercial | College | New | Space Heating | Natural Gas | Boiler | 0.7 | 0.25
Commercial_College_New_Space Heating_Natural Gas_Unit Heater | Commercial | College | New | Space Heating | Natural Gas | Unit Heater | 0.7 | 0.25
Commercial_College_New_Water Heating_Natural Gas_Water Heater | Commercial | College | New | Water Heating | Natural Gas | Water Heater | 0.7 | 0.45
Commercial_College_New_Food Preparation_Natural Gas_Oven | Commercial | College | New | Food Preparation | Natural Gas | Oven | 0.7 | 0.25
Commercial_College_New_Food Preparation_Natural Gas_Conveyor Oven | Commercial | College | New | Food Preparation | Natural Gas | Conveyor Oven | 0.7 | 0.25
Commercial_College_New_Food Preparation_Natural Gas_Double Rack Oven | Commercial | College | New | Food Preparation | Natural Gas | Double Rack Oven | 0.7 | 0.25
Commercial_College_New_Food Preparation_Natural Gas_Fryer | Commercial | College | New | Food Preparation | Natural Gas | Fryer | 0.7 | 0.25
Commercial_College_New_Food Preparation_Natural Gas_Broiler | Commercial | College | New | Food Preparation | Natural Gas | Broiler | 0.7 | 0.45
Commercial_College_New_Food Preparation_Natural Gas_Griddle | Commercial | College | New | Food Preparation | Natural Gas | Griddle | 0.7 | 0.25
Commercial_College_New_Food Preparation_Natural Gas_Range | Commercial | College | New | Food Preparation | Natural Gas | Range | 0.7 | 0.45
Commercial_College_New_Food Preparation_Natural Gas_Steamer | Commercial | College | New | Food Preparation | Natural Gas | Steamer | 0.7 | 0.25
Commercial_College_New_Food Preparation_Natural Gas_Commercial Food Prep Other | Commercial | College | New | Food Preparation | Natural Gas | Commercial Food Prep Other | 0.7 | 0.45
Commercial_College_New_Miscellaneous_Natural Gas_Pool Heater | Commercial | College | New | Miscellaneous | Natural Gas | Pool Heater | 0.7 | 0.45
Commercial_College_New_Miscellaneous_Natural Gas_Miscellaneous | Commercial | College | New | Miscellaneous | Natural Gas | Miscellaneous | 0.7 | 0.45
Commercial_Health_Existing_Space Heating_Natural Gas_Furnace | Commercial | Health | Existing | Space Heating | Natural Gas | Furnace | 0.7 | 0.25
Commercial_Health_Existing_Space Heating_Natural Gas_Boiler | Commercial | Health | Existing | Space Heating | Natural Gas | Boiler | 0.7 | 0.25
Commercial_Health_Existing_Space Heating_Natural Gas_Unit Heater | Commercial | Health | Existing | Space Heating | Natural Gas | Unit Heater | 0.7 | 0.25
Commercial_Health_Existing_Water Heating_Natural Gas_Water Heater | Commercial | Health | Existing | Water Heating | Natural Gas | Water Heater | 0.7 | 0.45
Commercial_Health_Existing_Food Preparation_Natural Gas_Oven | Commercial | Health | Existing | Food Preparation | Natural Gas | Oven | 0.7 | 0.25
Commercial_Health_Existing_Food Preparation_Natural Gas_Conveyor Oven | Commercial | Health | Existing | Food Preparation | Natural Gas | Conveyor Oven | 0.7 | 0.25
Commercial_Health_Existing_Food Preparation_Natural Gas_Double Rack Oven | Commercial | Health | Existing | Food Preparation | Natural Gas | Double Rack Oven | 0.7 | 0.25
Commercial_Health_Existing_Food Preparation_Natural Gas_Fryer | Commercial | Health | Existing | Food Preparation | Natural Gas | Fryer | 0.7 | 0.25
Commercial_Health_Existing_Food Preparation_Natural Gas_Broiler | Commercial | Health | Existing | Food Preparation | Natural Gas | Broiler | 0.7 | 0.45
Commercial_Health_Existing_Food Preparation_Natural Gas_Griddle | Commercial | Health | Existing | Food Preparation | Natural Gas | Griddle | 0.7 | 0.25
Commercial_Health_Existing_Food Preparation_Natural Gas_Range | Commercial | Health | Existing | Food Preparation | Natural Gas | Range | 0.7 | 0.45
Commercial_Health_Existing_Food Preparation_Natural Gas_Steamer | Commercial | Health | Existing | Food Preparation | Natural Gas | Steamer | 0.7 | 0.25
Commercial_Health_Existing_Food Preparation_Natural Gas_Commercial Food Prep Other | Commercial | Health | Existing | Food Preparation | Natural Gas | Commercial Food Prep Other | 0.7 | 0.45
Commercial_Health_Existing_Miscellaneous_Natural Gas_Pool Heater | Commercial | Health | Existing | Miscellaneous | Natural Gas | Pool Heater | 0.7 | 0.45
Commercial_Health_Existing_Miscellaneous_Natural Gas_Miscellaneous | Commercial | Health | Existing | Miscellaneous | Natural Gas | Miscellaneous | 0.7 | 0.45
Commercial_Health_New_Space Heating_Natural Gas_Furnace | Commercial | Health | New | Space Heating | Natural Gas | Furnace | 0.7 | 0.25
Commercial_Health_New_Space Heating_Natural Gas_Boiler | Commercial | Health | New | Space Heating | Natural Gas | Boiler | 0.7 | 0.25
Commercial_Health_New_Space Heating_Natural Gas_Unit Heater | Commercial | Health | New | Space Heating | Natural Gas | Unit Heater | 0.7 | 0.25
Commercial_Health_New_Water Heating_Natural Gas_Water Heater | Commercial | Health | New | Water Heating | Natural Gas | Water Heater | 0.7 | 0.45
Commercial_Health_New_Food Preparation_Natural Gas_Oven | Commercial | Health | New | Food Preparation | Natural Gas | Oven | 0.7 | 0.25
Commercial_Health_New_Food Preparation_Natural Gas_Conveyor Oven | Commercial | Health | New | Food Preparation | Natural Gas | Conveyor Oven | 0.7 | 0.25
Commercial_Health_New_Food Preparation_Natural Gas_Double Rack Oven | Commercial | Health | New | Food Preparation | Natural Gas | Double Rack Oven | 0.7 | 0.25
Commercial_Health_New_Food Preparation_Natural Gas_Fryer | Commercial | Health | New | Food Preparation | Natural Gas | Fryer | 0.7 | 0.25
Commercial_Health_New_Food Preparation_Natural Gas_Broiler | Commercial | Health | New | Food Preparation | Natural Gas | Broiler | 0.7 | 0.45
Commercial_Health_New_Food Preparation_Natural Gas_Griddle | Commercial | Health | New | Food Preparation | Natural Gas | Griddle | 0.7 | 0.25
Commercial_Health_New_Food Preparation_Natural Gas_Range | Commercial | Health | New | Food Preparation | Natural Gas | Range | 0.7 | 0.45
Commercial_Health_New_Food Preparation_Natural Gas_Steamer | Commercial | Health | New | Food Preparation | Natural Gas | Steamer | 0.7 | 0.25
Commercial_Health_New_Food Preparation_Natural Gas_Commercial Food Prep Other | Commercial | Health | New | Food Preparation | Natural Gas | Commercial Food Prep Other | 0.7 | 0.45
Commercial_Health_New_Miscellaneous_Natural Gas_Pool Heater | Commercial | Health | New | Miscellaneous | Natural Gas | Pool Heater | 0.7 | 0.45
Commercial_Health_New_Miscellaneous_Natural Gas_Miscellaneous | Commercial | Health | New | Miscellaneous | Natural Gas | Miscellaneous | 0.7 | 0.45
Commercial_Lodging_Existing_Space Heating_Natural Gas_Furnace | Commercial | Lodging | Existing | Space Heating | Natural Gas | Furnace | 0.7 | 0.25
Commercial_Lodging_Existing_Space Heating_Natural Gas_Boiler | Commercial | Lodging | Existing | Space Heating | Natural Gas | Boiler | 0.7 | 0.25
Commercial_Lodging_Existing_Space Heating_Natural Gas_Unit Heater | Commercial | Lodging | Existing | Space Heating | Natural Gas | Unit Heater | 0.7 | 0.25
Commercial_Lodging_Existing_Water Heating_Natural Gas_Water Heater | Commercial | Lodging | Existing | Water Heating | Natural Gas | Water Heater | 0.7 | 0.45
Commercial_Lodging_Existing_Food Preparation_Natural Gas_Oven | Commercial | Lodging | Existing | Food Preparation | Natural Gas | Oven | 0.7 | 0.25
Commercial_Lodging_Existing_Food Preparation_Natural Gas_Conveyor Oven | Commercial | Lodging | Existing | Food Preparation | Natural Gas | Conveyor Oven | 0.7 | 0.25
Commercial_Lodging_Existing_Food Preparation_Natural Gas_Double Rack Oven | Commercial | Lodging | Existing | Food Preparation | Natural Gas | Double Rack Oven | 0.7 | 0.25
Commercial_Lodging_Existing_Food Preparation_Natural Gas_Fryer | Commercial | Lodging | Existing | Food Preparation | Natural Gas | Fryer | 0.7 | 0.25
Commercial_Lodging_Existing_Food Preparation_Natural Gas_Broiler | Commercial | Lodging | Existing | Food Preparation | Natural Gas | Broiler | 0.7 | 0.45
Commercial_Lodging_Existing_Food Preparation_Natural Gas_Griddle | Commercial | Lodging | Existing | Food Preparation | Natural Gas | Griddle | 0.7 | 0.25
Commercial_Lodging_Existing_Food Preparation_Natural Gas_Range | Commercial | Lodging | Existing | Food Preparation | Natural Gas | Range | 0.7 | 0.45
Commercial_Lodging_Existing_Food Preparation_Natural Gas_Steamer | Commercial | Lodging | Existing | Food Preparation | Natural Gas | Steamer | 0.7 | 0.25
Commercial_Lodging_Existing_Food Preparation_Natural Gas_Commercial Food Prep Other | Commercial | Lodging | Existing | Food Preparation | Natural Gas | Commercial Food Prep Other | 0.7 | 0.45
Commercial_Lodging_Existing_Miscellaneous_Natural Gas_Pool Heater | Commercial | Lodging | Existing | Miscellaneous | Natural Gas | Pool Heater | 0.7 | 0.45
Commercial_Lodging_Existing_Miscellaneous_Natural Gas_Miscellaneous | Commercial | Lodging | Existing | Miscellaneous | Natural Gas | Miscellaneous | 0.7 | 0.45
Commercial_Lodging_New_Space Heating_Natural Gas_Furnace | Commercial | Lodging | New | Space Heating | Natural Gas | Furnace | 0.7 | 0.25
Commercial_Lodging_New_Space Heating_Natural Gas_Boiler | Commercial | Lodging | New | Space Heating | Natural Gas | Boiler | 0.7 | 0.25
Commercial_Lodging_New_Space Heating_Natural Gas_Unit Heater | Commercial | Lodging | New | Space Heating | Natural Gas | Unit Heater | 0.7 | 0.25
Commercial_Lodging_New_Water Heating_Natural Gas_Water Heater | Commercial | Lodging | New | Water Heating | Natural Gas | Water Heater | 0.7 | 0.45
Commercial_Lodging_New_Food Preparation_Natural Gas_Oven | Commercial | Lodging | New | Food Preparation | Natural Gas | Oven | 0.7 | 0.25
Commercial_Lodging_New_Food Preparation_Natural Gas_Conveyor Oven | Commercial | Lodging | New | Food Preparation | Natural Gas | Conveyor Oven | 0.7 | 0.25
Commercial_Lodging_New_Food Preparation_Natural Gas_Double Rack Oven | Commercial | Lodging | New | Food Preparation | Natural Gas | Double Rack Oven | 0.7 | 0.25
Commercial_Lodging_New_Food Preparation_Natural Gas_Fryer | Commercial | Lodging | New | Food Preparation | Natural Gas | Fryer | 0.7 | 0.25
Commercial_Lodging_New_Food Preparation_Natural Gas_Broiler | Commercial | Lodging | New | Food Preparation | Natural Gas | Broiler | 0.7 | 0.45
Commercial_Lodging_New_Food Preparation_Natural Gas_Griddle | Commercial | Lodging | New | Food Preparation | Natural Gas | Griddle | 0.7 | 0.25
Commercial_Lodging_New_Food Preparation_Natural Gas_Range | Commercial | Lodging | New | Food Preparation | Natural Gas | Range | 0.7 | 0.45
Commercial_Lodging_New_Food Preparation_Natural Gas_Steamer | Commercial | Lodging | New | Food Preparation | Natural Gas | Steamer | 0.7 | 0.25
Commercial_Lodging_New_Food Preparation_Natural Gas_Commercial Food Prep Other | Commercial | Lodging | New | Food Preparation | Natural Gas | Commercial Food Prep Other | 0.7 | 0.45
Commercial_Lodging_New_Miscellaneous_Natural Gas_Pool Heater | Commercial | Lodging | New | Miscellaneous | Natural Gas | Pool Heater | 0.7 | 0.45
Commercial_Lodging_New_Miscellaneous_Natural Gas_Miscellaneous | Commercial | Lodging | New | Miscellaneous | Natural Gas | Miscellaneous | 0.7 | 0.45
Commercial_Warehouse_Existing_Space Heating_Natural Gas_Furnace | Commercial | Warehouse | Existing | Space Heating | Natural Gas | Furnace | 0.7 | 0.25
Commercial_Warehouse_Existing_Space Heating_Natural Gas_Boiler | Commercial | Warehouse | Existing | Space Heating | Natural Gas | Boiler | 0.7 | 0.25
Commercial_Warehouse_Existing_Space Heating_Natural Gas_Unit Heater | Commercial | Warehouse | Existing | Space Heating | Natural Gas | Unit Heater | 0.7 | 0.25
Commercial_Warehouse_Existing_Water Heating_Natural Gas_Water Heater | Commercial | Warehouse | Existing | Water Heating | Natural Gas | Water Heater | 0.7 | 0.45
Commercial_Warehouse_Existing_Food Preparation_Natural Gas_Oven | Commercial | Warehouse | Existing | Food Preparation | Natural Gas | Oven | 0.7 | 0.25
Commercial_Warehouse_Existing_Food Preparation_Natural Gas_Conveyor Oven | Commercial | Warehouse | Existing | Food Preparation | Natural Gas | Conveyor Oven | 0.7 | 0.25
Commercial_Warehouse_Existing_Food Preparation_Natural Gas_Double Rack Oven | Commercial | Warehouse | Existing | Food Preparation | Natural Gas | Double Rack Oven | 0.7 | 0.25
Commercial_Warehouse_Existing_Food Preparation_Natural Gas_Fryer | Commercial | Warehouse | Existing | Food Preparation | Natural Gas | Fryer | 0.7 | 0.25
Commercial_Warehouse_Existing_Food Preparation_Natural Gas_Broiler | Commercial | Warehouse | Existing | Food Preparation | Natural Gas | Broiler | 0.7 | 0.45
Commercial_Warehouse_Existing_Food Preparation_Natural Gas_Griddle | Commercial | Warehouse | Existing | Food Preparation | Natural Gas | Griddle | 0.7 | 0.25
Commercial_Warehouse_Existing_Food Preparation_Natural Gas_Range | Commercial | Warehouse | Existing | Food Preparation | Natural Gas | Range | 0.7 | 0.45
Commercial_Warehouse_Existing_Food Preparation_Natural Gas_Steamer | Commercial | Warehouse | Existing | Food Preparation | Natural Gas | Steamer | 0.7 | 0.25
Commercial_Warehouse_Existing_Food Preparation_Natural Gas_Commercial Food Prep Other | Commercial | Warehouse | Existing | Food Preparation | Natural Gas | Commercial Food Prep Other | 0.7 | 0.45
Commercial_Warehouse_Existing_Miscellaneous_Natural Gas_Pool Heater | Commercial | Warehouse | Existing | Miscellaneous | Natural Gas | Pool Heater | 0.7 | 0.45
Commercial_Warehouse_Existing_Miscellaneous_Natural Gas_Miscellaneous | Commercial | Warehouse | Existing | Miscellaneous | Natural Gas | Miscellaneous | 0.7 | 0.45
Commercial_Warehouse_New_Space Heating_Natural Gas_Furnace | Commercial | Warehouse | New | Space Heating | Natural Gas | Furnace | 0.7 | 0.25
Commercial_Warehouse_New_Space Heating_Natural Gas_Boiler | Commercial | Warehouse | New | Space Heating | Natural Gas | Boiler | 0.7 | 0.25
Commercial_Warehouse_New_Space Heating_Natural Gas_Unit Heater | Commercial | Warehouse | New | Space Heating | Natural Gas | Unit Heater | 0.7 | 0.25
Commercial_Warehouse_New_Water Heating_Natural Gas_Water Heater | Commercial | Warehouse | New | Water Heating | Natural Gas | Water Heater | 0.7 | 0.45
Commercial_Warehouse_New_Food Preparation_Natural Gas_Oven | Commercial | Warehouse | New | Food Preparation | Natural Gas | Oven | 0.7 | 0.25
Commercial_Warehouse_New_Food Preparation_Natural Gas_Conveyor Oven | Commercial | Warehouse | New | Food Preparation | Natural Gas | Conveyor Oven | 0.7 | 0.25
Commercial_Warehouse_New_Food Preparation_Natural Gas_Double Rack Oven | Commercial | Warehouse | New | Food Preparation | Natural Gas | Double Rack Oven | 0.7 | 0.25
Commercial_Warehouse_New_Food Preparation_Natural Gas_Fryer | Commercial | Warehouse | New | Food Preparation | Natural Gas | Fryer | 0.7 | 0.25
Commercial_Warehouse_New_Food Preparation_Natural Gas_Broiler | Commercial | Warehouse | New | Food Preparation | Natural Gas | Broiler | 0.7 | 0.45
Commercial_Warehouse_New_Food Preparation_Natural Gas_Griddle | Commercial | Warehouse | New | Food Preparation | Natural Gas | Griddle | 0.7 | 0.25
Commercial_Warehouse_New_Food Preparation_Natural Gas_Range | Commercial | Warehouse | New | Food Preparation | Natural Gas | Range | 0.7 | 0.45
Commercial_Warehouse_New_Food Preparation_Natural Gas_Steamer | Commercial | Warehouse | New | Food Preparation | Natural Gas | Steamer | 0.7 | 0.25
Commercial_Warehouse_New_Food Preparation_Natural Gas_Commercial Food Prep Other | Commercial | Warehouse | New | Food Preparation | Natural Gas | Commercial Food Prep Other | 0.7 | 0.45
Commercial_Warehouse_New_Miscellaneous_Natural Gas_Pool Heater | Commercial | Warehouse | New | Miscellaneous | Natural Gas | Pool Heater | 0.7 | 0.45
Commercial_Warehouse_New_Miscellaneous_Natural Gas_Miscellaneous | Commercial | Warehouse | New | Miscellaneous | Natural Gas | Miscellaneous | 0.7 | 0.45
Commercial_Miscellaneous_Existing_Space Heating_Natural Gas_Furnace | Commercial | Miscellaneous | Existing | Space Heating | Natural Gas | Furnace | 0.7 | 0.25
Commercial_Miscellaneous_Existing_Space Heating_Natural Gas_Boiler | Commercial | Miscellaneous | Existing | Space Heating | Natural Gas | Boiler | 0.7 | 0.25
Commercial_Miscellaneous_Existing_Space Heating_Natural Gas_Unit Heater | Commercial | Miscellaneous | Existing | Space Heating | Natural Gas | Unit Heater | 0.7 | 0.25
Commercial_Miscellaneous_Existing_Water Heating_Natural Gas_Water Heater | Commercial | Miscellaneous | Existing | Water Heating | Natural Gas | Water Heater | 0.7 | 0.45
Commercial_Miscellaneous_Existing_Food Preparation_Natural Gas_Oven | Commercial | Miscellaneous | Existing | Food Preparation | Natural Gas | Oven | 0.7 | 0.25
Commercial_Miscellaneous_Existing_Food Preparation_Natural Gas_Conveyor Oven | Commercial | Miscellaneous | Existing | Food Preparation | Natural Gas | Conveyor Oven | 0.7 | 0.25
Commercial_Miscellaneous_Existing_Food Preparation_Natural Gas_Double Rack Oven | Commercial | Miscellaneous | Existing | Food Preparation | Natural Gas | Double Rack Oven | 0.7 | 0.25
Commercial_Miscellaneous_Existing_Food Preparation_Natural Gas_Fryer | Commercial | Miscellaneous | Existing | Food Preparation | Natural Gas | Fryer | 0.7 | 0.25
Commercial_Miscellaneous_Existing_Food Preparation_Natural Gas_Broiler | Commercial | Miscellaneous | Existing | Food Preparation | Natural Gas | Broiler | 0.7 | 0.45
Commercial_Miscellaneous_Existing_Food Preparation_Natural Gas_Griddle | Commercial | Miscellaneous | Existing | Food Preparation | Natural Gas | Griddle | 0.7 | 0.25
Commercial_Miscellaneous_Existing_Food Preparation_Natural Gas_Range | Commercial | Miscellaneous | Existing | Food Preparation | Natural Gas | Range | 0.7 | 0.45
Commercial_Miscellaneous_Existing_Food Preparation_Natural Gas_Steamer | Commercial | Miscellaneous | Existing | Food Preparation | Natural Gas | Steamer | 0.7 | 0.25
Commercial_Miscellaneous_Existing_Food Preparation_Natural Gas_Commercial Food Prep Other | Commercial | Miscellaneous | Existing | Food Preparation | Natural Gas | Commercial Food Prep Other | 0.7 | 0.45
Commercial_Miscellaneous_Existing_Miscellaneous_Natural Gas_Pool Heater | Commercial | Miscellaneous | Existing | Miscellaneous | Natural Gas | Pool Heater | 0.7 | 0.45
Commercial_Miscellaneous_Existing_Miscellaneous_Natural Gas_Miscellaneous | Commercial | Miscellaneous | Existing | Miscellaneous | Natural Gas | Miscellaneous | 0.7 | 0.45
Commercial_Miscellaneous_New_Space Heating_Natural Gas_Furnace | Commercial | Miscellaneous | New | Space Heating | Natural Gas | Furnace | 0.7 | 0.25
Commercial_Miscellaneous_New_Space Heating_Natural Gas_Boiler | Commercial | Miscellaneous | New | Space Heating | Natural Gas | Boiler | 0.7 | 0.25
Commercial_Miscellaneous_New_Space Heating_Natural Gas_Unit Heater | Commercial | Miscellaneous | New | Space Heating | Natural Gas | Unit Heater | 0.7 | 0.25
Commercial_Miscellaneous_New_Water Heating_Natural Gas_Water Heater | Commercial | Miscellaneous | New | Water Heating | Natural Gas | Water Heater | 0.7 | 0.45
Commercial_Miscellaneous_New_Food Preparation_Natural Gas_Oven | Commercial | Miscellaneous | New | Food Preparation | Natural Gas | Oven | 0.7 | 0.25
Commercial_Miscellaneous_New_Food Preparation_Natural Gas_Conveyor Oven | Commercial | Miscellaneous | New | Food Preparation | Natural Gas | Conveyor Oven | 0.7 | 0.25
Commercial_Miscellaneous_New_Food Preparation_Natural Gas_Double Rack Oven | Commercial | Miscellaneous | New | Food Preparation | Natural Gas | Double Rack Oven | 0.7 | 0.25
Commercial_Miscellaneous_New_Food Preparation_Natural Gas_Fryer | Commercial | Miscellaneous | New | Food Preparation | Natural Gas | Fryer | 0.7 | 0.25
Commercial_Miscellaneous_New_Food Preparation_Natural Gas_Broiler | Commercial | Miscellaneous | New | Food Preparation | Natural Gas | Broiler | 0.7 | 0.45
Commercial_Miscellaneous_New_Food Preparation_Natural Gas_Griddle | Commercial | Miscellaneous | New | Food Preparation | Natural Gas | Griddle | 0.7 | 0.25
Commercial_Miscellaneous_New_Food Preparation_Natural Gas_Range | Commercial | Miscellaneous | New | Food Preparation | Natural Gas | Range | 0.7 | 0.45
Commercial_Miscellaneous_New_Food Preparation_Natural Gas_Steamer | Commercial | Miscellaneous | New | Food Preparation | Natural Gas | Steamer | 0.7 | 0.25
Commercial_Miscellaneous_New_Food Preparation_Natural Gas_Commercial Food Prep Other | Commercial | Miscellaneous | New | Food Preparation | Natural Gas | Commercial Food Prep Other | 0.7 | 0.45
Commercial_Miscellaneous_New_Miscellaneous_Natural Gas_Pool Heater | Commercial | Miscellaneous | New | Miscellaneous | Natural Gas | Pool Heater | 0.7 | 0.45
Commercial_Miscellaneous_New_Miscellaneous_Natural Gas_Miscellaneous | Commercial | Miscellaneous | New | Miscellaneous | Natural Gas | Miscellaneous | 0.7 | 0.45

## Building Systems (hidden)
Key | Sector | Segment | Vintage | System | Label | Conversion Cost | Applicability | Base Year Saturation | Growth Rate | First Year On Market | Last Year On Market | Use Logit Model | Allow Purchase Share Growth | Allow Purchase Share Decline

## System Data (hidden)
Key | Sector | Segment | Vintage | System | Label | Component | System Enduse | System Fuel | System Technology | Enduse Required

## Sys Program Costs (hidden)
Key | Sector | Segment | Vintage | System | Label | Incentive Rate | Administrative Adder

## System Potential Factors (hidden)
Key | Sector | Segment | System | Label | Type | 2013 | 2014 | 2015 | 2016 | 2017 | 2018 | 2019 | 2020 | 2021 | 2022 | 2023 | 2024 | 2025 | 2026 | 2027 | 2028 | 2029 | 2030 | 2031 | 2032 | 2033 | 2034 | 2035

## System Purchase Shares (hidden)
Key | Sector | Segment | Vintage | System | Label | Potential | 2013 | 2014 | 2015 | 2016 | 2017 | 2018 | 2019 | 2020 | 2021 | 2022 | 2023 | 2024 | 2025 | 2026 | 2027 | 2028 | 2029 | 2030 | 2031 | 2032 | 2033 | 2034 | 2035
Note on H1: kwalter: Must input base year shares

## Sheet2 (hidden)
Field | Sector | Market | Segment | Vintage | End Use | Fuel
F1 | Residential | All | Single Family - Elec | Existing | Cooling | Electric
F2 | Residential | All | Single Family - Elec | Existing | Cooling | Electric
F3 | Residential | All | Single Family - Elec | Existing | Cooling | Electric
F4 | Residential | All | Single Family - Elec | Existing | Cooling | Electric
F1 | Residential | All | Single Family - Elec | Existing | Space Heating | Electric
F2 | Residential | All | Single Family - Elec | Existing | Space Heating | Electric
F3 | Residential | All | Single Family - Elec | Existing | Space Heating | Electric
F4 | Residential | All | Single Family - Elec | Existing | Space Heating | Electric
F1 | Residential | All | Single Family - Elec | Existing | Water Heating | Electric
F2 | Residential | All | Single Family - Elec | Existing | Water Heating | Electric
F3 | Residential | All | Single Family - Elec | Existing | Water Heating | Electric
F4 | Residential | All | Single Family - Elec | Existing | Water Heating | Electric
F1 | Residential | All | Single Family - Elec | Existing | Interior Lighting | Electric
F2 | Residential | All | Single Family - Elec | Existing | Interior Lighting | Electric
F3 | Residential | All | Single Family - Elec | Existing | Interior Lighting | Electric
F4 | Residential | All | Single Family - Elec | Existing | Interior Lighting | Electric
F1 | Residential | All | Single Family - Elec | Existing | Exterior Lighting | Electric
F2 | Residential | All | Single Family - Elec | Existing | Exterior Lighting | Electric
F3 | Residential | All | Single Family - Elec | Existing | Exterior Lighting | Electric
F4 | Residential | All | Single Family - Elec | Existing | Exterior Lighting | Electric
F1 | Residential | All | Single Family - Elec | Existing | Appliances | Electric
F2 | Residential | All | Single Family - Elec | Existing | Appliances | Electric
F3 | Residential | All | Single Family - Elec | Existing | Appliances | Electric
F4 | Residential | All | Single Family - Elec | Existing | Appliances | Electric
F1 | Residential | All | Single Family - Elec | Existing | Electronics | Electric
F2 | Residential | All | Single Family - Elec | Existing | Electronics | Electric
F3 | Residential | All | Single Family - Elec | Existing | Electronics | Electric
F4 | Residential | All | Single Family - Elec | Existing | Electronics | Electric
F1 | Residential | All | Single Family - Elec | Existing | Miscellaneous | Electric
F2 | Residential | All | Single Family - Elec | Existing | Miscellaneous | Electric
F3 | Residential | All | Single Family - Elec | Existing | Miscellaneous | Electric
F4 | Residential | All | Single Family - Elec | Existing | Miscellaneous | Electric
F1 | Residential | All | Single Family - Elec | Existing | Generation | Electric
F2 | Residential | All | Single Family - Elec | Existing | Generation | Electric
F3 | Residential | All | Single Family - Elec | Existing | Generation | Electric
F4 | Residential | All | Single Family - Elec | Existing | Generation | Electric
F1 | Residential | All | Single Family - Elec | Existing | Space Heating | Natural Gas
F2 | Residential | All | Single Family - Elec | Existing | Space Heating | Natural Gas
F3 | Residential | All | Single Family - Elec | Existing | Space Heating | Natural Gas
F4 | Residential | All | Single Family - Elec | Existing | Space Heating | Natural Gas
F1 | Residential | All | Single Family - Elec | Existing | Water Heating | Natural Gas
F2 | Residential | All | Single Family - Elec | Existing | Water Heating | Natural Gas
F3 | Residential | All | Single Family - Elec | Existing | Water Heating | Natural Gas
F4 | Residential | All | Single Family - Elec | Existing | Water Heating | Natural Gas
F1 | Residential | All | Single Family - Elec | Existing | Appliances | Natural Gas
F2 | Residential | All | Single Family - Elec | Existing | Appliances | Natural Gas
F3 | Residential | All | Single Family - Elec | Existing | Appliances | Natural Gas
F4 | Residential | All | Single Family - Elec | Existing | Appliances | Natural Gas
F1 | Residential | All | Single Family - Elec | Existing | Miscellaneous | Natural Gas
F2 | Residential | All | Single Family - Elec | Existing | Miscellaneous | Natural Gas
F3 | Residential | All | Single Family - Elec | Existing | Miscellaneous | Natural Gas
F4 | Residential | All | Single Family - Elec | Existing | Miscellaneous | Natural Gas
F1 | Residential | Market | Single Family - Elec | Existing | Cooling | Electric
F2 | Residential | Market | Single Family - Elec | Existing | Cooling | Electric
F3 | Residential | Market | Single Family - Elec | Existing | Cooling | Electric
F4 | Residential | Market | Single Family - Elec | Existing | Cooling | Electric
F1 | Residential | Market | Single Family - Elec | Existing | Space Heating | Electric
F2 | Residential | Market | Single Family - Elec | Existing | Space Heating | Electric
F3 | Residential | Market | Single Family - Elec | Existing | Space Heating | Electric
F4 | Residential | Market | Single Family - Elec | Existing | Space Heating | Electric
F1 | Residential | Market | Single Family - Elec | Existing | Water Heating | Electric
F2 | Residential | Market | Single Family - Elec | Existing | Water Heating | Electric
F3 | Residential | Market | Single Family - Elec | Existing | Water Heating | Electric
F4 | Residential | Market | Single Family - Elec | Existing | Water Heating | Electric
F1 | Residential | Market | Single Family - Elec | Existing | Interior Lighting | Electric
F2 | Residential | Market | Single Family - Elec | Existing | Interior Lighting | Electric
F3 | Residential | Market | Single Family - Elec | Existing | Interior Lighting | Electric
F4 | Residential | Market | Single Family - Elec | Existing | Interior Lighting | Electric
F1 | Residential | Market | Single Family - Elec | Existing | Exterior Lighting | Electric
F2 | Residential | Market | Single Family - Elec | Existing | Exterior Lighting | Electric
F3 | Residential | Market | Single Family - Elec | Existing | Exterior Lighting | Electric
F4 | Residential | Market | Single Family - Elec | Existing | Exterior Lighting | Electric
F1 | Residential | Market | Single Family - Elec | Existing | Appliances | Electric
F2 | Residential | Market | Single Family - Elec | Existing | Appliances | Electric
F3 | Residential | Market | Single Family - Elec | Existing | Appliances | Electric
F4 | Residential | Market | Single Family - Elec | Existing | Appliances | Electric
F1 | Residential | Market | Single Family - Elec | Existing | Electronics | Electric
F2 | Residential | Market | Single Family - Elec | Existing | Electronics | Electric
F3 | Residential | Market | Single Family - Elec | Existing | Electronics | Electric
F4 | Residential | Market | Single Family - Elec | Existing | Electronics | Electric
F1 | Residential | Market | Single Family - Elec | Existing | Miscellaneous | Electric
F2 | Residential | Market | Single Family - Elec | Existing | Miscellaneous | Electric
F3 | Residential | Market | Single Family - Elec | Existing | Miscellaneous | Electric
F4 | Residential | Market | Single Family - Elec | Existing | Miscellaneous | Electric
F1 | Residential | Market | Single Family - Elec | Existing | Generation | Electric
F2 | Residential | Market | Single Family - Elec | Existing | Generation | Electric
F3 | Residential | Market | Single Family - Elec | Existing | Generation | Electric
F4 | Residential | Market | Single Family - Elec | Existing | Generation | Electric
F1 | Residential | Market | Single Family - Elec | Existing | Space Heating | Natural Gas
F2 | Residential | Market | Single Family - Elec | Existing | Space Heating | Natural Gas
F3 | Residential | Market | Single Family - Elec | Existing | Space Heating | Natural Gas
F4 | Residential | Market | Single Family - Elec | Existing | Space Heating | Natural Gas
F1 | Residential | Market | Single Family - Elec | Existing | Water Heating | Natural Gas
F2 | Residential | Market | Single Family - Elec | Existing | Water Heating | Natural Gas
F3 | Residential | Market | Single Family - Elec | Existing | Water Heating | Natural Gas
F4 | Residential | Market | Single Family - Elec | Existing | Water Heating | Natural Gas
F1 | Residential | Market | Single Family - Elec | Existing | Appliances | Natural Gas
F2 | Residential | Market | Single Family - Elec | Existing | Appliances | Natural Gas
F3 | Residential | Market | Single Family - Elec | Existing | Appliances | Natural Gas
F4 | Residential | Market | Single Family - Elec | Existing | Appliances | Natural Gas
F1 | Residential | Market | Single Family - Elec | Existing | Miscellaneous | Natural Gas
F2 | Residential | Market | Single Family - Elec | Existing | Miscellaneous | Natural Gas
F3 | Residential | Market | Single Family - Elec | Existing | Miscellaneous | Natural Gas
F4 | Residential | Market | Single Family - Elec | Existing | Miscellaneous | Natural Gas
F1 | Residential | Central System | Single Family - Elec | Existing | Cooling | Electric
F2 | Residential | Central System | Single Family - Elec | Existing | Cooling | Electric
F3 | Residential | Central System | Single Family - Elec | Existing | Cooling | Electric
F4 | Residential | Central System | Single Family - Elec | Existing | Cooling | Electric
F1 | Residential | Central System | Single Family - Elec | Existing | Space Heating | Electric
F2 | Residential | Central System | Single Family - Elec | Existing | Space Heating | Electric
F3 | Residential | Central System | Single Family - Elec | Existing | Space Heating | Electric
F4 | Residential | Central System | Single Family - Elec | Existing | Space Heating | Electric
F1 | Residential | Central System | Single Family - Elec | Existing | Space Heating | Natural Gas
F2 | Residential | Central System | Single Family - Elec | Existing | Space Heating | Natural Gas
F3 | Residential | Central System | Single Family - Elec | Existing | Space Heating | Natural Gas
F4 | Residential | Central System | Single Family - Elec | Existing | Space Heating | Natural Gas
F1 | Residential | Resistance | Single Family - Elec | Existing | Cooling | Electric
F2 | Residential | Resistance | Single Family - Elec | Existing | Cooling | Electric
F3 | Residential | Resistance | Single Family - Elec | Existing | Cooling | Electric
F4 | Residential | Resistance | Single Family - Elec | Existing | Cooling | Electric
F1 | Residential | Resistance | Single Family - Elec | Existing | Space Heating | Electric
F2 | Residential | Resistance | Single Family - Elec | Existing | Space Heating | Electric
F3 | Residential | Resistance | Single Family - Elec | Existing | Space Heating | Electric
F4 | Residential | Resistance | Single Family - Elec | Existing | Space Heating | Electric
F1 | Residential | Heat Pump | Single Family - Elec | Existing | Cooling | Electric
F2 | Residential | Heat Pump | Single Family - Elec | Existing | Cooling | Electric
F3 | Residential | Heat Pump | Single Family - Elec | Existing | Cooling | Electric
F4 | Residential | Heat Pump | Single Family - Elec | Existing | Cooling | Electric
F1 | Residential | Heat Pump | Single Family - Elec | Existing | Space Heating | Electric
F2 | Residential | Heat Pump | Single Family - Elec | Existing | Space Heating | Electric
F3 | Residential | Heat Pump | Single Family - Elec | Existing | Space Heating | Electric
F4 | Residential | Heat Pump | Single Family - Elec | Existing | Space Heating | Electric
F1 | Residential | All | Single Family - Elec | New | Cooling | Electric
F2 | Residential | All | Single Family - Elec | New | Cooling | Electric
F3 | Residential | All | Single Family - Elec | New | Cooling | Electric
F4 | Residential | All | Single Family - Elec | New | Cooling | Electric
F1 | Residential | All | Single Family - Elec | New | Space Heating | Electric
F2 | Residential | All | Single Family - Elec | New | Space Heating | Electric
F3 | Residential | All | Single Family - Elec | New | Space Heating | Electric
F4 | Residential | All | Single Family - Elec | New | Space Heating | Electric
F1 | Residential | All | Single Family - Elec | New | Water Heating | Electric
F2 | Residential | All | Single Family - Elec | New | Water Heating | Electric
F3 | Residential | All | Single Family - Elec | New | Water Heating | Electric
F4 | Residential | All | Single Family - Elec | New | Water Heating | Electric
F1 | Residential | All | Single Family - Elec | New | Interior Lighting | Electric
F2 | Residential | All | Single Family - Elec | New | Interior Lighting | Electric
F3 | Residential | All | Single Family - Elec | New | Interior Lighting | Electric
F4 | Residential | All | Single Family - Elec | New | Interior Lighting | Electric
F1 | Residential | All | Single Family - Elec | New | Exterior Lighting | Electric
F2 | Residential | All | Single Family - Elec | New | Exterior Lighting | Electric
F3 | Residential | All | Single Family - Elec | New | Exterior Lighting | Electric
F4 | Residential | All | Single Family - Elec | New | Exterior Lighting | Electric
F1 | Residential | All | Single Family - Elec | New | Appliances | Electric
F2 | Residential | All | Single Family - Elec | New | Appliances | Electric
F3 | Residential | All | Single Family - Elec | New | Appliances | Electric
F4 | Residential | All | Single Family - Elec | New | Appliances | Electric
F1 | Residential | All | Single Family - Elec | New | Electronics | Electric
F2 | Residential | All | Single Family - Elec | New | Electronics | Electric
F3 | Residential | All | Single Family - Elec | New | Electronics | Electric
F4 | Residential | All | Single Family - Elec | New | Electronics | Electric
F1 | Residential | All | Single Family - Elec | New | Miscellaneous | Electric
F2 | Residential | All | Single Family - Elec | New | Miscellaneous | Electric
F3 | Residential | All | Single Family - Elec | New | Miscellaneous | Electric
F4 | Residential | All | Single Family - Elec | New | Miscellaneous | Electric
F1 | Residential | All | Single Family - Elec | New | Generation | Electric
F2 | Residential | All | Single Family - Elec | New | Generation | Electric
F3 | Residential | All | Single Family - Elec | New | Generation | Electric
F4 | Residential | All | Single Family - Elec | New | Generation | Electric
F1 | Residential | All | Single Family - Elec | New | Space Heating | Natural Gas
F2 | Residential | All | Single Family - Elec | New | Space Heating | Natural Gas
F3 | Residential | All | Single Family - Elec | New | Space Heating | Natural Gas
F4 | Residential | All | Single Family - Elec | New | Space Heating | Natural Gas
F1 | Residential | All | Single Family - Elec | New | Water Heating | Natural Gas
F2 | Residential | All | Single Family - Elec | New | Water Heating | Natural Gas
F3 | Residential | All | Single Family - Elec | New | Water Heating | Natural Gas
F4 | Residential | All | Single Family - Elec | New | Water Heating | Natural Gas
F1 | Residential | All | Single Family - Elec | New | Appliances | Natural Gas
F2 | Residential | All | Single Family - Elec | New | Appliances | Natural Gas
F3 | Residential | All | Single Family - Elec | New | Appliances | Natural Gas
F4 | Residential | All | Single Family - Elec | New | Appliances | Natural Gas
F1 | Residential | All | Single Family - Elec | New | Miscellaneous | Natural Gas
F2 | Residential | All | Single Family - Elec | New | Miscellaneous | Natural Gas
F3 | Residential | All | Single Family - Elec | New | Miscellaneous | Natural Gas
F4 | Residential | All | Single Family - Elec | New | Miscellaneous | Natural Gas
F1 | Residential | Market | Single Family - Elec | New | Cooling | Electric
F2 | Residential | Market | Single Family - Elec | New | Cooling | Electric
F3 | Residential | Market | Single Family - Elec | New | Cooling | Electric
F4 | Residential | Market | Single Family - Elec | New | Cooling | Electric
F1 | Residential | Market | Single Family - Elec | New | Space Heating | Electric
F2 | Residential | Market | Single Family - Elec | New | Space Heating | Electric
F3 | Residential | Market | Single Family - Elec | New | Space Heating | Electric
F4 | Residential | Market | Single Family - Elec | New | Space Heating | Electric
F1 | Residential | Market | Single Family - Elec | New | Water Heating | Electric
F2 | Residential | Market | Single Family - Elec | New | Water Heating | Electric
F3 | Residential | Market | Single Family - Elec | New | Water Heating | Electric
F4 | Residential | Market | Single Family - Elec | New | Water Heating | Electric
F1 | Residential | Market | Single Family - Elec | New | Interior Lighting | Electric
F2 | Residential | Market | Single Family - Elec | New | Interior Lighting | Electric
F3 | Residential | Market | Single Family - Elec | New | Interior Lighting | Electric
F4 | Residential | Market | Single Family - Elec | New | Interior Lighting | Electric
F1 | Residential | Market | Single Family - Elec | New | Exterior Lighting | Electric
F2 | Residential | Market | Single Family - Elec | New | Exterior Lighting | Electric
F3 | Residential | Market | Single Family - Elec | New | Exterior Lighting | Electric
F4 | Residential | Market | Single Family - Elec | New | Exterior Lighting | Electric
F1 | Residential | Market | Single Family - Elec | New | Appliances | Electric
F2 | Residential | Market | Single Family - Elec | New | Appliances | Electric
F3 | Residential | Market | Single Family - Elec | New | Appliances | Electric
F4 | Residential | Market | Single Family - Elec | New | Appliances | Electric
F1 | Residential | Market | Single Family - Elec | New | Electronics | Electric
F2 | Residential | Market | Single Family - Elec | New | Electronics | Electric
F3 | Residential | Market | Single Family - Elec | New | Electronics | Electric
F4 | Residential | Market | Single Family - Elec | New | Electronics | Electric
F1 | Residential | Market | Single Family - Elec | New | Miscellaneous | Electric
F2 | Residential | Market | Single Family - Elec | New | Miscellaneous | Electric
F3 | Residential | Market | Single Family - Elec | New | Miscellaneous | Electric
F4 | Residential | Market | Single Family - Elec | New | Miscellaneous | Electric
F1 | Residential | Market | Single Family - Elec | New | Generation | Electric
F2 | Residential | Market | Single Family - Elec | New | Generation | Electric
F3 | Residential | Market | Single Family - Elec | New | Generation | Electric
F4 | Residential | Market | Single Family - Elec | New | Generation | Electric
F1 | Residential | Market | Single Family - Elec | New | Space Heating | Natural Gas
F2 | Residential | Market | Single Family - Elec | New | Space Heating | Natural Gas
F3 | Residential | Market | Single Family - Elec | New | Space Heating | Natural Gas
F4 | Residential | Market | Single Family - Elec | New | Space Heating | Natural Gas
F1 | Residential | Market | Single Family - Elec | New | Water Heating | Natural Gas
F2 | Residential | Market | Single Family - Elec | New | Water Heating | Natural Gas
F3 | Residential | Market | Single Family - Elec | New | Water Heating | Natural Gas
F4 | Residential | Market | Single Family - Elec | New | Water Heating | Natural Gas
F1 | Residential | Market | Single Family - Elec | New | Appliances | Natural Gas
F2 | Residential | Market | Single Family - Elec | New | Appliances | Natural Gas
F3 | Residential | Market | Single Family - Elec | New | Appliances | Natural Gas
F4 | Residential | Market | Single Family - Elec | New | Appliances | Natural Gas
F1 | Residential | Market | Single Family - Elec | New | Miscellaneous | Natural Gas
F2 | Residential | Market | Single Family - Elec | New | Miscellaneous | Natural Gas
F3 | Residential | Market | Single Family - Elec | New | Miscellaneous | Natural Gas
F4 | Residential | Market | Single Family - Elec | New | Miscellaneous | Natural Gas
F1 | Residential | Central System | Single Family - Elec | New | Cooling | Electric
F2 | Residential | Central System | Single Family - Elec | New | Cooling | Electric
F3 | Residential | Central System | Single Family - Elec | New | Cooling | Electric
F4 | Residential | Central System | Single Family - Elec | New | Cooling | Electric
F1 | Residential | Central System | Single Family - Elec | New | Space Heating | Electric
F2 | Residential | Central System | Single Family - Elec | New | Space Heating | Electric
F3 | Residential | Central System | Single Family - Elec | New | Space Heating | Electric
F4 | Residential | Central System | Single Family - Elec | New | Space Heating | Electric
F1 | Residential | Central System | Single Family - Elec | New | Space Heating | Natural Gas
F2 | Residential | Central System | Single Family - Elec | New | Space Heating | Natural Gas
F3 | Residential | Central System | Single Family - Elec | New | Space Heating | Natural Gas
F4 | Residential | Central System | Single Family - Elec | New | Space Heating | Natural Gas
F1 | Residential | Resistance | Single Family - Elec | New | Cooling | Electric
F2 | Residential | Resistance | Single Family - Elec | New | Cooling | Electric
F3 | Residential | Resistance | Single Family - Elec | New | Cooling | Electric
F4 | Residential | Resistance | Single Family - Elec | New | Cooling | Electric
F1 | Residential | Resistance | Single Family - Elec | New | Space Heating | Electric
F2 | Residential | Resistance | Single Family - Elec | New | Space Heating | Electric
F3 | Residential | Resistance | Single Family - Elec | New | Space Heating | Electric
F4 | Residential | Resistance | Single Family - Elec | New | Space Heating | Electric
F1 | Residential | Heat Pump | Single Family - Elec | New | Cooling | Electric
F2 | Residential | Heat Pump | Single Family - Elec | New | Cooling | Electric
F3 | Residential | Heat Pump | Single Family - Elec | New | Cooling | Electric
F4 | Residential | Heat Pump | Single Family - Elec | New | Cooling | Electric
F1 | Residential | Heat Pump | Single Family - Elec | New | Space Heating | Electric
F2 | Residential | Heat Pump | Single Family - Elec | New | Space Heating | Electric
F3 | Residential | Heat Pump | Single Family - Elec | New | Space Heating | Electric
F4 | Residential | Heat Pump | Single Family - Elec | New | Space Heating | Electric
F1 | Residential | All | Single Family - LI - Elec | Existing | Cooling | Electric
F2 | Residential | All | Single Family - LI - Elec | Existing | Cooling | Electric
F3 | Residential | All | Single Family - LI - Elec | Existing | Cooling | Electric
F4 | Residential | All | Single Family - LI - Elec | Existing | Cooling | Electric
F1 | Residential | All | Single Family - LI - Elec | Existing | Space Heating | Electric
F2 | Residential | All | Single Family - LI - Elec | Existing | Space Heating | Electric
F3 | Residential | All | Single Family - LI - Elec | Existing | Space Heating | Electric
F4 | Residential | All | Single Family - LI - Elec | Existing | Space Heating | Electric
F1 | Residential | All | Single Family - LI - Elec | Existing | Water Heating | Electric
F2 | Residential | All | Single Family - LI - Elec | Existing | Water Heating | Electric
F3 | Residential | All | Single Family - LI - Elec | Existing | Water Heating | Electric
F4 | Residential | All | Single Family - LI - Elec | Existing | Water Heating | Electric
F1 | Residential | All | Single Family - LI - Elec | Existing | Interior Lighting | Electric
F2 | Residential | All | Single Family - LI - Elec | Existing | Interior Lighting | Electric
F3 | Residential | All | Single Family - LI - Elec | Existing | Interior Lighting | Electric
F4 | Residential | All | Single Family - LI - Elec | Existing | Interior Lighting | Electric
F1 | Residential | All | Single Family - LI - Elec | Existing | Exterior Lighting | Electric
F2 | Residential | All | Single Family - LI - Elec | Existing | Exterior Lighting | Electric
F3 | Residential | All | Single Family - LI - Elec | Existing | Exterior Lighting | Electric
F4 | Residential | All | Single Family - LI - Elec | Existing | Exterior Lighting | Electric
F1 | Residential | All | Single Family - LI - Elec | Existing | Appliances | Electric
F2 | Residential | All | Single Family - LI - Elec | Existing | Appliances | Electric
F3 | Residential | All | Single Family - LI - Elec | Existing | Appliances | Electric
F4 | Residential | All | Single Family - LI - Elec | Existing | Appliances | Electric
F1 | Residential | All | Single Family - LI - Elec | Existing | Electronics | Electric
F2 | Residential | All | Single Family - LI - Elec | Existing | Electronics | Electric
F3 | Residential | All | Single Family - LI - Elec | Existing | Electronics | Electric
F4 | Residential | All | Single Family - LI - Elec | Existing | Electronics | Electric
F1 | Residential | All | Single Family - LI - Elec | Existing | Miscellaneous | Electric
F2 | Residential | All | Single Family - LI - Elec | Existing | Miscellaneous | Electric
F3 | Residential | All | Single Family - LI - Elec | Existing | Miscellaneous | Electric
F4 | Residential | All | Single Family - LI - Elec | Existing | Miscellaneous | Electric
F1 | Residential | All | Single Family - LI - Elec | Existing | Generation | Electric
F2 | Residential | All | Single Family - LI - Elec | Existing | Generation | Electric
F3 | Residential | All | Single Family - LI - Elec | Existing | Generation | Electric
F4 | Residential | All | Single Family - LI - Elec | Existing | Generation | Electric
F1 | Residential | All | Single Family - LI - Elec | Existing | Space Heating | Natural Gas
F2 | Residential | All | Single Family - LI - Elec | Existing | Space Heating | Natural Gas
F3 | Residential | All | Single Family - LI - Elec | Existing | Space Heating | Natural Gas
F4 | Residential | All | Single Family - LI - Elec | Existing | Space Heating | Natural Gas
F1 | Residential | All | Single Family - LI - Elec | Existing | Water Heating | Natural Gas
F2 | Residential | All | Single Family - LI - Elec | Existing | Water Heating | Natural Gas
F3 | Residential | All | Single Family - LI - Elec | Existing | Water Heating | Natural Gas
F4 | Residential | All | Single Family - LI - Elec | Existing | Water Heating | Natural Gas
F1 | Residential | All | Single Family - LI - Elec | Existing | Appliances | Natural Gas
F2 | Residential | All | Single Family - LI - Elec | Existing | Appliances | Natural Gas
F3 | Residential | All | Single Family - LI - Elec | Existing | Appliances | Natural Gas
F4 | Residential | All | Single Family - LI - Elec | Existing | Appliances | Natural Gas
F1 | Residential | All | Single Family - LI - Elec | Existing | Miscellaneous | Natural Gas
F2 | Residential | All | Single Family - LI - Elec | Existing | Miscellaneous | Natural Gas
F3 | Residential | All | Single Family - LI - Elec | Existing | Miscellaneous | Natural Gas
F4 | Residential | All | Single Family - LI - Elec | Existing | Miscellaneous | Natural Gas
F1 | Residential | Market | Single Family - LI - Elec | Existing | Cooling | Electric
F2 | Residential | Market | Single Family - LI - Elec | Existing | Cooling | Electric
F3 | Residential | Market | Single Family - LI - Elec | Existing | Cooling | Electric
F4 | Residential | Market | Single Family - LI - Elec | Existing | Cooling | Electric
F1 | Residential | Market | Single Family - LI - Elec | Existing | Space Heating | Electric
F2 | Residential | Market | Single Family - LI - Elec | Existing | Space Heating | Electric
F3 | Residential | Market | Single Family - LI - Elec | Existing | Space Heating | Electric
F4 | Residential | Market | Single Family - LI - Elec | Existing | Space Heating | Electric
F1 | Residential | Market | Single Family - LI - Elec | Existing | Water Heating | Electric
F2 | Residential | Market | Single Family - LI - Elec | Existing | Water Heating | Electric
F3 | Residential | Market | Single Family - LI - Elec | Existing | Water Heating | Electric
F4 | Residential | Market | Single Family - LI - Elec | Existing | Water Heating | Electric
F1 | Residential | Market | Single Family - LI - Elec | Existing | Interior Lighting | Electric
F2 | Residential | Market | Single Family - LI - Elec | Existing | Interior Lighting | Electric
F3 | Residential | Market | Single Family - LI - Elec | Existing | Interior Lighting | Electric
F4 | Residential | Market | Single Family - LI - Elec | Existing | Interior Lighting | Electric
F1 | Residential | Market | Single Family - LI - Elec | Existing | Exterior Lighting | Electric
F2 | Residential | Market | Single Family - LI - Elec | Existing | Exterior Lighting | Electric
F3 | Residential | Market | Single Family - LI - Elec | Existing | Exterior Lighting | Electric
F4 | Residential | Market | Single Family - LI - Elec | Existing | Exterior Lighting | Electric
F1 | Residential | Market | Single Family - LI - Elec | Existing | Appliances | Electric
F2 | Residential | Market | Single Family - LI - Elec | Existing | Appliances | Electric
F3 | Residential | Market | Single Family - LI - Elec | Existing | Appliances | Electric
F4 | Residential | Market | Single Family - LI - Elec | Existing | Appliances | Electric
F1 | Residential | Market | Single Family - LI - Elec | Existing | Electronics | Electric
F2 | Residential | Market | Single Family - LI - Elec | Existing | Electronics | Electric
F3 | Residential | Market | Single Family - LI - Elec | Existing | Electronics | Electric
F4 | Residential | Market | Single Family - LI - Elec | Existing | Electronics | Electric
F1 | Residential | Market | Single Family - LI - Elec | Existing | Miscellaneous | Electric
F2 | Residential | Market | Single Family - LI - Elec | Existing | Miscellaneous | Electric
F3 | Residential | Market | Single Family - LI - Elec | Existing | Miscellaneous | Electric
F4 | Residential | Market | Single Family - LI - Elec | Existing | Miscellaneous | Electric
F1 | Residential | Market | Single Family - LI - Elec | Existing | Generation | Electric
F2 | Residential | Market | Single Family - LI - Elec | Existing | Generation | Electric
F3 | Residential | Market | Single Family - LI - Elec | Existing | Generation | Electric
F4 | Residential | Market | Single Family - LI - Elec | Existing | Generation | Electric
F1 | Residential | Market | Single Family - LI - Elec | Existing | Space Heating | Natural Gas
F2 | Residential | Market | Single Family - LI - Elec | Existing | Space Heating | Natural Gas
F3 | Residential | Market | Single Family - LI - Elec | Existing | Space Heating | Natural Gas
F4 | Residential | Market | Single Family - LI - Elec | Existing | Space Heating | Natural Gas
F1 | Residential | Market | Single Family - LI - Elec | Existing | Water Heating | Natural Gas
F2 | Residential | Market | Single Family - LI - Elec | Existing | Water Heating | Natural Gas
F3 | Residential | Market | Single Family - LI - Elec | Existing | Water Heating | Natural Gas
F4 | Residential | Market | Single Family - LI - Elec | Existing | Water Heating | Natural Gas
F1 | Residential | Market | Single Family - LI - Elec | Existing | Appliances | Natural Gas
F2 | Residential | Market | Single Family - LI - Elec | Existing | Appliances | Natural Gas
F3 | Residential | Market | Single Family - LI - Elec | Existing | Appliances | Natural Gas
F4 | Residential | Market | Single Family - LI - Elec | Existing | Appliances | Natural Gas
F1 | Residential | Market | Single Family - LI - Elec | Existing | Miscellaneous | Natural Gas
F2 | Residential | Market | Single Family - LI - Elec | Existing | Miscellaneous | Natural Gas
F3 | Residential | Market | Single Family - LI - Elec | Existing | Miscellaneous | Natural Gas
F4 | Residential | Market | Single Family - LI - Elec | Existing | Miscellaneous | Natural Gas
F1 | Residential | Central System | Single Family - LI - Elec | Existing | Cooling | Electric
F2 | Residential | Central System | Single Family - LI - Elec | Existing | Cooling | Electric
F3 | Residential | Central System | Single Family - LI - Elec | Existing | Cooling | Electric
F4 | Residential | Central System | Single Family - LI - Elec | Existing | Cooling | Electric
F1 | Residential | Central System | Single Family - LI - Elec | Existing | Space Heating | Electric
F2 | Residential | Central System | Single Family - LI - Elec | Existing | Space Heating | Electric
F3 | Residential | Central System | Single Family - LI - Elec | Existing | Space Heating | Electric
F4 | Residential | Central System | Single Family - LI - Elec | Existing | Space Heating | Electric
F1 | Residential | Central System | Single Family - LI - Elec | Existing | Space Heating | Natural Gas
F2 | Residential | Central System | Single Family - LI - Elec | Existing | Space Heating | Natural Gas
F3 | Residential | Central System | Single Family - LI - Elec | Existing | Space Heating | Natural Gas
F4 | Residential | Central System | Single Family - LI - Elec | Existing | Space Heating | Natural Gas
F1 | Residential | Resistance | Single Family - LI - Elec | Existing | Cooling | Electric
F2 | Residential | Resistance | Single Family - LI - Elec | Existing | Cooling | Electric
F3 | Residential | Resistance | Single Family - LI - Elec | Existing | Cooling | Electric
F4 | Residential | Resistance | Single Family - LI - Elec | Existing | Cooling | Electric
F1 | Residential | Resistance | Single Family - LI - Elec | Existing | Space Heating | Electric
F2 | Residential | Resistance | Single Family - LI - Elec | Existing | Space Heating | Electric
F3 | Residential | Resistance | Single Family - LI - Elec | Existing | Space Heating | Electric
F4 | Residential | Resistance | Single Family - LI - Elec | Existing | Space Heating | Electric
F1 | Residential | Heat Pump | Single Family - LI - Elec | Existing | Cooling | Electric
F2 | Residential | Heat Pump | Single Family - LI - Elec | Existing | Cooling | Electric
F3 | Residential | Heat Pump | Single Family - LI - Elec | Existing | Cooling | Electric
F4 | Residential | Heat Pump | Single Family - LI - Elec | Existing | Cooling | Electric
F1 | Residential | Heat Pump | Single Family - LI - Elec | Existing | Space Heating | Electric
F2 | Residential | Heat Pump | Single Family - LI - Elec | Existing | Space Heating | Electric
F3 | Residential | Heat Pump | Single Family - LI - Elec | Existing | Space Heating | Electric
F4 | Residential | Heat Pump | Single Family - LI - Elec | Existing | Space Heating | Electric
F1 | Residential | All | Single Family - LI - Elec | New | Cooling | Electric
F2 | Residential | All | Single Family - LI - Elec | New | Cooling | Electric
F3 | Residential | All | Single Family - LI - Elec | New | Cooling | Electric
F4 | Residential | All | Single Family - LI - Elec | New | Cooling | Electric
F1 | Residential | All | Single Family - LI - Elec | New | Space Heating | Electric
F2 | Residential | All | Single Family - LI - Elec | New | Space Heating | Electric
F3 | Residential | All | Single Family - LI - Elec | New | Space Heating | Electric
F4 | Residential | All | Single Family - LI - Elec | New | Space Heating | Electric
F1 | Residential | All | Single Family - LI - Elec | New | Water Heating | Electric
F2 | Residential | All | Single Family - LI - Elec | New | Water Heating | Electric
F3 | Residential | All | Single Family - LI - Elec | New | Water Heating | Electric
F4 | Residential | All | Single Family - LI - Elec | New | Water Heating | Electric
F1 | Residential | All | Single Family - LI - Elec | New | Interior Lighting | Electric
F2 | Residential | All | Single Family - LI - Elec | New | Interior Lighting | Electric
F3 | Residential | All | Single Family - LI - Elec | New | Interior Lighting | Electric
F4 | Residential | All | Single Family - LI - Elec | New | Interior Lighting | Electric
F1 | Residential | All | Single Family - LI - Elec | New | Exterior Lighting | Electric
F2 | Residential | All | Single Family - LI - Elec | New | Exterior Lighting | Electric
F3 | Residential | All | Single Family - LI - Elec | New | Exterior Lighting | Electric
F4 | Residential | All | Single Family - LI - Elec | New | Exterior Lighting | Electric
F1 | Residential | All | Single Family - LI - Elec | New | Appliances | Electric
F2 | Residential | All | Single Family - LI - Elec | New | Appliances | Electric
F3 | Residential | All | Single Family - LI - Elec | New | Appliances | Electric
F4 | Residential | All | Single Family - LI - Elec | New | Appliances | Electric
F1 | Residential | All | Single Family - LI - Elec | New | Electronics | Electric
F2 | Residential | All | Single Family - LI - Elec | New | Electronics | Electric
F3 | Residential | All | Single Family - LI - Elec | New | Electronics | Electric
F4 | Residential | All | Single Family - LI - Elec | New | Electronics | Electric
F1 | Residential | All | Single Family - LI - Elec | New | Miscellaneous | Electric
F2 | Residential | All | Single Family - LI - Elec | New | Miscellaneous | Electric
F3 | Residential | All | Single Family - LI - Elec | New | Miscellaneous | Electric
F4 | Residential | All | Single Family - LI - Elec | New | Miscellaneous | Electric
F1 | Residential | All | Single Family - LI - Elec | New | Generation | Electric
F2 | Residential | All | Single Family - LI - Elec | New | Generation | Electric
F3 | Residential | All | Single Family - LI - Elec | New | Generation | Electric
F4 | Residential | All | Single Family - LI - Elec | New | Generation | Electric
F1 | Residential | All | Single Family - LI - Elec | New | Space Heating | Natural Gas
F2 | Residential | All | Single Family - LI - Elec | New | Space Heating | Natural Gas
F3 | Residential | All | Single Family - LI - Elec | New | Space Heating | Natural Gas
F4 | Residential | All | Single Family - LI - Elec | New | Space Heating | Natural Gas
F1 | Residential | All | Single Family - LI - Elec | New | Water Heating | Natural Gas
F2 | Residential | All | Single Family - LI - Elec | New | Water Heating | Natural Gas
F3 | Residential | All | Single Family - LI - Elec | New | Water Heating | Natural Gas
F4 | Residential | All | Single Family - LI - Elec | New | Water Heating | Natural Gas
F1 | Residential | All | Single Family - LI - Elec | New | Appliances | Natural Gas
F2 | Residential | All | Single Family - LI - Elec | New | Appliances | Natural Gas
F3 | Residential | All | Single Family - LI - Elec | New | Appliances | Natural Gas
F4 | Residential | All | Single Family - LI - Elec | New | Appliances | Natural Gas
F1 | Residential | All | Single Family - LI - Elec | New | Miscellaneous | Natural Gas
F2 | Residential | All | Single Family - LI - Elec | New | Miscellaneous | Natural Gas
F3 | Residential | All | Single Family - LI - Elec | New | Miscellaneous | Natural Gas
F4 | Residential | All | Single Family - LI - Elec | New | Miscellaneous | Natural Gas
F1 | Residential | Market | Single Family - LI - Elec | New | Cooling | Electric
F2 | Residential | Market | Single Family - LI - Elec | New | Cooling | Electric
F3 | Residential | Market | Single Family - LI - Elec | New | Cooling | Electric
F4 | Residential | Market | Single Family - LI - Elec | New | Cooling | Electric
F1 | Residential | Market | Single Family - LI - Elec | New | Space Heating | Electric
F2 | Residential | Market | Single Family - LI - Elec | New | Space Heating | Electric
F3 | Residential | Market | Single Family - LI - Elec | New | Space Heating | Electric
F4 | Residential | Market | Single Family - LI - Elec | New | Space Heating | Electric
F1 | Residential | Market | Single Family - LI - Elec | New | Water Heating | Electric
F2 | Residential | Market | Single Family - LI - Elec | New | Water Heating | Electric
F3 | Residential | Market | Single Family - LI - Elec | New | Water Heating | Electric
F4 | Residential | Market | Single Family - LI - Elec | New | Water Heating | Electric
F1 | Residential | Market | Single Family - LI - Elec | New | Interior Lighting | Electric
F2 | Residential | Market | Single Family - LI - Elec | New | Interior Lighting | Electric
F3 | Residential | Market | Single Family - LI - Elec | New | Interior Lighting | Electric
F4 | Residential | Market | Single Family - LI - Elec | New | Interior Lighting | Electric
F1 | Residential | Market | Single Family - LI - Elec | New | Exterior Lighting | Electric
F2 | Residential | Market | Single Family - LI - Elec | New | Exterior Lighting | Electric
F3 | Residential | Market | Single Family - LI - Elec | New | Exterior Lighting | Electric
F4 | Residential | Market | Single Family - LI - Elec | New | Exterior Lighting | Electric
F1 | Residential | Market | Single Family - LI - Elec | New | Appliances | Electric
F2 | Residential | Market | Single Family - LI - Elec | New | Appliances | Electric
F3 | Residential | Market | Single Family - LI - Elec | New | Appliances | Electric
F4 | Residential | Market | Single Family - LI - Elec | New | Appliances | Electric
F1 | Residential | Market | Single Family - LI - Elec | New | Electronics | Electric
F2 | Residential | Market | Single Family - LI - Elec | New | Electronics | Electric
F3 | Residential | Market | Single Family - LI - Elec | New | Electronics | Electric
F4 | Residential | Market | Single Family - LI - Elec | New | Electronics | Electric
F1 | Residential | Market | Single Family - LI - Elec | New | Miscellaneous | Electric
F2 | Residential | Market | Single Family - LI - Elec | New | Miscellaneous | Electric
F3 | Residential | Market | Single Family - LI - Elec | New | Miscellaneous | Electric
F4 | Residential | Market | Single Family - LI - Elec | New | Miscellaneous | Electric
F1 | Residential | Market | Single Family - LI - Elec | New | Generation | Electric
F2 | Residential | Market | Single Family - LI - Elec | New | Generation | Electric
F3 | Residential | Market | Single Family - LI - Elec | New | Generation | Electric
F4 | Residential | Market | Single Family - LI - Elec | New | Generation | Electric
F1 | Residential | Market | Single Family - LI - Elec | New | Space Heating | Natural Gas
F2 | Residential | Market | Single Family - LI - Elec | New | Space Heating | Natural Gas
F3 | Residential | Market | Single Family - LI - Elec | New | Space Heating | Natural Gas
F4 | Residential | Market | Single Family - LI - Elec | New | Space Heating | Natural Gas
F1 | Residential | Market | Single Family - LI - Elec | New | Water Heating | Natural Gas
F2 | Residential | Market | Single Family - LI - Elec | New | Water Heating | Natural Gas
F3 | Residential | Market | Single Family - LI - Elec | New | Water Heating | Natural Gas
F4 | Residential | Market | Single Family - LI - Elec | New | Water Heating | Natural Gas
F1 | Residential | Market | Single Family - LI - Elec | New | Appliances | Natural Gas
F2 | Residential | Market | Single Family - LI - Elec | New | Appliances | Natural Gas
F3 | Residential | Market | Single Family - LI - Elec | New | Appliances | Natural Gas
F4 | Residential | Market | Single Family - LI - Elec | New | Appliances | Natural Gas
F1 | Residential | Market | Single Family - LI - Elec | New | Miscellaneous | Natural Gas
F2 | Residential | Market | Single Family - LI - Elec | New | Miscellaneous | Natural Gas
F3 | Residential | Market | Single Family - LI - Elec | New | Miscellaneous | Natural Gas
F4 | Residential | Market | Single Family - LI - Elec | New | Miscellaneous | Natural Gas
F1 | Residential | Central System | Single Family - LI - Elec | New | Cooling | Electric
F2 | Residential | Central System | Single Family - LI - Elec | New | Cooling | Electric
F3 | Residential | Central System | Single Family - LI - Elec | New | Cooling | Electric
F4 | Residential | Central System | Single Family - LI - Elec | New | Cooling | Electric
F1 | Residential | Central System | Single Family - LI - Elec | New | Space Heating | Electric
F2 | Residential | Central System | Single Family - LI - Elec | New | Space Heating | Electric
F3 | Residential | Central System | Single Family - LI - Elec | New | Space Heating | Electric
F4 | Residential | Central System | Single Family - LI - Elec | New | Space Heating | Electric
F1 | Residential | Central System | Single Family - LI - Elec | New | Space Heating | Natural Gas
F2 | Residential | Central System | Single Family - LI - Elec | New | Space Heating | Natural Gas
F3 | Residential | Central System | Single Family - LI - Elec | New | Space Heating | Natural Gas
F4 | Residential | Central System | Single Family - LI - Elec | New | Space Heating | Natural Gas
F1 | Residential | Resistance | Single Family - LI - Elec | New | Cooling | Electric
F2 | Residential | Resistance | Single Family - LI - Elec | New | Cooling | Electric
F3 | Residential | Resistance | Single Family - LI - Elec | New | Cooling | Electric
F4 | Residential | Resistance | Single Family - LI - Elec | New | Cooling | Electric
F1 | Residential | Resistance | Single Family - LI - Elec | New | Space Heating | Electric
F2 | Residential | Resistance | Single Family - LI - Elec | New | Space Heating | Electric
F3 | Residential | Resistance | Single Family - LI - Elec | New | Space Heating | Electric
F4 | Residential | Resistance | Single Family - LI - Elec | New | Space Heating | Electric
F1 | Residential | Heat Pump | Single Family - LI - Elec | New | Cooling | Electric
F2 | Residential | Heat Pump | Single Family - LI - Elec | New | Cooling | Electric
F3 | Residential | Heat Pump | Single Family - LI - Elec | New | Cooling | Electric
F4 | Residential | Heat Pump | Single Family - LI - Elec | New | Cooling | Electric
F1 | Residential | Heat Pump | Single Family - LI - Elec | New | Space Heating | Electric
F2 | Residential | Heat Pump | Single Family - LI - Elec | New | Space Heating | Electric
F3 | Residential | Heat Pump | Single Family - LI - Elec | New | Space Heating | Electric
F4 | Residential | Heat Pump | Single Family - LI - Elec | New | Space Heating | Electric
F1 | Residential | All | Multifamily - Elec | Existing | Cooling | Electric
F2 | Residential | All | Multifamily - Elec | Existing | Cooling | Electric
F3 | Residential | All | Multifamily - Elec | Existing | Cooling | Electric
F4 | Residential | All | Multifamily - Elec | Existing | Cooling | Electric
F1 | Residential | All | Multifamily - Elec | Existing | Space Heating | Electric
F2 | Residential | All | Multifamily - Elec | Existing | Space Heating | Electric
F3 | Residential | All | Multifamily - Elec | Existing | Space Heating | Electric
F4 | Residential | All | Multifamily - Elec | Existing | Space Heating | Electric
F1 | Residential | All | Multifamily - Elec | Existing | Water Heating | Electric
F2 | Residential | All | Multifamily - Elec | Existing | Water Heating | Electric
F3 | Residential | All | Multifamily - Elec | Existing | Water Heating | Electric
F4 | Residential | All | Multifamily - Elec | Existing | Water Heating | Electric
F1 | Residential | All | Multifamily - Elec | Existing | Interior Lighting | Electric
F2 | Residential | All | Multifamily - Elec | Existing | Interior Lighting | Electric
F3 | Residential | All | Multifamily - Elec | Existing | Interior Lighting | Electric
F4 | Residential | All | Multifamily - Elec | Existing | Interior Lighting | Electric
F1 | Residential | All | Multifamily - Elec | Existing | Exterior Lighting | Electric
F2 | Residential | All | Multifamily - Elec | Existing | Exterior Lighting | Electric
F3 | Residential | All | Multifamily - Elec | Existing | Exterior Lighting | Electric
F4 | Residential | All | Multifamily - Elec | Existing | Exterior Lighting | Electric
F1 | Residential | All | Multifamily - Elec | Existing | Appliances | Electric
F2 | Residential | All | Multifamily - Elec | Existing | Appliances | Electric
F3 | Residential | All | Multifamily - Elec | Existing | Appliances | Electric
F4 | Residential | All | Multifamily - Elec | Existing | Appliances | Electric
F1 | Residential | All | Multifamily - Elec | Existing | Electronics | Electric
F2 | Residential | All | Multifamily - Elec | Existing | Electronics | Electric
F3 | Residential | All | Multifamily - Elec | Existing | Electronics | Electric
F4 | Residential | All | Multifamily - Elec | Existing | Electronics | Electric
F1 | Residential | All | Multifamily - Elec | Existing | Miscellaneous | Electric
F2 | Residential | All | Multifamily - Elec | Existing | Miscellaneous | Electric
F3 | Residential | All | Multifamily - Elec | Existing | Miscellaneous | Electric
F4 | Residential | All | Multifamily - Elec | Existing | Miscellaneous | Electric
F1 | Residential | All | Multifamily - Elec | Existing | Generation | Electric
F2 | Residential | All | Multifamily - Elec | Existing | Generation | Electric
F3 | Residential | All | Multifamily - Elec | Existing | Generation | Electric
F4 | Residential | All | Multifamily - Elec | Existing | Generation | Electric
F1 | Residential | All | Multifamily - Elec | Existing | Space Heating | Natural Gas
F2 | Residential | All | Multifamily - Elec | Existing | Space Heating | Natural Gas
F3 | Residential | All | Multifamily - Elec | Existing | Space Heating | Natural Gas
F4 | Residential | All | Multifamily - Elec | Existing | Space Heating | Natural Gas
F1 | Residential | All | Multifamily - Elec | Existing | Water Heating | Natural Gas
F2 | Residential | All | Multifamily - Elec | Existing | Water Heating | Natural Gas
F3 | Residential | All | Multifamily - Elec | Existing | Water Heating | Natural Gas
F4 | Residential | All | Multifamily - Elec | Existing | Water Heating | Natural Gas
F1 | Residential | All | Multifamily - Elec | Existing | Appliances | Natural Gas
F2 | Residential | All | Multifamily - Elec | Existing | Appliances | Natural Gas
F3 | Residential | All | Multifamily - Elec | Existing | Appliances | Natural Gas
F4 | Residential | All | Multifamily - Elec | Existing | Appliances | Natural Gas
F1 | Residential | All | Multifamily - Elec | Existing | Miscellaneous | Natural Gas
F2 | Residential | All | Multifamily - Elec | Existing | Miscellaneous | Natural Gas
F3 | Residential | All | Multifamily - Elec | Existing | Miscellaneous | Natural Gas
F4 | Residential | All | Multifamily - Elec | Existing | Miscellaneous | Natural Gas
F1 | Residential | Market | Multifamily - Elec | Existing | Cooling | Electric
F2 | Residential | Market | Multifamily - Elec | Existing | Cooling | Electric
F3 | Residential | Market | Multifamily - Elec | Existing | Cooling | Electric
F4 | Residential | Market | Multifamily - Elec | Existing | Cooling | Electric
F1 | Residential | Market | Multifamily - Elec | Existing | Space Heating | Electric
F2 | Residential | Market | Multifamily - Elec | Existing | Space Heating | Electric
F3 | Residential | Market | Multifamily - Elec | Existing | Space Heating | Electric
F4 | Residential | Market | Multifamily - Elec | Existing | Space Heating | Electric
F1 | Residential | Market | Multifamily - Elec | Existing | Water Heating | Electric
F2 | Residential | Market | Multifamily - Elec | Existing | Water Heating | Electric
F3 | Residential | Market | Multifamily - Elec | Existing | Water Heating | Electric
F4 | Residential | Market | Multifamily - Elec | Existing | Water Heating | Electric
F1 | Residential | Market | Multifamily - Elec | Existing | Interior Lighting | Electric
F2 | Residential | Market | Multifamily - Elec | Existing | Interior Lighting | Electric
F3 | Residential | Market | Multifamily - Elec | Existing | Interior Lighting | Electric
F4 | Residential | Market | Multifamily - Elec | Existing | Interior Lighting | Electric
F1 | Residential | Market | Multifamily - Elec | Existing | Exterior Lighting | Electric
F2 | Residential | Market | Multifamily - Elec | Existing | Exterior Lighting | Electric
F3 | Residential | Market | Multifamily - Elec | Existing | Exterior Lighting | Electric
F4 | Residential | Market | Multifamily - Elec | Existing | Exterior Lighting | Electric
F1 | Residential | Market | Multifamily - Elec | Existing | Appliances | Electric
F2 | Residential | Market | Multifamily - Elec | Existing | Appliances | Electric
F3 | Residential | Market | Multifamily - Elec | Existing | Appliances | Electric
F4 | Residential | Market | Multifamily - Elec | Existing | Appliances | Electric
F1 | Residential | Market | Multifamily - Elec | Existing | Electronics | Electric
F2 | Residential | Market | Multifamily - Elec | Existing | Electronics | Electric
F3 | Residential | Market | Multifamily - Elec | Existing | Electronics | Electric
F4 | Residential | Market | Multifamily - Elec | Existing | Electronics | Electric
F1 | Residential | Market | Multifamily - Elec | Existing | Miscellaneous | Electric
F2 | Residential | Market | Multifamily - Elec | Existing | Miscellaneous | Electric
F3 | Residential | Market | Multifamily - Elec | Existing | Miscellaneous | Electric
F4 | Residential | Market | Multifamily - Elec | Existing | Miscellaneous | Electric
F1 | Residential | Market | Multifamily - Elec | Existing | Generation | Electric
F2 | Residential | Market | Multifamily - Elec | Existing | Generation | Electric
F3 | Residential | Market | Multifamily - Elec | Existing | Generation | Electric
F4 | Residential | Market | Multifamily - Elec | Existing | Generation | Electric
F1 | Residential | Market | Multifamily - Elec | Existing | Space Heating | Natural Gas
F2 | Residential | Market | Multifamily - Elec | Existing | Space Heating | Natural Gas
F3 | Residential | Market | Multifamily - Elec | Existing | Space Heating | Natural Gas
F4 | Residential | Market | Multifamily - Elec | Existing | Space Heating | Natural Gas
F1 | Residential | Market | Multifamily - Elec | Existing | Water Heating | Natural Gas
F2 | Residential | Market | Multifamily - Elec | Existing | Water Heating | Natural Gas
F3 | Residential | Market | Multifamily - Elec | Existing | Water Heating | Natural Gas
F4 | Residential | Market | Multifamily - Elec | Existing | Water Heating | Natural Gas
F1 | Residential | Market | Multifamily - Elec | Existing | Appliances | Natural Gas
F2 | Residential | Market | Multifamily - Elec | Existing | Appliances | Natural Gas
F3 | Residential | Market | Multifamily - Elec | Existing | Appliances | Natural Gas
F4 | Residential | Market | Multifamily - Elec | Existing | Appliances | Natural Gas
F1 | Residential | Market | Multifamily - Elec | Existing | Miscellaneous | Natural Gas
F2 | Residential | Market | Multifamily - Elec | Existing | Miscellaneous | Natural Gas
F3 | Residential | Market | Multifamily - Elec | Existing | Miscellaneous | Natural Gas
F4 | Residential | Market | Multifamily - Elec | Existing | Miscellaneous | Natural Gas
F1 | Residential | Central System | Multifamily - Elec | Existing | Cooling | Electric
F2 | Residential | Central System | Multifamily - Elec | Existing | Cooling | Electric
F3 | Residential | Central System | Multifamily - Elec | Existing | Cooling | Electric
F4 | Residential | Central System | Multifamily - Elec | Existing | Cooling | Electric
F1 | Residential | Central System | Multifamily - Elec | Existing | Space Heating | Electric
F2 | Residential | Central System | Multifamily - Elec | Existing | Space Heating | Electric
F3 | Residential | Central System | Multifamily - Elec | Existing | Space Heating | Electric
F4 | Residential | Central System | Multifamily - Elec | Existing | Space Heating | Electric
F1 | Residential | Central System | Multifamily - Elec | Existing | Space Heating | Natural Gas
F2 | Residential | Central System | Multifamily - Elec | Existing | Space Heating | Natural Gas
F3 | Residential | Central System | Multifamily - Elec | Existing | Space Heating | Natural Gas
F4 | Residential | Central System | Multifamily - Elec | Existing | Space Heating | Natural Gas
F1 | Residential | Resistance | Multifamily - Elec | Existing | Cooling | Electric
F2 | Residential | Resistance | Multifamily - Elec | Existing | Cooling | Electric
F3 | Residential | Resistance | Multifamily - Elec | Existing | Cooling | Electric
F4 | Residential | Resistance | Multifamily - Elec | Existing | Cooling | Electric
F1 | Residential | Resistance | Multifamily - Elec | Existing | Space Heating | Electric
F2 | Residential | Resistance | Multifamily - Elec | Existing | Space Heating | Electric
F3 | Residential | Resistance | Multifamily - Elec | Existing | Space Heating | Electric
F4 | Residential | Resistance | Multifamily - Elec | Existing | Space Heating | Electric
F1 | Residential | Heat Pump | Multifamily - Elec | Existing | Cooling | Electric
F2 | Residential | Heat Pump | Multifamily - Elec | Existing | Cooling | Electric
F3 | Residential | Heat Pump | Multifamily - Elec | Existing | Cooling | Electric
F4 | Residential | Heat Pump | Multifamily - Elec | Existing | Cooling | Electric
F1 | Residential | Heat Pump | Multifamily - Elec | Existing | Space Heating | Electric
F2 | Residential | Heat Pump | Multifamily - Elec | Existing | Space Heating | Electric
F3 | Residential | Heat Pump | Multifamily - Elec | Existing | Space Heating | Electric
F4 | Residential | Heat Pump | Multifamily - Elec | Existing | Space Heating | Electric
F1 | Residential | All | Multifamily - Elec | New | Cooling | Electric
F2 | Residential | All | Multifamily - Elec | New | Cooling | Electric
F3 | Residential | All | Multifamily - Elec | New | Cooling | Electric
F4 | Residential | All | Multifamily - Elec | New | Cooling | Electric
F1 | Residential | All | Multifamily - Elec | New | Space Heating | Electric
F2 | Residential | All | Multifamily - Elec | New | Space Heating | Electric
F3 | Residential | All | Multifamily - Elec | New | Space Heating | Electric
F4 | Residential | All | Multifamily - Elec | New | Space Heating | Electric
F1 | Residential | All | Multifamily - Elec | New | Water Heating | Electric
F2 | Residential | All | Multifamily - Elec | New | Water Heating | Electric
F3 | Residential | All | Multifamily - Elec | New | Water Heating | Electric
F4 | Residential | All | Multifamily - Elec | New | Water Heating | Electric
F1 | Residential | All | Multifamily - Elec | New | Interior Lighting | Electric
F2 | Residential | All | Multifamily - Elec | New | Interior Lighting | Electric
F3 | Residential | All | Multifamily - Elec | New | Interior Lighting | Electric
F4 | Residential | All | Multifamily - Elec | New | Interior Lighting | Electric
F1 | Residential | All | Multifamily - Elec | New | Exterior Lighting | Electric
F2 | Residential | All | Multifamily - Elec | New | Exterior Lighting | Electric
F3 | Residential | All | Multifamily - Elec | New | Exterior Lighting | Electric
F4 | Residential | All | Multifamily - Elec | New | Exterior Lighting | Electric
F1 | Residential | All | Multifamily - Elec | New | Appliances | Electric
F2 | Residential | All | Multifamily - Elec | New | Appliances | Electric
F3 | Residential | All | Multifamily - Elec | New | Appliances | Electric
F4 | Residential | All | Multifamily - Elec | New | Appliances | Electric
F1 | Residential | All | Multifamily - Elec | New | Electronics | Electric
F2 | Residential | All | Multifamily - Elec | New | Electronics | Electric
F3 | Residential | All | Multifamily - Elec | New | Electronics | Electric
F4 | Residential | All | Multifamily - Elec | New | Electronics | Electric
F1 | Residential | All | Multifamily - Elec | New | Miscellaneous | Electric
F2 | Residential | All | Multifamily - Elec | New | Miscellaneous | Electric
F3 | Residential | All | Multifamily - Elec | New | Miscellaneous | Electric
F4 | Residential | All | Multifamily - Elec | New | Miscellaneous | Electric
F1 | Residential | All | Multifamily - Elec | New | Generation | Electric
F2 | Residential | All | Multifamily - Elec | New | Generation | Electric
F3 | Residential | All | Multifamily - Elec | New | Generation | Electric
F4 | Residential | All | Multifamily - Elec | New | Generation | Electric
F1 | Residential | All | Multifamily - Elec | New | Space Heating | Natural Gas
F2 | Residential | All | Multifamily - Elec | New | Space Heating | Natural Gas
F3 | Residential | All | Multifamily - Elec | New | Space Heating | Natural Gas
F4 | Residential | All | Multifamily - Elec | New | Space Heating | Natural Gas
F1 | Residential | All | Multifamily - Elec | New | Water Heating | Natural Gas
F2 | Residential | All | Multifamily - Elec | New | Water Heating | Natural Gas
F3 | Residential | All | Multifamily - Elec | New | Water Heating | Natural Gas
F4 | Residential | All | Multifamily - Elec | New | Water Heating | Natural Gas
F1 | Residential | All | Multifamily - Elec | New | Appliances | Natural Gas
F2 | Residential | All | Multifamily - Elec | New | Appliances | Natural Gas
F3 | Residential | All | Multifamily - Elec | New | Appliances | Natural Gas
F4 | Residential | All | Multifamily - Elec | New | Appliances | Natural Gas
F1 | Residential | All | Multifamily - Elec | New | Miscellaneous | Natural Gas
F2 | Residential | All | Multifamily - Elec | New | Miscellaneous | Natural Gas
F3 | Residential | All | Multifamily - Elec | New | Miscellaneous | Natural Gas
F4 | Residential | All | Multifamily - Elec | New | Miscellaneous | Natural Gas
F1 | Residential | Market | Multifamily - Elec | New | Cooling | Electric
F2 | Residential | Market | Multifamily - Elec | New | Cooling | Electric
F3 | Residential | Market | Multifamily - Elec | New | Cooling | Electric
F4 | Residential | Market | Multifamily - Elec | New | Cooling | Electric
F1 | Residential | Market | Multifamily - Elec | New | Space Heating | Electric
F2 | Residential | Market | Multifamily - Elec | New | Space Heating | Electric
F3 | Residential | Market | Multifamily - Elec | New | Space Heating | Electric
F4 | Residential | Market | Multifamily - Elec | New | Space Heating | Electric
F1 | Residential | Market | Multifamily - Elec | New | Water Heating | Electric
F2 | Residential | Market | Multifamily - Elec | New | Water Heating | Electric
F3 | Residential | Market | Multifamily - Elec | New | Water Heating | Electric
F4 | Residential | Market | Multifamily - Elec | New | Water Heating | Electric
F1 | Residential | Market | Multifamily - Elec | New | Interior Lighting | Electric
F2 | Residential | Market | Multifamily - Elec | New | Interior Lighting | Electric
F3 | Residential | Market | Multifamily - Elec | New | Interior Lighting | Electric
F4 | Residential | Market | Multifamily - Elec | New | Interior Lighting | Electric
F1 | Residential | Market | Multifamily - Elec | New | Exterior Lighting | Electric
F2 | Residential | Market | Multifamily - Elec | New | Exterior Lighting | Electric
F3 | Residential | Market | Multifamily - Elec | New | Exterior Lighting | Electric
F4 | Residential | Market | Multifamily - Elec | New | Exterior Lighting | Electric
F1 | Residential | Market | Multifamily - Elec | New | Appliances | Electric
F2 | Residential | Market | Multifamily - Elec | New | Appliances | Electric
F3 | Residential | Market | Multifamily - Elec | New | Appliances | Electric
F4 | Residential | Market | Multifamily - Elec | New | Appliances | Electric
F1 | Residential | Market | Multifamily - Elec | New | Electronics | Electric
F2 | Residential | Market | Multifamily - Elec | New | Electronics | Electric
F3 | Residential | Market | Multifamily - Elec | New | Electronics | Electric
F4 | Residential | Market | Multifamily - Elec | New | Electronics | Electric
F1 | Residential | Market | Multifamily - Elec | New | Miscellaneous | Electric
F2 | Residential | Market | Multifamily - Elec | New | Miscellaneous | Electric
F3 | Residential | Market | Multifamily - Elec | New | Miscellaneous | Electric
F4 | Residential | Market | Multifamily - Elec | New | Miscellaneous | Electric
F1 | Residential | Market | Multifamily - Elec | New | Generation | Electric
F2 | Residential | Market | Multifamily - Elec | New | Generation | Electric
F3 | Residential | Market | Multifamily - Elec | New | Generation | Electric
F4 | Residential | Market | Multifamily - Elec | New | Generation | Electric
F1 | Residential | Market | Multifamily - Elec | New | Space Heating | Natural Gas
F2 | Residential | Market | Multifamily - Elec | New | Space Heating | Natural Gas
F3 | Residential | Market | Multifamily - Elec | New | Space Heating | Natural Gas
F4 | Residential | Market | Multifamily - Elec | New | Space Heating | Natural Gas
F1 | Residential | Market | Multifamily - Elec | New | Water Heating | Natural Gas
F2 | Residential | Market | Multifamily - Elec | New | Water Heating | Natural Gas
F3 | Residential | Market | Multifamily - Elec | New | Water Heating | Natural Gas
F4 | Residential | Market | Multifamily - Elec | New | Water Heating | Natural Gas
F1 | Residential | Market | Multifamily - Elec | New | Appliances | Natural Gas
F2 | Residential | Market | Multifamily - Elec | New | Appliances | Natural Gas
F3 | Residential | Market | Multifamily - Elec | New | Appliances | Natural Gas
F4 | Residential | Market | Multifamily - Elec | New | Appliances | Natural Gas
F1 | Residential | Market | Multifamily - Elec | New | Miscellaneous | Natural Gas
F2 | Residential | Market | Multifamily - Elec | New | Miscellaneous | Natural Gas
F3 | Residential | Market | Multifamily - Elec | New | Miscellaneous | Natural Gas
F4 | Residential | Market | Multifamily - Elec | New | Miscellaneous | Natural Gas
F1 | Residential | Central System | Multifamily - Elec | New | Cooling | Electric
F2 | Residential | Central System | Multifamily - Elec | New | Cooling | Electric
F3 | Residential | Central System | Multifamily - Elec | New | Cooling | Electric
F4 | Residential | Central System | Multifamily - Elec | New | Cooling | Electric
F1 | Residential | Central System | Multifamily - Elec | New | Space Heating | Electric
F2 | Residential | Central System | Multifamily - Elec | New | Space Heating | Electric
F3 | Residential | Central System | Multifamily - Elec | New | Space Heating | Electric
F4 | Residential | Central System | Multifamily - Elec | New | Space Heating | Electric
F1 | Residential | Central System | Multifamily - Elec | New | Space Heating | Natural Gas
F2 | Residential | Central System | Multifamily - Elec | New | Space Heating | Natural Gas
F3 | Residential | Central System | Multifamily - Elec | New | Space Heating | Natural Gas
F4 | Residential | Central System | Multifamily - Elec | New | Space Heating | Natural Gas
F1 | Residential | Resistance | Multifamily - Elec | New | Cooling | Electric
F2 | Residential | Resistance | Multifamily - Elec | New | Cooling | Electric
F3 | Residential | Resistance | Multifamily - Elec | New | Cooling | Electric
F4 | Residential | Resistance | Multifamily - Elec | New | Cooling | Electric
F1 | Residential | Resistance | Multifamily - Elec | New | Space Heating | Electric
F2 | Residential | Resistance | Multifamily - Elec | New | Space Heating | Electric
F3 | Residential | Resistance | Multifamily - Elec | New | Space Heating | Electric
F4 | Residential | Resistance | Multifamily - Elec | New | Space Heating | Electric
F1 | Residential | Heat Pump | Multifamily - Elec | New | Cooling | Electric
F2 | Residential | Heat Pump | Multifamily - Elec | New | Cooling | Electric
F3 | Residential | Heat Pump | Multifamily - Elec | New | Cooling | Electric
F4 | Residential | Heat Pump | Multifamily - Elec | New | Cooling | Electric
F1 | Residential | Heat Pump | Multifamily - Elec | New | Space Heating | Electric
F2 | Residential | Heat Pump | Multifamily - Elec | New | Space Heating | Electric
F3 | Residential | Heat Pump | Multifamily - Elec | New | Space Heating | Electric
F4 | Residential | Heat Pump | Multifamily - Elec | New | Space Heating | Electric
F1 | Residential | All | Multifamily - LI - Elec | Existing | Cooling | Electric
F2 | Residential | All | Multifamily - LI - Elec | Existing | Cooling | Electric
F3 | Residential | All | Multifamily - LI - Elec | Existing | Cooling | Electric
F4 | Residential | All | Multifamily - LI - Elec | Existing | Cooling | Electric
F1 | Residential | All | Multifamily - LI - Elec | Existing | Space Heating | Electric
F2 | Residential | All | Multifamily - LI - Elec | Existing | Space Heating | Electric
F3 | Residential | All | Multifamily - LI - Elec | Existing | Space Heating | Electric
F4 | Residential | All | Multifamily - LI - Elec | Existing | Space Heating | Electric
F1 | Residential | All | Multifamily - LI - Elec | Existing | Water Heating | Electric
F2 | Residential | All | Multifamily - LI - Elec | Existing | Water Heating | Electric
F3 | Residential | All | Multifamily - LI - Elec | Existing | Water Heating | Electric
F4 | Residential | All | Multifamily - LI - Elec | Existing | Water Heating | Electric
F1 | Residential | All | Multifamily - LI - Elec | Existing | Interior Lighting | Electric
F2 | Residential | All | Multifamily - LI - Elec | Existing | Interior Lighting | Electric
F3 | Residential | All | Multifamily - LI - Elec | Existing | Interior Lighting | Electric
F4 | Residential | All | Multifamily - LI - Elec | Existing | Interior Lighting | Electric
F1 | Residential | All | Multifamily - LI - Elec | Existing | Exterior Lighting | Electric
F2 | Residential | All | Multifamily - LI - Elec | Existing | Exterior Lighting | Electric
F3 | Residential | All | Multifamily - LI - Elec | Existing | Exterior Lighting | Electric
F4 | Residential | All | Multifamily - LI - Elec | Existing | Exterior Lighting | Electric
F1 | Residential | All | Multifamily - LI - Elec | Existing | Appliances | Electric
F2 | Residential | All | Multifamily - LI - Elec | Existing | Appliances | Electric
F3 | Residential | All | Multifamily - LI - Elec | Existing | Appliances | Electric
F4 | Residential | All | Multifamily - LI - Elec | Existing | Appliances | Electric
F1 | Residential | All | Multifamily - LI - Elec | Existing | Electronics | Electric
F2 | Residential | All | Multifamily - LI - Elec | Existing | Electronics | Electric
F3 | Residential | All | Multifamily - LI - Elec | Existing | Electronics | Electric
F4 | Residential | All | Multifamily - LI - Elec | Existing | Electronics | Electric
F1 | Residential | All | Multifamily - LI - Elec | Existing | Miscellaneous | Electric
F2 | Residential | All | Multifamily - LI - Elec | Existing | Miscellaneous | Electric
F3 | Residential | All | Multifamily - LI - Elec | Existing | Miscellaneous | Electric
F4 | Residential | All | Multifamily - LI - Elec | Existing | Miscellaneous | Electric
F1 | Residential | All | Multifamily - LI - Elec | Existing | Generation | Electric
F2 | Residential | All | Multifamily - LI - Elec | Existing | Generation | Electric
F3 | Residential | All | Multifamily - LI - Elec | Existing | Generation | Electric
F4 | Residential | All | Multifamily - LI - Elec | Existing | Generation | Electric
F1 | Residential | All | Multifamily - LI - Elec | Existing | Space Heating | Natural Gas
F2 | Residential | All | Multifamily - LI - Elec | Existing | Space Heating | Natural Gas
F3 | Residential | All | Multifamily - LI - Elec | Existing | Space Heating | Natural Gas
F4 | Residential | All | Multifamily - LI - Elec | Existing | Space Heating | Natural Gas
F1 | Residential | All | Multifamily - LI - Elec | Existing | Water Heating | Natural Gas
F2 | Residential | All | Multifamily - LI - Elec | Existing | Water Heating | Natural Gas
F3 | Residential | All | Multifamily - LI - Elec | Existing | Water Heating | Natural Gas
F4 | Residential | All | Multifamily - LI - Elec | Existing | Water Heating | Natural Gas
F1 | Residential | All | Multifamily - LI - Elec | Existing | Appliances | Natural Gas
F2 | Residential | All | Multifamily - LI - Elec | Existing | Appliances | Natural Gas
F3 | Residential | All | Multifamily - LI - Elec | Existing | Appliances | Natural Gas
F4 | Residential | All | Multifamily - LI - Elec | Existing | Appliances | Natural Gas
F1 | Residential | All | Multifamily - LI - Elec | Existing | Miscellaneous | Natural Gas
F2 | Residential | All | Multifamily - LI - Elec | Existing | Miscellaneous | Natural Gas
F3 | Residential | All | Multifamily - LI - Elec | Existing | Miscellaneous | Natural Gas
F4 | Residential | All | Multifamily - LI - Elec | Existing | Miscellaneous | Natural Gas
F1 | Residential | Market | Multifamily - LI - Elec | Existing | Cooling | Electric
F2 | Residential | Market | Multifamily - LI - Elec | Existing | Cooling | Electric
F3 | Residential | Market | Multifamily - LI - Elec | Existing | Cooling | Electric
F4 | Residential | Market | Multifamily - LI - Elec | Existing | Cooling | Electric
F1 | Residential | Market | Multifamily - LI - Elec | Existing | Space Heating | Electric
F2 | Residential | Market | Multifamily - LI - Elec | Existing | Space Heating | Electric
F3 | Residential | Market | Multifamily - LI - Elec | Existing | Space Heating | Electric
F4 | Residential | Market | Multifamily - LI - Elec | Existing | Space Heating | Electric
F1 | Residential | Market | Multifamily - LI - Elec | Existing | Water Heating | Electric
F2 | Residential | Market | Multifamily - LI - Elec | Existing | Water Heating | Electric
F3 | Residential | Market | Multifamily - LI - Elec | Existing | Water Heating | Electric
F4 | Residential | Market | Multifamily - LI - Elec | Existing | Water Heating | Electric
F1 | Residential | Market | Multifamily - LI - Elec | Existing | Interior Lighting | Electric
F2 | Residential | Market | Multifamily - LI - Elec | Existing | Interior Lighting | Electric
F3 | Residential | Market | Multifamily - LI - Elec | Existing | Interior Lighting | Electric
F4 | Residential | Market | Multifamily - LI - Elec | Existing | Interior Lighting | Electric
F1 | Residential | Market | Multifamily - LI - Elec | Existing | Exterior Lighting | Electric
F2 | Residential | Market | Multifamily - LI - Elec | Existing | Exterior Lighting | Electric
F3 | Residential | Market | Multifamily - LI - Elec | Existing | Exterior Lighting | Electric
F4 | Residential | Market | Multifamily - LI - Elec | Existing | Exterior Lighting | Electric
F1 | Residential | Market | Multifamily - LI - Elec | Existing | Appliances | Electric
F2 | Residential | Market | Multifamily - LI - Elec | Existing | Appliances | Electric
F3 | Residential | Market | Multifamily - LI - Elec | Existing | Appliances | Electric
F4 | Residential | Market | Multifamily - LI - Elec | Existing | Appliances | Electric
F1 | Residential | Market | Multifamily - LI - Elec | Existing | Electronics | Electric
F2 | Residential | Market | Multifamily - LI - Elec | Existing | Electronics | Electric
F3 | Residential | Market | Multifamily - LI - Elec | Existing | Electronics | Electric
F4 | Residential | Market | Multifamily - LI - Elec | Existing | Electronics | Electric
F1 | Residential | Market | Multifamily - LI - Elec | Existing | Miscellaneous | Electric
F2 | Residential | Market | Multifamily - LI - Elec | Existing | Miscellaneous | Electric
F3 | Residential | Market | Multifamily - LI - Elec | Existing | Miscellaneous | Electric
F4 | Residential | Market | Multifamily - LI - Elec | Existing | Miscellaneous | Electric
F1 | Residential | Market | Multifamily - LI - Elec | Existing | Generation | Electric
F2 | Residential | Market | Multifamily - LI - Elec | Existing | Generation | Electric
F3 | Residential | Market | Multifamily - LI - Elec | Existing | Generation | Electric
F4 | Residential | Market | Multifamily - LI - Elec | Existing | Generation | Electric
F1 | Residential | Market | Multifamily - LI - Elec | Existing | Space Heating | Natural Gas
F2 | Residential | Market | Multifamily - LI - Elec | Existing | Space Heating | Natural Gas
F3 | Residential | Market | Multifamily - LI - Elec | Existing | Space Heating | Natural Gas
F4 | Residential | Market | Multifamily - LI - Elec | Existing | Space Heating | Natural Gas
F1 | Residential | Market | Multifamily - LI - Elec | Existing | Water Heating | Natural Gas
F2 | Residential | Market | Multifamily - LI - Elec | Existing | Water Heating | Natural Gas
F3 | Residential | Market | Multifamily - LI - Elec | Existing | Water Heating | Natural Gas
F4 | Residential | Market | Multifamily - LI - Elec | Existing | Water Heating | Natural Gas
F1 | Residential | Market | Multifamily - LI - Elec | Existing | Appliances | Natural Gas
F2 | Residential | Market | Multifamily - LI - Elec | Existing | Appliances | Natural Gas
F3 | Residential | Market | Multifamily - LI - Elec | Existing | Appliances | Natural Gas
F4 | Residential | Market | Multifamily - LI - Elec | Existing | Appliances | Natural Gas
F1 | Residential | Market | Multifamily - LI - Elec | Existing | Miscellaneous | Natural Gas
F2 | Residential | Market | Multifamily - LI - Elec | Existing | Miscellaneous | Natural Gas
F3 | Residential | Market | Multifamily - LI - Elec | Existing | Miscellaneous | Natural Gas
F4 | Residential | Market | Multifamily - LI - Elec | Existing | Miscellaneous | Natural Gas
F1 | Residential | Central System | Multifamily - LI - Elec | Existing | Cooling | Electric
F2 | Residential | Central System | Multifamily - LI - Elec | Existing | Cooling | Electric
F3 | Residential | Central System | Multifamily - LI - Elec | Existing | Cooling | Electric
F4 | Residential | Central System | Multifamily - LI - Elec | Existing | Cooling | Electric
F1 | Residential | Central System | Multifamily - LI - Elec | Existing | Space Heating | Electric
F2 | Residential | Central System | Multifamily - LI - Elec | Existing | Space Heating | Electric
F3 | Residential | Central System | Multifamily - LI - Elec | Existing | Space Heating | Electric
F4 | Residential | Central System | Multifamily - LI - Elec | Existing | Space Heating | Electric
F1 | Residential | Central System | Multifamily - LI - Elec | Existing | Space Heating | Natural Gas
F2 | Residential | Central System | Multifamily - LI - Elec | Existing | Space Heating | Natural Gas
F3 | Residential | Central System | Multifamily - LI - Elec | Existing | Space Heating | Natural Gas
F4 | Residential | Central System | Multifamily - LI - Elec | Existing | Space Heating | Natural Gas
F1 | Residential | Resistance | Multifamily - LI - Elec | Existing | Cooling | Electric
F2 | Residential | Resistance | Multifamily - LI - Elec | Existing | Cooling | Electric
F3 | Residential | Resistance | Multifamily - LI - Elec | Existing | Cooling | Electric
F4 | Residential | Resistance | Multifamily - LI - Elec | Existing | Cooling | Electric
F1 | Residential | Resistance | Multifamily - LI - Elec | Existing | Space Heating | Electric
F2 | Residential | Resistance | Multifamily - LI - Elec | Existing | Space Heating | Electric
F3 | Residential | Resistance | Multifamily - LI - Elec | Existing | Space Heating | Electric
F4 | Residential | Resistance | Multifamily - LI - Elec | Existing | Space Heating | Electric
F1 | Residential | Heat Pump | Multifamily - LI - Elec | Existing | Cooling | Electric
F2 | Residential | Heat Pump | Multifamily - LI - Elec | Existing | Cooling | Electric
F3 | Residential | Heat Pump | Multifamily - LI - Elec | Existing | Cooling | Electric
F4 | Residential | Heat Pump | Multifamily - LI - Elec | Existing | Cooling | Electric
F1 | Residential | Heat Pump | Multifamily - LI - Elec | Existing | Space Heating | Electric
F2 | Residential | Heat Pump | Multifamily - LI - Elec | Existing | Space Heating | Electric
F3 | Residential | Heat Pump | Multifamily - LI - Elec | Existing | Space Heating | Electric
F4 | Residential | Heat Pump | Multifamily - LI - Elec | Existing | Space Heating | Electric
F1 | Residential | All | Multifamily - LI - Elec | New | Cooling | Electric
F2 | Residential | All | Multifamily - LI - Elec | New | Cooling | Electric
F3 | Residential | All | Multifamily - LI - Elec | New | Cooling | Electric
F4 | Residential | All | Multifamily - LI - Elec | New | Cooling | Electric
F1 | Residential | All | Multifamily - LI - Elec | New | Space Heating | Electric
F2 | Residential | All | Multifamily - LI - Elec | New | Space Heating | Electric
F3 | Residential | All | Multifamily - LI - Elec | New | Space Heating | Electric
F4 | Residential | All | Multifamily - LI - Elec | New | Space Heating | Electric
F1 | Residential | All | Multifamily - LI - Elec | New | Water Heating | Electric
F2 | Residential | All | Multifamily - LI - Elec | New | Water Heating | Electric
F3 | Residential | All | Multifamily - LI - Elec | New | Water Heating | Electric
F4 | Residential | All | Multifamily - LI - Elec | New | Water Heating | Electric
F1 | Residential | All | Multifamily - LI - Elec | New | Interior Lighting | Electric
F2 | Residential | All | Multifamily - LI - Elec | New | Interior Lighting | Electric
F3 | Residential | All | Multifamily - LI - Elec | New | Interior Lighting | Electric
F4 | Residential | All | Multifamily - LI - Elec | New | Interior Lighting | Electric
F1 | Residential | All | Multifamily - LI - Elec | New | Exterior Lighting | Electric
F2 | Residential | All | Multifamily - LI - Elec | New | Exterior Lighting | Electric
F3 | Residential | All | Multifamily - LI - Elec | New | Exterior Lighting | Electric
F4 | Residential | All | Multifamily - LI - Elec | New | Exterior Lighting | Electric
F1 | Residential | All | Multifamily - LI - Elec | New | Appliances | Electric
F2 | Residential | All | Multifamily - LI - Elec | New | Appliances | Electric
F3 | Residential | All | Multifamily - LI - Elec | New | Appliances | Electric
F4 | Residential | All | Multifamily - LI - Elec | New | Appliances | Electric
F1 | Residential | All | Multifamily - LI - Elec | New | Electronics | Electric
F2 | Residential | All | Multifamily - LI - Elec | New | Electronics | Electric
F3 | Residential | All | Multifamily - LI - Elec | New | Electronics | Electric
F4 | Residential | All | Multifamily - LI - Elec | New | Electronics | Electric
F1 | Residential | All | Multifamily - LI - Elec | New | Miscellaneous | Electric
F2 | Residential | All | Multifamily - LI - Elec | New | Miscellaneous | Electric
F3 | Residential | All | Multifamily - LI - Elec | New | Miscellaneous | Electric
F4 | Residential | All | Multifamily - LI - Elec | New | Miscellaneous | Electric
F1 | Residential | All | Multifamily - LI - Elec | New | Generation | Electric
F2 | Residential | All | Multifamily - LI - Elec | New | Generation | Electric
F3 | Residential | All | Multifamily - LI - Elec | New | Generation | Electric
F4 | Residential | All | Multifamily - LI - Elec | New | Generation | Electric
F1 | Residential | All | Multifamily - LI - Elec | New | Space Heating | Natural Gas
F2 | Residential | All | Multifamily - LI - Elec | New | Space Heating | Natural Gas
F3 | Residential | All | Multifamily - LI - Elec | New | Space Heating | Natural Gas
F4 | Residential | All | Multifamily - LI - Elec | New | Space Heating | Natural Gas
F1 | Residential | All | Multifamily - LI - Elec | New | Water Heating | Natural Gas
F2 | Residential | All | Multifamily - LI - Elec | New | Water Heating | Natural Gas
F3 | Residential | All | Multifamily - LI - Elec | New | Water Heating | Natural Gas
F4 | Residential | All | Multifamily - LI - Elec | New | Water Heating | Natural Gas
F1 | Residential | All | Multifamily - LI - Elec | New | Appliances | Natural Gas
F2 | Residential | All | Multifamily - LI - Elec | New | Appliances | Natural Gas
F3 | Residential | All | Multifamily - LI - Elec | New | Appliances | Natural Gas
F4 | Residential | All | Multifamily - LI - Elec | New | Appliances | Natural Gas
F1 | Residential | All | Multifamily - LI - Elec | New | Miscellaneous | Natural Gas
F2 | Residential | All | Multifamily - LI - Elec | New | Miscellaneous | Natural Gas
F3 | Residential | All | Multifamily - LI - Elec | New | Miscellaneous | Natural Gas
F4 | Residential | All | Multifamily - LI - Elec | New | Miscellaneous | Natural Gas
F1 | Residential | Market | Multifamily - LI - Elec | New | Cooling | Electric
F2 | Residential | Market | Multifamily - LI - Elec | New | Cooling | Electric
F3 | Residential | Market | Multifamily - LI - Elec | New | Cooling | Electric
F4 | Residential | Market | Multifamily - LI - Elec | New | Cooling | Electric
F1 | Residential | Market | Multifamily - LI - Elec | New | Space Heating | Electric
F2 | Residential | Market | Multifamily - LI - Elec | New | Space Heating | Electric
F3 | Residential | Market | Multifamily - LI - Elec | New | Space Heating | Electric
F4 | Residential | Market | Multifamily - LI - Elec | New | Space Heating | Electric
F1 | Residential | Market | Multifamily - LI - Elec | New | Water Heating | Electric
F2 | Residential | Market | Multifamily - LI - Elec | New | Water Heating | Electric
F3 | Residential | Market | Multifamily - LI - Elec | New | Water Heating | Electric
F4 | Residential | Market | Multifamily - LI - Elec | New | Water Heating | Electric
F1 | Residential | Market | Multifamily - LI - Elec | New | Interior Lighting | Electric
F2 | Residential | Market | Multifamily - LI - Elec | New | Interior Lighting | Electric
F3 | Residential | Market | Multifamily - LI - Elec | New | Interior Lighting | Electric
F4 | Residential | Market | Multifamily - LI - Elec | New | Interior Lighting | Electric
F1 | Residential | Market | Multifamily - LI - Elec | New | Exterior Lighting | Electric
F2 | Residential | Market | Multifamily - LI - Elec | New | Exterior Lighting | Electric
F3 | Residential | Market | Multifamily - LI - Elec | New | Exterior Lighting | Electric
F4 | Residential | Market | Multifamily - LI - Elec | New | Exterior Lighting | Electric
F1 | Residential | Market | Multifamily - LI - Elec | New | Appliances | Electric
F2 | Residential | Market | Multifamily - LI - Elec | New | Appliances | Electric
F3 | Residential | Market | Multifamily - LI - Elec | New | Appliances | Electric
F4 | Residential | Market | Multifamily - LI - Elec | New | Appliances | Electric
F1 | Residential | Market | Multifamily - LI - Elec | New | Electronics | Electric
F2 | Residential | Market | Multifamily - LI - Elec | New | Electronics | Electric
F3 | Residential | Market | Multifamily - LI - Elec | New | Electronics | Electric
F4 | Residential | Market | Multifamily - LI - Elec | New | Electronics | Electric
F1 | Residential | Market | Multifamily - LI - Elec | New | Miscellaneous | Electric
F2 | Residential | Market | Multifamily - LI - Elec | New | Miscellaneous | Electric
F3 | Residential | Market | Multifamily - LI - Elec | New | Miscellaneous | Electric
F4 | Residential | Market | Multifamily - LI - Elec | New | Miscellaneous | Electric
F1 | Residential | Market | Multifamily - LI - Elec | New | Generation | Electric
F2 | Residential | Market | Multifamily - LI - Elec | New | Generation | Electric
F3 | Residential | Market | Multifamily - LI - Elec | New | Generation | Electric
F4 | Residential | Market | Multifamily - LI - Elec | New | Generation | Electric
F1 | Residential | Market | Multifamily - LI - Elec | New | Space Heating | Natural Gas
F2 | Residential | Market | Multifamily - LI - Elec | New | Space Heating | Natural Gas
F3 | Residential | Market | Multifamily - LI - Elec | New | Space Heating | Natural Gas
F4 | Residential | Market | Multifamily - LI - Elec | New | Space Heating | Natural Gas
F1 | Residential | Market | Multifamily - LI - Elec | New | Water Heating | Natural Gas
F2 | Residential | Market | Multifamily - LI - Elec | New | Water Heating | Natural Gas
F3 | Residential | Market | Multifamily - LI - Elec | New | Water Heating | Natural Gas
F4 | Residential | Market | Multifamily - LI - Elec | New | Water Heating | Natural Gas
F1 | Residential | Market | Multifamily - LI - Elec | New | Appliances | Natural Gas
F2 | Residential | Market | Multifamily - LI - Elec | New | Appliances | Natural Gas
F3 | Residential | Market | Multifamily - LI - Elec | New | Appliances | Natural Gas
F4 | Residential | Market | Multifamily - LI - Elec | New | Appliances | Natural Gas
F1 | Residential | Market | Multifamily - LI - Elec | New | Miscellaneous | Natural Gas
F2 | Residential | Market | Multifamily - LI - Elec | New | Miscellaneous | Natural Gas
F3 | Residential | Market | Multifamily - LI - Elec | New | Miscellaneous | Natural Gas
F4 | Residential | Market | Multifamily - LI - Elec | New | Miscellaneous | Natural Gas
F1 | Residential | Central System | Multifamily - LI - Elec | New | Cooling | Electric
F2 | Residential | Central System | Multifamily - LI - Elec | New | Cooling | Electric
F3 | Residential | Central System | Multifamily - LI - Elec | New | Cooling | Electric
F4 | Residential | Central System | Multifamily - LI - Elec | New | Cooling | Electric
F1 | Residential | Central System | Multifamily - LI - Elec | New | Space Heating | Electric
F2 | Residential | Central System | Multifamily - LI - Elec | New | Space Heating | Electric
F3 | Residential | Central System | Multifamily - LI - Elec | New | Space Heating | Electric
F4 | Residential | Central System | Multifamily - LI - Elec | New | Space Heating | Electric
F1 | Residential | Central System | Multifamily - LI - Elec | New | Space Heating | Natural Gas
F2 | Residential | Central System | Multifamily - LI - Elec | New | Space Heating | Natural Gas
F3 | Residential | Central System | Multifamily - LI - Elec | New | Space Heating | Natural Gas
F4 | Residential | Central System | Multifamily - LI - Elec | New | Space Heating | Natural Gas
F1 | Residential | Resistance | Multifamily - LI - Elec | New | Cooling | Electric
F2 | Residential | Resistance | Multifamily - LI - Elec | New | Cooling | Electric
F3 | Residential | Resistance | Multifamily - LI - Elec | New | Cooling | Electric
F4 | Residential | Resistance | Multifamily - LI - Elec | New | Cooling | Electric
F1 | Residential | Resistance | Multifamily - LI - Elec | New | Space Heating | Electric
F2 | Residential | Resistance | Multifamily - LI - Elec | New | Space Heating | Electric
F3 | Residential | Resistance | Multifamily - LI - Elec | New | Space Heating | Electric
F4 | Residential | Resistance | Multifamily - LI - Elec | New | Space Heating | Electric
F1 | Residential | Heat Pump | Multifamily - LI - Elec | New | Cooling | Electric
F2 | Residential | Heat Pump | Multifamily - LI - Elec | New | Cooling | Electric
F3 | Residential | Heat Pump | Multifamily - LI - Elec | New | Cooling | Electric
F4 | Residential | Heat Pump | Multifamily - LI - Elec | New | Cooling | Electric
F1 | Residential | Heat Pump | Multifamily - LI - Elec | New | Space Heating | Electric
F2 | Residential | Heat Pump | Multifamily - LI - Elec | New | Space Heating | Electric
F3 | Residential | Heat Pump | Multifamily - LI - Elec | New | Space Heating | Electric
F4 | Residential | Heat Pump | Multifamily - LI - Elec | New | Space Heating | Electric
F1 | Residential | All | Single Family - Gas | Existing | Cooling | Electric
F2 | Residential | All | Single Family - Gas | Existing | Cooling | Electric
F3 | Residential | All | Single Family - Gas | Existing | Cooling | Electric
F4 | Residential | All | Single Family - Gas | Existing | Cooling | Electric
F1 | Residential | All | Single Family - Gas | Existing | Space Heating | Electric
F2 | Residential | All | Single Family - Gas | Existing | Space Heating | Electric
F3 | Residential | All | Single Family - Gas | Existing | Space Heating | Electric
F4 | Residential | All | Single Family - Gas | Existing | Space Heating | Electric
F1 | Residential | All | Single Family - Gas | Existing | Water Heating | Electric
F2 | Residential | All | Single Family - Gas | Existing | Water Heating | Electric
F3 | Residential | All | Single Family - Gas | Existing | Water Heating | Electric
F4 | Residential | All | Single Family - Gas | Existing | Water Heating | Electric
F1 | Residential | All | Single Family - Gas | Existing | Interior Lighting | Electric
F2 | Residential | All | Single Family - Gas | Existing | Interior Lighting | Electric
F3 | Residential | All | Single Family - Gas | Existing | Interior Lighting | Electric
F4 | Residential | All | Single Family - Gas | Existing | Interior Lighting | Electric
F1 | Residential | All | Single Family - Gas | Existing | Exterior Lighting | Electric
F2 | Residential | All | Single Family - Gas | Existing | Exterior Lighting | Electric
F3 | Residential | All | Single Family - Gas | Existing | Exterior Lighting | Electric
F4 | Residential | All | Single Family - Gas | Existing | Exterior Lighting | Electric
F1 | Residential | All | Single Family - Gas | Existing | Appliances | Electric
F2 | Residential | All | Single Family - Gas | Existing | Appliances | Electric
F3 | Residential | All | Single Family - Gas | Existing | Appliances | Electric
F4 | Residential | All | Single Family - Gas | Existing | Appliances | Electric
F1 | Residential | All | Single Family - Gas | Existing | Electronics | Electric
F2 | Residential | All | Single Family - Gas | Existing | Electronics | Electric
F3 | Residential | All | Single Family - Gas | Existing | Electronics | Electric
F4 | Residential | All | Single Family - Gas | Existing | Electronics | Electric
F1 | Residential | All | Single Family - Gas | Existing | Miscellaneous | Electric
F2 | Residential | All | Single Family - Gas | Existing | Miscellaneous | Electric
F3 | Residential | All | Single Family - Gas | Existing | Miscellaneous | Electric
F4 | Residential | All | Single Family - Gas | Existing | Miscellaneous | Electric
F1 | Residential | All | Single Family - Gas | Existing | Generation | Electric
F2 | Residential | All | Single Family - Gas | Existing | Generation | Electric
F3 | Residential | All | Single Family - Gas | Existing | Generation | Electric
F4 | Residential | All | Single Family - Gas | Existing | Generation | Electric
F1 | Residential | All | Single Family - Gas | Existing | Space Heating | Natural Gas
F2 | Residential | All | Single Family - Gas | Existing | Space Heating | Natural Gas
F3 | Residential | All | Single Family - Gas | Existing | Space Heating | Natural Gas
F4 | Residential | All | Single Family - Gas | Existing | Space Heating | Natural Gas
F1 | Residential | All | Single Family - Gas | Existing | Water Heating | Natural Gas
F2 | Residential | All | Single Family - Gas | Existing | Water Heating | Natural Gas
F3 | Residential | All | Single Family - Gas | Existing | Water Heating | Natural Gas
F4 | Residential | All | Single Family - Gas | Existing | Water Heating | Natural Gas
F1 | Residential | All | Single Family - Gas | Existing | Appliances | Natural Gas
F2 | Residential | All | Single Family - Gas | Existing | Appliances | Natural Gas
F3 | Residential | All | Single Family - Gas | Existing | Appliances | Natural Gas
F4 | Residential | All | Single Family - Gas | Existing | Appliances | Natural Gas
F1 | Residential | All | Single Family - Gas | Existing | Miscellaneous | Natural Gas
F2 | Residential | All | Single Family - Gas | Existing | Miscellaneous | Natural Gas
F3 | Residential | All | Single Family - Gas | Existing | Miscellaneous | Natural Gas
F4 | Residential | All | Single Family - Gas | Existing | Miscellaneous | Natural Gas
F1 | Residential | Market | Single Family - Gas | Existing | Cooling | Electric
F2 | Residential | Market | Single Family - Gas | Existing | Cooling | Electric
F3 | Residential | Market | Single Family - Gas | Existing | Cooling | Electric
F4 | Residential | Market | Single Family - Gas | Existing | Cooling | Electric
F1 | Residential | Market | Single Family - Gas | Existing | Space Heating | Electric
F2 | Residential | Market | Single Family - Gas | Existing | Space Heating | Electric
F3 | Residential | Market | Single Family - Gas | Existing | Space Heating | Electric
F4 | Residential | Market | Single Family - Gas | Existing | Space Heating | Electric
F1 | Residential | Market | Single Family - Gas | Existing | Water Heating | Electric
F2 | Residential | Market | Single Family - Gas | Existing | Water Heating | Electric
F3 | Residential | Market | Single Family - Gas | Existing | Water Heating | Electric
F4 | Residential | Market | Single Family - Gas | Existing | Water Heating | Electric
F1 | Residential | Market | Single Family - Gas | Existing | Interior Lighting | Electric
F2 | Residential | Market | Single Family - Gas | Existing | Interior Lighting | Electric
F3 | Residential | Market | Single Family - Gas | Existing | Interior Lighting | Electric
F4 | Residential | Market | Single Family - Gas | Existing | Interior Lighting | Electric
F1 | Residential | Market | Single Family - Gas | Existing | Exterior Lighting | Electric
F2 | Residential | Market | Single Family - Gas | Existing | Exterior Lighting | Electric
F3 | Residential | Market | Single Family - Gas | Existing | Exterior Lighting | Electric
F4 | Residential | Market | Single Family - Gas | Existing | Exterior Lighting | Electric
F1 | Residential | Market | Single Family - Gas | Existing | Appliances | Electric
F2 | Residential | Market | Single Family - Gas | Existing | Appliances | Electric
F3 | Residential | Market | Single Family - Gas | Existing | Appliances | Electric
F4 | Residential | Market | Single Family - Gas | Existing | Appliances | Electric
F1 | Residential | Market | Single Family - Gas | Existing | Electronics | Electric
F2 | Residential | Market | Single Family - Gas | Existing | Electronics | Electric
F3 | Residential | Market | Single Family - Gas | Existing | Electronics | Electric
F4 | Residential | Market | Single Family - Gas | Existing | Electronics | Electric
F1 | Residential | Market | Single Family - Gas | Existing | Miscellaneous | Electric
F2 | Residential | Market | Single Family - Gas | Existing | Miscellaneous | Electric
F3 | Residential | Market | Single Family - Gas | Existing | Miscellaneous | Electric
F4 | Residential | Market | Single Family - Gas | Existing | Miscellaneous | Electric
F1 | Residential | Market | Single Family - Gas | Existing | Generation | Electric
F2 | Residential | Market | Single Family - Gas | Existing | Generation | Electric
F3 | Residential | Market | Single Family - Gas | Existing | Generation | Electric
F4 | Residential | Market | Single Family - Gas | Existing | Generation | Electric
F1 | Residential | Market | Single Family - Gas | Existing | Space Heating | Natural Gas
F2 | Residential | Market | Single Family - Gas | Existing | Space Heating | Natural Gas
F3 | Residential | Market | Single Family - Gas | Existing | Space Heating | Natural Gas
F4 | Residential | Market | Single Family - Gas | Existing | Space Heating | Natural Gas
F1 | Residential | Market | Single Family - Gas | Existing | Water Heating | Natural Gas
F2 | Residential | Market | Single Family - Gas | Existing | Water Heating | Natural Gas
F3 | Residential | Market | Single Family - Gas | Existing | Water Heating | Natural Gas
F4 | Residential | Market | Single Family - Gas | Existing | Water Heating | Natural Gas
F1 | Residential | Market | Single Family - Gas | Existing | Appliances | Natural Gas
F2 | Residential | Market | Single Family - Gas | Existing | Appliances | Natural Gas
F3 | Residential | Market | Single Family - Gas | Existing | Appliances | Natural Gas
F4 | Residential | Market | Single Family - Gas | Existing | Appliances | Natural Gas
F1 | Residential | Market | Single Family - Gas | Existing | Miscellaneous | Natural Gas
F2 | Residential | Market | Single Family - Gas | Existing | Miscellaneous | Natural Gas
F3 | Residential | Market | Single Family - Gas | Existing | Miscellaneous | Natural Gas
F4 | Residential | Market | Single Family - Gas | Existing | Miscellaneous | Natural Gas
F1 | Residential | Central System | Single Family - Gas | Existing | Cooling | Electric
F2 | Residential | Central System | Single Family - Gas | Existing | Cooling | Electric
F3 | Residential | Central System | Single Family - Gas | Existing | Cooling | Electric
F4 | Residential | Central System | Single Family - Gas | Existing | Cooling | Electric
F1 | Residential | Central System | Single Family - Gas | Existing | Space Heating | Electric
F2 | Residential | Central System | Single Family - Gas | Existing | Space Heating | Electric
F3 | Residential | Central System | Single Family - Gas | Existing | Space Heating | Electric
F4 | Residential | Central System | Single Family - Gas | Existing | Space Heating | Electric
F1 | Residential | Central System | Single Family - Gas | Existing | Space Heating | Natural Gas
F2 | Residential | Central System | Single Family - Gas | Existing | Space Heating | Natural Gas
F3 | Residential | Central System | Single Family - Gas | Existing | Space Heating | Natural Gas
F4 | Residential | Central System | Single Family - Gas | Existing | Space Heating | Natural Gas
F1 | Residential | Resistance | Single Family - Gas | Existing | Cooling | Electric
F2 | Residential | Resistance | Single Family - Gas | Existing | Cooling | Electric
F3 | Residential | Resistance | Single Family - Gas | Existing | Cooling | Electric
F4 | Residential | Resistance | Single Family - Gas | Existing | Cooling | Electric
F1 | Residential | Resistance | Single Family - Gas | Existing | Space Heating | Electric
F2 | Residential | Resistance | Single Family - Gas | Existing | Space Heating | Electric
F3 | Residential | Resistance | Single Family - Gas | Existing | Space Heating | Electric
F4 | Residential | Resistance | Single Family - Gas | Existing | Space Heating | Electric
F1 | Residential | Heat Pump | Single Family - Gas | Existing | Cooling | Electric
F2 | Residential | Heat Pump | Single Family - Gas | Existing | Cooling | Electric
F3 | Residential | Heat Pump | Single Family - Gas | Existing | Cooling | Electric
F4 | Residential | Heat Pump | Single Family - Gas | Existing | Cooling | Electric
F1 | Residential | Heat Pump | Single Family - Gas | Existing | Space Heating | Electric
F2 | Residential | Heat Pump | Single Family - Gas | Existing | Space Heating | Electric
F3 | Residential | Heat Pump | Single Family - Gas | Existing | Space Heating | Electric
F4 | Residential | Heat Pump | Single Family - Gas | Existing | Space Heating | Electric
F1 | Residential | All | Single Family - Gas | New | Cooling | Electric
F2 | Residential | All | Single Family - Gas | New | Cooling | Electric
F3 | Residential | All | Single Family - Gas | New | Cooling | Electric
F4 | Residential | All | Single Family - Gas | New | Cooling | Electric
F1 | Residential | All | Single Family - Gas | New | Space Heating | Electric
F2 | Residential | All | Single Family - Gas | New | Space Heating | Electric
F3 | Residential | All | Single Family - Gas | New | Space Heating | Electric
F4 | Residential | All | Single Family - Gas | New | Space Heating | Electric
F1 | Residential | All | Single Family - Gas | New | Water Heating | Electric
F2 | Residential | All | Single Family - Gas | New | Water Heating | Electric
F3 | Residential | All | Single Family - Gas | New | Water Heating | Electric
F4 | Residential | All | Single Family - Gas | New | Water Heating | Electric
F1 | Residential | All | Single Family - Gas | New | Interior Lighting | Electric
F2 | Residential | All | Single Family - Gas | New | Interior Lighting | Electric
F3 | Residential | All | Single Family - Gas | New | Interior Lighting | Electric
F4 | Residential | All | Single Family - Gas | New | Interior Lighting | Electric
F1 | Residential | All | Single Family - Gas | New | Exterior Lighting | Electric
F2 | Residential | All | Single Family - Gas | New | Exterior Lighting | Electric
F3 | Residential | All | Single Family - Gas | New | Exterior Lighting | Electric
F4 | Residential | All | Single Family - Gas | New | Exterior Lighting | Electric
F1 | Residential | All | Single Family - Gas | New | Appliances | Electric
F2 | Residential | All | Single Family - Gas | New | Appliances | Electric
F3 | Residential | All | Single Family - Gas | New | Appliances | Electric
F4 | Residential | All | Single Family - Gas | New | Appliances | Electric
F1 | Residential | All | Single Family - Gas | New | Electronics | Electric
F2 | Residential | All | Single Family - Gas | New | Electronics | Electric
F3 | Residential | All | Single Family - Gas | New | Electronics | Electric
F4 | Residential | All | Single Family - Gas | New | Electronics | Electric
F1 | Residential | All | Single Family - Gas | New | Miscellaneous | Electric
F2 | Residential | All | Single Family - Gas | New | Miscellaneous | Electric
F3 | Residential | All | Single Family - Gas | New | Miscellaneous | Electric
F4 | Residential | All | Single Family - Gas | New | Miscellaneous | Electric
F1 | Residential | All | Single Family - Gas | New | Generation | Electric
F2 | Residential | All | Single Family - Gas | New | Generation | Electric
F3 | Residential | All | Single Family - Gas | New | Generation | Electric
F4 | Residential | All | Single Family - Gas | New | Generation | Electric
F1 | Residential | All | Single Family - Gas | New | Space Heating | Natural Gas
F2 | Residential | All | Single Family - Gas | New | Space Heating | Natural Gas
F3 | Residential | All | Single Family - Gas | New | Space Heating | Natural Gas
F4 | Residential | All | Single Family - Gas | New | Space Heating | Natural Gas
F1 | Residential | All | Single Family - Gas | New | Water Heating | Natural Gas
F2 | Residential | All | Single Family - Gas | New | Water Heating | Natural Gas
F3 | Residential | All | Single Family - Gas | New | Water Heating | Natural Gas
F4 | Residential | All | Single Family - Gas | New | Water Heating | Natural Gas
F1 | Residential | All | Single Family - Gas | New | Appliances | Natural Gas
F2 | Residential | All | Single Family - Gas | New | Appliances | Natural Gas
F3 | Residential | All | Single Family - Gas | New | Appliances | Natural Gas
F4 | Residential | All | Single Family - Gas | New | Appliances | Natural Gas
F1 | Residential | All | Single Family - Gas | New | Miscellaneous | Natural Gas
F2 | Residential | All | Single Family - Gas | New | Miscellaneous | Natural Gas
F3 | Residential | All | Single Family - Gas | New | Miscellaneous | Natural Gas
F4 | Residential | All | Single Family - Gas | New | Miscellaneous | Natural Gas
F1 | Residential | Market | Single Family - Gas | New | Cooling | Electric
F2 | Residential | Market | Single Family - Gas | New | Cooling | Electric
F3 | Residential | Market | Single Family - Gas | New | Cooling | Electric
F4 | Residential | Market | Single Family - Gas | New | Cooling | Electric
F1 | Residential | Market | Single Family - Gas | New | Space Heating | Electric
F2 | Residential | Market | Single Family - Gas | New | Space Heating | Electric
F3 | Residential | Market | Single Family - Gas | New | Space Heating | Electric
F4 | Residential | Market | Single Family - Gas | New | Space Heating | Electric
F1 | Residential | Market | Single Family - Gas | New | Water Heating | Electric
F2 | Residential | Market | Single Family - Gas | New | Water Heating | Electric
F3 | Residential | Market | Single Family - Gas | New | Water Heating | Electric
F4 | Residential | Market | Single Family - Gas | New | Water Heating | Electric
F1 | Residential | Market | Single Family - Gas | New | Interior Lighting | Electric
F2 | Residential | Market | Single Family - Gas | New | Interior Lighting | Electric
F3 | Residential | Market | Single Family - Gas | New | Interior Lighting | Electric
F4 | Residential | Market | Single Family - Gas | New | Interior Lighting | Electric
F1 | Residential | Market | Single Family - Gas | New | Exterior Lighting | Electric
F2 | Residential | Market | Single Family - Gas | New | Exterior Lighting | Electric
F3 | Residential | Market | Single Family - Gas | New | Exterior Lighting | Electric
F4 | Residential | Market | Single Family - Gas | New | Exterior Lighting | Electric
F1 | Residential | Market | Single Family - Gas | New | Appliances | Electric
F2 | Residential | Market | Single Family - Gas | New | Appliances | Electric
F3 | Residential | Market | Single Family - Gas | New | Appliances | Electric
F4 | Residential | Market | Single Family - Gas | New | Appliances | Electric
F1 | Residential | Market | Single Family - Gas | New | Electronics | Electric
F2 | Residential | Market | Single Family - Gas | New | Electronics | Electric
F3 | Residential | Market | Single Family - Gas | New | Electronics | Electric
F4 | Residential | Market | Single Family - Gas | New | Electronics | Electric
F1 | Residential | Market | Single Family - Gas | New | Miscellaneous | Electric
F2 | Residential | Market | Single Family - Gas | New | Miscellaneous | Electric
F3 | Residential | Market | Single Family - Gas | New | Miscellaneous | Electric
F4 | Residential | Market | Single Family - Gas | New | Miscellaneous | Electric
F1 | Residential | Market | Single Family - Gas | New | Generation | Electric
F2 | Residential | Market | Single Family - Gas | New | Generation | Electric
F3 | Residential | Market | Single Family - Gas | New | Generation | Electric
F4 | Residential | Market | Single Family - Gas | New | Generation | Electric
F1 | Residential | Market | Single Family - Gas | New | Space Heating | Natural Gas
F2 | Residential | Market | Single Family - Gas | New | Space Heating | Natural Gas
F3 | Residential | Market | Single Family - Gas | New | Space Heating | Natural Gas
F4 | Residential | Market | Single Family - Gas | New | Space Heating | Natural Gas
F1 | Residential | Market | Single Family - Gas | New | Water Heating | Natural Gas
F2 | Residential | Market | Single Family - Gas | New | Water Heating | Natural Gas
F3 | Residential | Market | Single Family - Gas | New | Water Heating | Natural Gas
F4 | Residential | Market | Single Family - Gas | New | Water Heating | Natural Gas
F1 | Residential | Market | Single Family - Gas | New | Appliances | Natural Gas
F2 | Residential | Market | Single Family - Gas | New | Appliances | Natural Gas
F3 | Residential | Market | Single Family - Gas | New | Appliances | Natural Gas
F4 | Residential | Market | Single Family - Gas | New | Appliances | Natural Gas
F1 | Residential | Market | Single Family - Gas | New | Miscellaneous | Natural Gas
F2 | Residential | Market | Single Family - Gas | New | Miscellaneous | Natural Gas
F3 | Residential | Market | Single Family - Gas | New | Miscellaneous | Natural Gas
F4 | Residential | Market | Single Family - Gas | New | Miscellaneous | Natural Gas
F1 | Residential | Central System | Single Family - Gas | New | Cooling | Electric
F2 | Residential | Central System | Single Family - Gas | New | Cooling | Electric
F3 | Residential | Central System | Single Family - Gas | New | Cooling | Electric
F4 | Residential | Central System | Single Family - Gas | New | Cooling | Electric
F1 | Residential | Central System | Single Family - Gas | New | Space Heating | Electric
F2 | Residential | Central System | Single Family - Gas | New | Space Heating | Electric
F3 | Residential | Central System | Single Family - Gas | New | Space Heating | Electric
F4 | Residential | Central System | Single Family - Gas | New | Space Heating | Electric
F1 | Residential | Central System | Single Family - Gas | New | Space Heating | Natural Gas
F2 | Residential | Central System | Single Family - Gas | New | Space Heating | Natural Gas
F3 | Residential | Central System | Single Family - Gas | New | Space Heating | Natural Gas
F4 | Residential | Central System | Single Family - Gas | New | Space Heating | Natural Gas
F1 | Residential | Resistance | Single Family - Gas | New | Cooling | Electric
F2 | Residential | Resistance | Single Family - Gas | New | Cooling | Electric
F3 | Residential | Resistance | Single Family - Gas | New | Cooling | Electric
F4 | Residential | Resistance | Single Family - Gas | New | Cooling | Electric
F1 | Residential | Resistance | Single Family - Gas | New | Space Heating | Electric
F2 | Residential | Resistance | Single Family - Gas | New | Space Heating | Electric
F3 | Residential | Resistance | Single Family - Gas | New | Space Heating | Electric
F4 | Residential | Resistance | Single Family - Gas | New | Space Heating | Electric
F1 | Residential | Heat Pump | Single Family - Gas | New | Cooling | Electric
F2 | Residential | Heat Pump | Single Family - Gas | New | Cooling | Electric
F3 | Residential | Heat Pump | Single Family - Gas | New | Cooling | Electric
F4 | Residential | Heat Pump | Single Family - Gas | New | Cooling | Electric
F1 | Residential | Heat Pump | Single Family - Gas | New | Space Heating | Electric
F2 | Residential | Heat Pump | Single Family - Gas | New | Space Heating | Electric
F3 | Residential | Heat Pump | Single Family - Gas | New | Space Heating | Electric
F4 | Residential | Heat Pump | Single Family - Gas | New | Space Heating | Electric
F1 | Residential | All | Single Family - LI - Gas | Existing | Cooling | Electric
F2 | Residential | All | Single Family - LI - Gas | Existing | Cooling | Electric
F3 | Residential | All | Single Family - LI - Gas | Existing | Cooling | Electric
F4 | Residential | All | Single Family - LI - Gas | Existing | Cooling | Electric
F1 | Residential | All | Single Family - LI - Gas | Existing | Space Heating | Electric
F2 | Residential | All | Single Family - LI - Gas | Existing | Space Heating | Electric
F3 | Residential | All | Single Family - LI - Gas | Existing | Space Heating | Electric
F4 | Residential | All | Single Family - LI - Gas | Existing | Space Heating | Electric
F1 | Residential | All | Single Family - LI - Gas | Existing | Water Heating | Electric
F2 | Residential | All | Single Family - LI - Gas | Existing | Water Heating | Electric
F3 | Residential | All | Single Family - LI - Gas | Existing | Water Heating | Electric
F4 | Residential | All | Single Family - LI - Gas | Existing | Water Heating | Electric
F1 | Residential | All | Single Family - LI - Gas | Existing | Interior Lighting | Electric
F2 | Residential | All | Single Family - LI - Gas | Existing | Interior Lighting | Electric
F3 | Residential | All | Single Family - LI - Gas | Existing | Interior Lighting | Electric
F4 | Residential | All | Single Family - LI - Gas | Existing | Interior Lighting | Electric
F1 | Residential | All | Single Family - LI - Gas | Existing | Exterior Lighting | Electric
F2 | Residential | All | Single Family - LI - Gas | Existing | Exterior Lighting | Electric
F3 | Residential | All | Single Family - LI - Gas | Existing | Exterior Lighting | Electric
F4 | Residential | All | Single Family - LI - Gas | Existing | Exterior Lighting | Electric
F1 | Residential | All | Single Family - LI - Gas | Existing | Appliances | Electric
F2 | Residential | All | Single Family - LI - Gas | Existing | Appliances | Electric
F3 | Residential | All | Single Family - LI - Gas | Existing | Appliances | Electric
F4 | Residential | All | Single Family - LI - Gas | Existing | Appliances | Electric
F1 | Residential | All | Single Family - LI - Gas | Existing | Electronics | Electric
F2 | Residential | All | Single Family - LI - Gas | Existing | Electronics | Electric
F3 | Residential | All | Single Family - LI - Gas | Existing | Electronics | Electric
F4 | Residential | All | Single Family - LI - Gas | Existing | Electronics | Electric
F1 | Residential | All | Single Family - LI - Gas | Existing | Miscellaneous | Electric
F2 | Residential | All | Single Family - LI - Gas | Existing | Miscellaneous | Electric
F3 | Residential | All | Single Family - LI - Gas | Existing | Miscellaneous | Electric
F4 | Residential | All | Single Family - LI - Gas | Existing | Miscellaneous | Electric
F1 | Residential | All | Single Family - LI - Gas | Existing | Generation | Electric
F2 | Residential | All | Single Family - LI - Gas | Existing | Generation | Electric
F3 | Residential | All | Single Family - LI - Gas | Existing | Generation | Electric
F4 | Residential | All | Single Family - LI - Gas | Existing | Generation | Electric
F1 | Residential | All | Single Family - LI - Gas | Existing | Space Heating | Natural Gas
F2 | Residential | All | Single Family - LI - Gas | Existing | Space Heating | Natural Gas
F3 | Residential | All | Single Family - LI - Gas | Existing | Space Heating | Natural Gas
F4 | Residential | All | Single Family - LI - Gas | Existing | Space Heating | Natural Gas
F1 | Residential | All | Single Family - LI - Gas | Existing | Water Heating | Natural Gas
F2 | Residential | All | Single Family - LI - Gas | Existing | Water Heating | Natural Gas
F3 | Residential | All | Single Family - LI - Gas | Existing | Water Heating | Natural Gas
F4 | Residential | All | Single Family - LI - Gas | Existing | Water Heating | Natural Gas
F1 | Residential | All | Single Family - LI - Gas | Existing | Appliances | Natural Gas
F2 | Residential | All | Single Family - LI - Gas | Existing | Appliances | Natural Gas
F3 | Residential | All | Single Family - LI - Gas | Existing | Appliances | Natural Gas
F4 | Residential | All | Single Family - LI - Gas | Existing | Appliances | Natural Gas
F1 | Residential | All | Single Family - LI - Gas | Existing | Miscellaneous | Natural Gas
F2 | Residential | All | Single Family - LI - Gas | Existing | Miscellaneous | Natural Gas
F3 | Residential | All | Single Family - LI - Gas | Existing | Miscellaneous | Natural Gas
F4 | Residential | All | Single Family - LI - Gas | Existing | Miscellaneous | Natural Gas
F1 | Residential | Market | Single Family - LI - Gas | Existing | Cooling | Electric
F2 | Residential | Market | Single Family - LI - Gas | Existing | Cooling | Electric
F3 | Residential | Market | Single Family - LI - Gas | Existing | Cooling | Electric
F4 | Residential | Market | Single Family - LI - Gas | Existing | Cooling | Electric
F1 | Residential | Market | Single Family - LI - Gas | Existing | Space Heating | Electric
F2 | Residential | Market | Single Family - LI - Gas | Existing | Space Heating | Electric
F3 | Residential | Market | Single Family - LI - Gas | Existing | Space Heating | Electric
F4 | Residential | Market | Single Family - LI - Gas | Existing | Space Heating | Electric
F1 | Residential | Market | Single Family - LI - Gas | Existing | Water Heating | Electric
F2 | Residential | Market | Single Family - LI - Gas | Existing | Water Heating | Electric
F3 | Residential | Market | Single Family - LI - Gas | Existing | Water Heating | Electric
F4 | Residential | Market | Single Family - LI - Gas | Existing | Water Heating | Electric
F1 | Residential | Market | Single Family - LI - Gas | Existing | Interior Lighting | Electric
F2 | Residential | Market | Single Family - LI - Gas | Existing | Interior Lighting | Electric
F3 | Residential | Market | Single Family - LI - Gas | Existing | Interior Lighting | Electric
F4 | Residential | Market | Single Family - LI - Gas | Existing | Interior Lighting | Electric
F1 | Residential | Market | Single Family - LI - Gas | Existing | Exterior Lighting | Electric
F2 | Residential | Market | Single Family - LI - Gas | Existing | Exterior Lighting | Electric
F3 | Residential | Market | Single Family - LI - Gas | Existing | Exterior Lighting | Electric
F4 | Residential | Market | Single Family - LI - Gas | Existing | Exterior Lighting | Electric
F1 | Residential | Market | Single Family - LI - Gas | Existing | Appliances | Electric
F2 | Residential | Market | Single Family - LI - Gas | Existing | Appliances | Electric
F3 | Residential | Market | Single Family - LI - Gas | Existing | Appliances | Electric
F4 | Residential | Market | Single Family - LI - Gas | Existing | Appliances | Electric
F1 | Residential | Market | Single Family - LI - Gas | Existing | Electronics | Electric
F2 | Residential | Market | Single Family - LI - Gas | Existing | Electronics | Electric
F3 | Residential | Market | Single Family - LI - Gas | Existing | Electronics | Electric
F4 | Residential | Market | Single Family - LI - Gas | Existing | Electronics | Electric
F1 | Residential | Market | Single Family - LI - Gas | Existing | Miscellaneous | Electric
F2 | Residential | Market | Single Family - LI - Gas | Existing | Miscellaneous | Electric
F3 | Residential | Market | Single Family - LI - Gas | Existing | Miscellaneous | Electric
F4 | Residential | Market | Single Family - LI - Gas | Existing | Miscellaneous | Electric
F1 | Residential | Market | Single Family - LI - Gas | Existing | Generation | Electric
F2 | Residential | Market | Single Family - LI - Gas | Existing | Generation | Electric
F3 | Residential | Market | Single Family - LI - Gas | Existing | Generation | Electric
F4 | Residential | Market | Single Family - LI - Gas | Existing | Generation | Electric
F1 | Residential | Market | Single Family - LI - Gas | Existing | Space Heating | Natural Gas
F2 | Residential | Market | Single Family - LI - Gas | Existing | Space Heating | Natural Gas
F3 | Residential | Market | Single Family - LI - Gas | Existing | Space Heating | Natural Gas
F4 | Residential | Market | Single Family - LI - Gas | Existing | Space Heating | Natural Gas
F1 | Residential | Market | Single Family - LI - Gas | Existing | Water Heating | Natural Gas
F2 | Residential | Market | Single Family - LI - Gas | Existing | Water Heating | Natural Gas
F3 | Residential | Market | Single Family - LI - Gas | Existing | Water Heating | Natural Gas
F4 | Residential | Market | Single Family - LI - Gas | Existing | Water Heating | Natural Gas
F1 | Residential | Market | Single Family - LI - Gas | Existing | Appliances | Natural Gas
F2 | Residential | Market | Single Family - LI - Gas | Existing | Appliances | Natural Gas
F3 | Residential | Market | Single Family - LI - Gas | Existing | Appliances | Natural Gas
F4 | Residential | Market | Single Family - LI - Gas | Existing | Appliances | Natural Gas
F1 | Residential | Market | Single Family - LI - Gas | Existing | Miscellaneous | Natural Gas
F2 | Residential | Market | Single Family - LI - Gas | Existing | Miscellaneous | Natural Gas
F3 | Residential | Market | Single Family - LI - Gas | Existing | Miscellaneous | Natural Gas
F4 | Residential | Market | Single Family - LI - Gas | Existing | Miscellaneous | Natural Gas
F1 | Residential | Central System | Single Family - LI - Gas | Existing | Cooling | Electric
F2 | Residential | Central System | Single Family - LI - Gas | Existing | Cooling | Electric
F3 | Residential | Central System | Single Family - LI - Gas | Existing | Cooling | Electric
F4 | Residential | Central System | Single Family - LI - Gas | Existing | Cooling | Electric
F1 | Residential | Central System | Single Family - LI - Gas | Existing | Space Heating | Electric
F2 | Residential | Central System | Single Family - LI - Gas | Existing | Space Heating | Electric
F3 | Residential | Central System | Single Family - LI - Gas | Existing | Space Heating | Electric
F4 | Residential | Central System | Single Family - LI - Gas | Existing | Space Heating | Electric
F1 | Residential | Central System | Single Family - LI - Gas | Existing | Space Heating | Natural Gas
F2 | Residential | Central System | Single Family - LI - Gas | Existing | Space Heating | Natural Gas
F3 | Residential | Central System | Single Family - LI - Gas | Existing | Space Heating | Natural Gas
F4 | Residential | Central System | Single Family - LI - Gas | Existing | Space Heating | Natural Gas
F1 | Residential | Resistance | Single Family - LI - Gas | Existing | Cooling | Electric
F2 | Residential | Resistance | Single Family - LI - Gas | Existing | Cooling | Electric
F3 | Residential | Resistance | Single Family - LI - Gas | Existing | Cooling | Electric
F4 | Residential | Resistance | Single Family - LI - Gas | Existing | Cooling | Electric
F1 | Residential | Resistance | Single Family - LI - Gas | Existing | Space Heating | Electric
F2 | Residential | Resistance | Single Family - LI - Gas | Existing | Space Heating | Electric
F3 | Residential | Resistance | Single Family - LI - Gas | Existing | Space Heating | Electric
F4 | Residential | Resistance | Single Family - LI - Gas | Existing | Space Heating | Electric
F1 | Residential | Heat Pump | Single Family - LI - Gas | Existing | Cooling | Electric
F2 | Residential | Heat Pump | Single Family - LI - Gas | Existing | Cooling | Electric
F3 | Residential | Heat Pump | Single Family - LI - Gas | Existing | Cooling | Electric
F4 | Residential | Heat Pump | Single Family - LI - Gas | Existing | Cooling | Electric
F1 | Residential | Heat Pump | Single Family - LI - Gas | Existing | Space Heating | Electric
F2 | Residential | Heat Pump | Single Family - LI - Gas | Existing | Space Heating | Electric
F3 | Residential | Heat Pump | Single Family - LI - Gas | Existing | Space Heating | Electric
F4 | Residential | Heat Pump | Single Family - LI - Gas | Existing | Space Heating | Electric
F1 | Residential | All | Single Family - LI - Gas | New | Cooling | Electric
F2 | Residential | All | Single Family - LI - Gas | New | Cooling | Electric
F3 | Residential | All | Single Family - LI - Gas | New | Cooling | Electric
F4 | Residential | All | Single Family - LI - Gas | New | Cooling | Electric
F1 | Residential | All | Single Family - LI - Gas | New | Space Heating | Electric
F2 | Residential | All | Single Family - LI - Gas | New | Space Heating | Electric
F3 | Residential | All | Single Family - LI - Gas | New | Space Heating | Electric
F4 | Residential | All | Single Family - LI - Gas | New | Space Heating | Electric
F1 | Residential | All | Single Family - LI - Gas | New | Water Heating | Electric
F2 | Residential | All | Single Family - LI - Gas | New | Water Heating | Electric
F3 | Residential | All | Single Family - LI - Gas | New | Water Heating | Electric
F4 | Residential | All | Single Family - LI - Gas | New | Water Heating | Electric
F1 | Residential | All | Single Family - LI - Gas | New | Interior Lighting | Electric
F2 | Residential | All | Single Family - LI - Gas | New | Interior Lighting | Electric
F3 | Residential | All | Single Family - LI - Gas | New | Interior Lighting | Electric
F4 | Residential | All | Single Family - LI - Gas | New | Interior Lighting | Electric
F1 | Residential | All | Single Family - LI - Gas | New | Exterior Lighting | Electric
F2 | Residential | All | Single Family - LI - Gas | New | Exterior Lighting | Electric
F3 | Residential | All | Single Family - LI - Gas | New | Exterior Lighting | Electric
F4 | Residential | All | Single Family - LI - Gas | New | Exterior Lighting | Electric
F1 | Residential | All | Single Family - LI - Gas | New | Appliances | Electric
F2 | Residential | All | Single Family - LI - Gas | New | Appliances | Electric
F3 | Residential | All | Single Family - LI - Gas | New | Appliances | Electric
F4 | Residential | All | Single Family - LI - Gas | New | Appliances | Electric
F1 | Residential | All | Single Family - LI - Gas | New | Electronics | Electric
F2 | Residential | All | Single Family - LI - Gas | New | Electronics | Electric
F3 | Residential | All | Single Family - LI - Gas | New | Electronics | Electric
F4 | Residential | All | Single Family - LI - Gas | New | Electronics | Electric
F1 | Residential | All | Single Family - LI - Gas | New | Miscellaneous | Electric
F2 | Residential | All | Single Family - LI - Gas | New | Miscellaneous | Electric
F3 | Residential | All | Single Family - LI - Gas | New | Miscellaneous | Electric
F4 | Residential | All | Single Family - LI - Gas | New | Miscellaneous | Electric
F1 | Residential | All | Single Family - LI - Gas | New | Generation | Electric
F2 | Residential | All | Single Family - LI - Gas | New | Generation | Electric
F3 | Residential | All | Single Family - LI - Gas | New | Generation | Electric
F4 | Residential | All | Single Family - LI - Gas | New | Generation | Electric
F1 | Residential | All | Single Family - LI - Gas | New | Space Heating | Natural Gas
F2 | Residential | All | Single Family - LI - Gas | New | Space Heating | Natural Gas
F3 | Residential | All | Single Family - LI - Gas | New | Space Heating | Natural Gas
F4 | Residential | All | Single Family - LI - Gas | New | Space Heating | Natural Gas
F1 | Residential | All | Single Family - LI - Gas | New | Water Heating | Natural Gas
F2 | Residential | All | Single Family - LI - Gas | New | Water Heating | Natural Gas
F3 | Residential | All | Single Family - LI - Gas | New | Water Heating | Natural Gas
F4 | Residential | All | Single Family - LI - Gas | New | Water Heating | Natural Gas
F1 | Residential | All | Single Family - LI - Gas | New | Appliances | Natural Gas
F2 | Residential | All | Single Family - LI - Gas | New | Appliances | Natural Gas
F3 | Residential | All | Single Family - LI - Gas | New | Appliances | Natural Gas
F4 | Residential | All | Single Family - LI - Gas | New | Appliances | Natural Gas
F1 | Residential | All | Single Family - LI - Gas | New | Miscellaneous | Natural Gas
F2 | Residential | All | Single Family - LI - Gas | New | Miscellaneous | Natural Gas
F3 | Residential | All | Single Family - LI - Gas | New | Miscellaneous | Natural Gas
F4 | Residential | All | Single Family - LI - Gas | New | Miscellaneous | Natural Gas
F1 | Residential | Market | Single Family - LI - Gas | New | Cooling | Electric
F2 | Residential | Market | Single Family - LI - Gas | New | Cooling | Electric
F3 | Residential | Market | Single Family - LI - Gas | New | Cooling | Electric
F4 | Residential | Market | Single Family - LI - Gas | New | Cooling | Electric
F1 | Residential | Market | Single Family - LI - Gas | New | Space Heating | Electric
F2 | Residential | Market | Single Family - LI - Gas | New | Space Heating | Electric
F3 | Residential | Market | Single Family - LI - Gas | New | Space Heating | Electric
F4 | Residential | Market | Single Family - LI - Gas | New | Space Heating | Electric
F1 | Residential | Market | Single Family - LI - Gas | New | Water Heating | Electric
F2 | Residential | Market | Single Family - LI - Gas | New | Water Heating | Electric
F3 | Residential | Market | Single Family - LI - Gas | New | Water Heating | Electric
F4 | Residential | Market | Single Family - LI - Gas | New | Water Heating | Electric
F1 | Residential | Market | Single Family - LI - Gas | New | Interior Lighting | Electric
F2 | Residential | Market | Single Family - LI - Gas | New | Interior Lighting | Electric
F3 | Residential | Market | Single Family - LI - Gas | New | Interior Lighting | Electric
F4 | Residential | Market | Single Family - LI - Gas | New | Interior Lighting | Electric
F1 | Residential | Market | Single Family - LI - Gas | New | Exterior Lighting | Electric
F2 | Residential | Market | Single Family - LI - Gas | New | Exterior Lighting | Electric
F3 | Residential | Market | Single Family - LI - Gas | New | Exterior Lighting | Electric
F4 | Residential | Market | Single Family - LI - Gas | New | Exterior Lighting | Electric
F1 | Residential | Market | Single Family - LI - Gas | New | Appliances | Electric
F2 | Residential | Market | Single Family - LI - Gas | New | Appliances | Electric
F3 | Residential | Market | Single Family - LI - Gas | New | Appliances | Electric
F4 | Residential | Market | Single Family - LI - Gas | New | Appliances | Electric
F1 | Residential | Market | Single Family - LI - Gas | New | Electronics | Electric
F2 | Residential | Market | Single Family - LI - Gas | New | Electronics | Electric
F3 | Residential | Market | Single Family - LI - Gas | New | Electronics | Electric
F4 | Residential | Market | Single Family - LI - Gas | New | Electronics | Electric
F1 | Residential | Market | Single Family - LI - Gas | New | Miscellaneous | Electric
F2 | Residential | Market | Single Family - LI - Gas | New | Miscellaneous | Electric
F3 | Residential | Market | Single Family - LI - Gas | New | Miscellaneous | Electric
F4 | Residential | Market | Single Family - LI - Gas | New | Miscellaneous | Electric
F1 | Residential | Market | Single Family - LI - Gas | New | Generation | Electric
F2 | Residential | Market | Single Family - LI - Gas | New | Generation | Electric
F3 | Residential | Market | Single Family - LI - Gas | New | Generation | Electric
F4 | Residential | Market | Single Family - LI - Gas | New | Generation | Electric
F1 | Residential | Market | Single Family - LI - Gas | New | Space Heating | Natural Gas
F2 | Residential | Market | Single Family - LI - Gas | New | Space Heating | Natural Gas
F3 | Residential | Market | Single Family - LI - Gas | New | Space Heating | Natural Gas
F4 | Residential | Market | Single Family - LI - Gas | New | Space Heating | Natural Gas
F1 | Residential | Market | Single Family - LI - Gas | New | Water Heating | Natural Gas
F2 | Residential | Market | Single Family - LI - Gas | New | Water Heating | Natural Gas
F3 | Residential | Market | Single Family - LI - Gas | New | Water Heating | Natural Gas
F4 | Residential | Market | Single Family - LI - Gas | New | Water Heating | Natural Gas
F1 | Residential | Market | Single Family - LI - Gas | New | Appliances | Natural Gas
F2 | Residential | Market | Single Family - LI - Gas | New | Appliances | Natural Gas
F3 | Residential | Market | Single Family - LI - Gas | New | Appliances | Natural Gas
F4 | Residential | Market | Single Family - LI - Gas | New | Appliances | Natural Gas
F1 | Residential | Market | Single Family - LI - Gas | New | Miscellaneous | Natural Gas
F2 | Residential | Market | Single Family - LI - Gas | New | Miscellaneous | Natural Gas
F3 | Residential | Market | Single Family - LI - Gas | New | Miscellaneous | Natural Gas
F4 | Residential | Market | Single Family - LI - Gas | New | Miscellaneous | Natural Gas
F1 | Residential | Central System | Single Family - LI - Gas | New | Cooling | Electric
F2 | Residential | Central System | Single Family - LI - Gas | New | Cooling | Electric
F3 | Residential | Central System | Single Family - LI - Gas | New | Cooling | Electric
F4 | Residential | Central System | Single Family - LI - Gas | New | Cooling | Electric
F1 | Residential | Central System | Single Family - LI - Gas | New | Space Heating | Electric
F2 | Residential | Central System | Single Family - LI - Gas | New | Space Heating | Electric
F3 | Residential | Central System | Single Family - LI - Gas | New | Space Heating | Electric
F4 | Residential | Central System | Single Family - LI - Gas | New | Space Heating | Electric
F1 | Residential | Central System | Single Family - LI - Gas | New | Space Heating | Natural Gas
F2 | Residential | Central System | Single Family - LI - Gas | New | Space Heating | Natural Gas
F3 | Residential | Central System | Single Family - LI - Gas | New | Space Heating | Natural Gas
F4 | Residential | Central System | Single Family - LI - Gas | New | Space Heating | Natural Gas
F1 | Residential | Resistance | Single Family - LI - Gas | New | Cooling | Electric
F2 | Residential | Resistance | Single Family - LI - Gas | New | Cooling | Electric
F3 | Residential | Resistance | Single Family - LI - Gas | New | Cooling | Electric
F4 | Residential | Resistance | Single Family - LI - Gas | New | Cooling | Electric
F1 | Residential | Resistance | Single Family - LI - Gas | New | Space Heating | Electric
F2 | Residential | Resistance | Single Family - LI - Gas | New | Space Heating | Electric
F3 | Residential | Resistance | Single Family - LI - Gas | New | Space Heating | Electric
F4 | Residential | Resistance | Single Family - LI - Gas | New | Space Heating | Electric
F1 | Residential | Heat Pump | Single Family - LI - Gas | New | Cooling | Electric
F2 | Residential | Heat Pump | Single Family - LI - Gas | New | Cooling | Electric
F3 | Residential | Heat Pump | Single Family - LI - Gas | New | Cooling | Electric
F4 | Residential | Heat Pump | Single Family - LI - Gas | New | Cooling | Electric
F1 | Residential | Heat Pump | Single Family - LI - Gas | New | Space Heating | Electric
F2 | Residential | Heat Pump | Single Family - LI - Gas | New | Space Heating | Electric
F3 | Residential | Heat Pump | Single Family - LI - Gas | New | Space Heating | Electric
F4 | Residential | Heat Pump | Single Family - LI - Gas | New | Space Heating | Electric
F1 | Residential | All | Multifamily - Gas | Existing | Cooling | Electric
F2 | Residential | All | Multifamily - Gas | Existing | Cooling | Electric
F3 | Residential | All | Multifamily - Gas | Existing | Cooling | Electric
F4 | Residential | All | Multifamily - Gas | Existing | Cooling | Electric
F1 | Residential | All | Multifamily - Gas | Existing | Space Heating | Electric
F2 | Residential | All | Multifamily - Gas | Existing | Space Heating | Electric
F3 | Residential | All | Multifamily - Gas | Existing | Space Heating | Electric
F4 | Residential | All | Multifamily - Gas | Existing | Space Heating | Electric
F1 | Residential | All | Multifamily - Gas | Existing | Water Heating | Electric
F2 | Residential | All | Multifamily - Gas | Existing | Water Heating | Electric
F3 | Residential | All | Multifamily - Gas | Existing | Water Heating | Electric
F4 | Residential | All | Multifamily - Gas | Existing | Water Heating | Electric
F1 | Residential | All | Multifamily - Gas | Existing | Interior Lighting | Electric
F2 | Residential | All | Multifamily - Gas | Existing | Interior Lighting | Electric
F3 | Residential | All | Multifamily - Gas | Existing | Interior Lighting | Electric
F4 | Residential | All | Multifamily - Gas | Existing | Interior Lighting | Electric
F1 | Residential | All | Multifamily - Gas | Existing | Exterior Lighting | Electric
F2 | Residential | All | Multifamily - Gas | Existing | Exterior Lighting | Electric
F3 | Residential | All | Multifamily - Gas | Existing | Exterior Lighting | Electric
F4 | Residential | All | Multifamily - Gas | Existing | Exterior Lighting | Electric
F1 | Residential | All | Multifamily - Gas | Existing | Appliances | Electric
F2 | Residential | All | Multifamily - Gas | Existing | Appliances | Electric
F3 | Residential | All | Multifamily - Gas | Existing | Appliances | Electric
F4 | Residential | All | Multifamily - Gas | Existing | Appliances | Electric
F1 | Residential | All | Multifamily - Gas | Existing | Electronics | Electric
F2 | Residential | All | Multifamily - Gas | Existing | Electronics | Electric
F3 | Residential | All | Multifamily - Gas | Existing | Electronics | Electric
F4 | Residential | All | Multifamily - Gas | Existing | Electronics | Electric
F1 | Residential | All | Multifamily - Gas | Existing | Miscellaneous | Electric
F2 | Residential | All | Multifamily - Gas | Existing | Miscellaneous | Electric
F3 | Residential | All | Multifamily - Gas | Existing | Miscellaneous | Electric
F4 | Residential | All | Multifamily - Gas | Existing | Miscellaneous | Electric
F1 | Residential | All | Multifamily - Gas | Existing | Generation | Electric
F2 | Residential | All | Multifamily - Gas | Existing | Generation | Electric
F3 | Residential | All | Multifamily - Gas | Existing | Generation | Electric
F4 | Residential | All | Multifamily - Gas | Existing | Generation | Electric
F1 | Residential | All | Multifamily - Gas | Existing | Space Heating | Natural Gas
F2 | Residential | All | Multifamily - Gas | Existing | Space Heating | Natural Gas
F3 | Residential | All | Multifamily - Gas | Existing | Space Heating | Natural Gas
F4 | Residential | All | Multifamily - Gas | Existing | Space Heating | Natural Gas
F1 | Residential | All | Multifamily - Gas | Existing | Water Heating | Natural Gas
F2 | Residential | All | Multifamily - Gas | Existing | Water Heating | Natural Gas
F3 | Residential | All | Multifamily - Gas | Existing | Water Heating | Natural Gas
F4 | Residential | All | Multifamily - Gas | Existing | Water Heating | Natural Gas
F1 | Residential | All | Multifamily - Gas | Existing | Appliances | Natural Gas
F2 | Residential | All | Multifamily - Gas | Existing | Appliances | Natural Gas
F3 | Residential | All | Multifamily - Gas | Existing | Appliances | Natural Gas
F4 | Residential | All | Multifamily - Gas | Existing | Appliances | Natural Gas
F1 | Residential | All | Multifamily - Gas | Existing | Miscellaneous | Natural Gas
F2 | Residential | All | Multifamily - Gas | Existing | Miscellaneous | Natural Gas
F3 | Residential | All | Multifamily - Gas | Existing | Miscellaneous | Natural Gas
F4 | Residential | All | Multifamily - Gas | Existing | Miscellaneous | Natural Gas
F1 | Residential | Market | Multifamily - Gas | Existing | Cooling | Electric
F2 | Residential | Market | Multifamily - Gas | Existing | Cooling | Electric
F3 | Residential | Market | Multifamily - Gas | Existing | Cooling | Electric
F4 | Residential | Market | Multifamily - Gas | Existing | Cooling | Electric
F1 | Residential | Market | Multifamily - Gas | Existing | Space Heating | Electric
F2 | Residential | Market | Multifamily - Gas | Existing | Space Heating | Electric
F3 | Residential | Market | Multifamily - Gas | Existing | Space Heating | Electric
F4 | Residential | Market | Multifamily - Gas | Existing | Space Heating | Electric
F1 | Residential | Market | Multifamily - Gas | Existing | Water Heating | Electric
F2 | Residential | Market | Multifamily - Gas | Existing | Water Heating | Electric
F3 | Residential | Market | Multifamily - Gas | Existing | Water Heating | Electric
F4 | Residential | Market | Multifamily - Gas | Existing | Water Heating | Electric
F1 | Residential | Market | Multifamily - Gas | Existing | Interior Lighting | Electric
F2 | Residential | Market | Multifamily - Gas | Existing | Interior Lighting | Electric
F3 | Residential | Market | Multifamily - Gas | Existing | Interior Lighting | Electric
F4 | Residential | Market | Multifamily - Gas | Existing | Interior Lighting | Electric
F1 | Residential | Market | Multifamily - Gas | Existing | Exterior Lighting | Electric
F2 | Residential | Market | Multifamily - Gas | Existing | Exterior Lighting | Electric
F3 | Residential | Market | Multifamily - Gas | Existing | Exterior Lighting | Electric
F4 | Residential | Market | Multifamily - Gas | Existing | Exterior Lighting | Electric
F1 | Residential | Market | Multifamily - Gas | Existing | Appliances | Electric
F2 | Residential | Market | Multifamily - Gas | Existing | Appliances | Electric
F3 | Residential | Market | Multifamily - Gas | Existing | Appliances | Electric
F4 | Residential | Market | Multifamily - Gas | Existing | Appliances | Electric
F1 | Residential | Market | Multifamily - Gas | Existing | Electronics | Electric
F2 | Residential | Market | Multifamily - Gas | Existing | Electronics | Electric
F3 | Residential | Market | Multifamily - Gas | Existing | Electronics | Electric
F4 | Residential | Market | Multifamily - Gas | Existing | Electronics | Electric
F1 | Residential | Market | Multifamily - Gas | Existing | Miscellaneous | Electric
F2 | Residential | Market | Multifamily - Gas | Existing | Miscellaneous | Electric
F3 | Residential | Market | Multifamily - Gas | Existing | Miscellaneous | Electric
F4 | Residential | Market | Multifamily - Gas | Existing | Miscellaneous | Electric
F1 | Residential | Market | Multifamily - Gas | Existing | Generation | Electric
F2 | Residential | Market | Multifamily - Gas | Existing | Generation | Electric
F3 | Residential | Market | Multifamily - Gas | Existing | Generation | Electric
F4 | Residential | Market | Multifamily - Gas | Existing | Generation | Electric
F1 | Residential | Market | Multifamily - Gas | Existing | Space Heating | Natural Gas
F2 | Residential | Market | Multifamily - Gas | Existing | Space Heating | Natural Gas
F3 | Residential | Market | Multifamily - Gas | Existing | Space Heating | Natural Gas
F4 | Residential | Market | Multifamily - Gas | Existing | Space Heating | Natural Gas
F1 | Residential | Market | Multifamily - Gas | Existing | Water Heating | Natural Gas
F2 | Residential | Market | Multifamily - Gas | Existing | Water Heating | Natural Gas
F3 | Residential | Market | Multifamily - Gas | Existing | Water Heating | Natural Gas
F4 | Residential | Market | Multifamily - Gas | Existing | Water Heating | Natural Gas
F1 | Residential | Market | Multifamily - Gas | Existing | Appliances | Natural Gas
F2 | Residential | Market | Multifamily - Gas | Existing | Appliances | Natural Gas
F3 | Residential | Market | Multifamily - Gas | Existing | Appliances | Natural Gas
F4 | Residential | Market | Multifamily - Gas | Existing | Appliances | Natural Gas
F1 | Residential | Market | Multifamily - Gas | Existing | Miscellaneous | Natural Gas
F2 | Residential | Market | Multifamily - Gas | Existing | Miscellaneous | Natural Gas
F3 | Residential | Market | Multifamily - Gas | Existing | Miscellaneous | Natural Gas
F4 | Residential | Market | Multifamily - Gas | Existing | Miscellaneous | Natural Gas
F1 | Residential | Central System | Multifamily - Gas | Existing | Cooling | Electric
F2 | Residential | Central System | Multifamily - Gas | Existing | Cooling | Electric
F3 | Residential | Central System | Multifamily - Gas | Existing | Cooling | Electric
F4 | Residential | Central System | Multifamily - Gas | Existing | Cooling | Electric
F1 | Residential | Central System | Multifamily - Gas | Existing | Space Heating | Electric
F2 | Residential | Central System | Multifamily - Gas | Existing | Space Heating | Electric
F3 | Residential | Central System | Multifamily - Gas | Existing | Space Heating | Electric
F4 | Residential | Central System | Multifamily - Gas | Existing | Space Heating | Electric
F1 | Residential | Central System | Multifamily - Gas | Existing | Space Heating | Natural Gas
F2 | Residential | Central System | Multifamily - Gas | Existing | Space Heating | Natural Gas
F3 | Residential | Central System | Multifamily - Gas | Existing | Space Heating | Natural Gas
F4 | Residential | Central System | Multifamily - Gas | Existing | Space Heating | Natural Gas
F1 | Residential | Resistance | Multifamily - Gas | Existing | Cooling | Electric
F2 | Residential | Resistance | Multifamily - Gas | Existing | Cooling | Electric
F3 | Residential | Resistance | Multifamily - Gas | Existing | Cooling | Electric
F4 | Residential | Resistance | Multifamily - Gas | Existing | Cooling | Electric
F1 | Residential | Resistance | Multifamily - Gas | Existing | Space Heating | Electric
F2 | Residential | Resistance | Multifamily - Gas | Existing | Space Heating | Electric
F3 | Residential | Resistance | Multifamily - Gas | Existing | Space Heating | Electric
F4 | Residential | Resistance | Multifamily - Gas | Existing | Space Heating | Electric
F1 | Residential | Heat Pump | Multifamily - Gas | Existing | Cooling | Electric
F2 | Residential | Heat Pump | Multifamily - Gas | Existing | Cooling | Electric
F3 | Residential | Heat Pump | Multifamily - Gas | Existing | Cooling | Electric
F4 | Residential | Heat Pump | Multifamily - Gas | Existing | Cooling | Electric
F1 | Residential | Heat Pump | Multifamily - Gas | Existing | Space Heating | Electric
F2 | Residential | Heat Pump | Multifamily - Gas | Existing | Space Heating | Electric
F3 | Residential | Heat Pump | Multifamily - Gas | Existing | Space Heating | Electric
F4 | Residential | Heat Pump | Multifamily - Gas | Existing | Space Heating | Electric
F1 | Residential | All | Multifamily - Gas | New | Cooling | Electric
F2 | Residential | All | Multifamily - Gas | New | Cooling | Electric
F3 | Residential | All | Multifamily - Gas | New | Cooling | Electric
F4 | Residential | All | Multifamily - Gas | New | Cooling | Electric
F1 | Residential | All | Multifamily - Gas | New | Space Heating | Electric
F2 | Residential | All | Multifamily - Gas | New | Space Heating | Electric
F3 | Residential | All | Multifamily - Gas | New | Space Heating | Electric
F4 | Residential | All | Multifamily - Gas | New | Space Heating | Electric
F1 | Residential | All | Multifamily - Gas | New | Water Heating | Electric
F2 | Residential | All | Multifamily - Gas | New | Water Heating | Electric
F3 | Residential | All | Multifamily - Gas | New | Water Heating | Electric
F4 | Residential | All | Multifamily - Gas | New | Water Heating | Electric
F1 | Residential | All | Multifamily - Gas | New | Interior Lighting | Electric
F2 | Residential | All | Multifamily - Gas | New | Interior Lighting | Electric
F3 | Residential | All | Multifamily - Gas | New | Interior Lighting | Electric
F4 | Residential | All | Multifamily - Gas | New | Interior Lighting | Electric
F1 | Residential | All | Multifamily - Gas | New | Exterior Lighting | Electric
F2 | Residential | All | Multifamily - Gas | New | Exterior Lighting | Electric
F3 | Residential | All | Multifamily - Gas | New | Exterior Lighting | Electric
F4 | Residential | All | Multifamily - Gas | New | Exterior Lighting | Electric
F1 | Residential | All | Multifamily - Gas | New | Appliances | Electric
F2 | Residential | All | Multifamily - Gas | New | Appliances | Electric
F3 | Residential | All | Multifamily - Gas | New | Appliances | Electric
F4 | Residential | All | Multifamily - Gas | New | Appliances | Electric
F1 | Residential | All | Multifamily - Gas | New | Electronics | Electric
F2 | Residential | All | Multifamily - Gas | New | Electronics | Electric
F3 | Residential | All | Multifamily - Gas | New | Electronics | Electric
F4 | Residential | All | Multifamily - Gas | New | Electronics | Electric
F1 | Residential | All | Multifamily - Gas | New | Miscellaneous | Electric
F2 | Residential | All | Multifamily - Gas | New | Miscellaneous | Electric
F3 | Residential | All | Multifamily - Gas | New | Miscellaneous | Electric
F4 | Residential | All | Multifamily - Gas | New | Miscellaneous | Electric
F1 | Residential | All | Multifamily - Gas | New | Generation | Electric
F2 | Residential | All | Multifamily - Gas | New | Generation | Electric
F3 | Residential | All | Multifamily - Gas | New | Generation | Electric
F4 | Residential | All | Multifamily - Gas | New | Generation | Electric
F1 | Residential | All | Multifamily - Gas | New | Space Heating | Natural Gas
F2 | Residential | All | Multifamily - Gas | New | Space Heating | Natural Gas
F3 | Residential | All | Multifamily - Gas | New | Space Heating | Natural Gas
F4 | Residential | All | Multifamily - Gas | New | Space Heating | Natural Gas
F1 | Residential | All | Multifamily - Gas | New | Water Heating | Natural Gas
F2 | Residential | All | Multifamily - Gas | New | Water Heating | Natural Gas
F3 | Residential | All | Multifamily - Gas | New | Water Heating | Natural Gas
F4 | Residential | All | Multifamily - Gas | New | Water Heating | Natural Gas
F1 | Residential | All | Multifamily - Gas | New | Appliances | Natural Gas
F2 | Residential | All | Multifamily - Gas | New | Appliances | Natural Gas
F3 | Residential | All | Multifamily - Gas | New | Appliances | Natural Gas
F4 | Residential | All | Multifamily - Gas | New | Appliances | Natural Gas
F1 | Residential | All | Multifamily - Gas | New | Miscellaneous | Natural Gas
F2 | Residential | All | Multifamily - Gas | New | Miscellaneous | Natural Gas
F3 | Residential | All | Multifamily - Gas | New | Miscellaneous | Natural Gas
F4 | Residential | All | Multifamily - Gas | New | Miscellaneous | Natural Gas
F1 | Residential | Market | Multifamily - Gas | New | Cooling | Electric
F2 | Residential | Market | Multifamily - Gas | New | Cooling | Electric
F3 | Residential | Market | Multifamily - Gas | New | Cooling | Electric
F4 | Residential | Market | Multifamily - Gas | New | Cooling | Electric
F1 | Residential | Market | Multifamily - Gas | New | Space Heating | Electric
F2 | Residential | Market | Multifamily - Gas | New | Space Heating | Electric
F3 | Residential | Market | Multifamily - Gas | New | Space Heating | Electric
F4 | Residential | Market | Multifamily - Gas | New | Space Heating | Electric
F1 | Residential | Market | Multifamily - Gas | New | Water Heating | Electric
F2 | Residential | Market | Multifamily - Gas | New | Water Heating | Electric
F3 | Residential | Market | Multifamily - Gas | New | Water Heating | Electric
F4 | Residential | Market | Multifamily - Gas | New | Water Heating | Electric
F1 | Residential | Market | Multifamily - Gas | New | Interior Lighting | Electric
F2 | Residential | Market | Multifamily - Gas | New | Interior Lighting | Electric
F3 | Residential | Market | Multifamily - Gas | New | Interior Lighting | Electric
F4 | Residential | Market | Multifamily - Gas | New | Interior Lighting | Electric
F1 | Residential | Market | Multifamily - Gas | New | Exterior Lighting | Electric
F2 | Residential | Market | Multifamily - Gas | New | Exterior Lighting | Electric
F3 | Residential | Market | Multifamily - Gas | New | Exterior Lighting | Electric
F4 | Residential | Market | Multifamily - Gas | New | Exterior Lighting | Electric
F1 | Residential | Market | Multifamily - Gas | New | Appliances | Electric
F2 | Residential | Market | Multifamily - Gas | New | Appliances | Electric
F3 | Residential | Market | Multifamily - Gas | New | Appliances | Electric
F4 | Residential | Market | Multifamily - Gas | New | Appliances | Electric
F1 | Residential | Market | Multifamily - Gas | New | Electronics | Electric
F2 | Residential | Market | Multifamily - Gas | New | Electronics | Electric
F3 | Residential | Market | Multifamily - Gas | New | Electronics | Electric
F4 | Residential | Market | Multifamily - Gas | New | Electronics | Electric
F1 | Residential | Market | Multifamily - Gas | New | Miscellaneous | Electric
F2 | Residential | Market | Multifamily - Gas | New | Miscellaneous | Electric
F3 | Residential | Market | Multifamily - Gas | New | Miscellaneous | Electric
F4 | Residential | Market | Multifamily - Gas | New | Miscellaneous | Electric
F1 | Residential | Market | Multifamily - Gas | New | Generation | Electric
F2 | Residential | Market | Multifamily - Gas | New | Generation | Electric
F3 | Residential | Market | Multifamily - Gas | New | Generation | Electric
F4 | Residential | Market | Multifamily - Gas | New | Generation | Electric
F1 | Residential | Market | Multifamily - Gas | New | Space Heating | Natural Gas
F2 | Residential | Market | Multifamily - Gas | New | Space Heating | Natural Gas
F3 | Residential | Market | Multifamily - Gas | New | Space Heating | Natural Gas
F4 | Residential | Market | Multifamily - Gas | New | Space Heating | Natural Gas
F1 | Residential | Market | Multifamily - Gas | New | Water Heating | Natural Gas
F2 | Residential | Market | Multifamily - Gas | New | Water Heating | Natural Gas
F3 | Residential | Market | Multifamily - Gas | New | Water Heating | Natural Gas
F4 | Residential | Market | Multifamily - Gas | New | Water Heating | Natural Gas
F1 | Residential | Market | Multifamily - Gas | New | Appliances | Natural Gas
F2 | Residential | Market | Multifamily - Gas | New | Appliances | Natural Gas
F3 | Residential | Market | Multifamily - Gas | New | Appliances | Natural Gas
F4 | Residential | Market | Multifamily - Gas | New | Appliances | Natural Gas
F1 | Residential | Market | Multifamily - Gas | New | Miscellaneous | Natural Gas
F2 | Residential | Market | Multifamily - Gas | New | Miscellaneous | Natural Gas
F3 | Residential | Market | Multifamily - Gas | New | Miscellaneous | Natural Gas
F4 | Residential | Market | Multifamily - Gas | New | Miscellaneous | Natural Gas
F1 | Residential | Central System | Multifamily - Gas | New | Cooling | Electric
F2 | Residential | Central System | Multifamily - Gas | New | Cooling | Electric
F3 | Residential | Central System | Multifamily - Gas | New | Cooling | Electric
F4 | Residential | Central System | Multifamily - Gas | New | Cooling | Electric
F1 | Residential | Central System | Multifamily - Gas | New | Space Heating | Electric
F2 | Residential | Central System | Multifamily - Gas | New | Space Heating | Electric
F3 | Residential | Central System | Multifamily - Gas | New | Space Heating | Electric
F4 | Residential | Central System | Multifamily - Gas | New | Space Heating | Electric
F1 | Residential | Central System | Multifamily - Gas | New | Space Heating | Natural Gas
F2 | Residential | Central System | Multifamily - Gas | New | Space Heating | Natural Gas
F3 | Residential | Central System | Multifamily - Gas | New | Space Heating | Natural Gas
F4 | Residential | Central System | Multifamily - Gas | New | Space Heating | Natural Gas
F1 | Residential | Resistance | Multifamily - Gas | New | Cooling | Electric
F2 | Residential | Resistance | Multifamily - Gas | New | Cooling | Electric
F3 | Residential | Resistance | Multifamily - Gas | New | Cooling | Electric
F4 | Residential | Resistance | Multifamily - Gas | New | Cooling | Electric
F1 | Residential | Resistance | Multifamily - Gas | New | Space Heating | Electric
F2 | Residential | Resistance | Multifamily - Gas | New | Space Heating | Electric
F3 | Residential | Resistance | Multifamily - Gas | New | Space Heating | Electric
F4 | Residential | Resistance | Multifamily - Gas | New | Space Heating | Electric
F1 | Residential | Heat Pump | Multifamily - Gas | New | Cooling | Electric
F2 | Residential | Heat Pump | Multifamily - Gas | New | Cooling | Electric
F3 | Residential | Heat Pump | Multifamily - Gas | New | Cooling | Electric
F4 | Residential | Heat Pump | Multifamily - Gas | New | Cooling | Electric
F1 | Residential | Heat Pump | Multifamily - Gas | New | Space Heating | Electric
F2 | Residential | Heat Pump | Multifamily - Gas | New | Space Heating | Electric
F3 | Residential | Heat Pump | Multifamily - Gas | New | Space Heating | Electric
F4 | Residential | Heat Pump | Multifamily - Gas | New | Space Heating | Electric
F1 | Residential | All | Multifamily - LI - Gas | Existing | Cooling | Electric
F2 | Residential | All | Multifamily - LI - Gas | Existing | Cooling | Electric
F3 | Residential | All | Multifamily - LI - Gas | Existing | Cooling | Electric
F4 | Residential | All | Multifamily - LI - Gas | Existing | Cooling | Electric
F1 | Residential | All | Multifamily - LI - Gas | Existing | Space Heating | Electric
F2 | Residential | All | Multifamily - LI - Gas | Existing | Space Heating | Electric
F3 | Residential | All | Multifamily - LI - Gas | Existing | Space Heating | Electric
F4 | Residential | All | Multifamily - LI - Gas | Existing | Space Heating | Electric
F1 | Residential | All | Multifamily - LI - Gas | Existing | Water Heating | Electric
F2 | Residential | All | Multifamily - LI - Gas | Existing | Water Heating | Electric
F3 | Residential | All | Multifamily - LI - Gas | Existing | Water Heating | Electric
F4 | Residential | All | Multifamily - LI - Gas | Existing | Water Heating | Electric
F1 | Residential | All | Multifamily - LI - Gas | Existing | Interior Lighting | Electric
F2 | Residential | All | Multifamily - LI - Gas | Existing | Interior Lighting | Electric
F3 | Residential | All | Multifamily - LI - Gas | Existing | Interior Lighting | Electric
F4 | Residential | All | Multifamily - LI - Gas | Existing | Interior Lighting | Electric
F1 | Residential | All | Multifamily - LI - Gas | Existing | Exterior Lighting | Electric
F2 | Residential | All | Multifamily - LI - Gas | Existing | Exterior Lighting | Electric
F3 | Residential | All | Multifamily - LI - Gas | Existing | Exterior Lighting | Electric
F4 | Residential | All | Multifamily - LI - Gas | Existing | Exterior Lighting | Electric
F1 | Residential | All | Multifamily - LI - Gas | Existing | Appliances | Electric
F2 | Residential | All | Multifamily - LI - Gas | Existing | Appliances | Electric
F3 | Residential | All | Multifamily - LI - Gas | Existing | Appliances | Electric
F4 | Residential | All | Multifamily - LI - Gas | Existing | Appliances | Electric
F1 | Residential | All | Multifamily - LI - Gas | Existing | Electronics | Electric
F2 | Residential | All | Multifamily - LI - Gas | Existing | Electronics | Electric
F3 | Residential | All | Multifamily - LI - Gas | Existing | Electronics | Electric
F4 | Residential | All | Multifamily - LI - Gas | Existing | Electronics | Electric
F1 | Residential | All | Multifamily - LI - Gas | Existing | Miscellaneous | Electric
F2 | Residential | All | Multifamily - LI - Gas | Existing | Miscellaneous | Electric
F3 | Residential | All | Multifamily - LI - Gas | Existing | Miscellaneous | Electric
F4 | Residential | All | Multifamily - LI - Gas | Existing | Miscellaneous | Electric
F1 | Residential | All | Multifamily - LI - Gas | Existing | Generation | Electric
F2 | Residential | All | Multifamily - LI - Gas | Existing | Generation | Electric
F3 | Residential | All | Multifamily - LI - Gas | Existing | Generation | Electric
F4 | Residential | All | Multifamily - LI - Gas | Existing | Generation | Electric
F1 | Residential | All | Multifamily - LI - Gas | Existing | Space Heating | Natural Gas
F2 | Residential | All | Multifamily - LI - Gas | Existing | Space Heating | Natural Gas
F3 | Residential | All | Multifamily - LI - Gas | Existing | Space Heating | Natural Gas
F4 | Residential | All | Multifamily - LI - Gas | Existing | Space Heating | Natural Gas
F1 | Residential | All | Multifamily - LI - Gas | Existing | Water Heating | Natural Gas
F2 | Residential | All | Multifamily - LI - Gas | Existing | Water Heating | Natural Gas
F3 | Residential | All | Multifamily - LI - Gas | Existing | Water Heating | Natural Gas
F4 | Residential | All | Multifamily - LI - Gas | Existing | Water Heating | Natural Gas
F1 | Residential | All | Multifamily - LI - Gas | Existing | Appliances | Natural Gas
F2 | Residential | All | Multifamily - LI - Gas | Existing | Appliances | Natural Gas
F3 | Residential | All | Multifamily - LI - Gas | Existing | Appliances | Natural Gas
F4 | Residential | All | Multifamily - LI - Gas | Existing | Appliances | Natural Gas
F1 | Residential | All | Multifamily - LI - Gas | Existing | Miscellaneous | Natural Gas
F2 | Residential | All | Multifamily - LI - Gas | Existing | Miscellaneous | Natural Gas
F3 | Residential | All | Multifamily - LI - Gas | Existing | Miscellaneous | Natural Gas
F4 | Residential | All | Multifamily - LI - Gas | Existing | Miscellaneous | Natural Gas
F1 | Residential | Market | Multifamily - LI - Gas | Existing | Cooling | Electric
F2 | Residential | Market | Multifamily - LI - Gas | Existing | Cooling | Electric
F3 | Residential | Market | Multifamily - LI - Gas | Existing | Cooling | Electric
F4 | Residential | Market | Multifamily - LI - Gas | Existing | Cooling | Electric
F1 | Residential | Market | Multifamily - LI - Gas | Existing | Space Heating | Electric
F2 | Residential | Market | Multifamily - LI - Gas | Existing | Space Heating | Electric
F3 | Residential | Market | Multifamily - LI - Gas | Existing | Space Heating | Electric
F4 | Residential | Market | Multifamily - LI - Gas | Existing | Space Heating | Electric
F1 | Residential | Market | Multifamily - LI - Gas | Existing | Water Heating | Electric
F2 | Residential | Market | Multifamily - LI - Gas | Existing | Water Heating | Electric
F3 | Residential | Market | Multifamily - LI - Gas | Existing | Water Heating | Electric
F4 | Residential | Market | Multifamily - LI - Gas | Existing | Water Heating | Electric
F1 | Residential | Market | Multifamily - LI - Gas | Existing | Interior Lighting | Electric
F2 | Residential | Market | Multifamily - LI - Gas | Existing | Interior Lighting | Electric
F3 | Residential | Market | Multifamily - LI - Gas | Existing | Interior Lighting | Electric
F4 | Residential | Market | Multifamily - LI - Gas | Existing | Interior Lighting | Electric
F1 | Residential | Market | Multifamily - LI - Gas | Existing | Exterior Lighting | Electric
F2 | Residential | Market | Multifamily - LI - Gas | Existing | Exterior Lighting | Electric
F3 | Residential | Market | Multifamily - LI - Gas | Existing | Exterior Lighting | Electric
F4 | Residential | Market | Multifamily - LI - Gas | Existing | Exterior Lighting | Electric
F1 | Residential | Market | Multifamily - LI - Gas | Existing | Appliances | Electric
F2 | Residential | Market | Multifamily - LI - Gas | Existing | Appliances | Electric
F3 | Residential | Market | Multifamily - LI - Gas | Existing | Appliances | Electric
F4 | Residential | Market | Multifamily - LI - Gas | Existing | Appliances | Electric
F1 | Residential | Market | Multifamily - LI - Gas | Existing | Electronics | Electric
F2 | Residential | Market | Multifamily - LI - Gas | Existing | Electronics | Electric
F3 | Residential | Market | Multifamily - LI - Gas | Existing | Electronics | Electric
F4 | Residential | Market | Multifamily - LI - Gas | Existing | Electronics | Electric
F1 | Residential | Market | Multifamily - LI - Gas | Existing | Miscellaneous | Electric
F2 | Residential | Market | Multifamily - LI - Gas | Existing | Miscellaneous | Electric
F3 | Residential | Market | Multifamily - LI - Gas | Existing | Miscellaneous | Electric
F4 | Residential | Market | Multifamily - LI - Gas | Existing | Miscellaneous | Electric
F1 | Residential | Market | Multifamily - LI - Gas | Existing | Generation | Electric
F2 | Residential | Market | Multifamily - LI - Gas | Existing | Generation | Electric
F3 | Residential | Market | Multifamily - LI - Gas | Existing | Generation | Electric
F4 | Residential | Market | Multifamily - LI - Gas | Existing | Generation | Electric
F1 | Residential | Market | Multifamily - LI - Gas | Existing | Space Heating | Natural Gas
F2 | Residential | Market | Multifamily - LI - Gas | Existing | Space Heating | Natural Gas
F3 | Residential | Market | Multifamily - LI - Gas | Existing | Space Heating | Natural Gas
F4 | Residential | Market | Multifamily - LI - Gas | Existing | Space Heating | Natural Gas
F1 | Residential | Market | Multifamily - LI - Gas | Existing | Water Heating | Natural Gas
F2 | Residential | Market | Multifamily - LI - Gas | Existing | Water Heating | Natural Gas
F3 | Residential | Market | Multifamily - LI - Gas | Existing | Water Heating | Natural Gas
F4 | Residential | Market | Multifamily - LI - Gas | Existing | Water Heating | Natural Gas
F1 | Residential | Market | Multifamily - LI - Gas | Existing | Appliances | Natural Gas
F2 | Residential | Market | Multifamily - LI - Gas | Existing | Appliances | Natural Gas
F3 | Residential | Market | Multifamily - LI - Gas | Existing | Appliances | Natural Gas
F4 | Residential | Market | Multifamily - LI - Gas | Existing | Appliances | Natural Gas
F1 | Residential | Market | Multifamily - LI - Gas | Existing | Miscellaneous | Natural Gas
F2 | Residential | Market | Multifamily - LI - Gas | Existing | Miscellaneous | Natural Gas
F3 | Residential | Market | Multifamily - LI - Gas | Existing | Miscellaneous | Natural Gas
F4 | Residential | Market | Multifamily - LI - Gas | Existing | Miscellaneous | Natural Gas
F1 | Residential | Central System | Multifamily - LI - Gas | Existing | Cooling | Electric
F2 | Residential | Central System | Multifamily - LI - Gas | Existing | Cooling | Electric
F3 | Residential | Central System | Multifamily - LI - Gas | Existing | Cooling | Electric
F4 | Residential | Central System | Multifamily - LI - Gas | Existing | Cooling | Electric
F1 | Residential | Central System | Multifamily - LI - Gas | Existing | Space Heating | Electric
F2 | Residential | Central System | Multifamily - LI - Gas | Existing | Space Heating | Electric
F3 | Residential | Central System | Multifamily - LI - Gas | Existing | Space Heating | Electric
F4 | Residential | Central System | Multifamily - LI - Gas | Existing | Space Heating | Electric
F1 | Residential | Central System | Multifamily - LI - Gas | Existing | Space Heating | Natural Gas
F2 | Residential | Central System | Multifamily - LI - Gas | Existing | Space Heating | Natural Gas
F3 | Residential | Central System | Multifamily - LI - Gas | Existing | Space Heating | Natural Gas
F4 | Residential | Central System | Multifamily - LI - Gas | Existing | Space Heating | Natural Gas
F1 | Residential | Resistance | Multifamily - LI - Gas | Existing | Cooling | Electric
F2 | Residential | Resistance | Multifamily - LI - Gas | Existing | Cooling | Electric
F3 | Residential | Resistance | Multifamily - LI - Gas | Existing | Cooling | Electric
F4 | Residential | Resistance | Multifamily - LI - Gas | Existing | Cooling | Electric
F1 | Residential | Resistance | Multifamily - LI - Gas | Existing | Space Heating | Electric
F2 | Residential | Resistance | Multifamily - LI - Gas | Existing | Space Heating | Electric
F3 | Residential | Resistance | Multifamily - LI - Gas | Existing | Space Heating | Electric
F4 | Residential | Resistance | Multifamily - LI - Gas | Existing | Space Heating | Electric
F1 | Residential | Heat Pump | Multifamily - LI - Gas | Existing | Cooling | Electric
F2 | Residential | Heat Pump | Multifamily - LI - Gas | Existing | Cooling | Electric
F3 | Residential | Heat Pump | Multifamily - LI - Gas | Existing | Cooling | Electric
F4 | Residential | Heat Pump | Multifamily - LI - Gas | Existing | Cooling | Electric
F1 | Residential | Heat Pump | Multifamily - LI - Gas | Existing | Space Heating | Electric
F2 | Residential | Heat Pump | Multifamily - LI - Gas | Existing | Space Heating | Electric
F3 | Residential | Heat Pump | Multifamily - LI - Gas | Existing | Space Heating | Electric
F4 | Residential | Heat Pump | Multifamily - LI - Gas | Existing | Space Heating | Electric
F1 | Residential | All | Multifamily - LI - Gas | New | Cooling | Electric
F2 | Residential | All | Multifamily - LI - Gas | New | Cooling | Electric
F3 | Residential | All | Multifamily - LI - Gas | New | Cooling | Electric
F4 | Residential | All | Multifamily - LI - Gas | New | Cooling | Electric
F1 | Residential | All | Multifamily - LI - Gas | New | Space Heating | Electric
F2 | Residential | All | Multifamily - LI - Gas | New | Space Heating | Electric
F3 | Residential | All | Multifamily - LI - Gas | New | Space Heating | Electric
F4 | Residential | All | Multifamily - LI - Gas | New | Space Heating | Electric
F1 | Residential | All | Multifamily - LI - Gas | New | Water Heating | Electric
F2 | Residential | All | Multifamily - LI - Gas | New | Water Heating | Electric
F3 | Residential | All | Multifamily - LI - Gas | New | Water Heating | Electric
F4 | Residential | All | Multifamily - LI - Gas | New | Water Heating | Electric
F1 | Residential | All | Multifamily - LI - Gas | New | Interior Lighting | Electric
F2 | Residential | All | Multifamily - LI - Gas | New | Interior Lighting | Electric
F3 | Residential | All | Multifamily - LI - Gas | New | Interior Lighting | Electric
F4 | Residential | All | Multifamily - LI - Gas | New | Interior Lighting | Electric
F1 | Residential | All | Multifamily - LI - Gas | New | Exterior Lighting | Electric
F2 | Residential | All | Multifamily - LI - Gas | New | Exterior Lighting | Electric
F3 | Residential | All | Multifamily - LI - Gas | New | Exterior Lighting | Electric
F4 | Residential | All | Multifamily - LI - Gas | New | Exterior Lighting | Electric
F1 | Residential | All | Multifamily - LI - Gas | New | Appliances | Electric
F2 | Residential | All | Multifamily - LI - Gas | New | Appliances | Electric
F3 | Residential | All | Multifamily - LI - Gas | New | Appliances | Electric
F4 | Residential | All | Multifamily - LI - Gas | New | Appliances | Electric
F1 | Residential | All | Multifamily - LI - Gas | New | Electronics | Electric
F2 | Residential | All | Multifamily - LI - Gas | New | Electronics | Electric
F3 | Residential | All | Multifamily - LI - Gas | New | Electronics | Electric
F4 | Residential | All | Multifamily - LI - Gas | New | Electronics | Electric
F1 | Residential | All | Multifamily - LI - Gas | New | Miscellaneous | Electric
F2 | Residential | All | Multifamily - LI - Gas | New | Miscellaneous | Electric
F3 | Residential | All | Multifamily - LI - Gas | New | Miscellaneous | Electric
F4 | Residential | All | Multifamily - LI - Gas | New | Miscellaneous | Electric
F1 | Residential | All | Multifamily - LI - Gas | New | Generation | Electric
F2 | Residential | All | Multifamily - LI - Gas | New | Generation | Electric
F3 | Residential | All | Multifamily - LI - Gas | New | Generation | Electric
F4 | Residential | All | Multifamily - LI - Gas | New | Generation | Electric
F1 | Residential | All | Multifamily - LI - Gas | New | Space Heating | Natural Gas
F2 | Residential | All | Multifamily - LI - Gas | New | Space Heating | Natural Gas
F3 | Residential | All | Multifamily - LI - Gas | New | Space Heating | Natural Gas
F4 | Residential | All | Multifamily - LI - Gas | New | Space Heating | Natural Gas
F1 | Residential | All | Multifamily - LI - Gas | New | Water Heating | Natural Gas
F2 | Residential | All | Multifamily - LI - Gas | New | Water Heating | Natural Gas
F3 | Residential | All | Multifamily - LI - Gas | New | Water Heating | Natural Gas
F4 | Residential | All | Multifamily - LI - Gas | New | Water Heating | Natural Gas
F1 | Residential | All | Multifamily - LI - Gas | New | Appliances | Natural Gas
F2 | Residential | All | Multifamily - LI - Gas | New | Appliances | Natural Gas
F3 | Residential | All | Multifamily - LI - Gas | New | Appliances | Natural Gas
F4 | Residential | All | Multifamily - LI - Gas | New | Appliances | Natural Gas
F1 | Residential | All | Multifamily - LI - Gas | New | Miscellaneous | Natural Gas
F2 | Residential | All | Multifamily - LI - Gas | New | Miscellaneous | Natural Gas
F3 | Residential | All | Multifamily - LI - Gas | New | Miscellaneous | Natural Gas
F4 | Residential | All | Multifamily - LI - Gas | New | Miscellaneous | Natural Gas
F1 | Residential | Market | Multifamily - LI - Gas | New | Cooling | Electric
F2 | Residential | Market | Multifamily - LI - Gas | New | Cooling | Electric
F3 | Residential | Market | Multifamily - LI - Gas | New | Cooling | Electric
F4 | Residential | Market | Multifamily - LI - Gas | New | Cooling | Electric
F1 | Residential | Market | Multifamily - LI - Gas | New | Space Heating | Electric
F2 | Residential | Market | Multifamily - LI - Gas | New | Space Heating | Electric
F3 | Residential | Market | Multifamily - LI - Gas | New | Space Heating | Electric
F4 | Residential | Market | Multifamily - LI - Gas | New | Space Heating | Electric
F1 | Residential | Market | Multifamily - LI - Gas | New | Water Heating | Electric
F2 | Residential | Market | Multifamily - LI - Gas | New | Water Heating | Electric
F3 | Residential | Market | Multifamily - LI - Gas | New | Water Heating | Electric
F4 | Residential | Market | Multifamily - LI - Gas | New | Water Heating | Electric
F1 | Residential | Market | Multifamily - LI - Gas | New | Interior Lighting | Electric
F2 | Residential | Market | Multifamily - LI - Gas | New | Interior Lighting | Electric
F3 | Residential | Market | Multifamily - LI - Gas | New | Interior Lighting | Electric
F4 | Residential | Market | Multifamily - LI - Gas | New | Interior Lighting | Electric
F1 | Residential | Market | Multifamily - LI - Gas | New | Exterior Lighting | Electric
F2 | Residential | Market | Multifamily - LI - Gas | New | Exterior Lighting | Electric
F3 | Residential | Market | Multifamily - LI - Gas | New | Exterior Lighting | Electric
F4 | Residential | Market | Multifamily - LI - Gas | New | Exterior Lighting | Electric
F1 | Residential | Market | Multifamily - LI - Gas | New | Appliances | Electric
F2 | Residential | Market | Multifamily - LI - Gas | New | Appliances | Electric
F3 | Residential | Market | Multifamily - LI - Gas | New | Appliances | Electric
F4 | Residential | Market | Multifamily - LI - Gas | New | Appliances | Electric
F1 | Residential | Market | Multifamily - LI - Gas | New | Electronics | Electric
F2 | Residential | Market | Multifamily - LI - Gas | New | Electronics | Electric
F3 | Residential | Market | Multifamily - LI - Gas | New | Electronics | Electric
F4 | Residential | Market | Multifamily - LI - Gas | New | Electronics | Electric
F1 | Residential | Market | Multifamily - LI - Gas | New | Miscellaneous | Electric
F2 | Residential | Market | Multifamily - LI - Gas | New | Miscellaneous | Electric
F3 | Residential | Market | Multifamily - LI - Gas | New | Miscellaneous | Electric
F4 | Residential | Market | Multifamily - LI - Gas | New | Miscellaneous | Electric
F1 | Residential | Market | Multifamily - LI - Gas | New | Generation | Electric
F2 | Residential | Market | Multifamily - LI - Gas | New | Generation | Electric
F3 | Residential | Market | Multifamily - LI - Gas | New | Generation | Electric
F4 | Residential | Market | Multifamily - LI - Gas | New | Generation | Electric
F1 | Residential | Market | Multifamily - LI - Gas | New | Space Heating | Natural Gas
F2 | Residential | Market | Multifamily - LI - Gas | New | Space Heating | Natural Gas
F3 | Residential | Market | Multifamily - LI - Gas | New | Space Heating | Natural Gas
F4 | Residential | Market | Multifamily - LI - Gas | New | Space Heating | Natural Gas
F1 | Residential | Market | Multifamily - LI - Gas | New | Water Heating | Natural Gas
F2 | Residential | Market | Multifamily - LI - Gas | New | Water Heating | Natural Gas
F3 | Residential | Market | Multifamily - LI - Gas | New | Water Heating | Natural Gas
F4 | Residential | Market | Multifamily - LI - Gas | New | Water Heating | Natural Gas
F1 | Residential | Market | Multifamily - LI - Gas | New | Appliances | Natural Gas
F2 | Residential | Market | Multifamily - LI - Gas | New | Appliances | Natural Gas
F3 | Residential | Market | Multifamily - LI - Gas | New | Appliances | Natural Gas
F4 | Residential | Market | Multifamily - LI - Gas | New | Appliances | Natural Gas
F1 | Residential | Market | Multifamily - LI - Gas | New | Miscellaneous | Natural Gas
F2 | Residential | Market | Multifamily - LI - Gas | New | Miscellaneous | Natural Gas
F3 | Residential | Market | Multifamily - LI - Gas | New | Miscellaneous | Natural Gas
F4 | Residential | Market | Multifamily - LI - Gas | New | Miscellaneous | Natural Gas
F1 | Residential | Central System | Multifamily - LI - Gas | New | Cooling | Electric
F2 | Residential | Central System | Multifamily - LI - Gas | New | Cooling | Electric
F3 | Residential | Central System | Multifamily - LI - Gas | New | Cooling | Electric
F4 | Residential | Central System | Multifamily - LI - Gas | New | Cooling | Electric
F1 | Residential | Central System | Multifamily - LI - Gas | New | Space Heating | Electric
F2 | Residential | Central System | Multifamily - LI - Gas | New | Space Heating | Electric
F3 | Residential | Central System | Multifamily - LI - Gas | New | Space Heating | Electric
F4 | Residential | Central System | Multifamily - LI - Gas | New | Space Heating | Electric
F1 | Residential | Central System | Multifamily - LI - Gas | New | Space Heating | Natural Gas
F2 | Residential | Central System | Multifamily - LI - Gas | New | Space Heating | Natural Gas
F3 | Residential | Central System | Multifamily - LI - Gas | New | Space Heating | Natural Gas
F4 | Residential | Central System | Multifamily - LI - Gas | New | Space Heating | Natural Gas
F1 | Residential | Resistance | Multifamily - LI - Gas | New | Cooling | Electric
F2 | Residential | Resistance | Multifamily - LI - Gas | New | Cooling | Electric
F3 | Residential | Resistance | Multifamily - LI - Gas | New | Cooling | Electric
F4 | Residential | Resistance | Multifamily - LI - Gas | New | Cooling | Electric
F1 | Residential | Resistance | Multifamily - LI - Gas | New | Space Heating | Electric
F2 | Residential | Resistance | Multifamily - LI - Gas | New | Space Heating | Electric
F3 | Residential | Resistance | Multifamily - LI - Gas | New | Space Heating | Electric
F4 | Residential | Resistance | Multifamily - LI - Gas | New | Space Heating | Electric
F1 | Residential | Heat Pump | Multifamily - LI - Gas | New | Cooling | Electric
F2 | Residential | Heat Pump | Multifamily - LI - Gas | New | Cooling | Electric
F3 | Residential | Heat Pump | Multifamily - LI - Gas | New | Cooling | Electric
F4 | Residential | Heat Pump | Multifamily - LI - Gas | New | Cooling | Electric
F1 | Residential | Heat Pump | Multifamily - LI - Gas | New | Space Heating | Electric
F2 | Residential | Heat Pump | Multifamily - LI - Gas | New | Space Heating | Electric
F3 | Residential | Heat Pump | Multifamily - LI - Gas | New | Space Heating | Electric
F4 | Residential | Heat Pump | Multifamily - LI - Gas | New | Space Heating | Electric
F1 | Residential | All | Single Family - Dual | Existing | Cooling | Electric
F2 | Residential | All | Single Family - Dual | Existing | Cooling | Electric
F3 | Residential | All | Single Family - Dual | Existing | Cooling | Electric
F4 | Residential | All | Single Family - Dual | Existing | Cooling | Electric
F1 | Residential | All | Single Family - Dual | Existing | Space Heating | Electric
F2 | Residential | All | Single Family - Dual | Existing | Space Heating | Electric
F3 | Residential | All | Single Family - Dual | Existing | Space Heating | Electric
F4 | Residential | All | Single Family - Dual | Existing | Space Heating | Electric
F1 | Residential | All | Single Family - Dual | Existing | Water Heating | Electric
F2 | Residential | All | Single Family - Dual | Existing | Water Heating | Electric
F3 | Residential | All | Single Family - Dual | Existing | Water Heating | Electric
F4 | Residential | All | Single Family - Dual | Existing | Water Heating | Electric
F1 | Residential | All | Single Family - Dual | Existing | Interior Lighting | Electric
F2 | Residential | All | Single Family - Dual | Existing | Interior Lighting | Electric
F3 | Residential | All | Single Family - Dual | Existing | Interior Lighting | Electric
F4 | Residential | All | Single Family - Dual | Existing | Interior Lighting | Electric
F1 | Residential | All | Single Family - Dual | Existing | Exterior Lighting | Electric
F2 | Residential | All | Single Family - Dual | Existing | Exterior Lighting | Electric
F3 | Residential | All | Single Family - Dual | Existing | Exterior Lighting | Electric
F4 | Residential | All | Single Family - Dual | Existing | Exterior Lighting | Electric
F1 | Residential | All | Single Family - Dual | Existing | Appliances | Electric
F2 | Residential | All | Single Family - Dual | Existing | Appliances | Electric
F3 | Residential | All | Single Family - Dual | Existing | Appliances | Electric
F4 | Residential | All | Single Family - Dual | Existing | Appliances | Electric
F1 | Residential | All | Single Family - Dual | Existing | Electronics | Electric
F2 | Residential | All | Single Family - Dual | Existing | Electronics | Electric
F3 | Residential | All | Single Family - Dual | Existing | Electronics | Electric
F4 | Residential | All | Single Family - Dual | Existing | Electronics | Electric
F1 | Residential | All | Single Family - Dual | Existing | Miscellaneous | Electric
F2 | Residential | All | Single Family - Dual | Existing | Miscellaneous | Electric
F3 | Residential | All | Single Family - Dual | Existing | Miscellaneous | Electric
F4 | Residential | All | Single Family - Dual | Existing | Miscellaneous | Electric
F1 | Residential | All | Single Family - Dual | Existing | Generation | Electric
F2 | Residential | All | Single Family - Dual | Existing | Generation | Electric
F3 | Residential | All | Single Family - Dual | Existing | Generation | Electric
F4 | Residential | All | Single Family - Dual | Existing | Generation | Electric
F1 | Residential | All | Single Family - Dual | Existing | Space Heating | Natural Gas
F2 | Residential | All | Single Family - Dual | Existing | Space Heating | Natural Gas
F3 | Residential | All | Single Family - Dual | Existing | Space Heating | Natural Gas
F4 | Residential | All | Single Family - Dual | Existing | Space Heating | Natural Gas
F1 | Residential | All | Single Family - Dual | Existing | Water Heating | Natural Gas
F2 | Residential | All | Single Family - Dual | Existing | Water Heating | Natural Gas
F3 | Residential | All | Single Family - Dual | Existing | Water Heating | Natural Gas
F4 | Residential | All | Single Family - Dual | Existing | Water Heating | Natural Gas
F1 | Residential | All | Single Family - Dual | Existing | Appliances | Natural Gas
F2 | Residential | All | Single Family - Dual | Existing | Appliances | Natural Gas
F3 | Residential | All | Single Family - Dual | Existing | Appliances | Natural Gas
F4 | Residential | All | Single Family - Dual | Existing | Appliances | Natural Gas
F1 | Residential | All | Single Family - Dual | Existing | Miscellaneous | Natural Gas
F2 | Residential | All | Single Family - Dual | Existing | Miscellaneous | Natural Gas
F3 | Residential | All | Single Family - Dual | Existing | Miscellaneous | Natural Gas
F4 | Residential | All | Single Family - Dual | Existing | Miscellaneous | Natural Gas
F1 | Residential | Market | Single Family - Dual | Existing | Cooling | Electric
F2 | Residential | Market | Single Family - Dual | Existing | Cooling | Electric
F3 | Residential | Market | Single Family - Dual | Existing | Cooling | Electric
F4 | Residential | Market | Single Family - Dual | Existing | Cooling | Electric
F1 | Residential | Market | Single Family - Dual | Existing | Space Heating | Electric
F2 | Residential | Market | Single Family - Dual | Existing | Space Heating | Electric
F3 | Residential | Market | Single Family - Dual | Existing | Space Heating | Electric
F4 | Residential | Market | Single Family - Dual | Existing | Space Heating | Electric
F1 | Residential | Market | Single Family - Dual | Existing | Water Heating | Electric
F2 | Residential | Market | Single Family - Dual | Existing | Water Heating | Electric
F3 | Residential | Market | Single Family - Dual | Existing | Water Heating | Electric
F4 | Residential | Market | Single Family - Dual | Existing | Water Heating | Electric
F1 | Residential | Market | Single Family - Dual | Existing | Interior Lighting | Electric
F2 | Residential | Market | Single Family - Dual | Existing | Interior Lighting | Electric
F3 | Residential | Market | Single Family - Dual | Existing | Interior Lighting | Electric
F4 | Residential | Market | Single Family - Dual | Existing | Interior Lighting | Electric
F1 | Residential | Market | Single Family - Dual | Existing | Exterior Lighting | Electric
F2 | Residential | Market | Single Family - Dual | Existing | Exterior Lighting | Electric
F3 | Residential | Market | Single Family - Dual | Existing | Exterior Lighting | Electric
F4 | Residential | Market | Single Family - Dual | Existing | Exterior Lighting | Electric
F1 | Residential | Market | Single Family - Dual | Existing | Appliances | Electric
F2 | Residential | Market | Single Family - Dual | Existing | Appliances | Electric
F3 | Residential | Market | Single Family - Dual | Existing | Appliances | Electric
F4 | Residential | Market | Single Family - Dual | Existing | Appliances | Electric
F1 | Residential | Market | Single Family - Dual | Existing | Electronics | Electric
F2 | Residential | Market | Single Family - Dual | Existing | Electronics | Electric
F3 | Residential | Market | Single Family - Dual | Existing | Electronics | Electric
F4 | Residential | Market | Single Family - Dual | Existing | Electronics | Electric
F1 | Residential | Market | Single Family - Dual | Existing | Miscellaneous | Electric
F2 | Residential | Market | Single Family - Dual | Existing | Miscellaneous | Electric
F3 | Residential | Market | Single Family - Dual | Existing | Miscellaneous | Electric
F4 | Residential | Market | Single Family - Dual | Existing | Miscellaneous | Electric
F1 | Residential | Market | Single Family - Dual | Existing | Generation | Electric
F2 | Residential | Market | Single Family - Dual | Existing | Generation | Electric
F3 | Residential | Market | Single Family - Dual | Existing | Generation | Electric
F4 | Residential | Market | Single Family - Dual | Existing | Generation | Electric
F1 | Residential | Market | Single Family - Dual | Existing | Space Heating | Natural Gas
F2 | Residential | Market | Single Family - Dual | Existing | Space Heating | Natural Gas
F3 | Residential | Market | Single Family - Dual | Existing | Space Heating | Natural Gas
F4 | Residential | Market | Single Family - Dual | Existing | Space Heating | Natural Gas
F1 | Residential | Market | Single Family - Dual | Existing | Water Heating | Natural Gas
F2 | Residential | Market | Single Family - Dual | Existing | Water Heating | Natural Gas
F3 | Residential | Market | Single Family - Dual | Existing | Water Heating | Natural Gas
F4 | Residential | Market | Single Family - Dual | Existing | Water Heating | Natural Gas
F1 | Residential | Market | Single Family - Dual | Existing | Appliances | Natural Gas
F2 | Residential | Market | Single Family - Dual | Existing | Appliances | Natural Gas
F3 | Residential | Market | Single Family - Dual | Existing | Appliances | Natural Gas
F4 | Residential | Market | Single Family - Dual | Existing | Appliances | Natural Gas
F1 | Residential | Market | Single Family - Dual | Existing | Miscellaneous | Natural Gas
F2 | Residential | Market | Single Family - Dual | Existing | Miscellaneous | Natural Gas
F3 | Residential | Market | Single Family - Dual | Existing | Miscellaneous | Natural Gas
F4 | Residential | Market | Single Family - Dual | Existing | Miscellaneous | Natural Gas
F1 | Residential | Central System | Single Family - Dual | Existing | Cooling | Electric
F2 | Residential | Central System | Single Family - Dual | Existing | Cooling | Electric
F3 | Residential | Central System | Single Family - Dual | Existing | Cooling | Electric
F4 | Residential | Central System | Single Family - Dual | Existing | Cooling | Electric
F1 | Residential | Central System | Single Family - Dual | Existing | Space Heating | Electric
F2 | Residential | Central System | Single Family - Dual | Existing | Space Heating | Electric
F3 | Residential | Central System | Single Family - Dual | Existing | Space Heating | Electric
F4 | Residential | Central System | Single Family - Dual | Existing | Space Heating | Electric
F1 | Residential | Central System | Single Family - Dual | Existing | Space Heating | Natural Gas
F2 | Residential | Central System | Single Family - Dual | Existing | Space Heating | Natural Gas
F3 | Residential | Central System | Single Family - Dual | Existing | Space Heating | Natural Gas
F4 | Residential | Central System | Single Family - Dual | Existing | Space Heating | Natural Gas
F1 | Residential | Resistance | Single Family - Dual | Existing | Cooling | Electric
F2 | Residential | Resistance | Single Family - Dual | Existing | Cooling | Electric
F3 | Residential | Resistance | Single Family - Dual | Existing | Cooling | Electric
F4 | Residential | Resistance | Single Family - Dual | Existing | Cooling | Electric
F1 | Residential | Resistance | Single Family - Dual | Existing | Space Heating | Electric
F2 | Residential | Resistance | Single Family - Dual | Existing | Space Heating | Electric
F3 | Residential | Resistance | Single Family - Dual | Existing | Space Heating | Electric
F4 | Residential | Resistance | Single Family - Dual | Existing | Space Heating | Electric
F1 | Residential | Heat Pump | Single Family - Dual | Existing | Cooling | Electric
F2 | Residential | Heat Pump | Single Family - Dual | Existing | Cooling | Electric
F3 | Residential | Heat Pump | Single Family - Dual | Existing | Cooling | Electric
F4 | Residential | Heat Pump | Single Family - Dual | Existing | Cooling | Electric
F1 | Residential | Heat Pump | Single Family - Dual | Existing | Space Heating | Electric
F2 | Residential | Heat Pump | Single Family - Dual | Existing | Space Heating | Electric
F3 | Residential | Heat Pump | Single Family - Dual | Existing | Space Heating | Electric
F4 | Residential | Heat Pump | Single Family - Dual | Existing | Space Heating | Electric
F1 | Residential | All | Single Family - Dual | New | Cooling | Electric
F2 | Residential | All | Single Family - Dual | New | Cooling | Electric
F3 | Residential | All | Single Family - Dual | New | Cooling | Electric
F4 | Residential | All | Single Family - Dual | New | Cooling | Electric
F1 | Residential | All | Single Family - Dual | New | Space Heating | Electric
F2 | Residential | All | Single Family - Dual | New | Space Heating | Electric
F3 | Residential | All | Single Family - Dual | New | Space Heating | Electric
F4 | Residential | All | Single Family - Dual | New | Space Heating | Electric
F1 | Residential | All | Single Family - Dual | New | Water Heating | Electric
F2 | Residential | All | Single Family - Dual | New | Water Heating | Electric
F3 | Residential | All | Single Family - Dual | New | Water Heating | Electric
F4 | Residential | All | Single Family - Dual | New | Water Heating | Electric
F1 | Residential | All | Single Family - Dual | New | Interior Lighting | Electric
F2 | Residential | All | Single Family - Dual | New | Interior Lighting | Electric
F3 | Residential | All | Single Family - Dual | New | Interior Lighting | Electric
F4 | Residential | All | Single Family - Dual | New | Interior Lighting | Electric
F1 | Residential | All | Single Family - Dual | New | Exterior Lighting | Electric
F2 | Residential | All | Single Family - Dual | New | Exterior Lighting | Electric
F3 | Residential | All | Single Family - Dual | New | Exterior Lighting | Electric
F4 | Residential | All | Single Family - Dual | New | Exterior Lighting | Electric
F1 | Residential | All | Single Family - Dual | New | Appliances | Electric
F2 | Residential | All | Single Family - Dual | New | Appliances | Electric
F3 | Residential | All | Single Family - Dual | New | Appliances | Electric
F4 | Residential | All | Single Family - Dual | New | Appliances | Electric
F1 | Residential | All | Single Family - Dual | New | Electronics | Electric
F2 | Residential | All | Single Family - Dual | New | Electronics | Electric
F3 | Residential | All | Single Family - Dual | New | Electronics | Electric
F4 | Residential | All | Single Family - Dual | New | Electronics | Electric
F1 | Residential | All | Single Family - Dual | New | Miscellaneous | Electric
F2 | Residential | All | Single Family - Dual | New | Miscellaneous | Electric
F3 | Residential | All | Single Family - Dual | New | Miscellaneous | Electric
F4 | Residential | All | Single Family - Dual | New | Miscellaneous | Electric
F1 | Residential | All | Single Family - Dual | New | Generation | Electric
F2 | Residential | All | Single Family - Dual | New | Generation | Electric
F3 | Residential | All | Single Family - Dual | New | Generation | Electric
F4 | Residential | All | Single Family - Dual | New | Generation | Electric
F1 | Residential | All | Single Family - Dual | New | Space Heating | Natural Gas
F2 | Residential | All | Single Family - Dual | New | Space Heating | Natural Gas
F3 | Residential | All | Single Family - Dual | New | Space Heating | Natural Gas
F4 | Residential | All | Single Family - Dual | New | Space Heating | Natural Gas
F1 | Residential | All | Single Family - Dual | New | Water Heating | Natural Gas
F2 | Residential | All | Single Family - Dual | New | Water Heating | Natural Gas
F3 | Residential | All | Single Family - Dual | New | Water Heating | Natural Gas
F4 | Residential | All | Single Family - Dual | New | Water Heating | Natural Gas
F1 | Residential | All | Single Family - Dual | New | Appliances | Natural Gas
F2 | Residential | All | Single Family - Dual | New | Appliances | Natural Gas
F3 | Residential | All | Single Family - Dual | New | Appliances | Natural Gas
F4 | Residential | All | Single Family - Dual | New | Appliances | Natural Gas
F1 | Residential | All | Single Family - Dual | New | Miscellaneous | Natural Gas
F2 | Residential | All | Single Family - Dual | New | Miscellaneous | Natural Gas
F3 | Residential | All | Single Family - Dual | New | Miscellaneous | Natural Gas
F4 | Residential | All | Single Family - Dual | New | Miscellaneous | Natural Gas
F1 | Residential | Market | Single Family - Dual | New | Cooling | Electric
F2 | Residential | Market | Single Family - Dual | New | Cooling | Electric
F3 | Residential | Market | Single Family - Dual | New | Cooling | Electric
F4 | Residential | Market | Single Family - Dual | New | Cooling | Electric
F1 | Residential | Market | Single Family - Dual | New | Space Heating | Electric
F2 | Residential | Market | Single Family - Dual | New | Space Heating | Electric
F3 | Residential | Market | Single Family - Dual | New | Space Heating | Electric
F4 | Residential | Market | Single Family - Dual | New | Space Heating | Electric
F1 | Residential | Market | Single Family - Dual | New | Water Heating | Electric
F2 | Residential | Market | Single Family - Dual | New | Water Heating | Electric
F3 | Residential | Market | Single Family - Dual | New | Water Heating | Electric
F4 | Residential | Market | Single Family - Dual | New | Water Heating | Electric
F1 | Residential | Market | Single Family - Dual | New | Interior Lighting | Electric
F2 | Residential | Market | Single Family - Dual | New | Interior Lighting | Electric
F3 | Residential | Market | Single Family - Dual | New | Interior Lighting | Electric
F4 | Residential | Market | Single Family - Dual | New | Interior Lighting | Electric
F1 | Residential | Market | Single Family - Dual | New | Exterior Lighting | Electric
F2 | Residential | Market | Single Family - Dual | New | Exterior Lighting | Electric
F3 | Residential | Market | Single Family - Dual | New | Exterior Lighting | Electric
F4 | Residential | Market | Single Family - Dual | New | Exterior Lighting | Electric
F1 | Residential | Market | Single Family - Dual | New | Appliances | Electric
F2 | Residential | Market | Single Family - Dual | New | Appliances | Electric
F3 | Residential | Market | Single Family - Dual | New | Appliances | Electric
F4 | Residential | Market | Single Family - Dual | New | Appliances | Electric
F1 | Residential | Market | Single Family - Dual | New | Electronics | Electric
F2 | Residential | Market | Single Family - Dual | New | Electronics | Electric
F3 | Residential | Market | Single Family - Dual | New | Electronics | Electric
F4 | Residential | Market | Single Family - Dual | New | Electronics | Electric
F1 | Residential | Market | Single Family - Dual | New | Miscellaneous | Electric
F2 | Residential | Market | Single Family - Dual | New | Miscellaneous | Electric
F3 | Residential | Market | Single Family - Dual | New | Miscellaneous | Electric
F4 | Residential | Market | Single Family - Dual | New | Miscellaneous | Electric
F1 | Residential | Market | Single Family - Dual | New | Generation | Electric
F2 | Residential | Market | Single Family - Dual | New | Generation | Electric
F3 | Residential | Market | Single Family - Dual | New | Generation | Electric
F4 | Residential | Market | Single Family - Dual | New | Generation | Electric
F1 | Residential | Market | Single Family - Dual | New | Space Heating | Natural Gas
F2 | Residential | Market | Single Family - Dual | New | Space Heating | Natural Gas
F3 | Residential | Market | Single Family - Dual | New | Space Heating | Natural Gas
F4 | Residential | Market | Single Family - Dual | New | Space Heating | Natural Gas
F1 | Residential | Market | Single Family - Dual | New | Water Heating | Natural Gas
F2 | Residential | Market | Single Family - Dual | New | Water Heating | Natural Gas
F3 | Residential | Market | Single Family - Dual | New | Water Heating | Natural Gas
F4 | Residential | Market | Single Family - Dual | New | Water Heating | Natural Gas
F1 | Residential | Market | Single Family - Dual | New | Appliances | Natural Gas
F2 | Residential | Market | Single Family - Dual | New | Appliances | Natural Gas
F3 | Residential | Market | Single Family - Dual | New | Appliances | Natural Gas
F4 | Residential | Market | Single Family - Dual | New | Appliances | Natural Gas
F1 | Residential | Market | Single Family - Dual | New | Miscellaneous | Natural Gas
F2 | Residential | Market | Single Family - Dual | New | Miscellaneous | Natural Gas
F3 | Residential | Market | Single Family - Dual | New | Miscellaneous | Natural Gas
F4 | Residential | Market | Single Family - Dual | New | Miscellaneous | Natural Gas
F1 | Residential | Central System | Single Family - Dual | New | Cooling | Electric
F2 | Residential | Central System | Single Family - Dual | New | Cooling | Electric
F3 | Residential | Central System | Single Family - Dual | New | Cooling | Electric
F4 | Residential | Central System | Single Family - Dual | New | Cooling | Electric
F1 | Residential | Central System | Single Family - Dual | New | Space Heating | Electric
F2 | Residential | Central System | Single Family - Dual | New | Space Heating | Electric
F3 | Residential | Central System | Single Family - Dual | New | Space Heating | Electric
F4 | Residential | Central System | Single Family - Dual | New | Space Heating | Electric
F1 | Residential | Central System | Single Family - Dual | New | Space Heating | Natural Gas
F2 | Residential | Central System | Single Family - Dual | New | Space Heating | Natural Gas
F3 | Residential | Central System | Single Family - Dual | New | Space Heating | Natural Gas
F4 | Residential | Central System | Single Family - Dual | New | Space Heating | Natural Gas
F1 | Residential | Resistance | Single Family - Dual | New | Cooling | Electric
F2 | Residential | Resistance | Single Family - Dual | New | Cooling | Electric
F3 | Residential | Resistance | Single Family - Dual | New | Cooling | Electric
F4 | Residential | Resistance | Single Family - Dual | New | Cooling | Electric
F1 | Residential | Resistance | Single Family - Dual | New | Space Heating | Electric
F2 | Residential | Resistance | Single Family - Dual | New | Space Heating | Electric
F3 | Residential | Resistance | Single Family - Dual | New | Space Heating | Electric
F4 | Residential | Resistance | Single Family - Dual | New | Space Heating | Electric
F1 | Residential | Heat Pump | Single Family - Dual | New | Cooling | Electric
F2 | Residential | Heat Pump | Single Family - Dual | New | Cooling | Electric
F3 | Residential | Heat Pump | Single Family - Dual | New | Cooling | Electric
F4 | Residential | Heat Pump | Single Family - Dual | New | Cooling | Electric
F1 | Residential | Heat Pump | Single Family - Dual | New | Space Heating | Electric
F2 | Residential | Heat Pump | Single Family - Dual | New | Space Heating | Electric
F3 | Residential | Heat Pump | Single Family - Dual | New | Space Heating | Electric
F4 | Residential | Heat Pump | Single Family - Dual | New | Space Heating | Electric
F1 | Residential | All | Single Family - LI - Dual | Existing | Cooling | Electric
F2 | Residential | All | Single Family - LI - Dual | Existing | Cooling | Electric
F3 | Residential | All | Single Family - LI - Dual | Existing | Cooling | Electric
F4 | Residential | All | Single Family - LI - Dual | Existing | Cooling | Electric
F1 | Residential | All | Single Family - LI - Dual | Existing | Space Heating | Electric
F2 | Residential | All | Single Family - LI - Dual | Existing | Space Heating | Electric
F3 | Residential | All | Single Family - LI - Dual | Existing | Space Heating | Electric
F4 | Residential | All | Single Family - LI - Dual | Existing | Space Heating | Electric
F1 | Residential | All | Single Family - LI - Dual | Existing | Water Heating | Electric
F2 | Residential | All | Single Family - LI - Dual | Existing | Water Heating | Electric
F3 | Residential | All | Single Family - LI - Dual | Existing | Water Heating | Electric
F4 | Residential | All | Single Family - LI - Dual | Existing | Water Heating | Electric
F1 | Residential | All | Single Family - LI - Dual | Existing | Interior Lighting | Electric
F2 | Residential | All | Single Family - LI - Dual | Existing | Interior Lighting | Electric
F3 | Residential | All | Single Family - LI - Dual | Existing | Interior Lighting | Electric
F4 | Residential | All | Single Family - LI - Dual | Existing | Interior Lighting | Electric
F1 | Residential | All | Single Family - LI - Dual | Existing | Exterior Lighting | Electric
F2 | Residential | All | Single Family - LI - Dual | Existing | Exterior Lighting | Electric
F3 | Residential | All | Single Family - LI - Dual | Existing | Exterior Lighting | Electric
F4 | Residential | All | Single Family - LI - Dual | Existing | Exterior Lighting | Electric
F1 | Residential | All | Single Family - LI - Dual | Existing | Appliances | Electric
F2 | Residential | All | Single Family - LI - Dual | Existing | Appliances | Electric
F3 | Residential | All | Single Family - LI - Dual | Existing | Appliances | Electric
F4 | Residential | All | Single Family - LI - Dual | Existing | Appliances | Electric
F1 | Residential | All | Single Family - LI - Dual | Existing | Electronics | Electric
F2 | Residential | All | Single Family - LI - Dual | Existing | Electronics | Electric
F3 | Residential | All | Single Family - LI - Dual | Existing | Electronics | Electric
F4 | Residential | All | Single Family - LI - Dual | Existing | Electronics | Electric
F1 | Residential | All | Single Family - LI - Dual | Existing | Miscellaneous | Electric
F2 | Residential | All | Single Family - LI - Dual | Existing | Miscellaneous | Electric
F3 | Residential | All | Single Family - LI - Dual | Existing | Miscellaneous | Electric
F4 | Residential | All | Single Family - LI - Dual | Existing | Miscellaneous | Electric
F1 | Residential | All | Single Family - LI - Dual | Existing | Generation | Electric
F2 | Residential | All | Single Family - LI - Dual | Existing | Generation | Electric
F3 | Residential | All | Single Family - LI - Dual | Existing | Generation | Electric
F4 | Residential | All | Single Family - LI - Dual | Existing | Generation | Electric
F1 | Residential | All | Single Family - LI - Dual | Existing | Space Heating | Natural Gas
F2 | Residential | All | Single Family - LI - Dual | Existing | Space Heating | Natural Gas
F3 | Residential | All | Single Family - LI - Dual | Existing | Space Heating | Natural Gas
F4 | Residential | All | Single Family - LI - Dual | Existing | Space Heating | Natural Gas
F1 | Residential | All | Single Family - LI - Dual | Existing | Water Heating | Natural Gas
F2 | Residential | All | Single Family - LI - Dual | Existing | Water Heating | Natural Gas
F3 | Residential | All | Single Family - LI - Dual | Existing | Water Heating | Natural Gas
F4 | Residential | All | Single Family - LI - Dual | Existing | Water Heating | Natural Gas
F1 | Residential | All | Single Family - LI - Dual | Existing | Appliances | Natural Gas
F2 | Residential | All | Single Family - LI - Dual | Existing | Appliances | Natural Gas
F3 | Residential | All | Single Family - LI - Dual | Existing | Appliances | Natural Gas
F4 | Residential | All | Single Family - LI - Dual | Existing | Appliances | Natural Gas
F1 | Residential | All | Single Family - LI - Dual | Existing | Miscellaneous | Natural Gas
F2 | Residential | All | Single Family - LI - Dual | Existing | Miscellaneous | Natural Gas
F3 | Residential | All | Single Family - LI - Dual | Existing | Miscellaneous | Natural Gas
F4 | Residential | All | Single Family - LI - Dual | Existing | Miscellaneous | Natural Gas
F1 | Residential | Market | Single Family - LI - Dual | Existing | Cooling | Electric
F2 | Residential | Market | Single Family - LI - Dual | Existing | Cooling | Electric
F3 | Residential | Market | Single Family - LI - Dual | Existing | Cooling | Electric
F4 | Residential | Market | Single Family - LI - Dual | Existing | Cooling | Electric
F1 | Residential | Market | Single Family - LI - Dual | Existing | Space Heating | Electric
F2 | Residential | Market | Single Family - LI - Dual | Existing | Space Heating | Electric
F3 | Residential | Market | Single Family - LI - Dual | Existing | Space Heating | Electric
F4 | Residential | Market | Single Family - LI - Dual | Existing | Space Heating | Electric
F1 | Residential | Market | Single Family - LI - Dual | Existing | Water Heating | Electric
F2 | Residential | Market | Single Family - LI - Dual | Existing | Water Heating | Electric
F3 | Residential | Market | Single Family - LI - Dual | Existing | Water Heating | Electric
F4 | Residential | Market | Single Family - LI - Dual | Existing | Water Heating | Electric
F1 | Residential | Market | Single Family - LI - Dual | Existing | Interior Lighting | Electric
F2 | Residential | Market | Single Family - LI - Dual | Existing | Interior Lighting | Electric
F3 | Residential | Market | Single Family - LI - Dual | Existing | Interior Lighting | Electric
F4 | Residential | Market | Single Family - LI - Dual | Existing | Interior Lighting | Electric
F1 | Residential | Market | Single Family - LI - Dual | Existing | Exterior Lighting | Electric
F2 | Residential | Market | Single Family - LI - Dual | Existing | Exterior Lighting | Electric
F3 | Residential | Market | Single Family - LI - Dual | Existing | Exterior Lighting | Electric
F4 | Residential | Market | Single Family - LI - Dual | Existing | Exterior Lighting | Electric
F1 | Residential | Market | Single Family - LI - Dual | Existing | Appliances | Electric
F2 | Residential | Market | Single Family - LI - Dual | Existing | Appliances | Electric
F3 | Residential | Market | Single Family - LI - Dual | Existing | Appliances | Electric
F4 | Residential | Market | Single Family - LI - Dual | Existing | Appliances | Electric
F1 | Residential | Market | Single Family - LI - Dual | Existing | Electronics | Electric
F2 | Residential | Market | Single Family - LI - Dual | Existing | Electronics | Electric
F3 | Residential | Market | Single Family - LI - Dual | Existing | Electronics | Electric
F4 | Residential | Market | Single Family - LI - Dual | Existing | Electronics | Electric
F1 | Residential | Market | Single Family - LI - Dual | Existing | Miscellaneous | Electric
F2 | Residential | Market | Single Family - LI - Dual | Existing | Miscellaneous | Electric
F3 | Residential | Market | Single Family - LI - Dual | Existing | Miscellaneous | Electric
F4 | Residential | Market | Single Family - LI - Dual | Existing | Miscellaneous | Electric
F1 | Residential | Market | Single Family - LI - Dual | Existing | Generation | Electric
F2 | Residential | Market | Single Family - LI - Dual | Existing | Generation | Electric
F3 | Residential | Market | Single Family - LI - Dual | Existing | Generation | Electric
F4 | Residential | Market | Single Family - LI - Dual | Existing | Generation | Electric
F1 | Residential | Market | Single Family - LI - Dual | Existing | Space Heating | Natural Gas
F2 | Residential | Market | Single Family - LI - Dual | Existing | Space Heating | Natural Gas
F3 | Residential | Market | Single Family - LI - Dual | Existing | Space Heating | Natural Gas
F4 | Residential | Market | Single Family - LI - Dual | Existing | Space Heating | Natural Gas
F1 | Residential | Market | Single Family - LI - Dual | Existing | Water Heating | Natural Gas
F2 | Residential | Market | Single Family - LI - Dual | Existing | Water Heating | Natural Gas
F3 | Residential | Market | Single Family - LI - Dual | Existing | Water Heating | Natural Gas
F4 | Residential | Market | Single Family - LI - Dual | Existing | Water Heating | Natural Gas
F1 | Residential | Market | Single Family - LI - Dual | Existing | Appliances | Natural Gas
F2 | Residential | Market | Single Family - LI - Dual | Existing | Appliances | Natural Gas
F3 | Residential | Market | Single Family - LI - Dual | Existing | Appliances | Natural Gas
F4 | Residential | Market | Single Family - LI - Dual | Existing | Appliances | Natural Gas
F1 | Residential | Market | Single Family - LI - Dual | Existing | Miscellaneous | Natural Gas
F2 | Residential | Market | Single Family - LI - Dual | Existing | Miscellaneous | Natural Gas
F3 | Residential | Market | Single Family - LI - Dual | Existing | Miscellaneous | Natural Gas
F4 | Residential | Market | Single Family - LI - Dual | Existing | Miscellaneous | Natural Gas
F1 | Residential | Central System | Single Family - LI - Dual | Existing | Cooling | Electric
F2 | Residential | Central System | Single Family - LI - Dual | Existing | Cooling | Electric
F3 | Residential | Central System | Single Family - LI - Dual | Existing | Cooling | Electric
F4 | Residential | Central System | Single Family - LI - Dual | Existing | Cooling | Electric
F1 | Residential | Central System | Single Family - LI - Dual | Existing | Space Heating | Electric
F2 | Residential | Central System | Single Family - LI - Dual | Existing | Space Heating | Electric
F3 | Residential | Central System | Single Family - LI - Dual | Existing | Space Heating | Electric
F4 | Residential | Central System | Single Family - LI - Dual | Existing | Space Heating | Electric
F1 | Residential | Central System | Single Family - LI - Dual | Existing | Space Heating | Natural Gas
F2 | Residential | Central System | Single Family - LI - Dual | Existing | Space Heating | Natural Gas
F3 | Residential | Central System | Single Family - LI - Dual | Existing | Space Heating | Natural Gas
F4 | Residential | Central System | Single Family - LI - Dual | Existing | Space Heating | Natural Gas
F1 | Residential | Resistance | Single Family - LI - Dual | Existing | Cooling | Electric
F2 | Residential | Resistance | Single Family - LI - Dual | Existing | Cooling | Electric
F3 | Residential | Resistance | Single Family - LI - Dual | Existing | Cooling | Electric
F4 | Residential | Resistance | Single Family - LI - Dual | Existing | Cooling | Electric
F1 | Residential | Resistance | Single Family - LI - Dual | Existing | Space Heating | Electric
F2 | Residential | Resistance | Single Family - LI - Dual | Existing | Space Heating | Electric
F3 | Residential | Resistance | Single Family - LI - Dual | Existing | Space Heating | Electric
F4 | Residential | Resistance | Single Family - LI - Dual | Existing | Space Heating | Electric
F1 | Residential | Heat Pump | Single Family - LI - Dual | Existing | Cooling | Electric
F2 | Residential | Heat Pump | Single Family - LI - Dual | Existing | Cooling | Electric
F3 | Residential | Heat Pump | Single Family - LI - Dual | Existing | Cooling | Electric
F4 | Residential | Heat Pump | Single Family - LI - Dual | Existing | Cooling | Electric
F1 | Residential | Heat Pump | Single Family - LI - Dual | Existing | Space Heating | Electric
F2 | Residential | Heat Pump | Single Family - LI - Dual | Existing | Space Heating | Electric
F3 | Residential | Heat Pump | Single Family - LI - Dual | Existing | Space Heating | Electric
F4 | Residential | Heat Pump | Single Family - LI - Dual | Existing | Space Heating | Electric
F1 | Residential | All | Single Family - LI - Dual | New | Cooling | Electric
F2 | Residential | All | Single Family - LI - Dual | New | Cooling | Electric
F3 | Residential | All | Single Family - LI - Dual | New | Cooling | Electric
F4 | Residential | All | Single Family - LI - Dual | New | Cooling | Electric
F1 | Residential | All | Single Family - LI - Dual | New | Space Heating | Electric
F2 | Residential | All | Single Family - LI - Dual | New | Space Heating | Electric
F3 | Residential | All | Single Family - LI - Dual | New | Space Heating | Electric
F4 | Residential | All | Single Family - LI - Dual | New | Space Heating | Electric
F1 | Residential | All | Single Family - LI - Dual | New | Water Heating | Electric
F2 | Residential | All | Single Family - LI - Dual | New | Water Heating | Electric
F3 | Residential | All | Single Family - LI - Dual | New | Water Heating | Electric
F4 | Residential | All | Single Family - LI - Dual | New | Water Heating | Electric
F1 | Residential | All | Single Family - LI - Dual | New | Interior Lighting | Electric
F2 | Residential | All | Single Family - LI - Dual | New | Interior Lighting | Electric
F3 | Residential | All | Single Family - LI - Dual | New | Interior Lighting | Electric
F4 | Residential | All | Single Family - LI - Dual | New | Interior Lighting | Electric
F1 | Residential | All | Single Family - LI - Dual | New | Exterior Lighting | Electric
F2 | Residential | All | Single Family - LI - Dual | New | Exterior Lighting | Electric
F3 | Residential | All | Single Family - LI - Dual | New | Exterior Lighting | Electric
F4 | Residential | All | Single Family - LI - Dual | New | Exterior Lighting | Electric
F1 | Residential | All | Single Family - LI - Dual | New | Appliances | Electric
F2 | Residential | All | Single Family - LI - Dual | New | Appliances | Electric
F3 | Residential | All | Single Family - LI - Dual | New | Appliances | Electric
F4 | Residential | All | Single Family - LI - Dual | New | Appliances | Electric
F1 | Residential | All | Single Family - LI - Dual | New | Electronics | Electric
F2 | Residential | All | Single Family - LI - Dual | New | Electronics | Electric
F3 | Residential | All | Single Family - LI - Dual | New | Electronics | Electric
F4 | Residential | All | Single Family - LI - Dual | New | Electronics | Electric
F1 | Residential | All | Single Family - LI - Dual | New | Miscellaneous | Electric
F2 | Residential | All | Single Family - LI - Dual | New | Miscellaneous | Electric
F3 | Residential | All | Single Family - LI - Dual | New | Miscellaneous | Electric
F4 | Residential | All | Single Family - LI - Dual | New | Miscellaneous | Electric
F1 | Residential | All | Single Family - LI - Dual | New | Generation | Electric
F2 | Residential | All | Single Family - LI - Dual | New | Generation | Electric
F3 | Residential | All | Single Family - LI - Dual | New | Generation | Electric
F4 | Residential | All | Single Family - LI - Dual | New | Generation | Electric
F1 | Residential | All | Single Family - LI - Dual | New | Space Heating | Natural Gas
F2 | Residential | All | Single Family - LI - Dual | New | Space Heating | Natural Gas
F3 | Residential | All | Single Family - LI - Dual | New | Space Heating | Natural Gas
F4 | Residential | All | Single Family - LI - Dual | New | Space Heating | Natural Gas
F1 | Residential | All | Single Family - LI - Dual | New | Water Heating | Natural Gas
F2 | Residential | All | Single Family - LI - Dual | New | Water Heating | Natural Gas
F3 | Residential | All | Single Family - LI - Dual | New | Water Heating | Natural Gas
F4 | Residential | All | Single Family - LI - Dual | New | Water Heating | Natural Gas
F1 | Residential | All | Single Family - LI - Dual | New | Appliances | Natural Gas
F2 | Residential | All | Single Family - LI - Dual | New | Appliances | Natural Gas
F3 | Residential | All | Single Family - LI - Dual | New | Appliances | Natural Gas
F4 | Residential | All | Single Family - LI - Dual | New | Appliances | Natural Gas
F1 | Residential | All | Single Family - LI - Dual | New | Miscellaneous | Natural Gas
F2 | Residential | All | Single Family - LI - Dual | New | Miscellaneous | Natural Gas
F3 | Residential | All | Single Family - LI - Dual | New | Miscellaneous | Natural Gas
F4 | Residential | All | Single Family - LI - Dual | New | Miscellaneous | Natural Gas
F1 | Residential | Market | Single Family - LI - Dual | New | Cooling | Electric
F2 | Residential | Market | Single Family - LI - Dual | New | Cooling | Electric
F3 | Residential | Market | Single Family - LI - Dual | New | Cooling | Electric
F4 | Residential | Market | Single Family - LI - Dual | New | Cooling | Electric
F1 | Residential | Market | Single Family - LI - Dual | New | Space Heating | Electric
F2 | Residential | Market | Single Family - LI - Dual | New | Space Heating | Electric
F3 | Residential | Market | Single Family - LI - Dual | New | Space Heating | Electric
F4 | Residential | Market | Single Family - LI - Dual | New | Space Heating | Electric
F1 | Residential | Market | Single Family - LI - Dual | New | Water Heating | Electric
F2 | Residential | Market | Single Family - LI - Dual | New | Water Heating | Electric
F3 | Residential | Market | Single Family - LI - Dual | New | Water Heating | Electric
F4 | Residential | Market | Single Family - LI - Dual | New | Water Heating | Electric
F1 | Residential | Market | Single Family - LI - Dual | New | Interior Lighting | Electric
F2 | Residential | Market | Single Family - LI - Dual | New | Interior Lighting | Electric
F3 | Residential | Market | Single Family - LI - Dual | New | Interior Lighting | Electric
F4 | Residential | Market | Single Family - LI - Dual | New | Interior Lighting | Electric
F1 | Residential | Market | Single Family - LI - Dual | New | Exterior Lighting | Electric
F2 | Residential | Market | Single Family - LI - Dual | New | Exterior Lighting | Electric
F3 | Residential | Market | Single Family - LI - Dual | New | Exterior Lighting | Electric
F4 | Residential | Market | Single Family - LI - Dual | New | Exterior Lighting | Electric
F1 | Residential | Market | Single Family - LI - Dual | New | Appliances | Electric
F2 | Residential | Market | Single Family - LI - Dual | New | Appliances | Electric
F3 | Residential | Market | Single Family - LI - Dual | New | Appliances | Electric
F4 | Residential | Market | Single Family - LI - Dual | New | Appliances | Electric
F1 | Residential | Market | Single Family - LI - Dual | New | Electronics | Electric
F2 | Residential | Market | Single Family - LI - Dual | New | Electronics | Electric
F3 | Residential | Market | Single Family - LI - Dual | New | Electronics | Electric
F4 | Residential | Market | Single Family - LI - Dual | New | Electronics | Electric
F1 | Residential | Market | Single Family - LI - Dual | New | Miscellaneous | Electric
F2 | Residential | Market | Single Family - LI - Dual | New | Miscellaneous | Electric
F3 | Residential | Market | Single Family - LI - Dual | New | Miscellaneous | Electric
F4 | Residential | Market | Single Family - LI - Dual | New | Miscellaneous | Electric
F1 | Residential | Market | Single Family - LI - Dual | New | Generation | Electric
F2 | Residential | Market | Single Family - LI - Dual | New | Generation | Electric
F3 | Residential | Market | Single Family - LI - Dual | New | Generation | Electric
F4 | Residential | Market | Single Family - LI - Dual | New | Generation | Electric
F1 | Residential | Market | Single Family - LI - Dual | New | Space Heating | Natural Gas
F2 | Residential | Market | Single Family - LI - Dual | New | Space Heating | Natural Gas
F3 | Residential | Market | Single Family - LI - Dual | New | Space Heating | Natural Gas
F4 | Residential | Market | Single Family - LI - Dual | New | Space Heating | Natural Gas
F1 | Residential | Market | Single Family - LI - Dual | New | Water Heating | Natural Gas
F2 | Residential | Market | Single Family - LI - Dual | New | Water Heating | Natural Gas
F3 | Residential | Market | Single Family - LI - Dual | New | Water Heating | Natural Gas
F4 | Residential | Market | Single Family - LI - Dual | New | Water Heating | Natural Gas
F1 | Residential | Market | Single Family - LI - Dual | New | Appliances | Natural Gas
F2 | Residential | Market | Single Family - LI - Dual | New | Appliances | Natural Gas
F3 | Residential | Market | Single Family - LI - Dual | New | Appliances | Natural Gas
F4 | Residential | Market | Single Family - LI - Dual | New | Appliances | Natural Gas
F1 | Residential | Market | Single Family - LI - Dual | New | Miscellaneous | Natural Gas
F2 | Residential | Market | Single Family - LI - Dual | New | Miscellaneous | Natural Gas
F3 | Residential | Market | Single Family - LI - Dual | New | Miscellaneous | Natural Gas
F4 | Residential | Market | Single Family - LI - Dual | New | Miscellaneous | Natural Gas
F1 | Residential | Central System | Single Family - LI - Dual | New | Cooling | Electric
F2 | Residential | Central System | Single Family - LI - Dual | New | Cooling | Electric
F3 | Residential | Central System | Single Family - LI - Dual | New | Cooling | Electric
F4 | Residential | Central System | Single Family - LI - Dual | New | Cooling | Electric
F1 | Residential | Central System | Single Family - LI - Dual | New | Space Heating | Electric
F2 | Residential | Central System | Single Family - LI - Dual | New | Space Heating | Electric
F3 | Residential | Central System | Single Family - LI - Dual | New | Space Heating | Electric
F4 | Residential | Central System | Single Family - LI - Dual | New | Space Heating | Electric
F1 | Residential | Central System | Single Family - LI - Dual | New | Space Heating | Natural Gas
F2 | Residential | Central System | Single Family - LI - Dual | New | Space Heating | Natural Gas
F3 | Residential | Central System | Single Family - LI - Dual | New | Space Heating | Natural Gas
F4 | Residential | Central System | Single Family - LI - Dual | New | Space Heating | Natural Gas
F1 | Residential | Resistance | Single Family - LI - Dual | New | Cooling | Electric
F2 | Residential | Resistance | Single Family - LI - Dual | New | Cooling | Electric
F3 | Residential | Resistance | Single Family - LI - Dual | New | Cooling | Electric
F4 | Residential | Resistance | Single Family - LI - Dual | New | Cooling | Electric
F1 | Residential | Resistance | Single Family - LI - Dual | New | Space Heating | Electric
F2 | Residential | Resistance | Single Family - LI - Dual | New | Space Heating | Electric
F3 | Residential | Resistance | Single Family - LI - Dual | New | Space Heating | Electric
F4 | Residential | Resistance | Single Family - LI - Dual | New | Space Heating | Electric
F1 | Residential | Heat Pump | Single Family - LI - Dual | New | Cooling | Electric
F2 | Residential | Heat Pump | Single Family - LI - Dual | New | Cooling | Electric
F3 | Residential | Heat Pump | Single Family - LI - Dual | New | Cooling | Electric
F4 | Residential | Heat Pump | Single Family - LI - Dual | New | Cooling | Electric
F1 | Residential | Heat Pump | Single Family - LI - Dual | New | Space Heating | Electric
F2 | Residential | Heat Pump | Single Family - LI - Dual | New | Space Heating | Electric
F3 | Residential | Heat Pump | Single Family - LI - Dual | New | Space Heating | Electric
F4 | Residential | Heat Pump | Single Family - LI - Dual | New | Space Heating | Electric
F1 | Residential | All | Multifamily - Dual | Existing | Cooling | Electric
F2 | Residential | All | Multifamily - Dual | Existing | Cooling | Electric
F3 | Residential | All | Multifamily - Dual | Existing | Cooling | Electric
F4 | Residential | All | Multifamily - Dual | Existing | Cooling | Electric
F1 | Residential | All | Multifamily - Dual | Existing | Space Heating | Electric
F2 | Residential | All | Multifamily - Dual | Existing | Space Heating | Electric
F3 | Residential | All | Multifamily - Dual | Existing | Space Heating | Electric
F4 | Residential | All | Multifamily - Dual | Existing | Space Heating | Electric
F1 | Residential | All | Multifamily - Dual | Existing | Water Heating | Electric
F2 | Residential | All | Multifamily - Dual | Existing | Water Heating | Electric
F3 | Residential | All | Multifamily - Dual | Existing | Water Heating | Electric
F4 | Residential | All | Multifamily - Dual | Existing | Water Heating | Electric
F1 | Residential | All | Multifamily - Dual | Existing | Interior Lighting | Electric
F2 | Residential | All | Multifamily - Dual | Existing | Interior Lighting | Electric
F3 | Residential | All | Multifamily - Dual | Existing | Interior Lighting | Electric
F4 | Residential | All | Multifamily - Dual | Existing | Interior Lighting | Electric
F1 | Residential | All | Multifamily - Dual | Existing | Exterior Lighting | Electric
F2 | Residential | All | Multifamily - Dual | Existing | Exterior Lighting | Electric
F3 | Residential | All | Multifamily - Dual | Existing | Exterior Lighting | Electric
F4 | Residential | All | Multifamily - Dual | Existing | Exterior Lighting | Electric
F1 | Residential | All | Multifamily - Dual | Existing | Appliances | Electric
F2 | Residential | All | Multifamily - Dual | Existing | Appliances | Electric
F3 | Residential | All | Multifamily - Dual | Existing | Appliances | Electric
F4 | Residential | All | Multifamily - Dual | Existing | Appliances | Electric
F1 | Residential | All | Multifamily - Dual | Existing | Electronics | Electric
F2 | Residential | All | Multifamily - Dual | Existing | Electronics | Electric
F3 | Residential | All | Multifamily - Dual | Existing | Electronics | Electric
F4 | Residential | All | Multifamily - Dual | Existing | Electronics | Electric
F1 | Residential | All | Multifamily - Dual | Existing | Miscellaneous | Electric
F2 | Residential | All | Multifamily - Dual | Existing | Miscellaneous | Electric
F3 | Residential | All | Multifamily - Dual | Existing | Miscellaneous | Electric
F4 | Residential | All | Multifamily - Dual | Existing | Miscellaneous | Electric
F1 | Residential | All | Multifamily - Dual | Existing | Generation | Electric
F2 | Residential | All | Multifamily - Dual | Existing | Generation | Electric
F3 | Residential | All | Multifamily - Dual | Existing | Generation | Electric
F4 | Residential | All | Multifamily - Dual | Existing | Generation | Electric
F1 | Residential | All | Multifamily - Dual | Existing | Space Heating | Natural Gas
F2 | Residential | All | Multifamily - Dual | Existing | Space Heating | Natural Gas
F3 | Residential | All | Multifamily - Dual | Existing | Space Heating | Natural Gas
F4 | Residential | All | Multifamily - Dual | Existing | Space Heating | Natural Gas
F1 | Residential | All | Multifamily - Dual | Existing | Water Heating | Natural Gas
F2 | Residential | All | Multifamily - Dual | Existing | Water Heating | Natural Gas
F3 | Residential | All | Multifamily - Dual | Existing | Water Heating | Natural Gas
F4 | Residential | All | Multifamily - Dual | Existing | Water Heating | Natural Gas
F1 | Residential | All | Multifamily - Dual | Existing | Appliances | Natural Gas
F2 | Residential | All | Multifamily - Dual | Existing | Appliances | Natural Gas
F3 | Residential | All | Multifamily - Dual | Existing | Appliances | Natural Gas
F4 | Residential | All | Multifamily - Dual | Existing | Appliances | Natural Gas
F1 | Residential | All | Multifamily - Dual | Existing | Miscellaneous | Natural Gas
F2 | Residential | All | Multifamily - Dual | Existing | Miscellaneous | Natural Gas
F3 | Residential | All | Multifamily - Dual | Existing | Miscellaneous | Natural Gas
F4 | Residential | All | Multifamily - Dual | Existing | Miscellaneous | Natural Gas
F1 | Residential | Market | Multifamily - Dual | Existing | Cooling | Electric
F2 | Residential | Market | Multifamily - Dual | Existing | Cooling | Electric
F3 | Residential | Market | Multifamily - Dual | Existing | Cooling | Electric
F4 | Residential | Market | Multifamily - Dual | Existing | Cooling | Electric
F1 | Residential | Market | Multifamily - Dual | Existing | Space Heating | Electric
F2 | Residential | Market | Multifamily - Dual | Existing | Space Heating | Electric
F3 | Residential | Market | Multifamily - Dual | Existing | Space Heating | Electric
F4 | Residential | Market | Multifamily - Dual | Existing | Space Heating | Electric
F1 | Residential | Market | Multifamily - Dual | Existing | Water Heating | Electric
F2 | Residential | Market | Multifamily - Dual | Existing | Water Heating | Electric
F3 | Residential | Market | Multifamily - Dual | Existing | Water Heating | Electric
F4 | Residential | Market | Multifamily - Dual | Existing | Water Heating | Electric
F1 | Residential | Market | Multifamily - Dual | Existing | Interior Lighting | Electric
F2 | Residential | Market | Multifamily - Dual | Existing | Interior Lighting | Electric
F3 | Residential | Market | Multifamily - Dual | Existing | Interior Lighting | Electric
F4 | Residential | Market | Multifamily - Dual | Existing | Interior Lighting | Electric
F1 | Residential | Market | Multifamily - Dual | Existing | Exterior Lighting | Electric
F2 | Residential | Market | Multifamily - Dual | Existing | Exterior Lighting | Electric
F3 | Residential | Market | Multifamily - Dual | Existing | Exterior Lighting | Electric
F4 | Residential | Market | Multifamily - Dual | Existing | Exterior Lighting | Electric
F1 | Residential | Market | Multifamily - Dual | Existing | Appliances | Electric
F2 | Residential | Market | Multifamily - Dual | Existing | Appliances | Electric
F3 | Residential | Market | Multifamily - Dual | Existing | Appliances | Electric
F4 | Residential | Market | Multifamily - Dual | Existing | Appliances | Electric
F1 | Residential | Market | Multifamily - Dual | Existing | Electronics | Electric
F2 | Residential | Market | Multifamily - Dual | Existing | Electronics | Electric
F3 | Residential | Market | Multifamily - Dual | Existing | Electronics | Electric
F4 | Residential | Market | Multifamily - Dual | Existing | Electronics | Electric
F1 | Residential | Market | Multifamily - Dual | Existing | Miscellaneous | Electric
F2 | Residential | Market | Multifamily - Dual | Existing | Miscellaneous | Electric
F3 | Residential | Market | Multifamily - Dual | Existing | Miscellaneous | Electric
F4 | Residential | Market | Multifamily - Dual | Existing | Miscellaneous | Electric
F1 | Residential | Market | Multifamily - Dual | Existing | Generation | Electric
F2 | Residential | Market | Multifamily - Dual | Existing | Generation | Electric
F3 | Residential | Market | Multifamily - Dual | Existing | Generation | Electric
F4 | Residential | Market | Multifamily - Dual | Existing | Generation | Electric
F1 | Residential | Market | Multifamily - Dual | Existing | Space Heating | Natural Gas
F2 | Residential | Market | Multifamily - Dual | Existing | Space Heating | Natural Gas
F3 | Residential | Market | Multifamily - Dual | Existing | Space Heating | Natural Gas
F4 | Residential | Market | Multifamily - Dual | Existing | Space Heating | Natural Gas
F1 | Residential | Market | Multifamily - Dual | Existing | Water Heating | Natural Gas
F2 | Residential | Market | Multifamily - Dual | Existing | Water Heating | Natural Gas
F3 | Residential | Market | Multifamily - Dual | Existing | Water Heating | Natural Gas
F4 | Residential | Market | Multifamily - Dual | Existing | Water Heating | Natural Gas
F1 | Residential | Market | Multifamily - Dual | Existing | Appliances | Natural Gas
F2 | Residential | Market | Multifamily - Dual | Existing | Appliances | Natural Gas
F3 | Residential | Market | Multifamily - Dual | Existing | Appliances | Natural Gas
F4 | Residential | Market | Multifamily - Dual | Existing | Appliances | Natural Gas
F1 | Residential | Market | Multifamily - Dual | Existing | Miscellaneous | Natural Gas
F2 | Residential | Market | Multifamily - Dual | Existing | Miscellaneous | Natural Gas
F3 | Residential | Market | Multifamily - Dual | Existing | Miscellaneous | Natural Gas
F4 | Residential | Market | Multifamily - Dual | Existing | Miscellaneous | Natural Gas
F1 | Residential | Central System | Multifamily - Dual | Existing | Cooling | Electric
F2 | Residential | Central System | Multifamily - Dual | Existing | Cooling | Electric
F3 | Residential | Central System | Multifamily - Dual | Existing | Cooling | Electric
F4 | Residential | Central System | Multifamily - Dual | Existing | Cooling | Electric
F1 | Residential | Central System | Multifamily - Dual | Existing | Space Heating | Electric
F2 | Residential | Central System | Multifamily - Dual | Existing | Space Heating | Electric
F3 | Residential | Central System | Multifamily - Dual | Existing | Space Heating | Electric
F4 | Residential | Central System | Multifamily - Dual | Existing | Space Heating | Electric
F1 | Residential | Central System | Multifamily - Dual | Existing | Space Heating | Natural Gas
F2 | Residential | Central System | Multifamily - Dual | Existing | Space Heating | Natural Gas
F3 | Residential | Central System | Multifamily - Dual | Existing | Space Heating | Natural Gas
F4 | Residential | Central System | Multifamily - Dual | Existing | Space Heating | Natural Gas
F1 | Residential | Resistance | Multifamily - Dual | Existing | Cooling | Electric
F2 | Residential | Resistance | Multifamily - Dual | Existing | Cooling | Electric
F3 | Residential | Resistance | Multifamily - Dual | Existing | Cooling | Electric
F4 | Residential | Resistance | Multifamily - Dual | Existing | Cooling | Electric
F1 | Residential | Resistance | Multifamily - Dual | Existing | Space Heating | Electric
F2 | Residential | Resistance | Multifamily - Dual | Existing | Space Heating | Electric
F3 | Residential | Resistance | Multifamily - Dual | Existing | Space Heating | Electric
F4 | Residential | Resistance | Multifamily - Dual | Existing | Space Heating | Electric
F1 | Residential | Heat Pump | Multifamily - Dual | Existing | Cooling | Electric
F2 | Residential | Heat Pump | Multifamily - Dual | Existing | Cooling | Electric
F3 | Residential | Heat Pump | Multifamily - Dual | Existing | Cooling | Electric
F4 | Residential | Heat Pump | Multifamily - Dual | Existing | Cooling | Electric
F1 | Residential | Heat Pump | Multifamily - Dual | Existing | Space Heating | Electric
F2 | Residential | Heat Pump | Multifamily - Dual | Existing | Space Heating | Electric
F3 | Residential | Heat Pump | Multifamily - Dual | Existing | Space Heating | Electric
F4 | Residential | Heat Pump | Multifamily - Dual | Existing | Space Heating | Electric
F1 | Residential | All | Multifamily - Dual | New | Cooling | Electric
F2 | Residential | All | Multifamily - Dual | New | Cooling | Electric
F3 | Residential | All | Multifamily - Dual | New | Cooling | Electric
F4 | Residential | All | Multifamily - Dual | New | Cooling | Electric
F1 | Residential | All | Multifamily - Dual | New | Space Heating | Electric
F2 | Residential | All | Multifamily - Dual | New | Space Heating | Electric
F3 | Residential | All | Multifamily - Dual | New | Space Heating | Electric
F4 | Residential | All | Multifamily - Dual | New | Space Heating | Electric
F1 | Residential | All | Multifamily - Dual | New | Water Heating | Electric
F2 | Residential | All | Multifamily - Dual | New | Water Heating | Electric
F3 | Residential | All | Multifamily - Dual | New | Water Heating | Electric
F4 | Residential | All | Multifamily - Dual | New | Water Heating | Electric
F1 | Residential | All | Multifamily - Dual | New | Interior Lighting | Electric
F2 | Residential | All | Multifamily - Dual | New | Interior Lighting | Electric
F3 | Residential | All | Multifamily - Dual | New | Interior Lighting | Electric
F4 | Residential | All | Multifamily - Dual | New | Interior Lighting | Electric
F1 | Residential | All | Multifamily - Dual | New | Exterior Lighting | Electric
F2 | Residential | All | Multifamily - Dual | New | Exterior Lighting | Electric
F3 | Residential | All | Multifamily - Dual | New | Exterior Lighting | Electric
F4 | Residential | All | Multifamily - Dual | New | Exterior Lighting | Electric
F1 | Residential | All | Multifamily - Dual | New | Appliances | Electric
F2 | Residential | All | Multifamily - Dual | New | Appliances | Electric
F3 | Residential | All | Multifamily - Dual | New | Appliances | Electric
F4 | Residential | All | Multifamily - Dual | New | Appliances | Electric
F1 | Residential | All | Multifamily - Dual | New | Electronics | Electric
F2 | Residential | All | Multifamily - Dual | New | Electronics | Electric
F3 | Residential | All | Multifamily - Dual | New | Electronics | Electric
F4 | Residential | All | Multifamily - Dual | New | Electronics | Electric
F1 | Residential | All | Multifamily - Dual | New | Miscellaneous | Electric
F2 | Residential | All | Multifamily - Dual | New | Miscellaneous | Electric
F3 | Residential | All | Multifamily - Dual | New | Miscellaneous | Electric
F4 | Residential | All | Multifamily - Dual | New | Miscellaneous | Electric
F1 | Residential | All | Multifamily - Dual | New | Generation | Electric
F2 | Residential | All | Multifamily - Dual | New | Generation | Electric
F3 | Residential | All | Multifamily - Dual | New | Generation | Electric
F4 | Residential | All | Multifamily - Dual | New | Generation | Electric
F1 | Residential | All | Multifamily - Dual | New | Space Heating | Natural Gas
F2 | Residential | All | Multifamily - Dual | New | Space Heating | Natural Gas
F3 | Residential | All | Multifamily - Dual | New | Space Heating | Natural Gas
F4 | Residential | All | Multifamily - Dual | New | Space Heating | Natural Gas
F1 | Residential | All | Multifamily - Dual | New | Water Heating | Natural Gas
F2 | Residential | All | Multifamily - Dual | New | Water Heating | Natural Gas
F3 | Residential | All | Multifamily - Dual | New | Water Heating | Natural Gas
F4 | Residential | All | Multifamily - Dual | New | Water Heating | Natural Gas
F1 | Residential | All | Multifamily - Dual | New | Appliances | Natural Gas
F2 | Residential | All | Multifamily - Dual | New | Appliances | Natural Gas
F3 | Residential | All | Multifamily - Dual | New | Appliances | Natural Gas
F4 | Residential | All | Multifamily - Dual | New | Appliances | Natural Gas
F1 | Residential | All | Multifamily - Dual | New | Miscellaneous | Natural Gas
F2 | Residential | All | Multifamily - Dual | New | Miscellaneous | Natural Gas
F3 | Residential | All | Multifamily - Dual | New | Miscellaneous | Natural Gas
F4 | Residential | All | Multifamily - Dual | New | Miscellaneous | Natural Gas
F1 | Residential | Market | Multifamily - Dual | New | Cooling | Electric
F2 | Residential | Market | Multifamily - Dual | New | Cooling | Electric
F3 | Residential | Market | Multifamily - Dual | New | Cooling | Electric
F4 | Residential | Market | Multifamily - Dual | New | Cooling | Electric
F1 | Residential | Market | Multifamily - Dual | New | Space Heating | Electric
F2 | Residential | Market | Multifamily - Dual | New | Space Heating | Electric
F3 | Residential | Market | Multifamily - Dual | New | Space Heating | Electric
F4 | Residential | Market | Multifamily - Dual | New | Space Heating | Electric
F1 | Residential | Market | Multifamily - Dual | New | Water Heating | Electric
F2 | Residential | Market | Multifamily - Dual | New | Water Heating | Electric
F3 | Residential | Market | Multifamily - Dual | New | Water Heating | Electric
F4 | Residential | Market | Multifamily - Dual | New | Water Heating | Electric
F1 | Residential | Market | Multifamily - Dual | New | Interior Lighting | Electric
F2 | Residential | Market | Multifamily - Dual | New | Interior Lighting | Electric
F3 | Residential | Market | Multifamily - Dual | New | Interior Lighting | Electric
F4 | Residential | Market | Multifamily - Dual | New | Interior Lighting | Electric
F1 | Residential | Market | Multifamily - Dual | New | Exterior Lighting | Electric
F2 | Residential | Market | Multifamily - Dual | New | Exterior Lighting | Electric
F3 | Residential | Market | Multifamily - Dual | New | Exterior Lighting | Electric
F4 | Residential | Market | Multifamily - Dual | New | Exterior Lighting | Electric
F1 | Residential | Market | Multifamily - Dual | New | Appliances | Electric
F2 | Residential | Market | Multifamily - Dual | New | Appliances | Electric
F3 | Residential | Market | Multifamily - Dual | New | Appliances | Electric
F4 | Residential | Market | Multifamily - Dual | New | Appliances | Electric
F1 | Residential | Market | Multifamily - Dual | New | Electronics | Electric
F2 | Residential | Market | Multifamily - Dual | New | Electronics | Electric
F3 | Residential | Market | Multifamily - Dual | New | Electronics | Electric
F4 | Residential | Market | Multifamily - Dual | New | Electronics | Electric
F1 | Residential | Market | Multifamily - Dual | New | Miscellaneous | Electric
F2 | Residential | Market | Multifamily - Dual | New | Miscellaneous | Electric
F3 | Residential | Market | Multifamily - Dual | New | Miscellaneous | Electric
F4 | Residential | Market | Multifamily - Dual | New | Miscellaneous | Electric
F1 | Residential | Market | Multifamily - Dual | New | Generation | Electric
F2 | Residential | Market | Multifamily - Dual | New | Generation | Electric
F3 | Residential | Market | Multifamily - Dual | New | Generation | Electric
F4 | Residential | Market | Multifamily - Dual | New | Generation | Electric
F1 | Residential | Market | Multifamily - Dual | New | Space Heating | Natural Gas
F2 | Residential | Market | Multifamily - Dual | New | Space Heating | Natural Gas
F3 | Residential | Market | Multifamily - Dual | New | Space Heating | Natural Gas
F4 | Residential | Market | Multifamily - Dual | New | Space Heating | Natural Gas
F1 | Residential | Market | Multifamily - Dual | New | Water Heating | Natural Gas
F2 | Residential | Market | Multifamily - Dual | New | Water Heating | Natural Gas
F3 | Residential | Market | Multifamily - Dual | New | Water Heating | Natural Gas
F4 | Residential | Market | Multifamily - Dual | New | Water Heating | Natural Gas
F1 | Residential | Market | Multifamily - Dual | New | Appliances | Natural Gas
F2 | Residential | Market | Multifamily - Dual | New | Appliances | Natural Gas
F3 | Residential | Market | Multifamily - Dual | New | Appliances | Natural Gas
F4 | Residential | Market | Multifamily - Dual | New | Appliances | Natural Gas
F1 | Residential | Market | Multifamily - Dual | New | Miscellaneous | Natural Gas
F2 | Residential | Market | Multifamily - Dual | New | Miscellaneous | Natural Gas
F3 | Residential | Market | Multifamily - Dual | New | Miscellaneous | Natural Gas
F4 | Residential | Market | Multifamily - Dual | New | Miscellaneous | Natural Gas
F1 | Residential | Central System | Multifamily - Dual | New | Cooling | Electric
F2 | Residential | Central System | Multifamily - Dual | New | Cooling | Electric
F3 | Residential | Central System | Multifamily - Dual | New | Cooling | Electric
F4 | Residential | Central System | Multifamily - Dual | New | Cooling | Electric
F1 | Residential | Central System | Multifamily - Dual | New | Space Heating | Electric
F2 | Residential | Central System | Multifamily - Dual | New | Space Heating | Electric
F3 | Residential | Central System | Multifamily - Dual | New | Space Heating | Electric
F4 | Residential | Central System | Multifamily - Dual | New | Space Heating | Electric
F1 | Residential | Central System | Multifamily - Dual | New | Space Heating | Natural Gas
F2 | Residential | Central System | Multifamily - Dual | New | Space Heating | Natural Gas
F3 | Residential | Central System | Multifamily - Dual | New | Space Heating | Natural Gas
F4 | Residential | Central System | Multifamily - Dual | New | Space Heating | Natural Gas
F1 | Residential | Resistance | Multifamily - Dual | New | Cooling | Electric
F2 | Residential | Resistance | Multifamily - Dual | New | Cooling | Electric
F3 | Residential | Resistance | Multifamily - Dual | New | Cooling | Electric
F4 | Residential | Resistance | Multifamily - Dual | New | Cooling | Electric
F1 | Residential | Resistance | Multifamily - Dual | New | Space Heating | Electric
F2 | Residential | Resistance | Multifamily - Dual | New | Space Heating | Electric
F3 | Residential | Resistance | Multifamily - Dual | New | Space Heating | Electric
F4 | Residential | Resistance | Multifamily - Dual | New | Space Heating | Electric
F1 | Residential | Heat Pump | Multifamily - Dual | New | Cooling | Electric
F2 | Residential | Heat Pump | Multifamily - Dual | New | Cooling | Electric
F3 | Residential | Heat Pump | Multifamily - Dual | New | Cooling | Electric
F4 | Residential | Heat Pump | Multifamily - Dual | New | Cooling | Electric
F1 | Residential | Heat Pump | Multifamily - Dual | New | Space Heating | Electric
F2 | Residential | Heat Pump | Multifamily - Dual | New | Space Heating | Electric
F3 | Residential | Heat Pump | Multifamily - Dual | New | Space Heating | Electric
F4 | Residential | Heat Pump | Multifamily - Dual | New | Space Heating | Electric
F1 | Residential | All | Multifamily - LI - Dual | Existing | Cooling | Electric
F2 | Residential | All | Multifamily - LI - Dual | Existing | Cooling | Electric
F3 | Residential | All | Multifamily - LI - Dual | Existing | Cooling | Electric
F4 | Residential | All | Multifamily - LI - Dual | Existing | Cooling | Electric
F1 | Residential | All | Multifamily - LI - Dual | Existing | Space Heating | Electric
F2 | Residential | All | Multifamily - LI - Dual | Existing | Space Heating | Electric
F3 | Residential | All | Multifamily - LI - Dual | Existing | Space Heating | Electric
F4 | Residential | All | Multifamily - LI - Dual | Existing | Space Heating | Electric
F1 | Residential | All | Multifamily - LI - Dual | Existing | Water Heating | Electric
F2 | Residential | All | Multifamily - LI - Dual | Existing | Water Heating | Electric
F3 | Residential | All | Multifamily - LI - Dual | Existing | Water Heating | Electric
F4 | Residential | All | Multifamily - LI - Dual | Existing | Water Heating | Electric
F1 | Residential | All | Multifamily - LI - Dual | Existing | Interior Lighting | Electric
F2 | Residential | All | Multifamily - LI - Dual | Existing | Interior Lighting | Electric
F3 | Residential | All | Multifamily - LI - Dual | Existing | Interior Lighting | Electric
F4 | Residential | All | Multifamily - LI - Dual | Existing | Interior Lighting | Electric
F1 | Residential | All | Multifamily - LI - Dual | Existing | Exterior Lighting | Electric
F2 | Residential | All | Multifamily - LI - Dual | Existing | Exterior Lighting | Electric
F3 | Residential | All | Multifamily - LI - Dual | Existing | Exterior Lighting | Electric
F4 | Residential | All | Multifamily - LI - Dual | Existing | Exterior Lighting | Electric
F1 | Residential | All | Multifamily - LI - Dual | Existing | Appliances | Electric
F2 | Residential | All | Multifamily - LI - Dual | Existing | Appliances | Electric
F3 | Residential | All | Multifamily - LI - Dual | Existing | Appliances | Electric
F4 | Residential | All | Multifamily - LI - Dual | Existing | Appliances | Electric
F1 | Residential | All | Multifamily - LI - Dual | Existing | Electronics | Electric
F2 | Residential | All | Multifamily - LI - Dual | Existing | Electronics | Electric
F3 | Residential | All | Multifamily - LI - Dual | Existing | Electronics | Electric
F4 | Residential | All | Multifamily - LI - Dual | Existing | Electronics | Electric
F1 | Residential | All | Multifamily - LI - Dual | Existing | Miscellaneous | Electric
F2 | Residential | All | Multifamily - LI - Dual | Existing | Miscellaneous | Electric
F3 | Residential | All | Multifamily - LI - Dual | Existing | Miscellaneous | Electric
F4 | Residential | All | Multifamily - LI - Dual | Existing | Miscellaneous | Electric
F1 | Residential | All | Multifamily - LI - Dual | Existing | Generation | Electric
F2 | Residential | All | Multifamily - LI - Dual | Existing | Generation | Electric
F3 | Residential | All | Multifamily - LI - Dual | Existing | Generation | Electric
F4 | Residential | All | Multifamily - LI - Dual | Existing | Generation | Electric
F1 | Residential | All | Multifamily - LI - Dual | Existing | Space Heating | Natural Gas
F2 | Residential | All | Multifamily - LI - Dual | Existing | Space Heating | Natural Gas
F3 | Residential | All | Multifamily - LI - Dual | Existing | Space Heating | Natural Gas
F4 | Residential | All | Multifamily - LI - Dual | Existing | Space Heating | Natural Gas
F1 | Residential | All | Multifamily - LI - Dual | Existing | Water Heating | Natural Gas
F2 | Residential | All | Multifamily - LI - Dual | Existing | Water Heating | Natural Gas
F3 | Residential | All | Multifamily - LI - Dual | Existing | Water Heating | Natural Gas
F4 | Residential | All | Multifamily - LI - Dual | Existing | Water Heating | Natural Gas
F1 | Residential | All | Multifamily - LI - Dual | Existing | Appliances | Natural Gas
F2 | Residential | All | Multifamily - LI - Dual | Existing | Appliances | Natural Gas
F3 | Residential | All | Multifamily - LI - Dual | Existing | Appliances | Natural Gas
F4 | Residential | All | Multifamily - LI - Dual | Existing | Appliances | Natural Gas
F1 | Residential | All | Multifamily - LI - Dual | Existing | Miscellaneous | Natural Gas
F2 | Residential | All | Multifamily - LI - Dual | Existing | Miscellaneous | Natural Gas
F3 | Residential | All | Multifamily - LI - Dual | Existing | Miscellaneous | Natural Gas
F4 | Residential | All | Multifamily - LI - Dual | Existing | Miscellaneous | Natural Gas
F1 | Residential | Market | Multifamily - LI - Dual | Existing | Cooling | Electric
F2 | Residential | Market | Multifamily - LI - Dual | Existing | Cooling | Electric
F3 | Residential | Market | Multifamily - LI - Dual | Existing | Cooling | Electric
F4 | Residential | Market | Multifamily - LI - Dual | Existing | Cooling | Electric
F1 | Residential | Market | Multifamily - LI - Dual | Existing | Space Heating | Electric
F2 | Residential | Market | Multifamily - LI - Dual | Existing | Space Heating | Electric
F3 | Residential | Market | Multifamily - LI - Dual | Existing | Space Heating | Electric
F4 | Residential | Market | Multifamily - LI - Dual | Existing | Space Heating | Electric
F1 | Residential | Market | Multifamily - LI - Dual | Existing | Water Heating | Electric
F2 | Residential | Market | Multifamily - LI - Dual | Existing | Water Heating | Electric
F3 | Residential | Market | Multifamily - LI - Dual | Existing | Water Heating | Electric
F4 | Residential | Market | Multifamily - LI - Dual | Existing | Water Heating | Electric
F1 | Residential | Market | Multifamily - LI - Dual | Existing | Interior Lighting | Electric
F2 | Residential | Market | Multifamily - LI - Dual | Existing | Interior Lighting | Electric
F3 | Residential | Market | Multifamily - LI - Dual | Existing | Interior Lighting | Electric
F4 | Residential | Market | Multifamily - LI - Dual | Existing | Interior Lighting | Electric
F1 | Residential | Market | Multifamily - LI - Dual | Existing | Exterior Lighting | Electric
F2 | Residential | Market | Multifamily - LI - Dual | Existing | Exterior Lighting | Electric
F3 | Residential | Market | Multifamily - LI - Dual | Existing | Exterior Lighting | Electric
F4 | Residential | Market | Multifamily - LI - Dual | Existing | Exterior Lighting | Electric
F1 | Residential | Market | Multifamily - LI - Dual | Existing | Appliances | Electric
F2 | Residential | Market | Multifamily - LI - Dual | Existing | Appliances | Electric
F3 | Residential | Market | Multifamily - LI - Dual | Existing | Appliances | Electric
F4 | Residential | Market | Multifamily - LI - Dual | Existing | Appliances | Electric
F1 | Residential | Market | Multifamily - LI - Dual | Existing | Electronics | Electric
F2 | Residential | Market | Multifamily - LI - Dual | Existing | Electronics | Electric
F3 | Residential | Market | Multifamily - LI - Dual | Existing | Electronics | Electric
F4 | Residential | Market | Multifamily - LI - Dual | Existing | Electronics | Electric
F1 | Residential | Market | Multifamily - LI - Dual | Existing | Miscellaneous | Electric
F2 | Residential | Market | Multifamily - LI - Dual | Existing | Miscellaneous | Electric
F3 | Residential | Market | Multifamily - LI - Dual | Existing | Miscellaneous | Electric
F4 | Residential | Market | Multifamily - LI - Dual | Existing | Miscellaneous | Electric
F1 | Residential | Market | Multifamily - LI - Dual | Existing | Generation | Electric
F2 | Residential | Market | Multifamily - LI - Dual | Existing | Generation | Electric
F3 | Residential | Market | Multifamily - LI - Dual | Existing | Generation | Electric
F4 | Residential | Market | Multifamily - LI - Dual | Existing | Generation | Electric
F1 | Residential | Market | Multifamily - LI - Dual | Existing | Space Heating | Natural Gas
F2 | Residential | Market | Multifamily - LI - Dual | Existing | Space Heating | Natural Gas
F3 | Residential | Market | Multifamily - LI - Dual | Existing | Space Heating | Natural Gas
F4 | Residential | Market | Multifamily - LI - Dual | Existing | Space Heating | Natural Gas
F1 | Residential | Market | Multifamily - LI - Dual | Existing | Water Heating | Natural Gas
F2 | Residential | Market | Multifamily - LI - Dual | Existing | Water Heating | Natural Gas
F3 | Residential | Market | Multifamily - LI - Dual | Existing | Water Heating | Natural Gas
F4 | Residential | Market | Multifamily - LI - Dual | Existing | Water Heating | Natural Gas
F1 | Residential | Market | Multifamily - LI - Dual | Existing | Appliances | Natural Gas
F2 | Residential | Market | Multifamily - LI - Dual | Existing | Appliances | Natural Gas
F3 | Residential | Market | Multifamily - LI - Dual | Existing | Appliances | Natural Gas
F4 | Residential | Market | Multifamily - LI - Dual | Existing | Appliances | Natural Gas
F1 | Residential | Market | Multifamily - LI - Dual | Existing | Miscellaneous | Natural Gas
F2 | Residential | Market | Multifamily - LI - Dual | Existing | Miscellaneous | Natural Gas
F3 | Residential | Market | Multifamily - LI - Dual | Existing | Miscellaneous | Natural Gas
F4 | Residential | Market | Multifamily - LI - Dual | Existing | Miscellaneous | Natural Gas
F1 | Residential | Central System | Multifamily - LI - Dual | Existing | Cooling | Electric
F2 | Residential | Central System | Multifamily - LI - Dual | Existing | Cooling | Electric
F3 | Residential | Central System | Multifamily - LI - Dual | Existing | Cooling | Electric
F4 | Residential | Central System | Multifamily - LI - Dual | Existing | Cooling | Electric
F1 | Residential | Central System | Multifamily - LI - Dual | Existing | Space Heating | Electric
F2 | Residential | Central System | Multifamily - LI - Dual | Existing | Space Heating | Electric
F3 | Residential | Central System | Multifamily - LI - Dual | Existing | Space Heating | Electric
F4 | Residential | Central System | Multifamily - LI - Dual | Existing | Space Heating | Electric
F1 | Residential | Central System | Multifamily - LI - Dual | Existing | Space Heating | Natural Gas
F2 | Residential | Central System | Multifamily - LI - Dual | Existing | Space Heating | Natural Gas
F3 | Residential | Central System | Multifamily - LI - Dual | Existing | Space Heating | Natural Gas
F4 | Residential | Central System | Multifamily - LI - Dual | Existing | Space Heating | Natural Gas
F1 | Residential | Resistance | Multifamily - LI - Dual | Existing | Cooling | Electric
F2 | Residential | Resistance | Multifamily - LI - Dual | Existing | Cooling | Electric
F3 | Residential | Resistance | Multifamily - LI - Dual | Existing | Cooling | Electric
F4 | Residential | Resistance | Multifamily - LI - Dual | Existing | Cooling | Electric
F1 | Residential | Resistance | Multifamily - LI - Dual | Existing | Space Heating | Electric
F2 | Residential | Resistance | Multifamily - LI - Dual | Existing | Space Heating | Electric
F3 | Residential | Resistance | Multifamily - LI - Dual | Existing | Space Heating | Electric
F4 | Residential | Resistance | Multifamily - LI - Dual | Existing | Space Heating | Electric
F1 | Residential | Heat Pump | Multifamily - LI - Dual | Existing | Cooling | Electric
F2 | Residential | Heat Pump | Multifamily - LI - Dual | Existing | Cooling | Electric
F3 | Residential | Heat Pump | Multifamily - LI - Dual | Existing | Cooling | Electric
F4 | Residential | Heat Pump | Multifamily - LI - Dual | Existing | Cooling | Electric
F1 | Residential | Heat Pump | Multifamily - LI - Dual | Existing | Space Heating | Electric
F2 | Residential | Heat Pump | Multifamily - LI - Dual | Existing | Space Heating | Electric
F3 | Residential | Heat Pump | Multifamily - LI - Dual | Existing | Space Heating | Electric
F4 | Residential | Heat Pump | Multifamily - LI - Dual | Existing | Space Heating | Electric
F1 | Residential | All | Multifamily - LI - Dual | New | Cooling | Electric
F2 | Residential | All | Multifamily - LI - Dual | New | Cooling | Electric
F3 | Residential | All | Multifamily - LI - Dual | New | Cooling | Electric
F4 | Residential | All | Multifamily - LI - Dual | New | Cooling | Electric
F1 | Residential | All | Multifamily - LI - Dual | New | Space Heating | Electric
F2 | Residential | All | Multifamily - LI - Dual | New | Space Heating | Electric
F3 | Residential | All | Multifamily - LI - Dual | New | Space Heating | Electric
F4 | Residential | All | Multifamily - LI - Dual | New | Space Heating | Electric
F1 | Residential | All | Multifamily - LI - Dual | New | Water Heating | Electric
F2 | Residential | All | Multifamily - LI - Dual | New | Water Heating | Electric
F3 | Residential | All | Multifamily - LI - Dual | New | Water Heating | Electric
F4 | Residential | All | Multifamily - LI - Dual | New | Water Heating | Electric
F1 | Residential | All | Multifamily - LI - Dual | New | Interior Lighting | Electric
F2 | Residential | All | Multifamily - LI - Dual | New | Interior Lighting | Electric
F3 | Residential | All | Multifamily - LI - Dual | New | Interior Lighting | Electric
F4 | Residential | All | Multifamily - LI - Dual | New | Interior Lighting | Electric
F1 | Residential | All | Multifamily - LI - Dual | New | Exterior Lighting | Electric
F2 | Residential | All | Multifamily - LI - Dual | New | Exterior Lighting | Electric
F3 | Residential | All | Multifamily - LI - Dual | New | Exterior Lighting | Electric
F4 | Residential | All | Multifamily - LI - Dual | New | Exterior Lighting | Electric
F1 | Residential | All | Multifamily - LI - Dual | New | Appliances | Electric
F2 | Residential | All | Multifamily - LI - Dual | New | Appliances | Electric
F3 | Residential | All | Multifamily - LI - Dual | New | Appliances | Electric
F4 | Residential | All | Multifamily - LI - Dual | New | Appliances | Electric
F1 | Residential | All | Multifamily - LI - Dual | New | Electronics | Electric
F2 | Residential | All | Multifamily - LI - Dual | New | Electronics | Electric
F3 | Residential | All | Multifamily - LI - Dual | New | Electronics | Electric
F4 | Residential | All | Multifamily - LI - Dual | New | Electronics | Electric
F1 | Residential | All | Multifamily - LI - Dual | New | Miscellaneous | Electric
F2 | Residential | All | Multifamily - LI - Dual | New | Miscellaneous | Electric
F3 | Residential | All | Multifamily - LI - Dual | New | Miscellaneous | Electric
F4 | Residential | All | Multifamily - LI - Dual | New | Miscellaneous | Electric
F1 | Residential | All | Multifamily - LI - Dual | New | Generation | Electric
F2 | Residential | All | Multifamily - LI - Dual | New | Generation | Electric
F3 | Residential | All | Multifamily - LI - Dual | New | Generation | Electric
F4 | Residential | All | Multifamily - LI - Dual | New | Generation | Electric
F1 | Residential | All | Multifamily - LI - Dual | New | Space Heating | Natural Gas
F2 | Residential | All | Multifamily - LI - Dual | New | Space Heating | Natural Gas
F3 | Residential | All | Multifamily - LI - Dual | New | Space Heating | Natural Gas
F4 | Residential | All | Multifamily - LI - Dual | New | Space Heating | Natural Gas
F1 | Residential | All | Multifamily - LI - Dual | New | Water Heating | Natural Gas
F2 | Residential | All | Multifamily - LI - Dual | New | Water Heating | Natural Gas
F3 | Residential | All | Multifamily - LI - Dual | New | Water Heating | Natural Gas
F4 | Residential | All | Multifamily - LI - Dual | New | Water Heating | Natural Gas
F1 | Residential | All | Multifamily - LI - Dual | New | Appliances | Natural Gas
F2 | Residential | All | Multifamily - LI - Dual | New | Appliances | Natural Gas
F3 | Residential | All | Multifamily - LI - Dual | New | Appliances | Natural Gas
F4 | Residential | All | Multifamily - LI - Dual | New | Appliances | Natural Gas
F1 | Residential | All | Multifamily - LI - Dual | New | Miscellaneous | Natural Gas
F2 | Residential | All | Multifamily - LI - Dual | New | Miscellaneous | Natural Gas
F3 | Residential | All | Multifamily - LI - Dual | New | Miscellaneous | Natural Gas
F4 | Residential | All | Multifamily - LI - Dual | New | Miscellaneous | Natural Gas
F1 | Residential | Market | Multifamily - LI - Dual | New | Cooling | Electric
F2 | Residential | Market | Multifamily - LI - Dual | New | Cooling | Electric
F3 | Residential | Market | Multifamily - LI - Dual | New | Cooling | Electric
F4 | Residential | Market | Multifamily - LI - Dual | New | Cooling | Electric
F1 | Residential | Market | Multifamily - LI - Dual | New | Space Heating | Electric
F2 | Residential | Market | Multifamily - LI - Dual | New | Space Heating | Electric
F3 | Residential | Market | Multifamily - LI - Dual | New | Space Heating | Electric
F4 | Residential | Market | Multifamily - LI - Dual | New | Space Heating | Electric
F1 | Residential | Market | Multifamily - LI - Dual | New | Water Heating | Electric
F2 | Residential | Market | Multifamily - LI - Dual | New | Water Heating | Electric
F3 | Residential | Market | Multifamily - LI - Dual | New | Water Heating | Electric
F4 | Residential | Market | Multifamily - LI - Dual | New | Water Heating | Electric
F1 | Residential | Market | Multifamily - LI - Dual | New | Interior Lighting | Electric
F2 | Residential | Market | Multifamily - LI - Dual | New | Interior Lighting | Electric
F3 | Residential | Market | Multifamily - LI - Dual | New | Interior Lighting | Electric
F4 | Residential | Market | Multifamily - LI - Dual | New | Interior Lighting | Electric
F1 | Residential | Market | Multifamily - LI - Dual | New | Exterior Lighting | Electric
F2 | Residential | Market | Multifamily - LI - Dual | New | Exterior Lighting | Electric
F3 | Residential | Market | Multifamily - LI - Dual | New | Exterior Lighting | Electric
F4 | Residential | Market | Multifamily - LI - Dual | New | Exterior Lighting | Electric
F1 | Residential | Market | Multifamily - LI - Dual | New | Appliances | Electric
F2 | Residential | Market | Multifamily - LI - Dual | New | Appliances | Electric
F3 | Residential | Market | Multifamily - LI - Dual | New | Appliances | Electric
F4 | Residential | Market | Multifamily - LI - Dual | New | Appliances | Electric
F1 | Residential | Market | Multifamily - LI - Dual | New | Electronics | Electric
F2 | Residential | Market | Multifamily - LI - Dual | New | Electronics | Electric
F3 | Residential | Market | Multifamily - LI - Dual | New | Electronics | Electric
F4 | Residential | Market | Multifamily - LI - Dual | New | Electronics | Electric
F1 | Residential | Market | Multifamily - LI - Dual | New | Miscellaneous | Electric
F2 | Residential | Market | Multifamily - LI - Dual | New | Miscellaneous | Electric
F3 | Residential | Market | Multifamily - LI - Dual | New | Miscellaneous | Electric
F4 | Residential | Market | Multifamily - LI - Dual | New | Miscellaneous | Electric
F1 | Residential | Market | Multifamily - LI - Dual | New | Generation | Electric
F2 | Residential | Market | Multifamily - LI - Dual | New | Generation | Electric
F3 | Residential | Market | Multifamily - LI - Dual | New | Generation | Electric
F4 | Residential | Market | Multifamily - LI - Dual | New | Generation | Electric
F1 | Residential | Market | Multifamily - LI - Dual | New | Space Heating | Natural Gas
F2 | Residential | Market | Multifamily - LI - Dual | New | Space Heating | Natural Gas
F3 | Residential | Market | Multifamily - LI - Dual | New | Space Heating | Natural Gas
F4 | Residential | Market | Multifamily - LI - Dual | New | Space Heating | Natural Gas
F1 | Residential | Market | Multifamily - LI - Dual | New | Water Heating | Natural Gas
F2 | Residential | Market | Multifamily - LI - Dual | New | Water Heating | Natural Gas
F3 | Residential | Market | Multifamily - LI - Dual | New | Water Heating | Natural Gas
F4 | Residential | Market | Multifamily - LI - Dual | New | Water Heating | Natural Gas
F1 | Residential | Market | Multifamily - LI - Dual | New | Appliances | Natural Gas
F2 | Residential | Market | Multifamily - LI - Dual | New | Appliances | Natural Gas
F3 | Residential | Market | Multifamily - LI - Dual | New | Appliances | Natural Gas
F4 | Residential | Market | Multifamily - LI - Dual | New | Appliances | Natural Gas
F1 | Residential | Market | Multifamily - LI - Dual | New | Miscellaneous | Natural Gas
F2 | Residential | Market | Multifamily - LI - Dual | New | Miscellaneous | Natural Gas
F3 | Residential | Market | Multifamily - LI - Dual | New | Miscellaneous | Natural Gas
F4 | Residential | Market | Multifamily - LI - Dual | New | Miscellaneous | Natural Gas
F1 | Residential | Central System | Multifamily - LI - Dual | New | Cooling | Electric
F2 | Residential | Central System | Multifamily - LI - Dual | New | Cooling | Electric
F3 | Residential | Central System | Multifamily - LI - Dual | New | Cooling | Electric
F4 | Residential | Central System | Multifamily - LI - Dual | New | Cooling | Electric
F1 | Residential | Central System | Multifamily - LI - Dual | New | Space Heating | Electric
F2 | Residential | Central System | Multifamily - LI - Dual | New | Space Heating | Electric
F3 | Residential | Central System | Multifamily - LI - Dual | New | Space Heating | Electric
F4 | Residential | Central System | Multifamily - LI - Dual | New | Space Heating | Electric
F1 | Residential | Central System | Multifamily - LI - Dual | New | Space Heating | Natural Gas
F2 | Residential | Central System | Multifamily - LI - Dual | New | Space Heating | Natural Gas
F3 | Residential | Central System | Multifamily - LI - Dual | New | Space Heating | Natural Gas
F4 | Residential | Central System | Multifamily - LI - Dual | New | Space Heating | Natural Gas
F1 | Residential | Resistance | Multifamily - LI - Dual | New | Cooling | Electric
F2 | Residential | Resistance | Multifamily - LI - Dual | New | Cooling | Electric
F3 | Residential | Resistance | Multifamily - LI - Dual | New | Cooling | Electric
F4 | Residential | Resistance | Multifamily - LI - Dual | New | Cooling | Electric
F1 | Residential | Resistance | Multifamily - LI - Dual | New | Space Heating | Electric
F2 | Residential | Resistance | Multifamily - LI - Dual | New | Space Heating | Electric
F3 | Residential | Resistance | Multifamily - LI - Dual | New | Space Heating | Electric
F4 | Residential | Resistance | Multifamily - LI - Dual | New | Space Heating | Electric
F1 | Residential | Heat Pump | Multifamily - LI - Dual | New | Cooling | Electric
F2 | Residential | Heat Pump | Multifamily - LI - Dual | New | Cooling | Electric
F3 | Residential | Heat Pump | Multifamily - LI - Dual | New | Cooling | Electric
F4 | Residential | Heat Pump | Multifamily - LI - Dual | New | Cooling | Electric
F1 | Residential | Heat Pump | Multifamily - LI - Dual | New | Space Heating | Electric
F2 | Residential | Heat Pump | Multifamily - LI - Dual | New | Space Heating | Electric
F3 | Residential | Heat Pump | Multifamily - LI - Dual | New | Space Heating | Electric
F4 | Residential | Heat Pump | Multifamily - LI - Dual | New | Space Heating | Electric

## Sys Costs (hidden)
Forecast
Base Year | 2018
Forecast End | 2040
Utility Economics
Utility Discount Rate | 3%
Participant Discount Rate | 6.742%
System Cost |  |  | System Vintage
Cost
Year
Year | 2018 | 2019 | 2020 | 2021 | 2022 | 2023 | 2024 | 2025 | 2026 | 2027 | 2028 | 2029 | 2030 | 2031 | 2032 | 2033 | 2034 | 2035 | 2036 | 2037 | 2038 | 2039 | 2040 | 2041 | 2042 | 2043 | 2044 | 2045 | 2046 | 2047 | 2048
Equipment Options - Component 1
Equipment | Label | Min. Lifetime | Max. Lifetime | On Market | Off Market | Available | On Date | Off Date
1 | [5 empty] | 0:00 | 0 | 0
2 | [5 empty] | 0:00 | 0 | 0
3 | [5 empty] | 0:00 | 0 | 0
4 | [5 empty] | 0:00 | 0 | 0
5 | [5 empty] | 0:00 | 0 | 0
6 | [5 empty] | 0:00 | 0 | 0
7 | [5 empty] | 0:00 | 0 | 0
8 | [5 empty] | 0:00 | 0 | 0
9 | [5 empty] | 0:00 | 0 | 0
10 | [5 empty] | 0:00 | 0 | 0
Purchase Shares - Component 1
Equipment | Year 0 | Year 1 | Year 2 | Year 3 | Year 4 | Year 5 | Year 6 | Year 7 | Year 8 | Year 9 | Year 10 | Year 11 | Year 12 | Year 13 | Year 14 | Year 15 | Year 16 | Year 17 | Year 18 | Year 19 | Year 20 | Year 21 | Year 22 | Year 23 | Year 24 | Year 25 | Year 26 | Year 27 | Year 28 | Year 29 | Year 30
1 | bar: Year 0 to Year 30
2 | bar: Year 0 to Year 30
3 | bar: Year 0 to Year 30
4 | bar: Year 0 to Year 30
5 | bar: Year 0 to Year 30
6 | bar: Year 0 to Year 30
7 | bar: Year 0 to Year 30
8 | bar: Year 0 to Year 30
9 | bar: Year 0 to Year 30
10 | bar: Year 0 to Year 30
Annualized Cost of Operation - Utility - Component 1
Equipment | Year 0 | Year 1 | Year 2 | Year 3 | Year 4 | Year 5 | Year 6 | Year 7 | Year 8 | Year 9 | Year 10 | Year 11 | Year 12 | Year 13 | Year 14 | Year 15 | Year 16 | Year 17 | Year 18 | Year 19 | Year 20 | Year 21 | Year 22 | Year 23 | Year 24 | Year 25 | Year 26 | Year 27 | Year 28 | Year 29 | Year 30
1 | 0 | 0 | 0 | 0 | 0 | 0 | 0 | 0 | 0 | 0 | 0 | 0 | 0 | 0 | 0 | 0 | 0 | 0 | 0 | 0 | 0 | 0 | 0 | 0 | 0 | 0 | 0 | 0 | 0 | 0 | 0
2 | 0 | 0 | 0 | 0 | 0 | 0 | 0 | 0 | 0 | 0 | 0 | 0 | 0 | 0 | 0 | 0 | 0 | 0 | 0 | 0 | 0 | 0 | 0 | 0 | 0 | 0 | 0 | 0 | 0 | 0 | 0
3 | 0 | 0 | 0 | 0 | 0 | 0 | 0 | 0 | 0 | 0 | 0 | 0 | 0 | 0 | 0 | 0 | 0 | 0 | 0 | 0 | 0 | 0 | 0 | 0 | 0 | 0 | 0 | 0 | 0 | 0 | 0
4 | 0 | 0 | 0 | 0 | 0 | 0 | 0 | 0 | 0 | 0 | 0 | 0 | 0 | 0 | 0 | 0 | 0 | 0 | 0 | 0 | 0 | 0 | 0 | 0 | 0 | 0 | 0 | 0 | 0 | 0 | 0
5 | 0 | 0 | 0 | 0 | 0 | 0 | 0 | 0 | 0 | 0 | 0 | 0 | 0 | 0 | 0 | 0 | 0 | 0 | 0 | 0 | 0 | 0 | 0 | 0 | 0 | 0 | 0 | 0 | 0 | 0 | 0
6 | 0 | 0 | 0 | 0 | 0 | 0 | 0 | 0 | 0 | 0 | 0 | 0 | 0 | 0 | 0 | 0 | 0 | 0 | 0 | 0 | 0 | 0 | 0 | 0 | 0 | 0 | 0 | 0 | 0 | 0 | 0
7 | 0 | 0 | 0 | 0 | 0 | 0 | 0 | 0 | 0 | 0 | 0 | 0 | 0 | 0 | 0 | 0 | 0 | 0 | 0 | 0 | 0 | 0 | 0 | 0 | 0 | 0 | 0 | 0 | 0 | 0 | 0
8 | 0 | 0 | 0 | 0 | 0 | 0 | 0 | 0 | 0 | 0 | 0 | 0 | 0 | 0 | 0 | 0 | 0 | 0 | 0 | 0 | 0 | 0 | 0 | 0 | 0 | 0 | 0 | 0 | 0 | 0 | 0
9 | 0 | 0 | 0 | 0 | 0 | 0 | 0 | 0 | 0 | 0 | 0 | 0 | 0 | 0 | 0 | 0 | 0 | 0 | 0 | 0 | 0 | 0 | 0 | 0 | 0 | 0 | 0 | 0 | 0 | 0 | 0
10 | 0 | 0 | 0 | 0 | 0 | 0 | 0 | 0 | 0 | 0 | 0 | 0 | 0 | 0 | 0 | 0 | 0 | 0 | 0 | 0 | 0 | 0 | 0 | 0 | 0 | 0 | 0 | 0 | 0 | 0 | 0
Annualized Sales from Operation - Utility - Component 1
Equipment | Year 0 | Year 1 | Year 2 | Year 3 | Year 4 | Year 5 | Year 6 | Year 7 | Year 8 | Year 9 | Year 10 | Year 11 | Year 12 | Year 13 | Year 14 | Year 15 | Year 16 | Year 17 | Year 18 | Year 19 | Year 20 | Year 21 | Year 22 | Year 23 | Year 24 | Year 25 | Year 26 | Year 27 | Year 28 | Year 29 | Year 30
1 | 0 | 0 | 0 | 0 | 0 | 0 | 0 | 0 | 0 | 0 | 0 | 0 | 0 | 0 | 0 | 0 | 0 | 0 | 0 | 0 | 0 | 0 | 0 | 0 | 0 | 0 | 0 | 0 | 0 | 0 | 0
2 | 0 | 0 | 0 | 0 | 0 | 0 | 0 | 0 | 0 | 0 | 0 | 0 | 0 | 0 | 0 | 0 | 0 | 0 | 0 | 0 | 0 | 0 | 0 | 0 | 0 | 0 | 0 | 0 | 0 | 0 | 0
3 | 0 | 0 | 0 | 0 | 0 | 0 | 0 | 0 | 0 | 0 | 0 | 0 | 0 | 0 | 0 | 0 | 0 | 0 | 0 | 0 | 0 | 0 | 0 | 0 | 0 | 0 | 0 | 0 | 0 | 0 | 0
4 | 0 | 0 | 0 | 0 | 0 | 0 | 0 | 0 | 0 | 0 | 0 | 0 | 0 | 0 | 0 | 0 | 0 | 0 | 0 | 0 | 0 | 0 | 0 | 0 | 0 | 0 | 0 | 0 | 0 | 0 | 0
5 | 0 | 0 | 0 | 0 | 0 | 0 | 0 | 0 | 0 | 0 | 0 | 0 | 0 | 0 | 0 | 0 | 0 | 0 | 0 | 0 | 0 | 0 | 0 | 0 | 0 | 0 | 0 | 0 | 0 | 0 | 0
6 | 0 | 0 | 0 | 0 | 0 | 0 | 0 | 0 | 0 | 0 | 0 | 0 | 0 | 0 | 0 | 0 | 0 | 0 | 0 | 0 | 0 | 0 | 0 | 0 | 0 | 0 | 0 | 0 | 0 | 0 | 0
7 | 0 | 0 | 0 | 0 | 0 | 0 | 0 | 0 | 0 | 0 | 0 | 0 | 0 | 0 | 0 | 0 | 0 | 0 | 0 | 0 | 0 | 0 | 0 | 0 | 0 | 0 | 0 | 0 | 0 | 0 | 0
8 | 0 | 0 | 0 | 0 | 0 | 0 | 0 | 0 | 0 | 0 | 0 | 0 | 0 | 0 | 0 | 0 | 0 | 0 | 0 | 0 | 0 | 0 | 0 | 0 | 0 | 0 | 0 | 0 | 0 | 0 | 0
9 | 0 | 0 | 0 | 0 | 0 | 0 | 0 | 0 | 0 | 0 | 0 | 0 | 0 | 0 | 0 | 0 | 0 | 0 | 0 | 0 | 0 | 0 | 0 | 0 | 0 | 0 | 0 | 0 | 0 | 0 | 0
10 | 0 | 0 | 0 | 0 | 0 | 0 | 0 | 0 | 0 | 0 | 0 | 0 | 0 | 0 | 0 | 0 | 0 | 0 | 0 | 0 | 0 | 0 | 0 | 0 | 0 | 0 | 0 | 0 | 0 | 0 | 0
Annualized Cost of Equipment - Utility - Component 1
Equipment | Year 0 | Year 1 | Year 2 | Year 3 | Year 4 | Year 5 | Year 6 | Year 7 | Year 8 | Year 9 | Year 10 | Year 11 | Year 12 | Year 13 | Year 14 | Year 15 | Year 16 | Year 17 | Year 18 | Year 19 | Year 20 | Year 21 | Year 22 | Year 23 | Year 24 | Year 25 | Year 26 | Year 27 | Year 28 | Year 29 | Year 30
1 | 0 | 0 | 0 | 0 | 0 | 0 | 0 | 0 | 0 | 0 | 0 | 0 | 0 | 0 | 0 | 0 | 0 | 0 | 0 | 0 | 0 | 0 | 0 | 0 | 0 | 0 | 0 | 0 | 0 | 0 | 0
2 | 0 | 0 | 0 | 0 | 0 | 0 | 0 | 0 | 0 | 0 | 0 | 0 | 0 | 0 | 0 | 0 | 0 | 0 | 0 | 0 | 0 | 0 | 0 | 0 | 0 | 0 | 0 | 0 | 0 | 0 | 0
3 | 0 | 0 | 0 | 0 | 0 | 0 | 0 | 0 | 0 | 0 | 0 | 0 | 0 | 0 | 0 | 0 | 0 | 0 | 0 | 0 | 0 | 0 | 0 | 0 | 0 | 0 | 0 | 0 | 0 | 0 | 0
4 | 0 | 0 | 0 | 0 | 0 | 0 | 0 | 0 | 0 | 0 | 0 | 0 | 0 | 0 | 0 | 0 | 0 | 0 | 0 | 0 | 0 | 0 | 0 | 0 | 0 | 0 | 0 | 0 | 0 | 0 | 0
5 | 0 | 0 | 0 | 0 | 0 | 0 | 0 | 0 | 0 | 0 | 0 | 0 | 0 | 0 | 0 | 0 | 0 | 0 | 0 | 0 | 0 | 0 | 0 | 0 | 0 | 0 | 0 | 0 | 0 | 0 | 0
6 | 0 | 0 | 0 | 0 | 0 | 0 | 0 | 0 | 0 | 0 | 0 | 0 | 0 | 0 | 0 | 0 | 0 | 0 | 0 | 0 | 0 | 0 | 0 | 0 | 0 | 0 | 0 | 0 | 0 | 0 | 0
7 | 0 | 0 | 0 | 0 | 0 | 0 | 0 | 0 | 0 | 0 | 0 | 0 | 0 | 0 | 0 | 0 | 0 | 0 | 0 | 0 | 0 | 0 | 0 | 0 | 0 | 0 | 0 | 0 | 0 | 0 | 0
8 | 0 | 0 | 0 | 0 | 0 | 0 | 0 | 0 | 0 | 0 | 0 | 0 | 0 | 0 | 0 | 0 | 0 | 0 | 0 | 0 | 0 | 0 | 0 | 0 | 0 | 0 | 0 | 0 | 0 | 0 | 0
9 | 0 | 0 | 0 | 0 | 0 | 0 | 0 | 0 | 0 | 0 | 0 | 0 | 0 | 0 | 0 | 0 | 0 | 0 | 0 | 0 | 0 | 0 | 0 | 0 | 0 | 0 | 0 | 0 | 0 | 0 | 0
10 | 0 | 0 | 0 | 0 | 0 | 0 | 0 | 0 | 0 | 0 | 0 | 0 | 0 | 0 | 0 | 0 | 0 | 0 | 0 | 0 | 0 | 0 | 0 | 0 | 0 | 0 | 0 | 0 | 0 | 0 | 0
Annualized Cost of Operation - Participant - Component 1
Equipment | Year 0 | Year 1 | Year 2 | Year 3 | Year 4 | Year 5 | Year 6 | Year 7 | Year 8 | Year 9 | Year 10 | Year 11 | Year 12 | Year 13 | Year 14 | Year 15 | Year 16 | Year 17 | Year 18 | Year 19 | Year 20 | Year 21 | Year 22 | Year 23 | Year 24 | Year 25 | Year 26 | Year 27 | Year 28 | Year 29 | Year 30
1 | 0 | 0 | 0 | 0 | 0 | 0 | 0 | 0 | 0 | 0 | 0 | 0 | 0 | 0 | 0 | 0 | 0 | 0 | 0 | 0 | 0 | 0 | 0 | 0 | 0 | 0 | 0 | 0 | 0 | 0 | 0
2 | 0 | 0 | 0 | 0 | 0 | 0 | 0 | 0 | 0 | 0 | 0 | 0 | 0 | 0 | 0 | 0 | 0 | 0 | 0 | 0 | 0 | 0 | 0 | 0 | 0 | 0 | 0 | 0 | 0 | 0 | 0
3 | 0 | 0 | 0 | 0 | 0 | 0 | 0 | 0 | 0 | 0 | 0 | 0 | 0 | 0 | 0 | 0 | 0 | 0 | 0 | 0 | 0 | 0 | 0 | 0 | 0 | 0 | 0 | 0 | 0 | 0 | 0
4 | 0 | 0 | 0 | 0 | 0 | 0 | 0 | 0 | 0 | 0 | 0 | 0 | 0 | 0 | 0 | 0 | 0 | 0 | 0 | 0 | 0 | 0 | 0 | 0 | 0 | 0 | 0 | 0 | 0 | 0 | 0
5 | 0 | 0 | 0 | 0 | 0 | 0 | 0 | 0 | 0 | 0 | 0 | 0 | 0 | 0 | 0 | 0 | 0 | 0 | 0 | 0 | 0 | 0 | 0 | 0 | 0 | 0 | 0 | 0 | 0 | 0 | 0
6 | 0 | 0 | 0 | 0 | 0 | 0 | 0 | 0 | 0 | 0 | 0 | 0 | 0 | 0 | 0 | 0 | 0 | 0 | 0 | 0 | 0 | 0 | 0 | 0 | 0 | 0 | 0 | 0 | 0 | 0 | 0
7 | 0 | 0 | 0 | 0 | 0 | 0 | 0 | 0 | 0 | 0 | 0 | 0 | 0 | 0 | 0 | 0 | 0 | 0 | 0 | 0 | 0 | 0 | 0 | 0 | 0 | 0 | 0 | 0 | 0 | 0 | 0
8 | 0 | 0 | 0 | 0 | 0 | 0 | 0 | 0 | 0 | 0 | 0 | 0 | 0 | 0 | 0 | 0 | 0 | 0 | 0 | 0 | 0 | 0 | 0 | 0 | 0 | 0 | 0 | 0 | 0 | 0 | 0
9 | 0 | 0 | 0 | 0 | 0 | 0 | 0 | 0 | 0 | 0 | 0 | 0 | 0 | 0 | 0 | 0 | 0 | 0 | 0 | 0 | 0 | 0 | 0 | 0 | 0 | 0 | 0 | 0 | 0 | 0 | 0
10 | 0 | 0 | 0 | 0 | 0 | 0 | 0 | 0 | 0 | 0 | 0 | 0 | 0 | 0 | 0 | 0 | 0 | 0 | 0 | 0 | 0 | 0 | 0 | 0 | 0 | 0 | 0 | 0 | 0 | 0 | 0
Annualized Cost of Equipment - Participant - Component 1
Equipment | Year 0 | Year 1 | Year 2 | Year 3 | Year 4 | Year 5 | Year 6 | Year 7 | Year 8 | Year 9 | Year 10 | Year 11 | Year 12 | Year 13 | Year 14 | Year 15 | Year 16 | Year 17 | Year 18 | Year 19 | Year 20 | Year 21 | Year 22 | Year 23 | Year 24 | Year 25 | Year 26 | Year 27 | Year 28 | Year 29 | Year 30
1 | 0 | 0 | 0 | 0 | 0 | 0 | 0 | 0 | 0 | 0 | 0 | 0 | 0 | 0 | 0 | 0 | 0 | 0 | 0 | 0 | 0 | 0 | 0 | 0 | 0 | 0 | 0 | 0 | 0 | 0 | 0
2 | 0 | 0 | 0 | 0 | 0 | 0 | 0 | 0 | 0 | 0 | 0 | 0 | 0 | 0 | 0 | 0 | 0 | 0 | 0 | 0 | 0 | 0 | 0 | 0 | 0 | 0 | 0 | 0 | 0 | 0 | 0
3 | 0 | 0 | 0 | 0 | 0 | 0 | 0 | 0 | 0 | 0 | 0 | 0 | 0 | 0 | 0 | 0 | 0 | 0 | 0 | 0 | 0 | 0 | 0 | 0 | 0 | 0 | 0 | 0 | 0 | 0 | 0
4 | 0 | 0 | 0 | 0 | 0 | 0 | 0 | 0 | 0 | 0 | 0 | 0 | 0 | 0 | 0 | 0 | 0 | 0 | 0 | 0 | 0 | 0 | 0 | 0 | 0 | 0 | 0 | 0 | 0 | 0 | 0
5 | 0 | 0 | 0 | 0 | 0 | 0 | 0 | 0 | 0 | 0 | 0 | 0 | 0 | 0 | 0 | 0 | 0 | 0 | 0 | 0 | 0 | 0 | 0 | 0 | 0 | 0 | 0 | 0 | 0 | 0 | 0
6 | 0 | 0 | 0 | 0 | 0 | 0 | 0 | 0 | 0 | 0 | 0 | 0 | 0 | 0 | 0 | 0 | 0 | 0 | 0 | 0 | 0 | 0 | 0 | 0 | 0 | 0 | 0 | 0 | 0 | 0 | 0
7 | 0 | 0 | 0 | 0 | 0 | 0 | 0 | 0 | 0 | 0 | 0 | 0 | 0 | 0 | 0 | 0 | 0 | 0 | 0 | 0 | 0 | 0 | 0 | 0 | 0 | 0 | 0 | 0 | 0 | 0 | 0
8 | 0 | 0 | 0 | 0 | 0 | 0 | 0 | 0 | 0 | 0 | 0 | 0 | 0 | 0 | 0 | 0 | 0 | 0 | 0 | 0 | 0 | 0 | 0 | 0 | 0 | 0 | 0 | 0 | 0 | 0 | 0
9 | 0 | 0 | 0 | 0 | 0 | 0 | 0 | 0 | 0 | 0 | 0 | 0 | 0 | 0 | 0 | 0 | 0 | 0 | 0 | 0 | 0 | 0 | 0 | 0 | 0 | 0 | 0 | 0 | 0 | 0 | 0
10 | 0 | 0 | 0 | 0 | 0 | 0 | 0 | 0 | 0 | 0 | 0 | 0 | 0 | 0 | 0 | 0 | 0 | 0 | 0 | 0 | 0 | 0 | 0 | 0 | 0 | 0 | 0 | 0 | 0 | 0 | 0
Annualized kBTUs - Component 1
Equipment | Year 0 | Year 1 | Year 2 | Year 3 | Year 4 | Year 5 | Year 6 | Year 7 | Year 8 | Year 9 | Year 10 | Year 11 | Year 12 | Year 13 | Year 14 | Year 15 | Year 16 | Year 17 | Year 18 | Year 19 | Year 20 | Year 21 | Year 22 | Year 23 | Year 24 | Year 25 | Year 26 | Year 27 | Year 28 | Year 29 | Year 30
1 | 0 | 0 | 0 | 0 | 0 | 0 | 0 | 0 | 0 | 0 | 0 | 0 | 0 | 0 | 0 | 0 | 0 | 0 | 0 | 0 | 0 | 0 | 0 | 0 | 0 | 0 | 0 | 0 | 0 | 0 | 0
2 | 0 | 0 | 0 | 0 | 0 | 0 | 0 | 0 | 0 | 0 | 0 | 0 | 0 | 0 | 0 | 0 | 0 | 0 | 0 | 0 | 0 | 0 | 0 | 0 | 0 | 0 | 0 | 0 | 0 | 0 | 0
3 | 0 | 0 | 0 | 0 | 0 | 0 | 0 | 0 | 0 | 0 | 0 | 0 | 0 | 0 | 0 | 0 | 0 | 0 | 0 | 0 | 0 | 0 | 0 | 0 | 0 | 0 | 0 | 0 | 0 | 0 | 0
4 | 0 | 0 | 0 | 0 | 0 | 0 | 0 | 0 | 0 | 0 | 0 | 0 | 0 | 0 | 0 | 0 | 0 | 0 | 0 | 0 | 0 | 0 | 0 | 0 | 0 | 0 | 0 | 0 | 0 | 0 | 0
5 | 0 | 0 | 0 | 0 | 0 | 0 | 0 | 0 | 0 | 0 | 0 | 0 | 0 | 0 | 0 | 0 | 0 | 0 | 0 | 0 | 0 | 0 | 0 | 0 | 0 | 0 | 0 | 0 | 0 | 0 | 0
6 | 0 | 0 | 0 | 0 | 0 | 0 | 0 | 0 | 0 | 0 | 0 | 0 | 0 | 0 | 0 | 0 | 0 | 0 | 0 | 0 | 0 | 0 | 0 | 0 | 0 | 0 | 0 | 0 | 0 | 0 | 0
7 | 0 | 0 | 0 | 0 | 0 | 0 | 0 | 0 | 0 | 0 | 0 | 0 | 0 | 0 | 0 | 0 | 0 | 0 | 0 | 0 | 0 | 0 | 0 | 0 | 0 | 0 | 0 | 0 | 0 | 0 | 0
8 | 0 | 0 | 0 | 0 | 0 | 0 | 0 | 0 | 0 | 0 | 0 | 0 | 0 | 0 | 0 | 0 | 0 | 0 | 0 | 0 | 0 | 0 | 0 | 0 | 0 | 0 | 0 | 0 | 0 | 0 | 0
9 | 0 | 0 | 0 | 0 | 0 | 0 | 0 | 0 | 0 | 0 | 0 | 0 | 0 | 0 | 0 | 0 | 0 | 0 | 0 | 0 | 0 | 0 | 0 | 0 | 0 | 0 | 0 | 0 | 0 | 0 | 0
10 | 0 | 0 | 0 | 0 | 0 | 0 | 0 | 0 | 0 | 0 | 0 | 0 | 0 | 0 | 0 | 0 | 0 | 0 | 0 | 0 | 0 | 0 | 0 | 0 | 0 | 0 | 0 | 0 | 0 | 0 | 0
On Market - Component 1
Equipment | Year 0 | Year 1 | Year 2 | Year 3 | Year 4 | Year 5 | Year 6 | Year 7 | Year 8 | Year 9 | Year 10 | Year 11 | Year 12 | Year 13 | Year 14 | Year 15 | Year 16 | Year 17 | Year 18 | Year 19 | Year 20 | Year 21 | Year 22 | Year 23 | Year 24 | Year 25 | Year 26 | Year 27 | Year 28 | Year 29 | Year 30
1 | 0 | 0 | 0 | 0 | 0 | 0 | 0 | 0 | 0 | 0 | 0 | 0 | 0 | 0 | 0 | 0 | 0 | 0 | 0 | 0 | 0 | 0 | 0 | 0 | 0 | 0 | 0 | 0 | 0 | 0 | 0
2 | 0 | 0 | 0 | 0 | 0 | 0 | 0 | 0 | 0 | 0 | 0 | 0 | 0 | 0 | 0 | 0 | 0 | 0 | 0 | 0 | 0 | 0 | 0 | 0 | 0 | 0 | 0 | 0 | 0 | 0 | 0
3 | 0 | 0 | 0 | 0 | 0 | 0 | 0 | 0 | 0 | 0 | 0 | 0 | 0 | 0 | 0 | 0 | 0 | 0 | 0 | 0 | 0 | 0 | 0 | 0 | 0 | 0 | 0 | 0 | 0 | 0 | 0
4 | 0 | 0 | 0 | 0 | 0 | 0 | 0 | 0 | 0 | 0 | 0 | 0 | 0 | 0 | 0 | 0 | 0 | 0 | 0 | 0 | 0 | 0 | 0 | 0 | 0 | 0 | 0 | 0 | 0 | 0 | 0
5 | 0 | 0 | 0 | 0 | 0 | 0 | 0 | 0 | 0 | 0 | 0 | 0 | 0 | 0 | 0 | 0 | 0 | 0 | 0 | 0 | 0 | 0 | 0 | 0 | 0 | 0 | 0 | 0 | 0 | 0 | 0
6 | 0 | 0 | 0 | 0 | 0 | 0 | 0 | 0 | 0 | 0 | 0 | 0 | 0 | 0 | 0 | 0 | 0 | 0 | 0 | 0 | 0 | 0 | 0 | 0 | 0 | 0 | 0 | 0 | 0 | 0 | 0
7 | 0 | 0 | 0 | 0 | 0 | 0 | 0 | 0 | 0 | 0 | 0 | 0 | 0 | 0 | 0 | 0 | 0 | 0 | 0 | 0 | 0 | 0 | 0 | 0 | 0 | 0 | 0 | 0 | 0 | 0 | 0
8 | 0 | 0 | 0 | 0 | 0 | 0 | 0 | 0 | 0 | 0 | 0 | 0 | 0 | 0 | 0 | 0 | 0 | 0 | 0 | 0 | 0 | 0 | 0 | 0 | 0 | 0 | 0 | 0 | 0 | 0 | 0
9 | 0 | 0 | 0 | 0 | 0 | 0 | 0 | 0 | 0 | 0 | 0 | 0 | 0 | 0 | 0 | 0 | 0 | 0 | 0 | 0 | 0 | 0 | 0 | 0 | 0 | 0 | 0 | 0 | 0 | 0 | 0
10 | 0 | 0 | 0 | 0 | 0 | 0 | 0 | 0 | 0 | 0 | 0 | 0 | 0 | 0 | 0 | 0 | 0 | 0 | 0 | 0 | 0 | 0 | 0 | 0 | 0 | 0 | 0 | 0 | 0 | 0 | 0
Technical kBTUs - Component 1
Value | Year 0 | Year 1 | Year 2 | Year 3 | Year 4 | Year 5 | Year 6 | Year 7 | Year 8 | Year 9 | Year 10 | Year 11 | Year 12 | Year 13 | Year 14 | Year 15 | Year 16 | Year 17 | Year 18 | Year 19 | Year 20 | Year 21 | Year 22 | Year 23 | Year 24 | Year 25 | Year 26 | Year 27 | Year 28 | Year 29 | Year 30
Annualized kBTUs | 0 | 0 | 0 | 0 | 0 | 0 | 0 | 0 | 0 | 0 | 0 | 0 | 0 | 0 | 0 | 0 | 0 | 0 | 0 | 0 | 0 | 0 | 0 | 0 | 0 | 0 | 0 | 0 | 0 | 0 | 0
Lifetimes - Component 1
Scenario | Year 0 | Year 1 | Year 2 | Year 3 | Year 4 | Year 5 | Year 6 | Year 7 | Year 8 | Year 9 | Year 10 | Year 11 | Year 12 | Year 13 | Year 14 | Year 15 | Year 16 | Year 17 | Year 18 | Year 19 | Year 20 | Year 21 | Year 22 | Year 23 | Year 24 | Year 25 | Year 26 | Year 27 | Year 28 | Year 29 | Year 30
NC - Min. Lifetime | 0 | 0 | 0 | 0 | 0 | 0 | 0 | 0 | 0 | 0 | 0 | 0 | 0 | 0 | 0 | 0 | 0 | 0 | 0 | 0 | 0 | 0 | 0 | 0 | 0 | 0 | 0 | 0 | 0 | 0 | 0
NC - Max. Lifetime | 0 | 0 | 0 | 0 | 0 | 0 | 0 | 0 | 0 | 0 | 0 | 0 | 0 | 0 | 0 | 0 | 0 | 0 | 0 | 0 | 0 | 0 | 0 | 0 | 0 | 0 | 0 | 0 | 0 | 0 | 0
Equipment Options - Component 2
Equipment | Year 0: Label; Year 1: Min. Lifetime; Year 2: Max. Lifetime; Year 3: On Market; Year 4: Off Market; Year 5: Available; Year 6: On Date; Year 7: Off Date
1 | Year 5: 0:00; Year 6: 0; Year 7: 0
2 | Year 5: 0:00; Year 6: 0; Year 7: 0
3 | Year 5: 0:00; Year 6: 0; Year 7: 0
4 | Year 5: 0:00; Year 6: 0; Year 7: 0
5 | Year 5: 0:00; Year 6: 0; Year 7: 0
6 | Year 5: 0:00; Year 6: 0; Year 7: 0
7 | Year 5: 0:00; Year 6: 0; Year 7: 0
8 | Year 5: 0:00; Year 6: 0; Year 7: 0
9 | Year 5: 0:00; Year 6: 0; Year 7: 0
10 | Year 5: 0:00; Year 6: 0; Year 7: 0
Purchase Shares - Component 2
Equipment | Year 0 | Year 1 | Year 2 | Year 3 | Year 4 | Year 5 | Year 6 | Year 7 | Year 8 | Year 9 | Year 10 | Year 11 | Year 12 | Year 13 | Year 14 | Year 15 | Year 16 | Year 17 | Year 18 | Year 19 | Year 20 | Year 21 | Year 22 | Year 23 | Year 24 | Year 25 | Year 26 | Year 27 | Year 28 | Year 29 | Year 30
1 | bar: Year 0 to Year 30
2 | bar: Year 0 to Year 30
3 | bar: Year 0 to Year 30
4 | bar: Year 0 to Year 30
5 | bar: Year 0 to Year 30
6 | bar: Year 0 to Year 30
7 | bar: Year 0 to Year 30
8 | bar: Year 0 to Year 30
9 | bar: Year 0 to Year 30
10 | bar: Year 0 to Year 30
Annualized Cost of Operation - Utility - Component 2
Equipment | Year 0 | Year 1 | Year 2 | Year 3 | Year 4 | Year 5 | Year 6 | Year 7 | Year 8 | Year 9 | Year 10 | Year 11 | Year 12 | Year 13 | Year 14 | Year 15 | Year 16 | Year 17 | Year 18 | Year 19 | Year 20 | Year 21 | Year 22 | Year 23 | Year 24 | Year 25 | Year 26 | Year 27 | Year 28 | Year 29 | Year 30
1 | 0 | 0 | 0 | 0 | 0 | 0 | 0 | 0 | 0 | 0 | 0 | 0 | 0 | 0 | 0 | 0 | 0 | 0 | 0 | 0 | 0 | 0 | 0 | 0 | 0 | 0 | 0 | 0 | 0 | 0 | 0
2 | 0 | 0 | 0 | 0 | 0 | 0 | 0 | 0 | 0 | 0 | 0 | 0 | 0 | 0 | 0 | 0 | 0 | 0 | 0 | 0 | 0 | 0 | 0 | 0 | 0 | 0 | 0 | 0 | 0 | 0 | 0
3 | 0 | 0 | 0 | 0 | 0 | 0 | 0 | 0 | 0 | 0 | 0 | 0 | 0 | 0 | 0 | 0 | 0 | 0 | 0 | 0 | 0 | 0 | 0 | 0 | 0 | 0 | 0 | 0 | 0 | 0 | 0
4 | 0 | 0 | 0 | 0 | 0 | 0 | 0 | 0 | 0 | 0 | 0 | 0 | 0 | 0 | 0 | 0 | 0 | 0 | 0 | 0 | 0 | 0 | 0 | 0 | 0 | 0 | 0 | 0 | 0 | 0 | 0
5 | 0 | 0 | 0 | 0 | 0 | 0 | 0 | 0 | 0 | 0 | 0 | 0 | 0 | 0 | 0 | 0 | 0 | 0 | 0 | 0 | 0 | 0 | 0 | 0 | 0 | 0 | 0 | 0 | 0 | 0 | 0
6 | 0 | 0 | 0 | 0 | 0 | 0 | 0 | 0 | 0 | 0 | 0 | 0 | 0 | 0 | 0 | 0 | 0 | 0 | 0 | 0 | 0 | 0 | 0 | 0 | 0 | 0 | 0 | 0 | 0 | 0 | 0
7 | 0 | 0 | 0 | 0 | 0 | 0 | 0 | 0 | 0 | 0 | 0 | 0 | 0 | 0 | 0 | 0 | 0 | 0 | 0 | 0 | 0 | 0 | 0 | 0 | 0 | 0 | 0 | 0 | 0 | 0 | 0
8 | 0 | 0 | 0 | 0 | 0 | 0 | 0 | 0 | 0 | 0 | 0 | 0 | 0 | 0 | 0 | 0 | 0 | 0 | 0 | 0 | 0 | 0 | 0 | 0 | 0 | 0 | 0 | 0 | 0 | 0 | 0
9 | 0 | 0 | 0 | 0 | 0 | 0 | 0 | 0 | 0 | 0 | 0 | 0 | 0 | 0 | 0 | 0 | 0 | 0 | 0 | 0 | 0 | 0 | 0 | 0 | 0 | 0 | 0 | 0 | 0 | 0 | 0
10 | 0 | 0 | 0 | 0 | 0 | 0 | 0 | 0 | 0 | 0 | 0 | 0 | 0 | 0 | 0 | 0 | 0 | 0 | 0 | 0 | 0 | 0 | 0 | 0 | 0 | 0 | 0 | 0 | 0 | 0 | 0
Annualized Sales from Operation - Utility - Component 2
Equipment | Year 0 | Year 1 | Year 2 | Year 3 | Year 4 | Year 5 | Year 6 | Year 7 | Year 8 | Year 9 | Year 10 | Year 11 | Year 12 | Year 13 | Year 14 | Year 15 | Year 16 | Year 17 | Year 18 | Year 19 | Year 20 | Year 21 | Year 22 | Year 23 | Year 24 | Year 25 | Year 26 | Year 27 | Year 28 | Year 29 | Year 30
1 | 0 | 0 | 0 | 0 | 0 | 0 | 0 | 0 | 0 | 0 | 0 | 0 | 0 | 0 | 0 | 0 | 0 | 0 | 0 | 0 | 0 | 0 | 0 | 0 | 0 | 0 | 0 | 0 | 0 | 0 | 0
2 | 0 | 0 | 0 | 0 | 0 | 0 | 0 | 0 | 0 | 0 | 0 | 0 | 0 | 0 | 0 | 0 | 0 | 0 | 0 | 0 | 0 | 0 | 0 | 0 | 0 | 0 | 0 | 0 | 0 | 0 | 0
3 | 0 | 0 | 0 | 0 | 0 | 0 | 0 | 0 | 0 | 0 | 0 | 0 | 0 | 0 | 0 | 0 | 0 | 0 | 0 | 0 | 0 | 0 | 0 | 0 | 0 | 0 | 0 | 0 | 0 | 0 | 0
4 | 0 | 0 | 0 | 0 | 0 | 0 | 0 | 0 | 0 | 0 | 0 | 0 | 0 | 0 | 0 | 0 | 0 | 0 | 0 | 0 | 0 | 0 | 0 | 0 | 0 | 0 | 0 | 0 | 0 | 0 | 0
5 | 0 | 0 | 0 | 0 | 0 | 0 | 0 | 0 | 0 | 0 | 0 | 0 | 0 | 0 | 0 | 0 | 0 | 0 | 0 | 0 | 0 | 0 | 0 | 0 | 0 | 0 | 0 | 0 | 0 | 0 | 0
6 | 0 | 0 | 0 | 0 | 0 | 0 | 0 | 0 | 0 | 0 | 0 | 0 | 0 | 0 | 0 | 0 | 0 | 0 | 0 | 0 | 0 | 0 | 0 | 0 | 0 | 0 | 0 | 0 | 0 | 0 | 0
7 | 0 | 0 | 0 | 0 | 0 | 0 | 0 | 0 | 0 | 0 | 0 | 0 | 0 | 0 | 0 | 0 | 0 | 0 | 0 | 0 | 0 | 0 | 0 | 0 | 0 | 0 | 0 | 0 | 0 | 0 | 0
8 | 0 | 0 | 0 | 0 | 0 | 0 | 0 | 0 | 0 | 0 | 0 | 0 | 0 | 0 | 0 | 0 | 0 | 0 | 0 | 0 | 0 | 0 | 0 | 0 | 0 | 0 | 0 | 0 | 0 | 0 | 0
9 | 0 | 0 | 0 | 0 | 0 | 0 | 0 | 0 | 0 | 0 | 0 | 0 | 0 | 0 | 0 | 0 | 0 | 0 | 0 | 0 | 0 | 0 | 0 | 0 | 0 | 0 | 0 | 0 | 0 | 0 | 0
10 | 0 | 0 | 0 | 0 | 0 | 0 | 0 | 0 | 0 | 0 | 0 | 0 | 0 | 0 | 0 | 0 | 0 | 0 | 0 | 0 | 0 | 0 | 0 | 0 | 0 | 0 | 0 | 0 | 0 | 0 | 0
Annualized Cost of Equipment - Utility - Component 2
Equipment | Year 0 | Year 1 | Year 2 | Year 3 | Year 4 | Year 5 | Year 6 | Year 7 | Year 8 | Year 9 | Year 10 | Year 11 | Year 12 | Year 13 | Year 14 | Year 15 | Year 16 | Year 17 | Year 18 | Year 19 | Year 20 | Year 21 | Year 22 | Year 23 | Year 24 | Year 25 | Year 26 | Year 27 | Year 28 | Year 29 | Year 30
1 | 0 | 0 | 0 | 0 | 0 | 0 | 0 | 0 | 0 | 0 | 0 | 0 | 0 | 0 | 0 | 0 | 0 | 0 | 0 | 0 | 0 | 0 | 0 | 0 | 0 | 0 | 0 | 0 | 0 | 0 | 0
2 | 0 | 0 | 0 | 0 | 0 | 0 | 0 | 0 | 0 | 0 | 0 | 0 | 0 | 0 | 0 | 0 | 0 | 0 | 0 | 0 | 0 | 0 | 0 | 0 | 0 | 0 | 0 | 0 | 0 | 0 | 0
3 | 0 | 0 | 0 | 0 | 0 | 0 | 0 | 0 | 0 | 0 | 0 | 0 | 0 | 0 | 0 | 0 | 0 | 0 | 0 | 0 | 0 | 0 | 0 | 0 | 0 | 0 | 0 | 0 | 0 | 0 | 0
4 | 0 | 0 | 0 | 0 | 0 | 0 | 0 | 0 | 0 | 0 | 0 | 0 | 0 | 0 | 0 | 0 | 0 | 0 | 0 | 0 | 0 | 0 | 0 | 0 | 0 | 0 | 0 | 0 | 0 | 0 | 0
5 | 0 | 0 | 0 | 0 | 0 | 0 | 0 | 0 | 0 | 0 | 0 | 0 | 0 | 0 | 0 | 0 | 0 | 0 | 0 | 0 | 0 | 0 | 0 | 0 | 0 | 0 | 0 | 0 | 0 | 0 | 0
6 | 0 | 0 | 0 | 0 | 0 | 0 | 0 | 0 | 0 | 0 | 0 | 0 | 0 | 0 | 0 | 0 | 0 | 0 | 0 | 0 | 0 | 0 | 0 | 0 | 0 | 0 | 0 | 0 | 0 | 0 | 0
7 | 0 | 0 | 0 | 0 | 0 | 0 | 0 | 0 | 0 | 0 | 0 | 0 | 0 | 0 | 0 | 0 | 0 | 0 | 0 | 0 | 0 | 0 | 0 | 0 | 0 | 0 | 0 | 0 | 0 | 0 | 0
8 | 0 | 0 | 0 | 0 | 0 | 0 | 0 | 0 | 0 | 0 | 0 | 0 | 0 | 0 | 0 | 0 | 0 | 0 | 0 | 0 | 0 | 0 | 0 | 0 | 0 | 0 | 0 | 0 | 0 | 0 | 0
9 | 0 | 0 | 0 | 0 | 0 | 0 | 0 | 0 | 0 | 0 | 0 | 0 | 0 | 0 | 0 | 0 | 0 | 0 | 0 | 0 | 0 | 0 | 0 | 0 | 0 | 0 | 0 | 0 | 0 | 0 | 0
10 | 0 | 0 | 0 | 0 | 0 | 0 | 0 | 0 | 0 | 0 | 0 | 0 | 0 | 0 | 0 | 0 | 0 | 0 | 0 | 0 | 0 | 0 | 0 | 0 | 0 | 0 | 0 | 0 | 0 | 0 | 0
Annualized Cost of Operation - Participant - Component 2
Equipment | Year 0 | Year 1 | Year 2 | Year 3 | Year 4 | Year 5 | Year 6 | Year 7 | Year 8 | Year 9 | Year 10 | Year 11 | Year 12 | Year 13 | Year 14 | Year 15 | Year 16 | Year 17 | Year 18 | Year 19 | Year 20 | Year 21 | Year 22 | Year 23 | Year 24 | Year 25 | Year 26 | Year 27 | Year 28 | Year 29 | Year 30
1 | 0 | 0 | 0 | 0 | 0 | 0 | 0 | 0 | 0 | 0 | 0 | 0 | 0 | 0 | 0 | 0 | 0 | 0 | 0 | 0 | 0 | 0 | 0 | 0 | 0 | 0 | 0 | 0 | 0 | 0 | 0
2 | 0 | 0 | 0 | 0 | 0 | 0 | 0 | 0 | 0 | 0 | 0 | 0 | 0 | 0 | 0 | 0 | 0 | 0 | 0 | 0 | 0 | 0 | 0 | 0 | 0 | 0 | 0 | 0 | 0 | 0 | 0
3 | 0 | 0 | 0 | 0 | 0 | 0 | 0 | 0 | 0 | 0 | 0 | 0 | 0 | 0 | 0 | 0 | 0 | 0 | 0 | 0 | 0 | 0 | 0 | 0 | 0 | 0 | 0 | 0 | 0 | 0 | 0
4 | 0 | 0 | 0 | 0 | 0 | 0 | 0 | 0 | 0 | 0 | 0 | 0 | 0 | 0 | 0 | 0 | 0 | 0 | 0 | 0 | 0 | 0 | 0 | 0 | 0 | 0 | 0 | 0 | 0 | 0 | 0
5 | 0 | 0 | 0 | 0 | 0 | 0 | 0 | 0 | 0 | 0 | 0 | 0 | 0 | 0 | 0 | 0 | 0 | 0 | 0 | 0 | 0 | 0 | 0 | 0 | 0 | 0 | 0 | 0 | 0 | 0 | 0
6 | 0 | 0 | 0 | 0 | 0 | 0 | 0 | 0 | 0 | 0 | 0 | 0 | 0 | 0 | 0 | 0 | 0 | 0 | 0 | 0 | 0 | 0 | 0 | 0 | 0 | 0 | 0 | 0 | 0 | 0 | 0
7 | 0 | 0 | 0 | 0 | 0 | 0 | 0 | 0 | 0 | 0 | 0 | 0 | 0 | 0 | 0 | 0 | 0 | 0 | 0 | 0 | 0 | 0 | 0 | 0 | 0 | 0 | 0 | 0 | 0 | 0 | 0
8 | 0 | 0 | 0 | 0 | 0 | 0 | 0 | 0 | 0 | 0 | 0 | 0 | 0 | 0 | 0 | 0 | 0 | 0 | 0 | 0 | 0 | 0 | 0 | 0 | 0 | 0 | 0 | 0 | 0 | 0 | 0
9 | 0 | 0 | 0 | 0 | 0 | 0 | 0 | 0 | 0 | 0 | 0 | 0 | 0 | 0 | 0 | 0 | 0 | 0 | 0 | 0 | 0 | 0 | 0 | 0 | 0 | 0 | 0 | 0 | 0 | 0 | 0
10 | 0 | 0 | 0 | 0 | 0 | 0 | 0 | 0 | 0 | 0 | 0 | 0 | 0 | 0 | 0 | 0 | 0 | 0 | 0 | 0 | 0 | 0 | 0 | 0 | 0 | 0 | 0 | 0 | 0 | 0 | 0
Annualized Cost of Equipment - Participant - Component 2
Equipment | Year 0 | Year 1 | Year 2 | Year 3 | Year 4 | Year 5 | Year 6 | Year 7 | Year 8 | Year 9 | Year 10 | Year 11 | Year 12 | Year 13 | Year 14 | Year 15 | Year 16 | Year 17 | Year 18 | Year 19 | Year 20 | Year 21 | Year 22 | Year 23 | Year 24 | Year 25 | Year 26 | Year 27 | Year 28 | Year 29 | Year 30
1 | 0 | 0 | 0 | 0 | 0 | 0 | 0 | 0 | 0 | 0 | 0 | 0 | 0 | 0 | 0 | 0 | 0 | 0 | 0 | 0 | 0 | 0 | 0 | 0 | 0 | 0 | 0 | 0 | 0 | 0 | 0
2 | 0 | 0 | 0 | 0 | 0 | 0 | 0 | 0 | 0 | 0 | 0 | 0 | 0 | 0 | 0 | 0 | 0 | 0 | 0 | 0 | 0 | 0 | 0 | 0 | 0 | 0 | 0 | 0 | 0 | 0 | 0
3 | 0 | 0 | 0 | 0 | 0 | 0 | 0 | 0 | 0 | 0 | 0 | 0 | 0 | 0 | 0 | 0 | 0 | 0 | 0 | 0 | 0 | 0 | 0 | 0 | 0 | 0 | 0 | 0 | 0 | 0 | 0
4 | 0 | 0 | 0 | 0 | 0 | 0 | 0 | 0 | 0 | 0 | 0 | 0 | 0 | 0 | 0 | 0 | 0 | 0 | 0 | 0 | 0 | 0 | 0 | 0 | 0 | 0 | 0 | 0 | 0 | 0 | 0
5 | 0 | 0 | 0 | 0 | 0 | 0 | 0 | 0 | 0 | 0 | 0 | 0 | 0 | 0 | 0 | 0 | 0 | 0 | 0 | 0 | 0 | 0 | 0 | 0 | 0 | 0 | 0 | 0 | 0 | 0 | 0
6 | 0 | 0 | 0 | 0 | 0 | 0 | 0 | 0 | 0 | 0 | 0 | 0 | 0 | 0 | 0 | 0 | 0 | 0 | 0 | 0 | 0 | 0 | 0 | 0 | 0 | 0 | 0 | 0 | 0 | 0 | 0
7 | 0 | 0 | 0 | 0 | 0 | 0 | 0 | 0 | 0 | 0 | 0 | 0 | 0 | 0 | 0 | 0 | 0 | 0 | 0 | 0 | 0 | 0 | 0 | 0 | 0 | 0 | 0 | 0 | 0 | 0 | 0
8 | 0 | 0 | 0 | 0 | 0 | 0 | 0 | 0 | 0 | 0 | 0 | 0 | 0 | 0 | 0 | 0 | 0 | 0 | 0 | 0 | 0 | 0 | 0 | 0 | 0 | 0 | 0 | 0 | 0 | 0 | 0
9 | 0 | 0 | 0 | 0 | 0 | 0 | 0 | 0 | 0 | 0 | 0 | 0 | 0 | 0 | 0 | 0 | 0 | 0 | 0 | 0 | 0 | 0 | 0 | 0 | 0 | 0 | 0 | 0 | 0 | 0 | 0
10 | 0 | 0 | 0 | 0 | 0 | 0 | 0 | 0 | 0 | 0 | 0 | 0 | 0 | 0 | 0 | 0 | 0 | 0 | 0 | 0 | 0 | 0 | 0 | 0 | 0 | 0 | 0 | 0 | 0 | 0 | 0
Annualized kBTUs - Component 2
Equipment | Year 0 | Year 1 | Year 2 | Year 3 | Year 4 | Year 5 | Year 6 | Year 7 | Year 8 | Year 9 | Year 10 | Year 11 | Year 12 | Year 13 | Year 14 | Year 15 | Year 16 | Year 17 | Year 18 | Year 19 | Year 20 | Year 21 | Year 22 | Year 23 | Year 24 | Year 25 | Year 26 | Year 27 | Year 28 | Year 29 | Year 30
1 | 0 | 0 | 0 | 0 | 0 | 0 | 0 | 0 | 0 | 0 | 0 | 0 | 0 | 0 | 0 | 0 | 0 | 0 | 0 | 0 | 0 | 0 | 0 | 0 | 0 | 0 | 0 | 0 | 0 | 0 | 0
2 | 0 | 0 | 0 | 0 | 0 | 0 | 0 | 0 | 0 | 0 | 0 | 0 | 0 | 0 | 0 | 0 | 0 | 0 | 0 | 0 | 0 | 0 | 0 | 0 | 0 | 0 | 0 | 0 | 0 | 0 | 0
3 | 0 | 0 | 0 | 0 | 0 | 0 | 0 | 0 | 0 | 0 | 0 | 0 | 0 | 0 | 0 | 0 | 0 | 0 | 0 | 0 | 0 | 0 | 0 | 0 | 0 | 0 | 0 | 0 | 0 | 0 | 0
4 | 0 | 0 | 0 | 0 | 0 | 0 | 0 | 0 | 0 | 0 | 0 | 0 | 0 | 0 | 0 | 0 | 0 | 0 | 0 | 0 | 0 | 0 | 0 | 0 | 0 | 0 | 0 | 0 | 0 | 0 | 0
5 | 0 | 0 | 0 | 0 | 0 | 0 | 0 | 0 | 0 | 0 | 0 | 0 | 0 | 0 | 0 | 0 | 0 | 0 | 0 | 0 | 0 | 0 | 0 | 0 | 0 | 0 | 0 | 0 | 0 | 0 | 0
6 | 0 | 0 | 0 | 0 | 0 | 0 | 0 | 0 | 0 | 0 | 0 | 0 | 0 | 0 | 0 | 0 | 0 | 0 | 0 | 0 | 0 | 0 | 0 | 0 | 0 | 0 | 0 | 0 | 0 | 0 | 0
7 | 0 | 0 | 0 | 0 | 0 | 0 | 0 | 0 | 0 | 0 | 0 | 0 | 0 | 0 | 0 | 0 | 0 | 0 | 0 | 0 | 0 | 0 | 0 | 0 | 0 | 0 | 0 | 0 | 0 | 0 | 0
8 | 0 | 0 | 0 | 0 | 0 | 0 | 0 | 0 | 0 | 0 | 0 | 0 | 0 | 0 | 0 | 0 | 0 | 0 | 0 | 0 | 0 | 0 | 0 | 0 | 0 | 0 | 0 | 0 | 0 | 0 | 0
9 | 0 | 0 | 0 | 0 | 0 | 0 | 0 | 0 | 0 | 0 | 0 | 0 | 0 | 0 | 0 | 0 | 0 | 0 | 0 | 0 | 0 | 0 | 0 | 0 | 0 | 0 | 0 | 0 | 0 | 0 | 0
10 | 0 | 0 | 0 | 0 | 0 | 0 | 0 | 0 | 0 | 0 | 0 | 0 | 0 | 0 | 0 | 0 | 0 | 0 | 0 | 0 | 0 | 0 | 0 | 0 | 0 | 0 | 0 | 0 | 0 | 0 | 0
On Market - Component 2
Equipment | Year 0 | Year 1 | Year 2 | Year 3 | Year 4 | Year 5 | Year 6 | Year 7 | Year 8 | Year 9 | Year 10 | Year 11 | Year 12 | Year 13 | Year 14 | Year 15 | Year 16 | Year 17 | Year 18 | Year 19 | Year 20 | Year 21 | Year 22 | Year 23 | Year 24 | Year 25 | Year 26 | Year 27 | Year 28 | Year 29 | Year 30
1 | 0 | 0 | 0 | 0 | 0 | 0 | 0 | 0 | 0 | 0 | 0 | 0 | 0 | 0 | 0 | 0 | 0 | 0 | 0 | 0 | 0 | 0 | 0 | 0 | 0 | 0 | 0 | 0 | 0 | 0 | 0
2 | 0 | 0 | 0 | 0 | 0 | 0 | 0 | 0 | 0 | 0 | 0 | 0 | 0 | 0 | 0 | 0 | 0 | 0 | 0 | 0 | 0 | 0 | 0 | 0 | 0 | 0 | 0 | 0 | 0 | 0 | 0
3 | 0 | 0 | 0 | 0 | 0 | 0 | 0 | 0 | 0 | 0 | 0 | 0 | 0 | 0 | 0 | 0 | 0 | 0 | 0 | 0 | 0 | 0 | 0 | 0 | 0 | 0 | 0 | 0 | 0 | 0 | 0
4 | 0 | 0 | 0 | 0 | 0 | 0 | 0 | 0 | 0 | 0 | 0 | 0 | 0 | 0 | 0 | 0 | 0 | 0 | 0 | 0 | 0 | 0 | 0 | 0 | 0 | 0 | 0 | 0 | 0 | 0 | 0
5 | 0 | 0 | 0 | 0 | 0 | 0 | 0 | 0 | 0 | 0 | 0 | 0 | 0 | 0 | 0 | 0 | 0 | 0 | 0 | 0 | 0 | 0 | 0 | 0 | 0 | 0 | 0 | 0 | 0 | 0 | 0
6 | 0 | 0 | 0 | 0 | 0 | 0 | 0 | 0 | 0 | 0 | 0 | 0 | 0 | 0 | 0 | 0 | 0 | 0 | 0 | 0 | 0 | 0 | 0 | 0 | 0 | 0 | 0 | 0 | 0 | 0 | 0
7 | 0 | 0 | 0 | 0 | 0 | 0 | 0 | 0 | 0 | 0 | 0 | 0 | 0 | 0 | 0 | 0 | 0 | 0 | 0 | 0 | 0 | 0 | 0 | 0 | 0 | 0 | 0 | 0 | 0 | 0 | 0
8 | 0 | 0 | 0 | 0 | 0 | 0 | 0 | 0 | 0 | 0 | 0 | 0 | 0 | 0 | 0 | 0 | 0 | 0 | 0 | 0 | 0 | 0 | 0 | 0 | 0 | 0 | 0 | 0 | 0 | 0 | 0
9 | 0 | 0 | 0 | 0 | 0 | 0 | 0 | 0 | 0 | 0 | 0 | 0 | 0 | 0 | 0 | 0 | 0 | 0 | 0 | 0 | 0 | 0 | 0 | 0 | 0 | 0 | 0 | 0 | 0 | 0 | 0
10 | 0 | 0 | 0 | 0 | 0 | 0 | 0 | 0 | 0 | 0 | 0 | 0 | 0 | 0 | 0 | 0 | 0 | 0 | 0 | 0 | 0 | 0 | 0 | 0 | 0 | 0 | 0 | 0 | 0 | 0 | 0
Technical kBTUs - Component 2
Value | Year 0 | Year 1 | Year 2 | Year 3 | Year 4 | Year 5 | Year 6 | Year 7 | Year 8 | Year 9 | Year 10 | Year 11 | Year 12 | Year 13 | Year 14 | Year 15 | Year 16 | Year 17 | Year 18 | Year 19 | Year 20 | Year 21 | Year 22 | Year 23 | Year 24 | Year 25 | Year 26 | Year 27 | Year 28 | Year 29 | Year 30
Annualized kBTUs | 0 | 0 | 0 | 0 | 0 | 0 | 0 | 0 | 0 | 0 | 0 | 0 | 0 | 0 | 0 | 0 | 0 | 0 | 0 | 0 | 0 | 0 | 0 | 0 | 0 | 0 | 0 | 0 | 0 | 0 | 0
Lifetimes - Component 2
Scenario | Year 0 | Year 1 | Year 2 | Year 3 | Year 4 | Year 5 | Year 6 | Year 7 | Year 8 | Year 9 | Year 10 | Year 11 | Year 12 | Year 13 | Year 14 | Year 15 | Year 16 | Year 17 | Year 18 | Year 19 | Year 20 | Year 21 | Year 22 | Year 23 | Year 24 | Year 25 | Year 26 | Year 27 | Year 28 | Year 29 | Year 30
NC - Min. Lifetime | 0 | 0 | 0 | 0 | 0 | 0 | 0 | 0 | 0 | 0 | 0 | 0 | 0 | 0 | 0 | 0 | 0 | 0 | 0 | 0 | 0 | 0 | 0 | 0 | 0 | 0 | 0 | 0 | 0 | 0 | 0
NC - Max. Lifetime | 0 | 0 | 0 | 0 | 0 | 0 | 0 | 0 | 0 | 0 | 0 | 0 | 0 | 0 | 0 | 0 | 0 | 0 | 0 | 0 | 0 | 0 | 0 | 0 | 0 | 0 | 0 | 0 | 0 | 0 | 0
Equipment Options - Component 3
Equipment | Year 0: Label; Year 1: Min. Lifetime; Year 2: Max. Lifetime; Year 3: On Market; Year 4: Off Market; Year 5: Available; Year 6: On Date; Year 7: Off Date
1 | Year 5: 0:00; Year 6: 0; Year 7: 0
2 | Year 5: 0:00; Year 6: 0; Year 7: 0
3 | Year 5: 0:00; Year 6: 0; Year 7: 0
4 | Year 5: 0:00; Year 6: 0; Year 7: 0
5 | Year 5: 0:00; Year 6: 0; Year 7: 0
6 | Year 5: 0:00; Year 6: 0; Year 7: 0
7 | Year 5: 0:00; Year 6: 0; Year 7: 0
8 | Year 5: 0:00; Year 6: 0; Year 7: 0
9 | Year 5: 0:00; Year 6: 0; Year 7: 0
10 | Year 5: 0:00; Year 6: 0; Year 7: 0
Purchase Shares - Component 3
Equipment | Year 0 | Year 1 | Year 2 | Year 3 | Year 4 | Year 5 | Year 6 | Year 7 | Year 8 | Year 9 | Year 10 | Year 11 | Year 12 | Year 13 | Year 14 | Year 15 | Year 16 | Year 17 | Year 18 | Year 19 | Year 20 | Year 21 | Year 22 | Year 23 | Year 24 | Year 25 | Year 26 | Year 27 | Year 28 | Year 29 | Year 30
1 | bar: Year 0 to Year 30
2 | bar: Year 0 to Year 30
3 | bar: Year 0 to Year 30
4 | bar: Year 0 to Year 30
5 | bar: Year 0 to Year 30
6 | bar: Year 0 to Year 30
7 | bar: Year 0 to Year 30
8 | bar: Year 0 to Year 30
9 | bar: Year 0 to Year 30
10 | bar: Year 0 to Year 30
Annualized Cost of Operation - Utility - Component 3
Equipment | Year 0 | Year 1 | Year 2 | Year 3 | Year 4 | Year 5 | Year 6 | Year 7 | Year 8 | Year 9 | Year 10 | Year 11 | Year 12 | Year 13 | Year 14 | Year 15 | Year 16 | Year 17 | Year 18 | Year 19 | Year 20 | Year 21 | Year 22 | Year 23 | Year 24 | Year 25 | Year 26 | Year 27 | Year 28 | Year 29 | Year 30
1 | 0 | 0 | 0 | 0 | 0 | 0 | 0 | 0 | 0 | 0 | 0 | 0 | 0 | 0 | 0 | 0 | 0 | 0 | 0 | 0 | 0 | 0 | 0 | 0 | 0 | 0 | 0 | 0 | 0 | 0 | 0
2 | 0 | 0 | 0 | 0 | 0 | 0 | 0 | 0 | 0 | 0 | 0 | 0 | 0 | 0 | 0 | 0 | 0 | 0 | 0 | 0 | 0 | 0 | 0 | 0 | 0 | 0 | 0 | 0 | 0 | 0 | 0
3 | 0 | 0 | 0 | 0 | 0 | 0 | 0 | 0 | 0 | 0 | 0 | 0 | 0 | 0 | 0 | 0 | 0 | 0 | 0 | 0 | 0 | 0 | 0 | 0 | 0 | 0 | 0 | 0 | 0 | 0 | 0
4 | 0 | 0 | 0 | 0 | 0 | 0 | 0 | 0 | 0 | 0 | 0 | 0 | 0 | 0 | 0 | 0 | 0 | 0 | 0 | 0 | 0 | 0 | 0 | 0 | 0 | 0 | 0 | 0 | 0 | 0 | 0
5 | 0 | 0 | 0 | 0 | 0 | 0 | 0 | 0 | 0 | 0 | 0 | 0 | 0 | 0 | 0 | 0 | 0 | 0 | 0 | 0 | 0 | 0 | 0 | 0 | 0 | 0 | 0 | 0 | 0 | 0 | 0
6 | 0 | 0 | 0 | 0 | 0 | 0 | 0 | 0 | 0 | 0 | 0 | 0 | 0 | 0 | 0 | 0 | 0 | 0 | 0 | 0 | 0 | 0 | 0 | 0 | 0 | 0 | 0 | 0 | 0 | 0 | 0
7 | 0 | 0 | 0 | 0 | 0 | 0 | 0 | 0 | 0 | 0 | 0 | 0 | 0 | 0 | 0 | 0 | 0 | 0 | 0 | 0 | 0 | 0 | 0 | 0 | 0 | 0 | 0 | 0 | 0 | 0 | 0
8 | 0 | 0 | 0 | 0 | 0 | 0 | 0 | 0 | 0 | 0 | 0 | 0 | 0 | 0 | 0 | 0 | 0 | 0 | 0 | 0 | 0 | 0 | 0 | 0 | 0 | 0 | 0 | 0 | 0 | 0 | 0
9 | 0 | 0 | 0 | 0 | 0 | 0 | 0 | 0 | 0 | 0 | 0 | 0 | 0 | 0 | 0 | 0 | 0 | 0 | 0 | 0 | 0 | 0 | 0 | 0 | 0 | 0 | 0 | 0 | 0 | 0 | 0
10 | 0 | 0 | 0 | 0 | 0 | 0 | 0 | 0 | 0 | 0 | 0 | 0 | 0 | 0 | 0 | 0 | 0 | 0 | 0 | 0 | 0 | 0 | 0 | 0 | 0 | 0 | 0 | 0 | 0 | 0 | 0
Annualized Sales from Operation - Utility - Component 3
Equipment | Year 0 | Year 1 | Year 2 | Year 3 | Year 4 | Year 5 | Year 6 | Year 7 | Year 8 | Year 9 | Year 10 | Year 11 | Year 12 | Year 13 | Year 14 | Year 15 | Year 16 | Year 17 | Year 18 | Year 19 | Year 20 | Year 21 | Year 22 | Year 23 | Year 24 | Year 25 | Year 26 | Year 27 | Year 28 | Year 29 | Year 30
1 | 0 | 0 | 0 | 0 | 0 | 0 | 0 | 0 | 0 | 0 | 0 | 0 | 0 | 0 | 0 | 0 | 0 | 0 | 0 | 0 | 0 | 0 | 0 | 0 | 0 | 0 | 0 | 0 | 0 | 0 | 0
2 | 0 | 0 | 0 | 0 | 0 | 0 | 0 | 0 | 0 | 0 | 0 | 0 | 0 | 0 | 0 | 0 | 0 | 0 | 0 | 0 | 0 | 0 | 0 | 0 | 0 | 0 | 0 | 0 | 0 | 0 | 0
3 | 0 | 0 | 0 | 0 | 0 | 0 | 0 | 0 | 0 | 0 | 0 | 0 | 0 | 0 | 0 | 0 | 0 | 0 | 0 | 0 | 0 | 0 | 0 | 0 | 0 | 0 | 0 | 0 | 0 | 0 | 0
4 | 0 | 0 | 0 | 0 | 0 | 0 | 0 | 0 | 0 | 0 | 0 | 0 | 0 | 0 | 0 | 0 | 0 | 0 | 0 | 0 | 0 | 0 | 0 | 0 | 0 | 0 | 0 | 0 | 0 | 0 | 0
5 | 0 | 0 | 0 | 0 | 0 | 0 | 0 | 0 | 0 | 0 | 0 | 0 | 0 | 0 | 0 | 0 | 0 | 0 | 0 | 0 | 0 | 0 | 0 | 0 | 0 | 0 | 0 | 0 | 0 | 0 | 0
6 | 0 | 0 | 0 | 0 | 0 | 0 | 0 | 0 | 0 | 0 | 0 | 0 | 0 | 0 | 0 | 0 | 0 | 0 | 0 | 0 | 0 | 0 | 0 | 0 | 0 | 0 | 0 | 0 | 0 | 0 | 0
7 | 0 | 0 | 0 | 0 | 0 | 0 | 0 | 0 | 0 | 0 | 0 | 0 | 0 | 0 | 0 | 0 | 0 | 0 | 0 | 0 | 0 | 0 | 0 | 0 | 0 | 0 | 0 | 0 | 0 | 0 | 0
8 | 0 | 0 | 0 | 0 | 0 | 0 | 0 | 0 | 0 | 0 | 0 | 0 | 0 | 0 | 0 | 0 | 0 | 0 | 0 | 0 | 0 | 0 | 0 | 0 | 0 | 0 | 0 | 0 | 0 | 0 | 0
9 | 0 | 0 | 0 | 0 | 0 | 0 | 0 | 0 | 0 | 0 | 0 | 0 | 0 | 0 | 0 | 0 | 0 | 0 | 0 | 0 | 0 | 0 | 0 | 0 | 0 | 0 | 0 | 0 | 0 | 0 | 0
10 | 0 | 0 | 0 | 0 | 0 | 0 | 0 | 0 | 0 | 0 | 0 | 0 | 0 | 0 | 0 | 0 | 0 | 0 | 0 | 0 | 0 | 0 | 0 | 0 | 0 | 0 | 0 | 0 | 0 | 0 | 0
Annualized Cost of Equipment - Utility - Component 3
Equipment | Year 0 | Year 1 | Year 2 | Year 3 | Year 4 | Year 5 | Year 6 | Year 7 | Year 8 | Year 9 | Year 10 | Year 11 | Year 12 | Year 13 | Year 14 | Year 15 | Year 16 | Year 17 | Year 18 | Year 19 | Year 20 | Year 21 | Year 22 | Year 23 | Year 24 | Year 25 | Year 26 | Year 27 | Year 28 | Year 29 | Year 30
1 | 0 | 0 | 0 | 0 | 0 | 0 | 0 | 0 | 0 | 0 | 0 | 0 | 0 | 0 | 0 | 0 | 0 | 0 | 0 | 0 | 0 | 0 | 0 | 0 | 0 | 0 | 0 | 0 | 0 | 0 | 0
2 | 0 | 0 | 0 | 0 | 0 | 0 | 0 | 0 | 0 | 0 | 0 | 0 | 0 | 0 | 0 | 0 | 0 | 0 | 0 | 0 | 0 | 0 | 0 | 0 | 0 | 0 | 0 | 0 | 0 | 0 | 0
3 | 0 | 0 | 0 | 0 | 0 | 0 | 0 | 0 | 0 | 0 | 0 | 0 | 0 | 0 | 0 | 0 | 0 | 0 | 0 | 0 | 0 | 0 | 0 | 0 | 0 | 0 | 0 | 0 | 0 | 0 | 0
4 | 0 | 0 | 0 | 0 | 0 | 0 | 0 | 0 | 0 | 0 | 0 | 0 | 0 | 0 | 0 | 0 | 0 | 0 | 0 | 0 | 0 | 0 | 0 | 0 | 0 | 0 | 0 | 0 | 0 | 0 | 0
5 | 0 | 0 | 0 | 0 | 0 | 0 | 0 | 0 | 0 | 0 | 0 | 0 | 0 | 0 | 0 | 0 | 0 | 0 | 0 | 0 | 0 | 0 | 0 | 0 | 0 | 0 | 0 | 0 | 0 | 0 | 0
6 | 0 | 0 | 0 | 0 | 0 | 0 | 0 | 0 | 0 | 0 | 0 | 0 | 0 | 0 | 0 | 0 | 0 | 0 | 0 | 0 | 0 | 0 | 0 | 0 | 0 | 0 | 0 | 0 | 0 | 0 | 0
7 | 0 | 0 | 0 | 0 | 0 | 0 | 0 | 0 | 0 | 0 | 0 | 0 | 0 | 0 | 0 | 0 | 0 | 0 | 0 | 0 | 0 | 0 | 0 | 0 | 0 | 0 | 0 | 0 | 0 | 0 | 0
8 | 0 | 0 | 0 | 0 | 0 | 0 | 0 | 0 | 0 | 0 | 0 | 0 | 0 | 0 | 0 | 0 | 0 | 0 | 0 | 0 | 0 | 0 | 0 | 0 | 0 | 0 | 0 | 0 | 0 | 0 | 0
9 | 0 | 0 | 0 | 0 | 0 | 0 | 0 | 0 | 0 | 0 | 0 | 0 | 0 | 0 | 0 | 0 | 0 | 0 | 0 | 0 | 0 | 0 | 0 | 0 | 0 | 0 | 0 | 0 | 0 | 0 | 0
10 | 0 | 0 | 0 | 0 | 0 | 0 | 0 | 0 | 0 | 0 | 0 | 0 | 0 | 0 | 0 | 0 | 0 | 0 | 0 | 0 | 0 | 0 | 0 | 0 | 0 | 0 | 0 | 0 | 0 | 0 | 0
Annualized Cost of Operation - Participant - Component 3
Equipment | Year 0 | Year 1 | Year 2 | Year 3 | Year 4 | Year 5 | Year 6 | Year 7 | Year 8 | Year 9 | Year 10 | Year 11 | Year 12 | Year 13 | Year 14 | Year 15 | Year 16 | Year 17 | Year 18 | Year 19 | Year 20 | Year 21 | Year 22 | Year 23 | Year 24 | Year 25 | Year 26 | Year 27 | Year 28 | Year 29 | Year 30
1 | 0 | 0 | 0 | 0 | 0 | 0 | 0 | 0 | 0 | 0 | 0 | 0 | 0 | 0 | 0 | 0 | 0 | 0 | 0 | 0 | 0 | 0 | 0 | 0 | 0 | 0 | 0 | 0 | 0 | 0 | 0
2 | 0 | 0 | 0 | 0 | 0 | 0 | 0 | 0 | 0 | 0 | 0 | 0 | 0 | 0 | 0 | 0 | 0 | 0 | 0 | 0 | 0 | 0 | 0 | 0 | 0 | 0 | 0 | 0 | 0 | 0 | 0
3 | 0 | 0 | 0 | 0 | 0 | 0 | 0 | 0 | 0 | 0 | 0 | 0 | 0 | 0 | 0 | 0 | 0 | 0 | 0 | 0 | 0 | 0 | 0 | 0 | 0 | 0 | 0 | 0 | 0 | 0 | 0
4 | 0 | 0 | 0 | 0 | 0 | 0 | 0 | 0 | 0 | 0 | 0 | 0 | 0 | 0 | 0 | 0 | 0 | 0 | 0 | 0 | 0 | 0 | 0 | 0 | 0 | 0 | 0 | 0 | 0 | 0 | 0
5 | 0 | 0 | 0 | 0 | 0 | 0 | 0 | 0 | 0 | 0 | 0 | 0 | 0 | 0 | 0 | 0 | 0 | 0 | 0 | 0 | 0 | 0 | 0 | 0 | 0 | 0 | 0 | 0 | 0 | 0 | 0
6 | 0 | 0 | 0 | 0 | 0 | 0 | 0 | 0 | 0 | 0 | 0 | 0 | 0 | 0 | 0 | 0 | 0 | 0 | 0 | 0 | 0 | 0 | 0 | 0 | 0 | 0 | 0 | 0 | 0 | 0 | 0
7 | 0 | 0 | 0 | 0 | 0 | 0 | 0 | 0 | 0 | 0 | 0 | 0 | 0 | 0 | 0 | 0 | 0 | 0 | 0 | 0 | 0 | 0 | 0 | 0 | 0 | 0 | 0 | 0 | 0 | 0 | 0
8 | 0 | 0 | 0 | 0 | 0 | 0 | 0 | 0 | 0 | 0 | 0 | 0 | 0 | 0 | 0 | 0 | 0 | 0 | 0 | 0 | 0 | 0 | 0 | 0 | 0 | 0 | 0 | 0 | 0 | 0 | 0
9 | 0 | 0 | 0 | 0 | 0 | 0 | 0 | 0 | 0 | 0 | 0 | 0 | 0 | 0 | 0 | 0 | 0 | 0 | 0 | 0 | 0 | 0 | 0 | 0 | 0 | 0 | 0 | 0 | 0 | 0 | 0
10 | 0 | 0 | 0 | 0 | 0 | 0 | 0 | 0 | 0 | 0 | 0 | 0 | 0 | 0 | 0 | 0 | 0 | 0 | 0 | 0 | 0 | 0 | 0 | 0 | 0 | 0 | 0 | 0 | 0 | 0 | 0
Annualized Cost of Equipment - Participant - Component 3
Equipment | Year 0 | Year 1 | Year 2 | Year 3 | Year 4 | Year 5 | Year 6 | Year 7 | Year 8 | Year 9 | Year 10 | Year 11 | Year 12 | Year 13 | Year 14 | Year 15 | Year 16 | Year 17 | Year 18 | Year 19 | Year 20 | Year 21 | Year 22 | Year 23 | Year 24 | Year 25 | Year 26 | Year 27 | Year 28 | Year 29 | Year 30
1 | 0 | 0 | 0 | 0 | 0 | 0 | 0 | 0 | 0 | 0 | 0 | 0 | 0 | 0 | 0 | 0 | 0 | 0 | 0 | 0 | 0 | 0 | 0 | 0 | 0 | 0 | 0 | 0 | 0 | 0 | 0
2 | 0 | 0 | 0 | 0 | 0 | 0 | 0 | 0 | 0 | 0 | 0 | 0 | 0 | 0 | 0 | 0 | 0 | 0 | 0 | 0 | 0 | 0 | 0 | 0 | 0 | 0 | 0 | 0 | 0 | 0 | 0
3 | 0 | 0 | 0 | 0 | 0 | 0 | 0 | 0 | 0 | 0 | 0 | 0 | 0 | 0 | 0 | 0 | 0 | 0 | 0 | 0 | 0 | 0 | 0 | 0 | 0 | 0 | 0 | 0 | 0 | 0 | 0
4 | 0 | 0 | 0 | 0 | 0 | 0 | 0 | 0 | 0 | 0 | 0 | 0 | 0 | 0 | 0 | 0 | 0 | 0 | 0 | 0 | 0 | 0 | 0 | 0 | 0 | 0 | 0 | 0 | 0 | 0 | 0
5 | 0 | 0 | 0 | 0 | 0 | 0 | 0 | 0 | 0 | 0 | 0 | 0 | 0 | 0 | 0 | 0 | 0 | 0 | 0 | 0 | 0 | 0 | 0 | 0 | 0 | 0 | 0 | 0 | 0 | 0 | 0
6 | 0 | 0 | 0 | 0 | 0 | 0 | 0 | 0 | 0 | 0 | 0 | 0 | 0 | 0 | 0 | 0 | 0 | 0 | 0 | 0 | 0 | 0 | 0 | 0 | 0 | 0 | 0 | 0 | 0 | 0 | 0
7 | 0 | 0 | 0 | 0 | 0 | 0 | 0 | 0 | 0 | 0 | 0 | 0 | 0 | 0 | 0 | 0 | 0 | 0 | 0 | 0 | 0 | 0 | 0 | 0 | 0 | 0 | 0 | 0 | 0 | 0 | 0
8 | 0 | 0 | 0 | 0 | 0 | 0 | 0 | 0 | 0 | 0 | 0 | 0 | 0 | 0 | 0 | 0 | 0 | 0 | 0 | 0 | 0 | 0 | 0 | 0 | 0 | 0 | 0 | 0 | 0 | 0 | 0
9 | 0 | 0 | 0 | 0 | 0 | 0 | 0 | 0 | 0 | 0 | 0 | 0 | 0 | 0 | 0 | 0 | 0 | 0 | 0 | 0 | 0 | 0 | 0 | 0 | 0 | 0 | 0 | 0 | 0 | 0 | 0
10 | 0 | 0 | 0 | 0 | 0 | 0 | 0 | 0 | 0 | 0 | 0 | 0 | 0 | 0 | 0 | 0 | 0 | 0 | 0 | 0 | 0 | 0 | 0 | 0 | 0 | 0 | 0 | 0 | 0 | 0 | 0
Annualized kBTUs - Component 3
Equipment | Year 0 | Year 1 | Year 2 | Year 3 | Year 4 | Year 5 | Year 6 | Year 7 | Year 8 | Year 9 | Year 10 | Year 11 | Year 12 | Year 13 | Year 14 | Year 15 | Year 16 | Year 17 | Year 18 | Year 19 | Year 20 | Year 21 | Year 22 | Year 23 | Year 24 | Year 25 | Year 26 | Year 27 | Year 28 | Year 29 | Year 30
1 | 0 | 0 | 0 | 0 | 0 | 0 | 0 | 0 | 0 | 0 | 0 | 0 | 0 | 0 | 0 | 0 | 0 | 0 | 0 | 0 | 0 | 0 | 0 | 0 | 0 | 0 | 0 | 0 | 0 | 0 | 0
2 | 0 | 0 | 0 | 0 | 0 | 0 | 0 | 0 | 0 | 0 | 0 | 0 | 0 | 0 | 0 | 0 | 0 | 0 | 0 | 0 | 0 | 0 | 0 | 0 | 0 | 0 | 0 | 0 | 0 | 0 | 0
3 | 0 | 0 | 0 | 0 | 0 | 0 | 0 | 0 | 0 | 0 | 0 | 0 | 0 | 0 | 0 | 0 | 0 | 0 | 0 | 0 | 0 | 0 | 0 | 0 | 0 | 0 | 0 | 0 | 0 | 0 | 0
4 | 0 | 0 | 0 | 0 | 0 | 0 | 0 | 0 | 0 | 0 | 0 | 0 | 0 | 0 | 0 | 0 | 0 | 0 | 0 | 0 | 0 | 0 | 0 | 0 | 0 | 0 | 0 | 0 | 0 | 0 | 0
5 | 0 | 0 | 0 | 0 | 0 | 0 | 0 | 0 | 0 | 0 | 0 | 0 | 0 | 0 | 0 | 0 | 0 | 0 | 0 | 0 | 0 | 0 | 0 | 0 | 0 | 0 | 0 | 0 | 0 | 0 | 0
6 | 0 | 0 | 0 | 0 | 0 | 0 | 0 | 0 | 0 | 0 | 0 | 0 | 0 | 0 | 0 | 0 | 0 | 0 | 0 | 0 | 0 | 0 | 0 | 0 | 0 | 0 | 0 | 0 | 0 | 0 | 0
7 | 0 | 0 | 0 | 0 | 0 | 0 | 0 | 0 | 0 | 0 | 0 | 0 | 0 | 0 | 0 | 0 | 0 | 0 | 0 | 0 | 0 | 0 | 0 | 0 | 0 | 0 | 0 | 0 | 0 | 0 | 0
8 | 0 | 0 | 0 | 0 | 0 | 0 | 0 | 0 | 0 | 0 | 0 | 0 | 0 | 0 | 0 | 0 | 0 | 0 | 0 | 0 | 0 | 0 | 0 | 0 | 0 | 0 | 0 | 0 | 0 | 0 | 0
9 | 0 | 0 | 0 | 0 | 0 | 0 | 0 | 0 | 0 | 0 | 0 | 0 | 0 | 0 | 0 | 0 | 0 | 0 | 0 | 0 | 0 | 0 | 0 | 0 | 0 | 0 | 0 | 0 | 0 | 0 | 0
10 | 0 | 0 | 0 | 0 | 0 | 0 | 0 | 0 | 0 | 0 | 0 | 0 | 0 | 0 | 0 | 0 | 0 | 0 | 0 | 0 | 0 | 0 | 0 | 0 | 0 | 0 | 0 | 0 | 0 | 0 | 0
On Market - Component 3
Equipment | Year 0 | Year 1 | Year 2 | Year 3 | Year 4 | Year 5 | Year 6 | Year 7 | Year 8 | Year 9 | Year 10 | Year 11 | Year 12 | Year 13 | Year 14 | Year 15 | Year 16 | Year 17 | Year 18 | Year 19 | Year 20 | Year 21 | Year 22 | Year 23 | Year 24 | Year 25 | Year 26 | Year 27 | Year 28 | Year 29 | Year 30
1 | 0 | 0 | 0 | 0 | 0 | 0 | 0 | 0 | 0 | 0 | 0 | 0 | 0 | 0 | 0 | 0 | 0 | 0 | 0 | 0 | 0 | 0 | 0 | 0 | 0 | 0 | 0 | 0 | 0 | 0 | 0
2 | 0 | 0 | 0 | 0 | 0 | 0 | 0 | 0 | 0 | 0 | 0 | 0 | 0 | 0 | 0 | 0 | 0 | 0 | 0 | 0 | 0 | 0 | 0 | 0 | 0 | 0 | 0 | 0 | 0 | 0 | 0
3 | 0 | 0 | 0 | 0 | 0 | 0 | 0 | 0 | 0 | 0 | 0 | 0 | 0 | 0 | 0 | 0 | 0 | 0 | 0 | 0 | 0 | 0 | 0 | 0 | 0 | 0 | 0 | 0 | 0 | 0 | 0
4 | 0 | 0 | 0 | 0 | 0 | 0 | 0 | 0 | 0 | 0 | 0 | 0 | 0 | 0 | 0 | 0 | 0 | 0 | 0 | 0 | 0 | 0 | 0 | 0 | 0 | 0 | 0 | 0 | 0 | 0 | 0
5 | 0 | 0 | 0 | 0 | 0 | 0 | 0 | 0 | 0 | 0 | 0 | 0 | 0 | 0 | 0 | 0 | 0 | 0 | 0 | 0 | 0 | 0 | 0 | 0 | 0 | 0 | 0 | 0 | 0 | 0 | 0
6 | 0 | 0 | 0 | 0 | 0 | 0 | 0 | 0 | 0 | 0 | 0 | 0 | 0 | 0 | 0 | 0 | 0 | 0 | 0 | 0 | 0 | 0 | 0 | 0 | 0 | 0 | 0 | 0 | 0 | 0 | 0
7 | 0 | 0 | 0 | 0 | 0 | 0 | 0 | 0 | 0 | 0 | 0 | 0 | 0 | 0 | 0 | 0 | 0 | 0 | 0 | 0 | 0 | 0 | 0 | 0 | 0 | 0 | 0 | 0 | 0 | 0 | 0
8 | 0 | 0 | 0 | 0 | 0 | 0 | 0 | 0 | 0 | 0 | 0 | 0 | 0 | 0 | 0 | 0 | 0 | 0 | 0 | 0 | 0 | 0 | 0 | 0 | 0 | 0 | 0 | 0 | 0 | 0 | 0
9 | 0 | 0 | 0 | 0 | 0 | 0 | 0 | 0 | 0 | 0 | 0 | 0 | 0 | 0 | 0 | 0 | 0 | 0 | 0 | 0 | 0 | 0 | 0 | 0 | 0 | 0 | 0 | 0 | 0 | 0 | 0
10 | 0 | 0 | 0 | 0 | 0 | 0 | 0 | 0 | 0 | 0 | 0 | 0 | 0 | 0 | 0 | 0 | 0 | 0 | 0 | 0 | 0 | 0 | 0 | 0 | 0 | 0 | 0 | 0 | 0 | 0 | 0
Technical kBTUs - Component 3
Value | Year 0 | Year 1 | Year 2 | Year 3 | Year 4 | Year 5 | Year 6 | Year 7 | Year 8 | Year 9 | Year 10 | Year 11 | Year 12 | Year 13 | Year 14 | Year 15 | Year 16 | Year 17 | Year 18 | Year 19 | Year 20 | Year 21 | Year 22 | Year 23 | Year 24 | Year 25 | Year 26 | Year 27 | Year 28 | Year 29 | Year 30
Annualized kBTUs | 0 | 0 | 0 | 0 | 0 | 0 | 0 | 0 | 0 | 0 | 0 | 0 | 0 | 0 | 0 | 0 | 0 | 0 | 0 | 0 | 0 | 0 | 0 | 0 | 0 | 0 | 0 | 0 | 0 | 0 | 0
Lifetimes - Component 3
Scenario | Year 0 | Year 1 | Year 2 | Year 3 | Year 4 | Year 5 | Year 6 | Year 7 | Year 8 | Year 9 | Year 10 | Year 11 | Year 12 | Year 13 | Year 14 | Year 15 | Year 16 | Year 17 | Year 18 | Year 19 | Year 20 | Year 21 | Year 22 | Year 23 | Year 24 | Year 25 | Year 26 | Year 27 | Year 28 | Year 29 | Year 30
NC - Min. Lifetime | 0 | 0 | 0 | 0 | 0 | 0 | 0 | 0 | 0 | 0 | 0 | 0 | 0 | 0 | 0 | 0 | 0 | 0 | 0 | 0 | 0 | 0 | 0 | 0 | 0 | 0 | 0 | 0 | 0 | 0 | 0
NC - Max. Lifetime | 0 | 0 | 0 | 0 | 0 | 0 | 0 | 0 | 0 | 0 | 0 | 0 | 0 | 0 | 0 | 0 | 0 | 0 | 0 | 0 | 0 | 0 | 0 | 0 | 0 | 0 | 0 | 0 | 0 | 0 | 0
Equipment Options - Component 4
Equipment | Year 0: Label; Year 1: Min. Lifetime; Year 2: Max. Lifetime; Year 3: On Market; Year 4: Off Market; Year 5: Available; Year 6: On Date; Year 7: Off Date
1 | Year 5: 0:00; Year 6: 0; Year 7: 0
2 | Year 5: 0:00; Year 6: 0; Year 7: 0
3 | Year 5: 0:00; Year 6: 0; Year 7: 0
4 | Year 5: 0:00; Year 6: 0; Year 7: 0
5 | Year 5: 0:00; Year 6: 0; Year 7: 0
6 | Year 5: 0:00; Year 6: 0; Year 7: 0
7 | Year 5: 0:00; Year 6: 0; Year 7: 0
8 | Year 5: 0:00; Year 6: 0; Year 7: 0
9 | Year 5: 0:00; Year 6: 0; Year 7: 0
10 | Year 5: 0:00; Year 6: 0; Year 7: 0
Purchase Shares - Component 4
Equipment | Year 0 | Year 1 | Year 2 | Year 3 | Year 4 | Year 5 | Year 6 | Year 7 | Year 8 | Year 9 | Year 10 | Year 11 | Year 12 | Year 13 | Year 14 | Year 15 | Year 16 | Year 17 | Year 18 | Year 19 | Year 20 | Year 21 | Year 22 | Year 23 | Year 24 | Year 25 | Year 26 | Year 27 | Year 28 | Year 29 | Year 30
1 | bar: Year 0 to Year 30
2 | bar: Year 0 to Year 30
3 | bar: Year 0 to Year 30
4 | bar: Year 0 to Year 30
5 | bar: Year 0 to Year 30
6 | bar: Year 0 to Year 30
7 | bar: Year 0 to Year 30
8 | bar: Year 0 to Year 30
9 | bar: Year 0 to Year 30
10 | bar: Year 0 to Year 30
Annualized Cost of Operation - Utility - Component 4
Equipment | Year 0 | Year 1 | Year 2 | Year 3 | Year 4 | Year 5 | Year 6 | Year 7 | Year 8 | Year 9 | Year 10 | Year 11 | Year 12 | Year 13 | Year 14 | Year 15 | Year 16 | Year 17 | Year 18 | Year 19 | Year 20 | Year 21 | Year 22 | Year 23 | Year 24 | Year 25 | Year 26 | Year 27 | Year 28 | Year 29 | Year 30
1 | 0 | 0 | 0 | 0 | 0 | 0 | 0 | 0 | 0 | 0 | 0 | 0 | 0 | 0 | 0 | 0 | 0 | 0 | 0 | 0 | 0 | 0 | 0 | 0 | 0 | 0 | 0 | 0 | 0 | 0 | 0
2 | 0 | 0 | 0 | 0 | 0 | 0 | 0 | 0 | 0 | 0 | 0 | 0 | 0 | 0 | 0 | 0 | 0 | 0 | 0 | 0 | 0 | 0 | 0 | 0 | 0 | 0 | 0 | 0 | 0 | 0 | 0
3 | 0 | 0 | 0 | 0 | 0 | 0 | 0 | 0 | 0 | 0 | 0 | 0 | 0 | 0 | 0 | 0 | 0 | 0 | 0 | 0 | 0 | 0 | 0 | 0 | 0 | 0 | 0 | 0 | 0 | 0 | 0
4 | 0 | 0 | 0 | 0 | 0 | 0 | 0 | 0 | 0 | 0 | 0 | 0 | 0 | 0 | 0 | 0 | 0 | 0 | 0 | 0 | 0 | 0 | 0 | 0 | 0 | 0 | 0 | 0 | 0 | 0 | 0
5 | 0 | 0 | 0 | 0 | 0 | 0 | 0 | 0 | 0 | 0 | 0 | 0 | 0 | 0 | 0 | 0 | 0 | 0 | 0 | 0 | 0 | 0 | 0 | 0 | 0 | 0 | 0 | 0 | 0 | 0 | 0
6 | 0 | 0 | 0 | 0 | 0 | 0 | 0 | 0 | 0 | 0 | 0 | 0 | 0 | 0 | 0 | 0 | 0 | 0 | 0 | 0 | 0 | 0 | 0 | 0 | 0 | 0 | 0 | 0 | 0 | 0 | 0
7 | 0 | 0 | 0 | 0 | 0 | 0 | 0 | 0 | 0 | 0 | 0 | 0 | 0 | 0 | 0 | 0 | 0 | 0 | 0 | 0 | 0 | 0 | 0 | 0 | 0 | 0 | 0 | 0 | 0 | 0 | 0
8 | 0 | 0 | 0 | 0 | 0 | 0 | 0 | 0 | 0 | 0 | 0 | 0 | 0 | 0 | 0 | 0 | 0 | 0 | 0 | 0 | 0 | 0 | 0 | 0 | 0 | 0 | 0 | 0 | 0 | 0 | 0
9 | 0 | 0 | 0 | 0 | 0 | 0 | 0 | 0 | 0 | 0 | 0 | 0 | 0 | 0 | 0 | 0 | 0 | 0 | 0 | 0 | 0 | 0 | 0 | 0 | 0 | 0 | 0 | 0 | 0 | 0 | 0
10 | 0 | 0 | 0 | 0 | 0 | 0 | 0 | 0 | 0 | 0 | 0 | 0 | 0 | 0 | 0 | 0 | 0 | 0 | 0 | 0 | 0 | 0 | 0 | 0 | 0 | 0 | 0 | 0 | 0 | 0 | 0
Annualized Sales from Operation - Utility - Component 4
Equipment | Year 0 | Year 1 | Year 2 | Year 3 | Year 4 | Year 5 | Year 6 | Year 7 | Year 8 | Year 9 | Year 10 | Year 11 | Year 12 | Year 13 | Year 14 | Year 15 | Year 16 | Year 17 | Year 18 | Year 19 | Year 20 | Year 21 | Year 22 | Year 23 | Year 24 | Year 25 | Year 26 | Year 27 | Year 28 | Year 29 | Year 30
1 | 0 | 0 | 0 | 0 | 0 | 0 | 0 | 0 | 0 | 0 | 0 | 0 | 0 | 0 | 0 | 0 | 0 | 0 | 0 | 0 | 0 | 0 | 0 | 0 | 0 | 0 | 0 | 0 | 0 | 0 | 0
2 | 0 | 0 | 0 | 0 | 0 | 0 | 0 | 0 | 0 | 0 | 0 | 0 | 0 | 0 | 0 | 0 | 0 | 0 | 0 | 0 | 0 | 0 | 0 | 0 | 0 | 0 | 0 | 0 | 0 | 0 | 0
3 | 0 | 0 | 0 | 0 | 0 | 0 | 0 | 0 | 0 | 0 | 0 | 0 | 0 | 0 | 0 | 0 | 0 | 0 | 0 | 0 | 0 | 0 | 0 | 0 | 0 | 0 | 0 | 0 | 0 | 0 | 0
4 | 0 | 0 | 0 | 0 | 0 | 0 | 0 | 0 | 0 | 0 | 0 | 0 | 0 | 0 | 0 | 0 | 0 | 0 | 0 | 0 | 0 | 0 | 0 | 0 | 0 | 0 | 0 | 0 | 0 | 0 | 0
5 | 0 | 0 | 0 | 0 | 0 | 0 | 0 | 0 | 0 | 0 | 0 | 0 | 0 | 0 | 0 | 0 | 0 | 0 | 0 | 0 | 0 | 0 | 0 | 0 | 0 | 0 | 0 | 0 | 0 | 0 | 0
6 | 0 | 0 | 0 | 0 | 0 | 0 | 0 | 0 | 0 | 0 | 0 | 0 | 0 | 0 | 0 | 0 | 0 | 0 | 0 | 0 | 0 | 0 | 0 | 0 | 0 | 0 | 0 | 0 | 0 | 0 | 0
7 | 0 | 0 | 0 | 0 | 0 | 0 | 0 | 0 | 0 | 0 | 0 | 0 | 0 | 0 | 0 | 0 | 0 | 0 | 0 | 0 | 0 | 0 | 0 | 0 | 0 | 0 | 0 | 0 | 0 | 0 | 0
8 | 0 | 0 | 0 | 0 | 0 | 0 | 0 | 0 | 0 | 0 | 0 | 0 | 0 | 0 | 0 | 0 | 0 | 0 | 0 | 0 | 0 | 0 | 0 | 0 | 0 | 0 | 0 | 0 | 0 | 0 | 0
9 | 0 | 0 | 0 | 0 | 0 | 0 | 0 | 0 | 0 | 0 | 0 | 0 | 0 | 0 | 0 | 0 | 0 | 0 | 0 | 0 | 0 | 0 | 0 | 0 | 0 | 0 | 0 | 0 | 0 | 0 | 0
10 | 0 | 0 | 0 | 0 | 0 | 0 | 0 | 0 | 0 | 0 | 0 | 0 | 0 | 0 | 0 | 0 | 0 | 0 | 0 | 0 | 0 | 0 | 0 | 0 | 0 | 0 | 0 | 0 | 0 | 0 | 0
Annualized Cost of Equipment - Utility - Component 4
Equipment | Year 0 | Year 1 | Year 2 | Year 3 | Year 4 | Year 5 | Year 6 | Year 7 | Year 8 | Year 9 | Year 10 | Year 11 | Year 12 | Year 13 | Year 14 | Year 15 | Year 16 | Year 17 | Year 18 | Year 19 | Year 20 | Year 21 | Year 22 | Year 23 | Year 24 | Year 25 | Year 26 | Year 27 | Year 28 | Year 29 | Year 30
1 | 0 | 0 | 0 | 0 | 0 | 0 | 0 | 0 | 0 | 0 | 0 | 0 | 0 | 0 | 0 | 0 | 0 | 0 | 0 | 0 | 0 | 0 | 0 | 0 | 0 | 0 | 0 | 0 | 0 | 0 | 0
2 | 0 | 0 | 0 | 0 | 0 | 0 | 0 | 0 | 0 | 0 | 0 | 0 | 0 | 0 | 0 | 0 | 0 | 0 | 0 | 0 | 0 | 0 | 0 | 0 | 0 | 0 | 0 | 0 | 0 | 0 | 0
3 | 0 | 0 | 0 | 0 | 0 | 0 | 0 | 0 | 0 | 0 | 0 | 0 | 0 | 0 | 0 | 0 | 0 | 0 | 0 | 0 | 0 | 0 | 0 | 0 | 0 | 0 | 0 | 0 | 0 | 0 | 0
4 | 0 | 0 | 0 | 0 | 0 | 0 | 0 | 0 | 0 | 0 | 0 | 0 | 0 | 0 | 0 | 0 | 0 | 0 | 0 | 0 | 0 | 0 | 0 | 0 | 0 | 0 | 0 | 0 | 0 | 0 | 0
5 | 0 | 0 | 0 | 0 | 0 | 0 | 0 | 0 | 0 | 0 | 0 | 0 | 0 | 0 | 0 | 0 | 0 | 0 | 0 | 0 | 0 | 0 | 0 | 0 | 0 | 0 | 0 | 0 | 0 | 0 | 0
6 | 0 | 0 | 0 | 0 | 0 | 0 | 0 | 0 | 0 | 0 | 0 | 0 | 0 | 0 | 0 | 0 | 0 | 0 | 0 | 0 | 0 | 0 | 0 | 0 | 0 | 0 | 0 | 0 | 0 | 0 | 0
7 | 0 | 0 | 0 | 0 | 0 | 0 | 0 | 0 | 0 | 0 | 0 | 0 | 0 | 0 | 0 | 0 | 0 | 0 | 0 | 0 | 0 | 0 | 0 | 0 | 0 | 0 | 0 | 0 | 0 | 0 | 0
8 | 0 | 0 | 0 | 0 | 0 | 0 | 0 | 0 | 0 | 0 | 0 | 0 | 0 | 0 | 0 | 0 | 0 | 0 | 0 | 0 | 0 | 0 | 0 | 0 | 0 | 0 | 0 | 0 | 0 | 0 | 0
9 | 0 | 0 | 0 | 0 | 0 | 0 | 0 | 0 | 0 | 0 | 0 | 0 | 0 | 0 | 0 | 0 | 0 | 0 | 0 | 0 | 0 | 0 | 0 | 0 | 0 | 0 | 0 | 0 | 0 | 0 | 0
10 | 0 | 0 | 0 | 0 | 0 | 0 | 0 | 0 | 0 | 0 | 0 | 0 | 0 | 0 | 0 | 0 | 0 | 0 | 0 | 0 | 0 | 0 | 0 | 0 | 0 | 0 | 0 | 0 | 0 | 0 | 0
Annualized Cost of Operation - Participant - Component 4
Equipment | Year 0 | Year 1 | Year 2 | Year 3 | Year 4 | Year 5 | Year 6 | Year 7 | Year 8 | Year 9 | Year 10 | Year 11 | Year 12 | Year 13 | Year 14 | Year 15 | Year 16 | Year 17 | Year 18 | Year 19 | Year 20 | Year 21 | Year 22 | Year 23 | Year 24 | Year 25 | Year 26 | Year 27 | Year 28 | Year 29 | Year 30
1 | 0 | 0 | 0 | 0 | 0 | 0 | 0 | 0 | 0 | 0 | 0 | 0 | 0 | 0 | 0 | 0 | 0 | 0 | 0 | 0 | 0 | 0 | 0 | 0 | 0 | 0 | 0 | 0 | 0 | 0 | 0
2 | 0 | 0 | 0 | 0 | 0 | 0 | 0 | 0 | 0 | 0 | 0 | 0 | 0 | 0 | 0 | 0 | 0 | 0 | 0 | 0 | 0 | 0 | 0 | 0 | 0 | 0 | 0 | 0 | 0 | 0 | 0
3 | 0 | 0 | 0 | 0 | 0 | 0 | 0 | 0 | 0 | 0 | 0 | 0 | 0 | 0 | 0 | 0 | 0 | 0 | 0 | 0 | 0 | 0 | 0 | 0 | 0 | 0 | 0 | 0 | 0 | 0 | 0
4 | 0 | 0 | 0 | 0 | 0 | 0 | 0 | 0 | 0 | 0 | 0 | 0 | 0 | 0 | 0 | 0 | 0 | 0 | 0 | 0 | 0 | 0 | 0 | 0 | 0 | 0 | 0 | 0 | 0 | 0 | 0
5 | 0 | 0 | 0 | 0 | 0 | 0 | 0 | 0 | 0 | 0 | 0 | 0 | 0 | 0 | 0 | 0 | 0 | 0 | 0 | 0 | 0 | 0 | 0 | 0 | 0 | 0 | 0 | 0 | 0 | 0 | 0
6 | 0 | 0 | 0 | 0 | 0 | 0 | 0 | 0 | 0 | 0 | 0 | 0 | 0 | 0 | 0 | 0 | 0 | 0 | 0 | 0 | 0 | 0 | 0 | 0 | 0 | 0 | 0 | 0 | 0 | 0 | 0
7 | 0 | 0 | 0 | 0 | 0 | 0 | 0 | 0 | 0 | 0 | 0 | 0 | 0 | 0 | 0 | 0 | 0 | 0 | 0 | 0 | 0 | 0 | 0 | 0 | 0 | 0 | 0 | 0 | 0 | 0 | 0
8 | 0 | 0 | 0 | 0 | 0 | 0 | 0 | 0 | 0 | 0 | 0 | 0 | 0 | 0 | 0 | 0 | 0 | 0 | 0 | 0 | 0 | 0 | 0 | 0 | 0 | 0 | 0 | 0 | 0 | 0 | 0
9 | 0 | 0 | 0 | 0 | 0 | 0 | 0 | 0 | 0 | 0 | 0 | 0 | 0 | 0 | 0 | 0 | 0 | 0 | 0 | 0 | 0 | 0 | 0 | 0 | 0 | 0 | 0 | 0 | 0 | 0 | 0
10 | 0 | 0 | 0 | 0 | 0 | 0 | 0 | 0 | 0 | 0 | 0 | 0 | 0 | 0 | 0 | 0 | 0 | 0 | 0 | 0 | 0 | 0 | 0 | 0 | 0 | 0 | 0 | 0 | 0 | 0 | 0
Annualized Cost of Equipment - Participant - Component 4
Equipment | Year 0 | Year 1 | Year 2 | Year 3 | Year 4 | Year 5 | Year 6 | Year 7 | Year 8 | Year 9 | Year 10 | Year 11 | Year 12 | Year 13 | Year 14 | Year 15 | Year 16 | Year 17 | Year 18 | Year 19 | Year 20 | Year 21 | Year 22 | Year 23 | Year 24 | Year 25 | Year 26 | Year 27 | Year 28 | Year 29 | Year 30
1 | 0 | 0 | 0 | 0 | 0 | 0 | 0 | 0 | 0 | 0 | 0 | 0 | 0 | 0 | 0 | 0 | 0 | 0 | 0 | 0 | 0 | 0 | 0 | 0 | 0 | 0 | 0 | 0 | 0 | 0 | 0
2 | 0 | 0 | 0 | 0 | 0 | 0 | 0 | 0 | 0 | 0 | 0 | 0 | 0 | 0 | 0 | 0 | 0 | 0 | 0 | 0 | 0 | 0 | 0 | 0 | 0 | 0 | 0 | 0 | 0 | 0 | 0
3 | 0 | 0 | 0 | 0 | 0 | 0 | 0 | 0 | 0 | 0 | 0 | 0 | 0 | 0 | 0 | 0 | 0 | 0 | 0 | 0 | 0 | 0 | 0 | 0 | 0 | 0 | 0 | 0 | 0 | 0 | 0
4 | 0 | 0 | 0 | 0 | 0 | 0 | 0 | 0 | 0 | 0 | 0 | 0 | 0 | 0 | 0 | 0 | 0 | 0 | 0 | 0 | 0 | 0 | 0 | 0 | 0 | 0 | 0 | 0 | 0 | 0 | 0
5 | 0 | 0 | 0 | 0 | 0 | 0 | 0 | 0 | 0 | 0 | 0 | 0 | 0 | 0 | 0 | 0 | 0 | 0 | 0 | 0 | 0 | 0 | 0 | 0 | 0 | 0 | 0 | 0 | 0 | 0 | 0
6 | 0 | 0 | 0 | 0 | 0 | 0 | 0 | 0 | 0 | 0 | 0 | 0 | 0 | 0 | 0 | 0 | 0 | 0 | 0 | 0 | 0 | 0 | 0 | 0 | 0 | 0 | 0 | 0 | 0 | 0 | 0
7 | 0 | 0 | 0 | 0 | 0 | 0 | 0 | 0 | 0 | 0 | 0 | 0 | 0 | 0 | 0 | 0 | 0 | 0 | 0 | 0 | 0 | 0 | 0 | 0 | 0 | 0 | 0 | 0 | 0 | 0 | 0
8 | 0 | 0 | 0 | 0 | 0 | 0 | 0 | 0 | 0 | 0 | 0 | 0 | 0 | 0 | 0 | 0 | 0 | 0 | 0 | 0 | 0 | 0 | 0 | 0 | 0 | 0 | 0 | 0 | 0 | 0 | 0
9 | 0 | 0 | 0 | 0 | 0 | 0 | 0 | 0 | 0 | 0 | 0 | 0 | 0 | 0 | 0 | 0 | 0 | 0 | 0 | 0 | 0 | 0 | 0 | 0 | 0 | 0 | 0 | 0 | 0 | 0 | 0
10 | 0 | 0 | 0 | 0 | 0 | 0 | 0 | 0 | 0 | 0 | 0 | 0 | 0 | 0 | 0 | 0 | 0 | 0 | 0 | 0 | 0 | 0 | 0 | 0 | 0 | 0 | 0 | 0 | 0 | 0 | 0
Annualized kBTUs - Component 4
Equipment | Year 0 | Year 1 | Year 2 | Year 3 | Year 4 | Year 5 | Year 6 | Year 7 | Year 8 | Year 9 | Year 10 | Year 11 | Year 12 | Year 13 | Year 14 | Year 15 | Year 16 | Year 17 | Year 18 | Year 19 | Year 20 | Year 21 | Year 22 | Year 23 | Year 24 | Year 25 | Year 26 | Year 27 | Year 28 | Year 29 | Year 30
1 | 0 | 0 | 0 | 0 | 0 | 0 | 0 | 0 | 0 | 0 | 0 | 0 | 0 | 0 | 0 | 0 | 0 | 0 | 0 | 0 | 0 | 0 | 0 | 0 | 0 | 0 | 0 | 0 | 0 | 0 | 0
2 | 0 | 0 | 0 | 0 | 0 | 0 | 0 | 0 | 0 | 0 | 0 | 0 | 0 | 0 | 0 | 0 | 0 | 0 | 0 | 0 | 0 | 0 | 0 | 0 | 0 | 0 | 0 | 0 | 0 | 0 | 0
3 | 0 | 0 | 0 | 0 | 0 | 0 | 0 | 0 | 0 | 0 | 0 | 0 | 0 | 0 | 0 | 0 | 0 | 0 | 0 | 0 | 0 | 0 | 0 | 0 | 0 | 0 | 0 | 0 | 0 | 0 | 0
4 | 0 | 0 | 0 | 0 | 0 | 0 | 0 | 0 | 0 | 0 | 0 | 0 | 0 | 0 | 0 | 0 | 0 | 0 | 0 | 0 | 0 | 0 | 0 | 0 | 0 | 0 | 0 | 0 | 0 | 0 | 0
5 | 0 | 0 | 0 | 0 | 0 | 0 | 0 | 0 | 0 | 0 | 0 | 0 | 0 | 0 | 0 | 0 | 0 | 0 | 0 | 0 | 0 | 0 | 0 | 0 | 0 | 0 | 0 | 0 | 0 | 0 | 0
6 | 0 | 0 | 0 | 0 | 0 | 0 | 0 | 0 | 0 | 0 | 0 | 0 | 0 | 0 | 0 | 0 | 0 | 0 | 0 | 0 | 0 | 0 | 0 | 0 | 0 | 0 | 0 | 0 | 0 | 0 | 0
7 | 0 | 0 | 0 | 0 | 0 | 0 | 0 | 0 | 0 | 0 | 0 | 0 | 0 | 0 | 0 | 0 | 0 | 0 | 0 | 0 | 0 | 0 | 0 | 0 | 0 | 0 | 0 | 0 | 0 | 0 | 0
8 | 0 | 0 | 0 | 0 | 0 | 0 | 0 | 0 | 0 | 0 | 0 | 0 | 0 | 0 | 0 | 0 | 0 | 0 | 0 | 0 | 0 | 0 | 0 | 0 | 0 | 0 | 0 | 0 | 0 | 0 | 0
9 | 0 | 0 | 0 | 0 | 0 | 0 | 0 | 0 | 0 | 0 | 0 | 0 | 0 | 0 | 0 | 0 | 0 | 0 | 0 | 0 | 0 | 0 | 0 | 0 | 0 | 0 | 0 | 0 | 0 | 0 | 0
10 | 0 | 0 | 0 | 0 | 0 | 0 | 0 | 0 | 0 | 0 | 0 | 0 | 0 | 0 | 0 | 0 | 0 | 0 | 0 | 0 | 0 | 0 | 0 | 0 | 0 | 0 | 0 | 0 | 0 | 0 | 0
On Market - Component 4
Equipment | Year 0 | Year 1 | Year 2 | Year 3 | Year 4 | Year 5 | Year 6 | Year 7 | Year 8 | Year 9 | Year 10 | Year 11 | Year 12 | Year 13 | Year 14 | Year 15 | Year 16 | Year 17 | Year 18 | Year 19 | Year 20 | Year 21 | Year 22 | Year 23 | Year 24 | Year 25 | Year 26 | Year 27 | Year 28 | Year 29 | Year 30
1 | 0 | 0 | 0 | 0 | 0 | 0 | 0 | 0 | 0 | 0 | 0 | 0 | 0 | 0 | 0 | 0 | 0 | 0 | 0 | 0 | 0 | 0 | 0 | 0 | 0 | 0 | 0 | 0 | 0 | 0 | 0
2 | 0 | 0 | 0 | 0 | 0 | 0 | 0 | 0 | 0 | 0 | 0 | 0 | 0 | 0 | 0 | 0 | 0 | 0 | 0 | 0 | 0 | 0 | 0 | 0 | 0 | 0 | 0 | 0 | 0 | 0 | 0
3 | 0 | 0 | 0 | 0 | 0 | 0 | 0 | 0 | 0 | 0 | 0 | 0 | 0 | 0 | 0 | 0 | 0 | 0 | 0 | 0 | 0 | 0 | 0 | 0 | 0 | 0 | 0 | 0 | 0 | 0 | 0
4 | 0 | 0 | 0 | 0 | 0 | 0 | 0 | 0 | 0 | 0 | 0 | 0 | 0 | 0 | 0 | 0 | 0 | 0 | 0 | 0 | 0 | 0 | 0 | 0 | 0 | 0 | 0 | 0 | 0 | 0 | 0
5 | 0 | 0 | 0 | 0 | 0 | 0 | 0 | 0 | 0 | 0 | 0 | 0 | 0 | 0 | 0 | 0 | 0 | 0 | 0 | 0 | 0 | 0 | 0 | 0 | 0 | 0 | 0 | 0 | 0 | 0 | 0
6 | 0 | 0 | 0 | 0 | 0 | 0 | 0 | 0 | 0 | 0 | 0 | 0 | 0 | 0 | 0 | 0 | 0 | 0 | 0 | 0 | 0 | 0 | 0 | 0 | 0 | 0 | 0 | 0 | 0 | 0 | 0
7 | 0 | 0 | 0 | 0 | 0 | 0 | 0 | 0 | 0 | 0 | 0 | 0 | 0 | 0 | 0 | 0 | 0 | 0 | 0 | 0 | 0 | 0 | 0 | 0 | 0 | 0 | 0 | 0 | 0 | 0 | 0
8 | 0 | 0 | 0 | 0 | 0 | 0 | 0 | 0 | 0 | 0 | 0 | 0 | 0 | 0 | 0 | 0 | 0 | 0 | 0 | 0 | 0 | 0 | 0 | 0 | 0 | 0 | 0 | 0 | 0 | 0 | 0
9 | 0 | 0 | 0 | 0 | 0 | 0 | 0 | 0 | 0 | 0 | 0 | 0 | 0 | 0 | 0 | 0 | 0 | 0 | 0 | 0 | 0 | 0 | 0 | 0 | 0 | 0 | 0 | 0 | 0 | 0 | 0
10 | 0 | 0 | 0 | 0 | 0 | 0 | 0 | 0 | 0 | 0 | 0 | 0 | 0 | 0 | 0 | 0 | 0 | 0 | 0 | 0 | 0 | 0 | 0 | 0 | 0 | 0 | 0 | 0 | 0 | 0 | 0
Technical kBTUs - Component 4
Value | Year 0 | Year 1 | Year 2 | Year 3 | Year 4 | Year 5 | Year 6 | Year 7 | Year 8 | Year 9 | Year 10 | Year 11 | Year 12 | Year 13 | Year 14 | Year 15 | Year 16 | Year 17 | Year 18 | Year 19 | Year 20 | Year 21 | Year 22 | Year 23 | Year 24 | Year 25 | Year 26 | Year 27 | Year 28 | Year 29 | Year 30
Annualized kBTUs | 0 | 0 | 0 | 0 | 0 | 0 | 0 | 0 | 0 | 0 | 0 | 0 | 0 | 0 | 0 | 0 | 0 | 0 | 0 | 0 | 0 | 0 | 0 | 0 | 0 | 0 | 0 | 0 | 0 | 0 | 0
Lifetimes - Component 4
Scenario | Year 0 | Year 1 | Year 2 | Year 3 | Year 4 | Year 5 | Year 6 | Year 7 | Year 8 | Year 9 | Year 10 | Year 11 | Year 12 | Year 13 | Year 14 | Year 15 | Year 16 | Year 17 | Year 18 | Year 19 | Year 20 | Year 21 | Year 22 | Year 23 | Year 24 | Year 25 | Year 26 | Year 27 | Year 28 | Year 29 | Year 30
NC - Min. Lifetime | 0 | 0 | 0 | 0 | 0 | 0 | 0 | 0 | 0 | 0 | 0 | 0 | 0 | 0 | 0 | 0 | 0 | 0 | 0 | 0 | 0 | 0 | 0 | 0 | 0 | 0 | 0 | 0 | 0 | 0 | 0
NC - Max. Lifetime | 0 | 0 | 0 | 0 | 0 | 0 | 0 | 0 | 0 | 0 | 0 | 0 | 0 | 0 | 0 | 0 | 0 | 0 | 0 | 0 | 0 | 0 | 0 | 0 | 0 | 0 | 0 | 0 | 0 | 0 | 0
Equipment Options - Component 5
Equipment | Year 0: Label; Year 1: Min. Lifetime; Year 2: Max. Lifetime; Year 3: On Market; Year 4: Off Market; Year 5: Available; Year 6: On Date; Year 7: Off Date
1 | Year 5: 0:00; Year 6: 0; Year 7: 0
2 | Year 5: 0:00; Year 6: 0; Year 7: 0
3 | Year 5: 0:00; Year 6: 0; Year 7: 0
4 | Year 5: 0:00; Year 6: 0; Year 7: 0
5 | Year 5: 0:00; Year 6: 0; Year 7: 0
6 | Year 5: 0:00; Year 6: 0; Year 7: 0
7 | Year 5: 0:00; Year 6: 0; Year 7: 0
8 | Year 5: 0:00; Year 6: 0; Year 7: 0
9 | Year 5: 0:00; Year 6: 0; Year 7: 0
10 | Year 5: 0:00; Year 6: 0; Year 7: 0
Purchase Shares - Component 5
Equipment | Year 0 | Year 1 | Year 2 | Year 3 | Year 4 | Year 5 | Year 6 | Year 7 | Year 8 | Year 9 | Year 10 | Year 11 | Year 12 | Year 13 | Year 14 | Year 15 | Year 16 | Year 17 | Year 18 | Year 19 | Year 20 | Year 21 | Year 22 | Year 23 | Year 24 | Year 25 | Year 26 | Year 27 | Year 28 | Year 29 | Year 30
1 | bar: Year 0 to Year 30
2 | bar: Year 0 to Year 30
3 | bar: Year 0 to Year 30
4 | bar: Year 0 to Year 30
5 | bar: Year 0 to Year 30
6 | bar: Year 0 to Year 30
7 | bar: Year 0 to Year 30
8 | bar: Year 0 to Year 30
9 | bar: Year 0 to Year 30
10 | bar: Year 0 to Year 30
Annualized Cost of Operation - Utility - Component 5
Equipment | Year 0 | Year 1 | Year 2 | Year 3 | Year 4 | Year 5 | Year 6 | Year 7 | Year 8 | Year 9 | Year 10 | Year 11 | Year 12 | Year 13 | Year 14 | Year 15 | Year 16 | Year 17 | Year 18 | Year 19 | Year 20 | Year 21 | Year 22 | Year 23 | Year 24 | Year 25 | Year 26 | Year 27 | Year 28 | Year 29 | Year 30
1 | 0 | 0 | 0 | 0 | 0 | 0 | 0 | 0 | 0 | 0 | 0 | 0 | 0 | 0 | 0 | 0 | 0 | 0 | 0 | 0 | 0 | 0 | 0 | 0 | 0 | 0 | 0 | 0 | 0 | 0 | 0
2 | 0 | 0 | 0 | 0 | 0 | 0 | 0 | 0 | 0 | 0 | 0 | 0 | 0 | 0 | 0 | 0 | 0 | 0 | 0 | 0 | 0 | 0 | 0 | 0 | 0 | 0 | 0 | 0 | 0 | 0 | 0
3 | 0 | 0 | 0 | 0 | 0 | 0 | 0 | 0 | 0 | 0 | 0 | 0 | 0 | 0 | 0 | 0 | 0 | 0 | 0 | 0 | 0 | 0 | 0 | 0 | 0 | 0 | 0 | 0 | 0 | 0 | 0
4 | 0 | 0 | 0 | 0 | 0 | 0 | 0 | 0 | 0 | 0 | 0 | 0 | 0 | 0 | 0 | 0 | 0 | 0 | 0 | 0 | 0 | 0 | 0 | 0 | 0 | 0 | 0 | 0 | 0 | 0 | 0
5 | 0 | 0 | 0 | 0 | 0 | 0 | 0 | 0 | 0 | 0 | 0 | 0 | 0 | 0 | 0 | 0 | 0 | 0 | 0 | 0 | 0 | 0 | 0 | 0 | 0 | 0 | 0 | 0 | 0 | 0 | 0
6 | 0 | 0 | 0 | 0 | 0 | 0 | 0 | 0 | 0 | 0 | 0 | 0 | 0 | 0 | 0 | 0 | 0 | 0 | 0 | 0 | 0 | 0 | 0 | 0 | 0 | 0 | 0 | 0 | 0 | 0 | 0
7 | 0 | 0 | 0 | 0 | 0 | 0 | 0 | 0 | 0 | 0 | 0 | 0 | 0 | 0 | 0 | 0 | 0 | 0 | 0 | 0 | 0 | 0 | 0 | 0 | 0 | 0 | 0 | 0 | 0 | 0 | 0
8 | 0 | 0 | 0 | 0 | 0 | 0 | 0 | 0 | 0 | 0 | 0 | 0 | 0 | 0 | 0 | 0 | 0 | 0 | 0 | 0 | 0 | 0 | 0 | 0 | 0 | 0 | 0 | 0 | 0 | 0 | 0
9 | 0 | 0 | 0 | 0 | 0 | 0 | 0 | 0 | 0 | 0 | 0 | 0 | 0 | 0 | 0 | 0 | 0 | 0 | 0 | 0 | 0 | 0 | 0 | 0 | 0 | 0 | 0 | 0 | 0 | 0 | 0
10 | 0 | 0 | 0 | 0 | 0 | 0 | 0 | 0 | 0 | 0 | 0 | 0 | 0 | 0 | 0 | 0 | 0 | 0 | 0 | 0 | 0 | 0 | 0 | 0 | 0 | 0 | 0 | 0 | 0 | 0 | 0
Annualized Sales from Operation - Utility - Component 5
Equipment | Year 0 | Year 1 | Year 2 | Year 3 | Year 4 | Year 5 | Year 6 | Year 7 | Year 8 | Year 9 | Year 10 | Year 11 | Year 12 | Year 13 | Year 14 | Year 15 | Year 16 | Year 17 | Year 18 | Year 19 | Year 20 | Year 21 | Year 22 | Year 23 | Year 24 | Year 25 | Year 26 | Year 27 | Year 28 | Year 29 | Year 30
1 | 0 | 0 | 0 | 0 | 0 | 0 | 0 | 0 | 0 | 0 | 0 | 0 | 0 | 0 | 0 | 0 | 0 | 0 | 0 | 0 | 0 | 0 | 0 | 0 | 0 | 0 | 0 | 0 | 0 | 0 | 0
2 | 0 | 0 | 0 | 0 | 0 | 0 | 0 | 0 | 0 | 0 | 0 | 0 | 0 | 0 | 0 | 0 | 0 | 0 | 0 | 0 | 0 | 0 | 0 | 0 | 0 | 0 | 0 | 0 | 0 | 0 | 0
3 | 0 | 0 | 0 | 0 | 0 | 0 | 0 | 0 | 0 | 0 | 0 | 0 | 0 | 0 | 0 | 0 | 0 | 0 | 0 | 0 | 0 | 0 | 0 | 0 | 0 | 0 | 0 | 0 | 0 | 0 | 0
4 | 0 | 0 | 0 | 0 | 0 | 0 | 0 | 0 | 0 | 0 | 0 | 0 | 0 | 0 | 0 | 0 | 0 | 0 | 0 | 0 | 0 | 0 | 0 | 0 | 0 | 0 | 0 | 0 | 0 | 0 | 0
5 | 0 | 0 | 0 | 0 | 0 | 0 | 0 | 0 | 0 | 0 | 0 | 0 | 0 | 0 | 0 | 0 | 0 | 0 | 0 | 0 | 0 | 0 | 0 | 0 | 0 | 0 | 0 | 0 | 0 | 0 | 0
6 | 0 | 0 | 0 | 0 | 0 | 0 | 0 | 0 | 0 | 0 | 0 | 0 | 0 | 0 | 0 | 0 | 0 | 0 | 0 | 0 | 0 | 0 | 0 | 0 | 0 | 0 | 0 | 0 | 0 | 0 | 0
7 | 0 | 0 | 0 | 0 | 0 | 0 | 0 | 0 | 0 | 0 | 0 | 0 | 0 | 0 | 0 | 0 | 0 | 0 | 0 | 0 | 0 | 0 | 0 | 0 | 0 | 0 | 0 | 0 | 0 | 0 | 0
8 | 0 | 0 | 0 | 0 | 0 | 0 | 0 | 0 | 0 | 0 | 0 | 0 | 0 | 0 | 0 | 0 | 0 | 0 | 0 | 0 | 0 | 0 | 0 | 0 | 0 | 0 | 0 | 0 | 0 | 0 | 0
9 | 0 | 0 | 0 | 0 | 0 | 0 | 0 | 0 | 0 | 0 | 0 | 0 | 0 | 0 | 0 | 0 | 0 | 0 | 0 | 0 | 0 | 0 | 0 | 0 | 0 | 0 | 0 | 0 | 0 | 0 | 0
10 | 0 | 0 | 0 | 0 | 0 | 0 | 0 | 0 | 0 | 0 | 0 | 0 | 0 | 0 | 0 | 0 | 0 | 0 | 0 | 0 | 0 | 0 | 0 | 0 | 0 | 0 | 0 | 0 | 0 | 0 | 0
Annualized Cost of Equipment - Utility - Component 5
Equipment | Year 0 | Year 1 | Year 2 | Year 3 | Year 4 | Year 5 | Year 6 | Year 7 | Year 8 | Year 9 | Year 10 | Year 11 | Year 12 | Year 13 | Year 14 | Year 15 | Year 16 | Year 17 | Year 18 | Year 19 | Year 20 | Year 21 | Year 22 | Year 23 | Year 24 | Year 25 | Year 26 | Year 27 | Year 28 | Year 29 | Year 30
1 | 0 | 0 | 0 | 0 | 0 | 0 | 0 | 0 | 0 | 0 | 0 | 0 | 0 | 0 | 0 | 0 | 0 | 0 | 0 | 0 | 0 | 0 | 0 | 0 | 0 | 0 | 0 | 0 | 0 | 0 | 0
2 | 0 | 0 | 0 | 0 | 0 | 0 | 0 | 0 | 0 | 0 | 0 | 0 | 0 | 0 | 0 | 0 | 0 | 0 | 0 | 0 | 0 | 0 | 0 | 0 | 0 | 0 | 0 | 0 | 0 | 0 | 0
3 | 0 | 0 | 0 | 0 | 0 | 0 | 0 | 0 | 0 | 0 | 0 | 0 | 0 | 0 | 0 | 0 | 0 | 0 | 0 | 0 | 0 | 0 | 0 | 0 | 0 | 0 | 0 | 0 | 0 | 0 | 0
4 | 0 | 0 | 0 | 0 | 0 | 0 | 0 | 0 | 0 | 0 | 0 | 0 | 0 | 0 | 0 | 0 | 0 | 0 | 0 | 0 | 0 | 0 | 0 | 0 | 0 | 0 | 0 | 0 | 0 | 0 | 0
5 | 0 | 0 | 0 | 0 | 0 | 0 | 0 | 0 | 0 | 0 | 0 | 0 | 0 | 0 | 0 | 0 | 0 | 0 | 0 | 0 | 0 | 0 | 0 | 0 | 0 | 0 | 0 | 0 | 0 | 0 | 0
6 | 0 | 0 | 0 | 0 | 0 | 0 | 0 | 0 | 0 | 0 | 0 | 0 | 0 | 0 | 0 | 0 | 0 | 0 | 0 | 0 | 0 | 0 | 0 | 0 | 0 | 0 | 0 | 0 | 0 | 0 | 0
7 | 0 | 0 | 0 | 0 | 0 | 0 | 0 | 0 | 0 | 0 | 0 | 0 | 0 | 0 | 0 | 0 | 0 | 0 | 0 | 0 | 0 | 0 | 0 | 0 | 0 | 0 | 0 | 0 | 0 | 0 | 0
8 | 0 | 0 | 0 | 0 | 0 | 0 | 0 | 0 | 0 | 0 | 0 | 0 | 0 | 0 | 0 | 0 | 0 | 0 | 0 | 0 | 0 | 0 | 0 | 0 | 0 | 0 | 0 | 0 | 0 | 0 | 0
9 | 0 | 0 | 0 | 0 | 0 | 0 | 0 | 0 | 0 | 0 | 0 | 0 | 0 | 0 | 0 | 0 | 0 | 0 | 0 | 0 | 0 | 0 | 0 | 0 | 0 | 0 | 0 | 0 | 0 | 0 | 0
10 | 0 | 0 | 0 | 0 | 0 | 0 | 0 | 0 | 0 | 0 | 0 | 0 | 0 | 0 | 0 | 0 | 0 | 0 | 0 | 0 | 0 | 0 | 0 | 0 | 0 | 0 | 0 | 0 | 0 | 0 | 0
Annualized Cost of Operation - Participant - Component 5
Equipment | Year 0 | Year 1 | Year 2 | Year 3 | Year 4 | Year 5 | Year 6 | Year 7 | Year 8 | Year 9 | Year 10 | Year 11 | Year 12 | Year 13 | Year 14 | Year 15 | Year 16 | Year 17 | Year 18 | Year 19 | Year 20 | Year 21 | Year 22 | Year 23 | Year 24 | Year 25 | Year 26 | Year 27 | Year 28 | Year 29 | Year 30
1 | 0 | 0 | 0 | 0 | 0 | 0 | 0 | 0 | 0 | 0 | 0 | 0 | 0 | 0 | 0 | 0 | 0 | 0 | 0 | 0 | 0 | 0 | 0 | 0 | 0 | 0 | 0 | 0 | 0 | 0 | 0
2 | 0 | 0 | 0 | 0 | 0 | 0 | 0 | 0 | 0 | 0 | 0 | 0 | 0 | 0 | 0 | 0 | 0 | 0 | 0 | 0 | 0 | 0 | 0 | 0 | 0 | 0 | 0 | 0 | 0 | 0 | 0
3 | 0 | 0 | 0 | 0 | 0 | 0 | 0 | 0 | 0 | 0 | 0 | 0 | 0 | 0 | 0 | 0 | 0 | 0 | 0 | 0 | 0 | 0 | 0 | 0 | 0 | 0 | 0 | 0 | 0 | 0 | 0
4 | 0 | 0 | 0 | 0 | 0 | 0 | 0 | 0 | 0 | 0 | 0 | 0 | 0 | 0 | 0 | 0 | 0 | 0 | 0 | 0 | 0 | 0 | 0 | 0 | 0 | 0 | 0 | 0 | 0 | 0 | 0
5 | 0 | 0 | 0 | 0 | 0 | 0 | 0 | 0 | 0 | 0 | 0 | 0 | 0 | 0 | 0 | 0 | 0 | 0 | 0 | 0 | 0 | 0 | 0 | 0 | 0 | 0 | 0 | 0 | 0 | 0 | 0
6 | 0 | 0 | 0 | 0 | 0 | 0 | 0 | 0 | 0 | 0 | 0 | 0 | 0 | 0 | 0 | 0 | 0 | 0 | 0 | 0 | 0 | 0 | 0 | 0 | 0 | 0 | 0 | 0 | 0 | 0 | 0
7 | 0 | 0 | 0 | 0 | 0 | 0 | 0 | 0 | 0 | 0 | 0 | 0 | 0 | 0 | 0 | 0 | 0 | 0 | 0 | 0 | 0 | 0 | 0 | 0 | 0 | 0 | 0 | 0 | 0 | 0 | 0
8 | 0 | 0 | 0 | 0 | 0 | 0 | 0 | 0 | 0 | 0 | 0 | 0 | 0 | 0 | 0 | 0 | 0 | 0 | 0 | 0 | 0 | 0 | 0 | 0 | 0 | 0 | 0 | 0 | 0 | 0 | 0
9 | 0 | 0 | 0 | 0 | 0 | 0 | 0 | 0 | 0 | 0 | 0 | 0 | 0 | 0 | 0 | 0 | 0 | 0 | 0 | 0 | 0 | 0 | 0 | 0 | 0 | 0 | 0 | 0 | 0 | 0 | 0
10 | 0 | 0 | 0 | 0 | 0 | 0 | 0 | 0 | 0 | 0 | 0 | 0 | 0 | 0 | 0 | 0 | 0 | 0 | 0 | 0 | 0 | 0 | 0 | 0 | 0 | 0 | 0 | 0 | 0 | 0 | 0
Annualized Cost of Equipment - Participant - Component 5
Equipment | Year 0 | Year 1 | Year 2 | Year 3 | Year 4 | Year 5 | Year 6 | Year 7 | Year 8 | Year 9 | Year 10 | Year 11 | Year 12 | Year 13 | Year 14 | Year 15 | Year 16 | Year 17 | Year 18 | Year 19 | Year 20 | Year 21 | Year 22 | Year 23 | Year 24 | Year 25 | Year 26 | Year 27 | Year 28 | Year 29 | Year 30
1 | 0 | 0 | 0 | 0 | 0 | 0 | 0 | 0 | 0 | 0 | 0 | 0 | 0 | 0 | 0 | 0 | 0 | 0 | 0 | 0 | 0 | 0 | 0 | 0 | 0 | 0 | 0 | 0 | 0 | 0 | 0
2 | 0 | 0 | 0 | 0 | 0 | 0 | 0 | 0 | 0 | 0 | 0 | 0 | 0 | 0 | 0 | 0 | 0 | 0 | 0 | 0 | 0 | 0 | 0 | 0 | 0 | 0 | 0 | 0 | 0 | 0 | 0
3 | 0 | 0 | 0 | 0 | 0 | 0 | 0 | 0 | 0 | 0 | 0 | 0 | 0 | 0 | 0 | 0 | 0 | 0 | 0 | 0 | 0 | 0 | 0 | 0 | 0 | 0 | 0 | 0 | 0 | 0 | 0
4 | 0 | 0 | 0 | 0 | 0 | 0 | 0 | 0 | 0 | 0 | 0 | 0 | 0 | 0 | 0 | 0 | 0 | 0 | 0 | 0 | 0 | 0 | 0 | 0 | 0 | 0 | 0 | 0 | 0 | 0 | 0
5 | 0 | 0 | 0 | 0 | 0 | 0 | 0 | 0 | 0 | 0 | 0 | 0 | 0 | 0 | 0 | 0 | 0 | 0 | 0 | 0 | 0 | 0 | 0 | 0 | 0 | 0 | 0 | 0 | 0 | 0 | 0
6 | 0 | 0 | 0 | 0 | 0 | 0 | 0 | 0 | 0 | 0 | 0 | 0 | 0 | 0 | 0 | 0 | 0 | 0 | 0 | 0 | 0 | 0 | 0 | 0 | 0 | 0 | 0 | 0 | 0 | 0 | 0
7 | 0 | 0 | 0 | 0 | 0 | 0 | 0 | 0 | 0 | 0 | 0 | 0 | 0 | 0 | 0 | 0 | 0 | 0 | 0 | 0 | 0 | 0 | 0 | 0 | 0 | 0 | 0 | 0 | 0 | 0 | 0
8 | 0 | 0 | 0 | 0 | 0 | 0 | 0 | 0 | 0 | 0 | 0 | 0 | 0 | 0 | 0 | 0 | 0 | 0 | 0 | 0 | 0 | 0 | 0 | 0 | 0 | 0 | 0 | 0 | 0 | 0 | 0
9 | 0 | 0 | 0 | 0 | 0 | 0 | 0 | 0 | 0 | 0 | 0 | 0 | 0 | 0 | 0 | 0 | 0 | 0 | 0 | 0 | 0 | 0 | 0 | 0 | 0 | 0 | 0 | 0 | 0 | 0 | 0
10 | 0 | 0 | 0 | 0 | 0 | 0 | 0 | 0 | 0 | 0 | 0 | 0 | 0 | 0 | 0 | 0 | 0 | 0 | 0 | 0 | 0 | 0 | 0 | 0 | 0 | 0 | 0 | 0 | 0 | 0 | 0
Annualized kBTUs - Component 5
Equipment | Year 0 | Year 1 | Year 2 | Year 3 | Year 4 | Year 5 | Year 6 | Year 7 | Year 8 | Year 9 | Year 10 | Year 11 | Year 12 | Year 13 | Year 14 | Year 15 | Year 16 | Year 17 | Year 18 | Year 19 | Year 20 | Year 21 | Year 22 | Year 23 | Year 24 | Year 25 | Year 26 | Year 27 | Year 28 | Year 29 | Year 30
1 | 0 | 0 | 0 | 0 | 0 | 0 | 0 | 0 | 0 | 0 | 0 | 0 | 0 | 0 | 0 | 0 | 0 | 0 | 0 | 0 | 0 | 0 | 0 | 0 | 0 | 0 | 0 | 0 | 0 | 0 | 0
2 | 0 | 0 | 0 | 0 | 0 | 0 | 0 | 0 | 0 | 0 | 0 | 0 | 0 | 0 | 0 | 0 | 0 | 0 | 0 | 0 | 0 | 0 | 0 | 0 | 0 | 0 | 0 | 0 | 0 | 0 | 0
3 | 0 | 0 | 0 | 0 | 0 | 0 | 0 | 0 | 0 | 0 | 0 | 0 | 0 | 0 | 0 | 0 | 0 | 0 | 0 | 0 | 0 | 0 | 0 | 0 | 0 | 0 | 0 | 0 | 0 | 0 | 0
4 | 0 | 0 | 0 | 0 | 0 | 0 | 0 | 0 | 0 | 0 | 0 | 0 | 0 | 0 | 0 | 0 | 0 | 0 | 0 | 0 | 0 | 0 | 0 | 0 | 0 | 0 | 0 | 0 | 0 | 0 | 0
5 | 0 | 0 | 0 | 0 | 0 | 0 | 0 | 0 | 0 | 0 | 0 | 0 | 0 | 0 | 0 | 0 | 0 | 0 | 0 | 0 | 0 | 0 | 0 | 0 | 0 | 0 | 0 | 0 | 0 | 0 | 0
6 | 0 | 0 | 0 | 0 | 0 | 0 | 0 | 0 | 0 | 0 | 0 | 0 | 0 | 0 | 0 | 0 | 0 | 0 | 0 | 0 | 0 | 0 | 0 | 0 | 0 | 0 | 0 | 0 | 0 | 0 | 0
7 | 0 | 0 | 0 | 0 | 0 | 0 | 0 | 0 | 0 | 0 | 0 | 0 | 0 | 0 | 0 | 0 | 0 | 0 | 0 | 0 | 0 | 0 | 0 | 0 | 0 | 0 | 0 | 0 | 0 | 0 | 0
8 | 0 | 0 | 0 | 0 | 0 | 0 | 0 | 0 | 0 | 0 | 0 | 0 | 0 | 0 | 0 | 0 | 0 | 0 | 0 | 0 | 0 | 0 | 0 | 0 | 0 | 0 | 0 | 0 | 0 | 0 | 0
9 | 0 | 0 | 0 | 0 | 0 | 0 | 0 | 0 | 0 | 0 | 0 | 0 | 0 | 0 | 0 | 0 | 0 | 0 | 0 | 0 | 0 | 0 | 0 | 0 | 0 | 0 | 0 | 0 | 0 | 0 | 0
10 | 0 | 0 | 0 | 0 | 0 | 0 | 0 | 0 | 0 | 0 | 0 | 0 | 0 | 0 | 0 | 0 | 0 | 0 | 0 | 0 | 0 | 0 | 0 | 0 | 0 | 0 | 0 | 0 | 0 | 0 | 0
On Market - Component 5
Equipment | Year 0 | Year 1 | Year 2 | Year 3 | Year 4 | Year 5 | Year 6 | Year 7 | Year 8 | Year 9 | Year 10 | Year 11 | Year 12 | Year 13 | Year 14 | Year 15 | Year 16 | Year 17 | Year 18 | Year 19 | Year 20 | Year 21 | Year 22 | Year 23 | Year 24 | Year 25 | Year 26 | Year 27 | Year 28 | Year 29 | Year 30
1 | 0 | 0 | 0 | 0 | 0 | 0 | 0 | 0 | 0 | 0 | 0 | 0 | 0 | 0 | 0 | 0 | 0 | 0 | 0 | 0 | 0 | 0 | 0 | 0 | 0 | 0 | 0 | 0 | 0 | 0 | 0
2 | 0 | 0 | 0 | 0 | 0 | 0 | 0 | 0 | 0 | 0 | 0 | 0 | 0 | 0 | 0 | 0 | 0 | 0 | 0 | 0 | 0 | 0 | 0 | 0 | 0 | 0 | 0 | 0 | 0 | 0 | 0
3 | 0 | 0 | 0 | 0 | 0 | 0 | 0 | 0 | 0 | 0 | 0 | 0 | 0 | 0 | 0 | 0 | 0 | 0 | 0 | 0 | 0 | 0 | 0 | 0 | 0 | 0 | 0 | 0 | 0 | 0 | 0
4 | 0 | 0 | 0 | 0 | 0 | 0 | 0 | 0 | 0 | 0 | 0 | 0 | 0 | 0 | 0 | 0 | 0 | 0 | 0 | 0 | 0 | 0 | 0 | 0 | 0 | 0 | 0 | 0 | 0 | 0 | 0
5 | 0 | 0 | 0 | 0 | 0 | 0 | 0 | 0 | 0 | 0 | 0 | 0 | 0 | 0 | 0 | 0 | 0 | 0 | 0 | 0 | 0 | 0 | 0 | 0 | 0 | 0 | 0 | 0 | 0 | 0 | 0
6 | 0 | 0 | 0 | 0 | 0 | 0 | 0 | 0 | 0 | 0 | 0 | 0 | 0 | 0 | 0 | 0 | 0 | 0 | 0 | 0 | 0 | 0 | 0 | 0 | 0 | 0 | 0 | 0 | 0 | 0 | 0
7 | 0 | 0 | 0 | 0 | 0 | 0 | 0 | 0 | 0 | 0 | 0 | 0 | 0 | 0 | 0 | 0 | 0 | 0 | 0 | 0 | 0 | 0 | 0 | 0 | 0 | 0 | 0 | 0 | 0 | 0 | 0
8 | 0 | 0 | 0 | 0 | 0 | 0 | 0 | 0 | 0 | 0 | 0 | 0 | 0 | 0 | 0 | 0 | 0 | 0 | 0 | 0 | 0 | 0 | 0 | 0 | 0 | 0 | 0 | 0 | 0 | 0 | 0
9 | 0 | 0 | 0 | 0 | 0 | 0 | 0 | 0 | 0 | 0 | 0 | 0 | 0 | 0 | 0 | 0 | 0 | 0 | 0 | 0 | 0 | 0 | 0 | 0 | 0 | 0 | 0 | 0 | 0 | 0 | 0
10 | 0 | 0 | 0 | 0 | 0 | 0 | 0 | 0 | 0 | 0 | 0 | 0 | 0 | 0 | 0 | 0 | 0 | 0 | 0 | 0 | 0 | 0 | 0 | 0 | 0 | 0 | 0 | 0 | 0 | 0 | 0
Technical kBTUs - Component 5
Value | Year 0 | Year 1 | Year 2 | Year 3 | Year 4 | Year 5 | Year 6 | Year 7 | Year 8 | Year 9 | Year 10 | Year 11 | Year 12 | Year 13 | Year 14 | Year 15 | Year 16 | Year 17 | Year 18 | Year 19 | Year 20 | Year 21 | Year 22 | Year 23 | Year 24 | Year 25 | Year 26 | Year 27 | Year 28 | Year 29 | Year 30
Annualized kBTUs | 0 | 0 | 0 | 0 | 0 | 0 | 0 | 0 | 0 | 0 | 0 | 0 | 0 | 0 | 0 | 0 | 0 | 0 | 0 | 0 | 0 | 0 | 0 | 0 | 0 | 0 | 0 | 0 | 0 | 0 | 0
Lifetimes - Component 5
Scenario | Year 0 | Year 1 | Year 2 | Year 3 | Year 4 | Year 5 | Year 6 | Year 7 | Year 8 | Year 9 | Year 10 | Year 11 | Year 12 | Year 13 | Year 14 | Year 15 | Year 16 | Year 17 | Year 18 | Year 19 | Year 20 | Year 21 | Year 22 | Year 23 | Year 24 | Year 25 | Year 26 | Year 27 | Year 28 | Year 29 | Year 30
NC - Min. Lifetime | 0 | 0 | 0 | 0 | 0 | 0 | 0 | 0 | 0 | 0 | 0 | 0 | 0 | 0 | 0 | 0 | 0 | 0 | 0 | 0 | 0 | 0 | 0 | 0 | 0 | 0 | 0 | 0 | 0 | 0 | 0
NC - Max. Lifetime | 0 | 0 | 0 | 0 | 0 | 0 | 0 | 0 | 0 | 0 | 0 | 0 | 0 | 0 | 0 | 0 | 0 | 0 | 0 | 0 | 0 | 0 | 0 | 0 | 0 | 0 | 0 | 0 | 0 | 0 | 0
New Construction Costs
Scenario | Year 0 | Year 1 | Year 2 | Year 3 | Year 4 | Year 5 | Year 6 | Year 7 | Year 8 | Year 9 | Year 10 | Year 11 | Year 12 | Year 13 | Year 14 | Year 15 | Year 16 | Year 17 | Year 18 | Year 19 | Year 20 | Year 21 | Year 22 | Year 23 | Year 24 | Year 25 | Year 26 | Year 27 | Year 28 | Year 29 | Year 30
Average Min. Lifetime - NC | 0 | 0 | 0 | 0 | 0 | 0 | 0 | 0 | 0 | 0 | 0 | 0 | 0 | 0 | 0 | 0 | 0 | 0 | 0 | 0 | 0 | 0 | 0 | 0 | 0 | 0 | 0 | 0 | 0 | 0 | 0
Average Max. Lifetime - NC | 0 | 0 | 0 | 0 | 0 | 0 | 0 | 0 | 0 | 0 | 0 | 0 | 0 | 0 | 0 | 0 | 0 | 0 | 0 | 0 | 0 | 0 | 0 | 0 | 0 | 0 | 0 | 0 | 0 | 0 | 0
Annualized Install Cost - Utility - NC | 0 | 0 | 0 | 0 | 0 | 0 | 0 | 0 | 0 | 0 | 0 | 0 | 0 | 0 | 0 | 0 | 0 | 0 | 0 | 0 | 0 | 0 | 0 | 0 | 0 | 0 | 0 | 0 | 0 | 0 | 0
Annualized Install Cost - Participant | 0 | 0 | 0 | 0 | 0 | 0 | 0 | 0 | 0 | 0 | 0 | 0 | 0 | 0 | 0 | 0 | 0 | 0 | 0 | 0 | 0 | 0 | 0 | 0 | 0 | 0 | 0 | 0 | 0 | 0 | 0
System Results
Value | Year 0 | Year 1 | Year 2 | Year 3 | Year 4 | Year 5 | Year 6 | Year 7 | Year 8 | Year 9 | Year 10 | Year 11 | Year 12 | Year 13 | Year 14 | Year 15 | Year 16 | Year 17 | Year 18 | Year 19 | Year 20 | Year 21 | Year 22 | Year 23 | Year 24 | Year 25 | Year 26 | Year 27 | Year 28 | Year 29 | Year 30
Utility - Cost of Operation | 0 | 0 | 0 | 0 | 0 | 0 | 0 | 0 | 0 | 0 | 0 | 0 | 0 | 0 | 0 | 0 | 0 | 0 | 0 | 0 | 0 | 0 | 0 | 0 | 0 | 0 | 0 | 0 | 0 | 0 | 0
Utility - Value of Sales | 0 | 0 | 0 | 0 | 0 | 0 | 0 | 0 | 0 | 0 | 0 | 0 | 0 | 0 | 0 | 0 | 0 | 0 | 0 | 0 | 0 | 0 | 0 | 0 | 0 | 0 | 0 | 0 | 0 | 0 | 0
Utility - Cost of Equipment | 0 | 0 | 0 | 0 | 0 | 0 | 0 | 0 | 0 | 0 | 0 | 0 | 0 | 0 | 0 | 0 | 0 | 0 | 0 | 0 | 0 | 0 | 0 | 0 | 0 | 0 | 0 | 0 | 0 | 0 | 0
Participant - Cost of Operation | 0 | 0 | 0 | 0 | 0 | 0 | 0 | 0 | 0 | 0 | 0 | 0 | 0 | 0 | 0 | 0 | 0 | 0 | 0 | 0 | 0 | 0 | 0 | 0 | 0 | 0 | 0 | 0 | 0 | 0 | 0
Participant - Cost of Equipment | 0 | 0 | 0 | 0 | 0 | 0 | 0 | 0 | 0 | 0 | 0 | 0 | 0 | 0 | 0 | 0 | 0 | 0 | 0 | 0 | 0 | 0 | 0 | 0 | 0 | 0 | 0 | 0 | 0 | 0 | 0
Annualized kBTUs | 0 | 0 | 0 | 0 | 0 | 0 | 0 | 0 | 0 | 0 | 0 | 0 | 0 | 0 | 0 | 0 | 0 | 0 | 0 | 0 | 0 | 0 | 0 | 0 | 0 | 0 | 0 | 0 | 0 | 0 | 0

## Sys Economics (hidden)
Forecast
Base Year | 2013
Forecast Start | 2015
Forecast End | 2035
Utility Economics
Test | TRC | 0
Incentive Rate | 100%
Admin Adder | 42.8%
Baseline Purchase Shares
Use Logit Model | 0%
Grow adoption | 0%
Allow decline | 100%
Achievable Case | Economic Potential
System Settings
System | Label | First Year On Market | Last Year On Market | Availability | Use Logit Model | Allow Growth | Allow decline | Available | On Date | Off Date
System 1 |  |  |  |  | 0% | 0% | 100% | FALSE | 0 | 0
System 2 |  |  |  |  | 0% | 0% | 100% | FALSE | 0 | 0
System 3 |  |  |  |  | 0% | 100% | 0% | FALSE | 0 | 0
System 4 |  |  |  |  | 0% | 100% | 0% | FALSE | 0 | 0
System 5 |  |  |  |  | 0% | 100% | 0% | FALSE | 0 | 0
Potential Factors - MAP
System | Year 0 | Year 1 | Year 2 | Year 3 | Year 4 | Year 5 | Year 6 | Year 7 | Year 8 | Year 9 | Year 10 | Year 11 | Year 12 | Year 13 | Year 14 | Year 15 | Year 16 | Year 17 | Year 18 | Year 19 | Year 20 | Year 21 | Year 22 | Year 23 | Year 24 | Year 25 | Year 26 | Year 27 | Year 28 | Year 29 | Year 30
System 1 | bar: Year 0 to Year 30
System 2 | bar: Year 0 to Year 30
System 3 | bar: Year 0 to Year 30
System 4 | bar: Year 0 to Year 30
System 5 | bar: Year 0 to Year 30
Potential Factors - RAP
System | Year 0 | Year 1 | Year 2 | Year 3 | Year 4 | Year 5 | Year 6 | Year 7 | Year 8 | Year 9 | Year 10 | Year 11 | Year 12 | Year 13 | Year 14 | Year 15 | Year 16 | Year 17 | Year 18 | Year 19 | Year 20 | Year 21 | Year 22 | Year 23 | Year 24 | Year 25 | Year 26 | Year 27 | Year 28 | Year 29 | Year 30
System 1 | bar: Year 0 to Year 30
System 2 | bar: Year 0 to Year 30
System 3 | bar: Year 0 to Year 30
System 4 | bar: Year 0 to Year 30
System 5 | bar: Year 0 to Year 30
System Purchase Shares
System | Year 0 | Year 1 | Year 2 | Year 3 | Year 4 | Year 5 | Year 6 | Year 7 | Year 8 | Year 9 | Year 10 | Year 11 | Year 12 | Year 13 | Year 14 | Year 15 | Year 16 | Year 17 | Year 18 | Year 19 | Year 20 | Year 21 | Year 22 | Year 23 | Year 24 | Year 25 | Year 26 | Year 27 | Year 28 | Year 29 | Year 30
System 1 | 0% | 0% | 0% | 0% | 0% | 0% | 0% | 0% | 0% | 0% | 0% | 0% | 0% | 0% | 0% | 0% | 0% | 0% | 0% | 0% | 0% | 0% | 0% | 22.29% | 22.29% | 22.29% | 22.29% | 22.29% | 22.29% | 22.29% | 22.29%
System 2 | bar: Year 0 to Year 30
System 3 | 0% | 0% | 0% | 0% | 0% | 0% | 0% | 0% | 0% | 0% | 0% | 0% | 0% | 0% | 0% | 0% | 0% | 0% | 0% | 0% | 0% | 0% | 0% | 21.79% | 21.79% | 21.79% | 21.79% | 21.79% | 21.79% | 21.79% | 21.79%
System 4 | bar: Year 0 to Year 30
System 5 | 0% | 0% | 0% | 0% | 0% | 0% | 0% | 0% | 0% | 0% | 0% | 0% | 0% | 0% | 0% | 0% | 0% | 0% | 0% | 0% | 0% | 0% | 0% | 55.86% | 55.86% | 55.86% | 55.86% | 55.86% | 55.86% | 55.86% | 55.86%
Total Shares | 0% | 0% | 0% | 0% | 0% | 0% | 0% | 0% | 0% | 0% | 0% | 0% | 0% | 0% | 0% | 0% | 0% | 0% | 0% | 0% | 0% | 0% | 0% | 99.93% | 99.93% | 99.93% | 99.93% | 99.93% | 99.93% | 99.93% | 99.93%
Availabl Shares | 0% | 0% | 0% | 0% | 0% | 0% | 0% | 0% | 0% | 0% | 0% | 0% | 0% | 0% | 0% | 0% | 0% | 0% | 0% | 0% | 0% | 0% | 0% | 99.93% | 99.93% | 99.93% | 99.93% | 99.93% | 99.93% | 99.93% | 99.93%
Utility - Cost of Operation
System | Year 0 | Year 1 | Year 2 | Year 3 | Year 4 | Year 5 | Year 6 | Year 7 | Year 8 | Year 9 | Year 10 | Year 11 | Year 12 | Year 13 | Year 14 | Year 15 | Year 16 | Year 17 | Year 18 | Year 19 | Year 20 | Year 21 | Year 22 | Year 23 | Year 24 | Year 25 | Year 26 | Year 27 | Year 28 | Year 29 | Year 30
System 1 | 0 | 0 | 0 | 0 | 0 | 0 | 0 | 0 | 0 | 0 | 0 | 0 | 0 | 0 | 0 | 0 | 0 | 0 | 0 | 0 | 0 | 0 | 0 | 0 | 0 | 0 | 0 | 0 | 0 | 0 | 0
System 2 | 0 | 0 | 0 | 0 | 0 | 0 | 0 | 0 | 0 | 0 | 0 | 0 | 0 | 0 | 0 | 0 | 0 | 0 | 0 | 0 | 0 | 0 | 0 | 0 | 0 | 0 | 0 | 0 | 0 | 0 | 0
System 3 | 0 | 0 | 0 | 0 | 0 | 0 | 0 | 0 | 0 | 0 | 0 | 0 | 0 | 0 | 0 | 0 | 0 | 0 | 0 | 0 | 0 | 0 | 0 | 0 | 0 | 0 | 0 | 0 | 0 | 0 | 0
System 4 | 0 | 0 | 0 | 0 | 0 | 0 | 0 | 0 | 0 | 0 | 0 | 0 | 0 | 0 | 0 | 0 | 0 | 0 | 0 | 0 | 0 | 0 | 0 | 0 | 0 | 0 | 0 | 0 | 0 | 0 | 0
System 5 | 0 | 0 | 0 | 0 | 0 | 0 | 0 | 0 | 0 | 0 | 0 | 0 | 0 | 0 | 0 | 0 | 0 | 0 | 0 | 0 | 0 | 0 | 0 | 0 | 0 | 0 | 0 | 0 | 0 | 0 | 0
Utility - Value of Sales
System | Year 0 | Year 1 | Year 2 | Year 3 | Year 4 | Year 5 | Year 6 | Year 7 | Year 8 | Year 9 | Year 10 | Year 11 | Year 12 | Year 13 | Year 14 | Year 15 | Year 16 | Year 17 | Year 18 | Year 19 | Year 20 | Year 21 | Year 22 | Year 23 | Year 24 | Year 25 | Year 26 | Year 27 | Year 28 | Year 29 | Year 30
System 1 | 0 | 0 | 0 | 0 | 0 | 0 | 0 | 0 | 0 | 0 | 0 | 0 | 0 | 0 | 0 | 0 | 0 | 0 | 0 | 0 | 0 | 0 | 0 | 0 | 0 | 0 | 0 | 0 | 0 | 0 | 0
System 2 | 0 | 0 | 0 | 0 | 0 | 0 | 0 | 0 | 0 | 0 | 0 | 0 | 0 | 0 | 0 | 0 | 0 | 0 | 0 | 0 | 0 | 0 | 0 | 0 | 0 | 0 | 0 | 0 | 0 | 0 | 0
System 3 | 0 | 0 | 0 | 0 | 0 | 0 | 0 | 0 | 0 | 0 | 0 | 0 | 0 | 0 | 0 | 0 | 0 | 0 | 0 | 0 | 0 | 0 | 0 | 0 | 0 | 0 | 0 | 0 | 0 | 0 | 0
System 4 | 0.50744 | 0.51289 | 0.51841 | 0.52358 | 0.52943 | 0.5348 | 0.54001 | 0.54443 | 0.54944 | 0.55459 | 0.56038 | 0.56652 | 0.57218 | 0 | 0 | 0 | 0 | 0 | 0 | 0 | 0 | 0 | 0 | 0 | 0 | 0 | 0 | 0 | 0 | 0 | 0
System 5 | 0 | 0 | 0 | 0 | 0 | 0 | 0 | 0 | 0 | 0 | 0 | 0 | 0 | 0 | 0 | 0 | 0 | 0 | 0 | 0 | 0 | 0 | 0 | 0 | 0 | 0 | 0 | 0 | 0 | 0 | 0
| 0 | 0 | 0 | 0 | 0 | 0 | 0 | 0 | 0 | 0 | 0 | 0 | 0 | 0 | 0 | 0 | 0 | 0 | 0 | 0 | 0 | 0 | 0
Utility - Cost of Equipment
System | Year 0 | Year 1 | Year 2 | Year 3 | Year 4 | Year 5 | Year 6 | Year 7 | Year 8 | Year 9 | Year 10 | Year 11 | Year 12 | Year 13 | Year 14 | Year 15 | Year 16 | Year 17 | Year 18 | Year 19 | Year 20 | Year 21 | Year 22 | Year 23 | Year 24 | Year 25 | Year 26 | Year 27 | Year 28 | Year 29 | Year 30
System 1 | 0 | 0 | 0 | 0 | 0 | 0 | 0 | 0 | 0 | 0 | 0 | 0 | 0 | 0 | 0 | 0 | 0 | 0 | 0 | 0 | 0 | 0 | 0 | 0 | 0 | 0 | 0 | 0 | 0 | 0 | 0
System 2 | 0 | 0 | 0 | 0 | 0 | 0 | 0 | 0 | 0 | 0 | 0 | 0 | 0 | 0 | 0 | 0 | 0 | 0 | 0 | 0 | 0 | 0 | 0 | 0 | 0 | 0 | 0 | 0 | 0 | 0 | 0
System 3 | 0 | 0 | 0 | 0 | 0 | 0 | 0 | 0 | 0 | 0 | 0 | 0 | 0 | 0 | 0 | 0 | 0 | 0 | 0 | 0 | 0 | 0 | 0 | 0 | 0 | 0 | 0 | 0 | 0 | 0 | 0
System 4 | 0 | 0 | 0 | 0 | 0 | 0 | 0 | 0 | 0 | 0 | 0 | 0 | 0 | 0 | 0 | 0 | 0 | 0 | 0 | 0 | 0 | 0 | 0 | 0 | 0 | 0 | 0 | 0 | 0 | 0 | 0
System 5 | 0 | 0 | 0 | 0 | 0 | 0 | 0 | 0 | 0 | 0 | 0 | 0 | 0 | 0 | 0 | 0 | 0 | 0 | 0 | 0 | 0 | 0 | 0 | 0 | 0 | 0 | 0 | 0 | 0 | 0 | 0
Participant - Cost of Operation
System | Year 0 | Year 1 | Year 2 | Year 3 | Year 4 | Year 5 | Year 6 | Year 7 | Year 8 | Year 9 | Year 10 | Year 11 | Year 12 | Year 13 | Year 14 | Year 15 | Year 16 | Year 17 | Year 18 | Year 19 | Year 20 | Year 21 | Year 22 | Year 23 | Year 24 | Year 25 | Year 26 | Year 27 | Year 28 | Year 29 | Year 30
System 1 | 0 | 0 | 0 | 0 | 0 | 0 | 0 | 0 | 0 | 0 | 0 | 0 | 0 | 0 | 0 | 0 | 0 | 0 | 0 | 0 | 0 | 0 | 0 | 0 | 0 | 0 | 0 | 0 | 0 | 0 | 0
System 2 | 0 | 0 | 0 | 0 | 0 | 0 | 0 | 0 | 0 | 0 | 0 | 0 | 0 | 0 | 0 | 0 | 0 | 0 | 0 | 0 | 0 | 0 | 0 | 0 | 0 | 0 | 0 | 0 | 0 | 0 | 0
System 3 | 0 | 0 | 0 | 0 | 0 | 0 | 0 | 0 | 0 | 0 | 0 | 0 | 0 | 0 | 0 | 0 | 0 | 0 | 0 | 0 | 0 | 0 | 0 | 0 | 0 | 0 | 0 | 0 | 0 | 0 | 0
System 4 | 0 | 0 | 0 | 0 | 0 | 0 | 0 | 0 | 0 | 0 | 0 | 0 | 0 | 0 | 0 | 0 | 0 | 0 | 0 | 0 | 0 | 0 | 0 | 0 | 0 | 0 | 0 | 0 | 0 | 0 | 0
System 5 | 0 | 0 | 0 | 0 | 0 | 0 | 0 | 0 | 0 | 0 | 0 | 0 | 0 | 0 | 0 | 0 | 0 | 0 | 0 | 0 | 0 | 0 | 0 | 0 | 0 | 0 | 0 | 0 | 0 | 0 | 0
Participant - Cost of Equipment
System | Year 0 | Year 1 | Year 2 | Year 3 | Year 4 | Year 5 | Year 6 | Year 7 | Year 8 | Year 9 | Year 10 | Year 11 | Year 12 | Year 13 | Year 14 | Year 15 | Year 16 | Year 17 | Year 18 | Year 19 | Year 20 | Year 21 | Year 22 | Year 23 | Year 24 | Year 25 | Year 26 | Year 27 | Year 28 | Year 29 | Year 30
System 1 | 0 | 0 | 0 | 0 | 0 | 0 | 0 | 0 | 0 | 0 | 0 | 0 | 0 | 0 | 0 | 0 | 0 | 0 | 0 | 0 | 0 | 0 | 0 | 0 | 0 | 0 | 0 | 0 | 0 | 0 | 0
System 2 | 0 | 0 | 0 | 0 | 0 | 0 | 0 | 0 | 0 | 0 | 0 | 0 | 0 | 0 | 0 | 0 | 0 | 0 | 0 | 0 | 0 | 0 | 0 | 0 | 0 | 0 | 0 | 0 | 0 | 0 | 0
System 3 | 0 | 0 | 0 | 0 | 0 | 0 | 0 | 0 | 0 | 0 | 0 | 0 | 0 | 0 | 0 | 0 | 0 | 0 | 0 | 0 | 0 | 0 | 0 | 0 | 0 | 0 | 0 | 0 | 0 | 0 | 0
System 4 | 0 | 0 | 0 | 0 | 0 | 0 | 0 | 0 | 0 | 0 | 0 | 0 | 0 | 0 | 0 | 0 | 0 | 0 | 0 | 0 | 0 | 0 | 0 | 0 | 0 | 0 | 0 | 0 | 0 | 0 | 0
System 5 | 0 | 0 | 0 | 0 | 0 | 0 | 0 | 0 | 0 | 0 | 0 | 0 | 0 | 0 | 0 | 0 | 0 | 0 | 0 | 0 | 0 | 0 | 0 | 0 | 0 | 0 | 0 | 0 | 0 | 0 | 0
System - Annual kBTUs
System | Year 0 | Year 1 | Year 2 | Year 3 | Year 4 | Year 5 | Year 6 | Year 7 | Year 8 | Year 9 | Year 10 | Year 11 | Year 12 | Year 13 | Year 14 | Year 15 | Year 16 | Year 17 | Year 18 | Year 19 | Year 20 | Year 21 | Year 22 | Year 23 | Year 24 | Year 25 | Year 26 | Year 27 | Year 28 | Year 29 | Year 30
1 | 0 | 0 | 0 | 0 | 0 | 0 | 0 | 0 | 0 | 0 | 0 | 0 | 0 | 0 | 0 | 0 | 0 | 0 | 0 | 0 | 0 | 0 | 0 | 0 | 0 | 0 | 0 | 0 | 0 | 0 | 0
2 | 0 | 0 | 0 | 0 | 0 | 0 | 0 | 0 | 0 | 0 | 0 | 0 | 0 | 0 | 0 | 0 | 0 | 0 | 0 | 0 | 0 | 0 | 0 | 0 | 0 | 0 | 0 | 0 | 0 | 0 | 0
3 | 0 | 0 | 0 | 0 | 0 | 0 | 0 | 0 | 0 | 0 | 0 | 0 | 0 | 0 | 0 | 0 | 0 | 0 | 0 | 0 | 0 | 0 | 0 | 0 | 0 | 0 | 0 | 0 | 0 | 0 | 0
4 | 0 | 0 | 0 | 0 | 0 | 0 | 0 | 0 | 0 | 0 | 0 | 0 | 0 | 0 | 0 | 0 | 0 | 0 | 0 | 0 | 0 | 0 | 0 | 0 | 0 | 0 | 0 | 0 | 0 | 0 | 0
5 | 0 | 0 | 0 | 0 | 0 | 0 | 0 | 0 | 0 | 0 | 0 | 0 | 0 | 0 | 0 | 0 | 0 | 0 | 0 | 0 | 0 | 0 | 0 | 0 | 0 | 0 | 0 | 0 | 0 | 0 | 0
Year
| Year 0 | Year 1 | Year 2 | Year 3 | Year 4 | Year 5 | Year 6 | Year 7 | Year 8 | Year 9 | Year 10 | Year 11 | Year 12 | Year 13 | Year 14 | Year 15 | Year 16 | Year 17 | Year 18 | Year 19 | Year 20 | Year 21 | Year 22 | Year 23 | Year 24 | Year 25 | Year 26 | Year 27 | Year 28 | Year 29 | Year 30
Year | 2013 | 2014 | 2015 | 2016 | 2017 | 2018 | 2019 | 2020 | 2021 | 2022 | 2023 | 2024 | 2025 | 2026 | 2027 | 2028 | 2029 | 2030 | 2031 | 2032 | 2033 | 2034 | 2035 | 2036 | 2037 | 2038 | 2039 | 2040 | 2041 | 2042 | 2043
Index | 0 | 1 | 2 | 3 | 4 | 5 | 6 | 7 | 8 | 9 | 10 | 11 | 12 | 13 | 14 | 15 | 16 | 17 | 18 | 19 | 20 | 21 | 22 | 23 | 24 | 25 | 26 | 27 | 28 | 29 | 30
On Market
Equipment | Year 0 | Year 1 | Year 2 | Year 3 | Year 4 | Year 5 | Year 6 | Year 7 | Year 8 | Year 9 | Year 10 | Year 11 | Year 12 | Year 13 | Year 14 | Year 15 | Year 16 | Year 17 | Year 18 | Year 19 | Year 20 | Year 21 | Year 22 | Year 23 | Year 24 | Year 25 | Year 26 | Year 27 | Year 28 | Year 29 | Year 30
1 | FALSE | FALSE | FALSE | FALSE | FALSE | FALSE | FALSE | FALSE | FALSE | FALSE | FALSE | FALSE | FALSE | FALSE | FALSE | FALSE | FALSE | FALSE | FALSE | FALSE | FALSE | FALSE | FALSE | FALSE | FALSE | FALSE | FALSE | FALSE | FALSE | FALSE | FALSE
2 | FALSE | FALSE | FALSE | FALSE | FALSE | FALSE | FALSE | FALSE | FALSE | FALSE | FALSE | FALSE | FALSE | FALSE | FALSE | FALSE | FALSE | FALSE | FALSE | FALSE | FALSE | FALSE | FALSE | FALSE | FALSE | FALSE | FALSE | FALSE | FALSE | FALSE | FALSE
3 | FALSE | FALSE | FALSE | FALSE | FALSE | FALSE | FALSE | FALSE | FALSE | FALSE | FALSE | FALSE | FALSE | FALSE | FALSE | FALSE | FALSE | FALSE | FALSE | FALSE | FALSE | FALSE | FALSE | FALSE | FALSE | FALSE | FALSE | FALSE | FALSE | FALSE | FALSE
4 | FALSE | FALSE | FALSE | FALSE | FALSE | FALSE | FALSE | FALSE | FALSE | FALSE | FALSE | FALSE | FALSE | FALSE | FALSE | FALSE | FALSE | FALSE | FALSE | FALSE | FALSE | FALSE | FALSE | FALSE | FALSE | FALSE | FALSE | FALSE | FALSE | FALSE | FALSE
5 | FALSE | FALSE | FALSE | FALSE | FALSE | FALSE | FALSE | FALSE | FALSE | FALSE | FALSE | FALSE | FALSE | FALSE | FALSE | FALSE | FALSE | FALSE | FALSE | FALSE | FALSE | FALSE | FALSE | FALSE | FALSE | FALSE | FALSE | FALSE | FALSE | FALSE | FALSE
Base Unit | #N/A | #N/A | #N/A | #N/A | #N/A | #N/A | #N/A | #N/A | #N/A | #N/A | #N/A | #N/A | #N/A | #N/A | #N/A | #N/A | #N/A | #N/A | #N/A | #N/A | #N/A | #N/A | #N/A | #N/A | #N/A | #N/A | #N/A | #N/A | #N/A | #N/A | #N/A
Options Available | 0 | 0 | 0 | 0 | 0 | 0 | 0 | 0 | 0 | 0 | 0 | 0 | 0 | 0 | 0 | 0 | 0 | 0 | 0 | 0 | 0 | 0 | 0 | 0 | 0 | 0 | 0 | 0 | 0 | 0 | 0
Total Resource Cost Test
Equipment | Year 0 | Year 1 | Year 2 | Year 3 | Year 4 | Year 5 | Year 6 | Year 7 | Year 8 | Year 9 | Year 10 | Year 11 | Year 12 | Year 13 | Year 14 | Year 15 | Year 16 | Year 17 | Year 18 | Year 19 | Year 20 | Year 21 | Year 22 | Year 23 | Year 24 | Year 25 | Year 26 | Year 27 | Year 28 | Year 29 | Year 30
1 | 0 | 0 | 0 | 0 | 0 | 0 | 0 | 0 | 0 | 0 | 0 | 0 | 0 | 0 | 0 | 0 | 0 | 0 | 0 | 0 | 0 | 0 | 0 | 0 | 0 | 0 | 0 | 0 | 0 | 0 | 0
2 | 0 | 0 | 0 | 0 | 0 | 0 | 0 | 0 | 0 | 0 | 0 | 0 | 0 | 0 | 0 | 0 | 0 | 0 | 0 | 0 | 0 | 0 | 0 | 0 | 0 | 0 | 0 | 0 | 0 | 0 | 0
3 | 0 | 0 | 0 | 0 | 0 | 0 | 0 | 0 | 0 | 0 | 0 | 0 | 0 | 0 | 0 | 0 | 0 | 0 | 0 | 0 | 0 | 0 | 0 | 0 | 0 | 0 | 0 | 0 | 0 | 0 | 0
4 | 0 | 0 | 0 | 0 | 0 | 0 | 0 | 0 | 0 | 0 | 0 | 0 | 0 | 0 | 0 | 0 | 0 | 0 | 0 | 0 | 0 | 0 | 0 | 0 | 0 | 0 | 0 | 0 | 0 | 0 | 0
5 | 0 | 0 | 0 | 0 | 0 | 0 | 0 | 0 | 0 | 0 | 0 | 0 | 0 | 0 | 0 | 0 | 0 | 0 | 0 | 0 | 0 | 0 | 0 | 0 | 0 | 0 | 0 | 0 | 0 | 0 | 0
Economical | bar: Year 0 to Year 30
Economical kBTUs | 0 | 0 | 0 | 0 | 0 | 0 | 0 | 0 | 0 | 0 | 0 | 0 | 0 | 0 | 0 | 0 | 0 | 0 | 0 | 0 | 0 | 0 | 0 | 0 | 0 | 0 | 0 | 0 | 0 | 0 | 0
Program Administrator Cost Test
Equipment | Year 0 | Year 1 | Year 2 | Year 3 | Year 4 | Year 5 | Year 6 | Year 7 | Year 8 | Year 9 | Year 10 | Year 11 | Year 12 | Year 13 | Year 14 | Year 15 | Year 16 | Year 17 | Year 18 | Year 19 | Year 20 | Year 21 | Year 22 | Year 23 | Year 24 | Year 25 | Year 26 | Year 27 | Year 28 | Year 29 | Year 30
1 | 0 | 0 | 0 | 0 | 0 | 0 | 0 | 0 | 0 | 0 | 0 | 0 | 0 | 0 | 0 | 0 | 0 | 0 | 0 | 0 | 0 | 0 | 0 | 0 | 0 | 0 | 0 | 0 | 0 | 0 | 0
2 | 0 | 0 | 0 | 0 | 0 | 0 | 0 | 0 | 0 | 0 | 0 | 0 | 0 | 0 | 0 | 0 | 0 | 0 | 0 | 0 | 0 | 0 | 0 | 0 | 0 | 0 | 0 | 0 | 0 | 0 | 0
3 | 0 | 0 | 0 | 0 | 0 | 0 | 0 | 0 | 0 | 0 | 0 | 0 | 0 | 0 | 0 | 0 | 0 | 0 | 0 | 0 | 0 | 0 | 0 | 0 | 0 | 0 | 0 | 0 | 0 | 0 | 0
4 | 0 | 0 | 0 | 0 | 0 | 0 | 0 | 0 | 0 | 0 | 0 | 0 | 0 | 0 | 0 | 0 | 0 | 0 | 0 | 0 | 0 | 0 | 0 | 0 | 0 | 0 | 0 | 0 | 0 | 0 | 0
5 | 0 | 0 | 0 | 0 | 0 | 0 | 0 | 0 | 0 | 0 | 0 | 0 | 0 | 0 | 0 | 0 | 0 | 0 | 0 | 0 | 0 | 0 | 0 | 0 | 0 | 0 | 0 | 0 | 0 | 0 | 0
Economical | bar: Year 0 to Year 30
Economical kBTUs | 0 | 0 | 0 | 0 | 0 | 0 | 0 | 0 | 0 | 0 | 0 | 0 | 0 | 0 | 0 | 0 | 0 | 0 | 0 | 0 | 0 | 0 | 0 | 0 | 0 | 0 | 0 | 0 | 0 | 0 | 0
Participant Cost Test
Equipment | Year 0 | Year 1 | Year 2 | Year 3 | Year 4 | Year 5 | Year 6 | Year 7 | Year 8 | Year 9 | Year 10 | Year 11 | Year 12 | Year 13 | Year 14 | Year 15 | Year 16 | Year 17 | Year 18 | Year 19 | Year 20 | Year 21 | Year 22 | Year 23 | Year 24 | Year 25 | Year 26 | Year 27 | Year 28 | Year 29 | Year 30
1 | 0 | 0 | 0 | 0 | 0 | 0 | 0 | 0 | 0 | 0 | 0 | 0 | 0 | 0 | 0 | 0 | 0 | 0 | 0 | 0 | 0 | 0 | 0 | 0 | 0 | 0 | 0 | 0 | 0 | 0 | 0
2 | 0 | 0 | 0 | 0 | 0 | 0 | 0 | 0 | 0 | 0 | 0 | 0 | 0 | 0 | 0 | 0 | 0 | 0 | 0 | 0 | 0 | 0 | 0 | 0 | 0 | 0 | 0 | 0 | 0 | 0 | 0
3 | 0 | 0 | 0 | 0 | 0 | 0 | 0 | 0 | 0 | 0 | 0 | 0 | 0 | 0 | 0 | 0 | 0 | 0 | 0 | 0 | 0 | 0 | 0 | 0 | 0 | 0 | 0 | 0 | 0 | 0 | 0
4 | 0 | 0 | 0 | 0 | 0 | 0 | 0 | 0 | 0 | 0 | 0 | 0 | 0 | 0 | 0 | 0 | 0 | 0 | 0 | 0 | 0 | 0 | 0 | 0 | 0 | 0 | 0 | 0 | 0 | 0 | 0
5 | 0 | 0 | 0 | 0 | 0 | 0 | 0 | 0 | 0 | 0 | 0 | 0 | 0 | 0 | 0 | 0 | 0 | 0 | 0 | 0 | 0 | 0 | 0 | 0 | 0 | 0 | 0 | 0 | 0 | 0 | 0
Economical | bar: Year 0 to Year 30
Economical kBTUs | 0 | 0 | 0 | 0 | 0 | 0 | 0 | 0 | 0 | 0 | 0 | 0 | 0 | 0 | 0 | 0 | 0 | 0 | 0 | 0 | 0 | 0 | 0 | 0 | 0 | 0 | 0 | 0 | 0 | 0 | 0
Ratepayer Impact Measure Test
Equipment | Year 0 | Year 1 | Year 2 | Year 3 | Year 4 | Year 5 | Year 6 | Year 7 | Year 8 | Year 9 | Year 10 | Year 11 | Year 12 | Year 13 | Year 14 | Year 15 | Year 16 | Year 17 | Year 18 | Year 19 | Year 20 | Year 21 | Year 22 | Year 23 | Year 24 | Year 25 | Year 26 | Year 27 | Year 28 | Year 29 | Year 30
1 | 0 | 0 | 0 | 0 | 0 | 0 | 0 | 0 | 0 | 0 | 0 | 0 | 0 | 0 | 0 | 0 | 0 | 0 | 0 | 0 | 0 | 0 | 0 | 0 | 0 | 0 | 0 | 0 | 0 | 0 | 0
2 | 0 | 0 | 0 | 0 | 0 | 0 | 0 | 0 | 0 | 0 | 0 | 0 | 0 | 0 | 0 | 0 | 0 | 0 | 0 | 0 | 0 | 0 | 0 | 0 | 0 | 0 | 0 | 0 | 0 | 0 | 0
3 | 0 | 0 | 0 | 0 | 0 | 0 | 0 | 0 | 0 | 0 | 0 | 0 | 0 | 0 | 0 | 0 | 0 | 0 | 0 | 0 | 0 | 0 | 0 | 0 | 0 | 0 | 0 | 0 | 0 | 0 | 0
4 | -0.50744 | -0.51289 | -0.51841 | -0.52358 | -0.52943 | -0.5348 | -0.54001 | -0.54443 | -0.54944 | -0.55459 | -0.56038 | -0.56652 | -0.57218 | 0 | 0 | 0 | 0 | 0 | 0 | 0 | 0 | 0 | 0 | 0 | 0 | 0 | 0 | 0 | 0 | 0 | 0
5 | 0 | 0 | 0 | 0 | 0 | 0 | 0 | 0 | 0 | 0 | 0 | 0 | 0 | 0 | 0 | 0 | 0 | 0 | 0 | 0 | 0 | 0 | 0 | 0 | 0 | 0 | 0 | 0 | 0 | 0 | 0
Economical | bar: Year 0 to Year 30
Economical kBTUs | 0 | 0 | 0 | 0 | 0 | 0 | 0 | 0 | 0 | 0 | 0 | 0 | 0 | 0 | 0 | 0 | 0 | 0 | 0 | 0 | 0 | 0 | 0 | 0 | 0 | 0 | 0 | 0 | 0 | 0 | 0
Technical Model Rank
System | Year 0 | Year 1 | Year 2 | Year 3 | Year 4 | Year 5 | Year 6 | Year 7 | Year 8 | Year 9 | Year 10 | Year 11 | Year 12 | Year 13 | Year 14 | Year 15 | Year 16 | Year 17 | Year 18 | Year 19 | Year 20 | Year 21 | Year 22 | Year 23 | Year 24 | Year 25 | Year 26 | Year 27 | Year 28 | Year 29 | Year 30
1 | 0 | 0 | 0 | 0 | 0 | 0 | 0 | 0 | 0 | 0 | 0 | 0 | 0 | 0 | 0 | 0 | 0 | 0 | 0 | 0 | 0 | 0 | 0 | 0 | 0 | 0 | 0 | 0 | 0 | 0 | 0
2 | 0 | 0 | 0 | 0 | 0 | 0 | 0 | 0 | 0 | 0 | 0 | 0 | 0 | 0 | 0 | 0 | 0 | 0 | 0 | 0 | 0 | 0 | 0 | 0 | 0 | 0 | 0 | 0 | 0 | 0 | 0
3 | 0 | 0 | 0 | 0 | 0 | 0 | 0 | 0 | 0 | 0 | 0 | 0 | 0 | 0 | 0 | 0 | 0 | 0 | 0 | 0 | 0 | 0 | 0 | 0 | 0 | 0 | 0 | 0 | 0 | 0 | 0
4 | 0 | 0 | 0 | 0 | 0 | 0 | 0 | 0 | 0 | 0 | 0 | 0 | 0 | 0 | 0 | 0 | 0 | 0 | 0 | 0 | 0 | 0 | 0 | 0 | 0 | 0 | 0 | 0 | 0 | 0 | 0
5 | 0 | 0 | 0 | 0 | 0 | 0 | 0 | 0 | 0 | 0 | 0 | 0 | 0 | 0 | 0 | 0 | 0 | 0 | 0 | 0 | 0 | 0 | 0 | 0 | 0 | 0 | 0 | 0 | 0 | 0 | 0
Economic Model Rank
System | Year 0 | Year 1 | Year 2 | Year 3 | Year 4 | Year 5 | Year 6 | Year 7 | Year 8 | Year 9 | Year 10 | Year 11 | Year 12 | Year 13 | Year 14 | Year 15 | Year 16 | Year 17 | Year 18 | Year 19 | Year 20 | Year 21 | Year 22 | Year 23 | Year 24 | Year 25 | Year 26 | Year 27 | Year 28 | Year 29 | Year 30
1 | 0 | 0 | 0 | 0 | 0 | 0 | 0 | 0 | 0 | 0 | 0 | 0 | 0 | 0 | 0 | 0 | 0 | 0 | 0 | 0 | 0 | 0 | 0 | 0 | 0 | 0 | 0 | 0 | 0 | 0 | 0
2 | 0 | 0 | 0 | 0 | 0 | 0 | 0 | 0 | 0 | 0 | 0 | 0 | 0 | 0 | 0 | 0 | 0 | 0 | 0 | 0 | 0 | 0 | 0 | 0 | 0 | 0 | 0 | 0 | 0 | 0 | 0
3 | 0 | 0 | 0 | 0 | 0 | 0 | 0 | 0 | 0 | 0 | 0 | 0 | 0 | 0 | 0 | 0 | 0 | 0 | 0 | 0 | 0 | 0 | 0 | 0 | 0 | 0 | 0 | 0 | 0 | 0 | 0
4 | 0 | 0 | 0 | 0 | 0 | 0 | 0 | 0 | 0 | 0 | 0 | 0 | 0 | 0 | 0 | 0 | 0 | 0 | 0 | 0 | 0 | 0 | 0 | 0 | 0 | 0 | 0 | 0 | 0 | 0 | 0
5 | 0 | 0 | 0 | 0 | 0 | 0 | 0 | 0 | 0 | 0 | 0 | 0 | 0 | 0 | 0 | 0 | 0 | 0 | 0 | 0 | 0 | 0 | 0 | 0 | 0 | 0 | 0 | 0 | 0 | 0 | 0
Major Unit
Scenario | Year 0 | Year 1 | Year 2 | Year 3 | Year 4 | Year 5 | Year 6 | Year 7 | Year 8 | Year 9 | Year 10 | Year 11 | Year 12 | Year 13 | Year 14 | Year 15 | Year 16 | Year 17 | Year 18 | Year 19 | Year 20 | Year 21 | Year 22 | Year 23 | Year 24 | Year 25 | Year 26 | Year 27 | Year 28 | Year 29 | Year 30
Economic | bar: Year 0 to Year 30
Economic kBTUs | 0 | 0 | 0 | 0 | 0 | 0 | 0 | 0 | 0 | 0 | 0 | 0 | 0 | 0 | 0 | 0 | 0 | 0 | 0 | 0 | 0 | 0 | 0 | 0 | 0 | 0 | 0 | 0 | 0 | 0 | 0
Technical | bar: Year 0 to Year 30
Savings against Economic Unit
Scenario | Year 0 | Year 1 | Year 2 | Year 3 | Year 4 | Year 5 | Year 6 | Year 7 | Year 8 | Year 9 | Year 10 | Year 11 | Year 12 | Year 13 | Year 14 | Year 15 | Year 16 | Year 17 | Year 18 | Year 19 | Year 20 | Year 21 | Year 22 | Year 23 | Year 24 | Year 25 | Year 26 | Year 27 | Year 28 | Year 29 | Year 30
1 | 0 | 0 | 0 | 0 | 0 | 0 | 0 | 0 | 0 | 0 | 0 | 0 | 0 | 0 | 0 | 0 | 0 | 0 | 0 | 0 | 0 | 0 | 0 | 0 | 0 | 0 | 0 | 0 | 0 | 0 | 0
2 | 0 | 0 | 0 | 0 | 0 | 0 | 0 | 0 | 0 | 0 | 0 | 0 | 0 | 0 | 0 | 0 | 0 | 0 | 0 | 0 | 0 | 0 | 0 | 0 | 0 | 0 | 0 | 0 | 0 | 0 | 0
3 | 0 | 0 | 0 | 0 | 0 | 0 | 0 | 0 | 0 | 0 | 0 | 0 | 0 | 0 | 0 | 0 | 0 | 0 | 0 | 0 | 0 | 0 | 0 | 0 | 0 | 0 | 0 | 0 | 0 | 0 | 0
4 | 0 | 0 | 0 | 0 | 0 | 0 | 0 | 0 | 0 | 0 | 0 | 0 | 0 | 0 | 0 | 0 | 0 | 0 | 0 | 0 | 0 | 0 | 0 | 0 | 0 | 0 | 0 | 0 | 0 | 0 | 0
5 | 0 | 0 | 0 | 0 | 0 | 0 | 0 | 0 | 0 | 0 | 0 | 0 | 0 | 0 | 0 | 0 | 0 | 0 | 0 | 0 | 0 | 0 | 0 | 0 | 0 | 0 | 0 | 0 | 0 | 0 | 0
Logit Model
System | Year 0: Actual Shares; Year 1: Annualized Cost; Year 2: Desirability Index; Year 3: Logit; Year 4: Uncalibrated Shares; Year 5: Coefficient; Year 6: Calibrated Desirability Index; Year 7: Calibrated Logit; Year 8: Coefficients available in base year; Year 9: Linear Interpolated Coefficients
1 | Year 0: 0%; Year 1: 0; Year 2: 0; Year 3: 0; Year 4: 0%; Year 5: 0; Year 6: 0; Year 7: 0; Year 8: 0; Year 9: 0
2 | Year 0: 0%; Year 1: 0; Year 2: 0; Year 3: 0; Year 4: 0%; Year 5: 0; Year 6: 0; Year 7: 0; Year 8: 0; Year 9: 0
3 | Year 0: 0%; Year 1: 0; Year 2: 0; Year 3: 0; Year 4: 0%; Year 5: 0; Year 6: 0; Year 7: 0; Year 8: 0; Year 9: 0
4 | Year 0: 0%; Year 1: 0; Year 2: 0; Year 3: 0; Year 4: 0%; Year 5: 0; Year 6: 0; Year 7: 0; Year 8: 0; Year 9: 0
5 | Year 0: 0%; Year 1: 0; Year 2: 0; Year 3: 0; Year 4: 0%; Year 5: 0; Year 6: 0; Year 7: 0; Year 8: 0; Year 9: 0
Nothing | Year 0: 100%; Year 1: 0; Year 2: 0; Year 3: 1; Year 4: #N/A; Year 5: #N/A; Year 6: #N/A; Year 7: #N/A; Year 8: #N/A; Year 9: 0
|  |  |  | 1 |  |  |  | #N/A
Calibrated Logit of Desirability Index
1 | 0 | 0 | 0 | 0 | 0 | 0 | 0 | 0 | 0 | 0 | 0 | 0 | 0 | 0 | 0 | 0 | 0 | 0 | 0 | 0 | 0 | 0 | 0 | 0 | 0 | 0 | 0 | 0 | 0 | 0 | 0
2 | 0 | 0 | 0 | 0 | 0 | 0 | 0 | 0 | 0 | 0 | 0 | 0 | 0 | 0 | 0 | 0 | 0 | 0 | 0 | 0 | 0 | 0 | 0 | 0 | 0 | 0 | 0 | 0 | 0 | 0 | 0
3 | 0 | 0 | 0 | 0 | 0 | 0 | 0 | 0 | 0 | 0 | 0 | 0 | 0 | 0 | 0 | 0 | 0 | 0 | 0 | 0 | 0 | 0 | 0 | 0 | 0 | 0 | 0 | 0 | 0 | 0 | 0
4 | 0 | 0 | 0 | 0 | 0 | 0 | 0 | 0 | 0 | 0 | 0 | 0 | 0 | 0 | 0 | 0 | 0 | 0 | 0 | 0 | 0 | 0 | 0 | 0 | 0 | 0 | 0 | 0 | 0 | 0 | 0
5 | 0 | 0 | 0 | 0 | 0 | 0 | 0 | 0 | 0 | 0 | 0 | 0 | 0 | 0 | 0 | 0 | 0 | 0 | 0 | 0 | 0 | 0 | 0 | 0 | 0 | 0 | 0 | 0 | 0 | 0 | 0
Nothing | 0 | 0 | 0 | 0 | 0 | 0 | 0 | 0 | 0 | 0 | 0 | 0 | 0 | 0 | 0 | 0 | 0 | 0 | 0 | 0 | 0 | 0 | 0 | 0 | 0 | 0 | 0 | 0 | 0 | 0 | 0
Total | 0 | 0 | 0 | 0 | 0 | 0 | 0 | 0 | 0 | 0 | 0 | 0 | 0 | 0 | 0 | 0 | 0 | 0 | 0 | 0 | 0 | 0 | 0 | 0 | 0 | 0 | 0 | 0 | 0 | 0 | 0
Linear Interpolated Purchase Shares
1 | bar: Year 0 to Year 30
2 | bar: Year 0 to Year 30
3 | bar: Year 0 to Year 30
4 | bar: Year 0 to Year 30
5 | bar: Year 0 to Year 30
Nothing | bar: Year 0 to Year 30
Baseline Forecast Purchase Shares
Equipment | Year 0 | Year 1 | Year 2 | Year 3 | Year 4 | Year 5 | Year 6 | Year 7 | Year 8 | Year 9 | Year 10 | Year 11 | Year 12 | Year 13 | Year 14 | Year 15 | Year 16 | Year 17 | Year 18 | Year 19 | Year 20 | Year 21 | Year 22 | Year 23 | Year 24 | Year 25 | Year 26 | Year 27 | Year 28 | Year 29 | Year 30
1 | 0% | 0% | 0% | 0% | 0% | 0% | 0% | 0% | 0% | 0% | 0% | 0% | 0% | 0% | 0% | 0% | 0% | 0% | 0% | 0% | 0% | 0% | 0% | 22.29% | 22.29% | 22.29% | 22.29% | 22.29% | 22.29% | 22.29% | 22.29%
2 | bar: Year 0 to Year 30
3 | 0% | 0% | 0% | 0% | 0% | 0% | 0% | 0% | 0% | 0% | 0% | 0% | 0% | 0% | 0% | 0% | 0% | 0% | 0% | 0% | 0% | 0% | 0% | 21.79% | 21.79% | 21.79% | 21.79% | 21.79% | 21.79% | 21.79% | 21.79%
4 | bar: Year 0 to Year 30
5 | 0% | 0% | 0% | 0% | 0% | 0% | 0% | 0% | 0% | 0% | 0% | 0% | 0% | 0% | 0% | 0% | 0% | 0% | 0% | 0% | 0% | 0% | 0% | 55.86% | 55.86% | 55.86% | 55.86% | 55.86% | 55.86% | 55.86% | 55.86%
Technical Potential Purchase Shares (Sorted)
Equipment | Year 0 | Year 1 | Year 2 | Year 3 | Year 4 | Year 5 | Year 6 | Year 7 | Year 8 | Year 9 | Year 10 | Year 11 | Year 12 | Year 13 | Year 14 | Year 15 | Year 16 | Year 17 | Year 18 | Year 19 | Year 20 | Year 21 | Year 22 | Year 23 | Year 24 | Year 25 | Year 26 | Year 27 | Year 28 | Year 29 | Year 30
1 | bar: Year 0 to Year 30
2 | bar: Year 0 to Year 30
3 | bar: Year 0 to Year 30
4 | bar: Year 0 to Year 30
5 | bar: Year 0 to Year 30
Economic Potential Purchase Shares (Sorted)
Equipment | Year 0 | Year 1 | Year 2 | Year 3 | Year 4 | Year 5 | Year 6 | Year 7 | Year 8 | Year 9 | Year 10 | Year 11 | Year 12 | Year 13 | Year 14 | Year 15 | Year 16 | Year 17 | Year 18 | Year 19 | Year 20 | Year 21 | Year 22 | Year 23 | Year 24 | Year 25 | Year 26 | Year 27 | Year 28 | Year 29 | Year 30
1 | bar: Year 0 to Year 30
2 | bar: Year 0 to Year 30
3 | bar: Year 0 to Year 30
4 | bar: Year 0 to Year 30
5 | bar: Year 0 to Year 30
Technical Potential Purchase Shares (Actual)
Equipment | Year 0 | Year 1 | Year 2 | Year 3 | Year 4 | Year 5 | Year 6 | Year 7 | Year 8 | Year 9 | Year 10 | Year 11 | Year 12 | Year 13 | Year 14 | Year 15 | Year 16 | Year 17 | Year 18 | Year 19 | Year 20 | Year 21 | Year 22 | Year 23 | Year 24 | Year 25 | Year 26 | Year 27 | Year 28 | Year 29 | Year 30
1 | bar: Year 0 to Year 30
2 | bar: Year 0 to Year 30
3 | bar: Year 0 to Year 30
4 | bar: Year 0 to Year 30
5 | bar: Year 0 to Year 30
Economic Potential Purchase Shares (Actual)
Equipment | Year 0 | Year 1 | Year 2 | Year 3 | Year 4 | Year 5 | Year 6 | Year 7 | Year 8 | Year 9 | Year 10 | Year 11 | Year 12 | Year 13 | Year 14 | Year 15 | Year 16 | Year 17 | Year 18 | Year 19 | Year 20 | Year 21 | Year 22 | Year 23 | Year 24 | Year 25 | Year 26 | Year 27 | Year 28 | Year 29 | Year 30
1 | bar: Year 0 to Year 30
2 | bar: Year 0 to Year 30
3 | bar: Year 0 to Year 30
4 | bar: Year 0 to Year 30
5 | bar: Year 0 to Year 30
Maximum Achievable Potential Purchase Shares
Equipment | Year 0 | Year 1 | Year 2 | Year 3 | Year 4 | Year 5 | Year 6 | Year 7 | Year 8 | Year 9 | Year 10 | Year 11 | Year 12 | Year 13 | Year 14 | Year 15 | Year 16 | Year 17 | Year 18 | Year 19 | Year 20 | Year 21 | Year 22 | Year 23 | Year 24 | Year 25 | Year 26 | Year 27 | Year 28 | Year 29 | Year 30
1 | 0% | 0% | 0% | 0% | 0% | 0% | 0% | 0% | 0% | 0% | 0% | 0% | 0% | 0% | 0% | 0% | 0% | 0% | 0% | 0% | 0% | 0% | 0% | 22.29% | 22.29% | 22.29% | 22.29% | 22.29% | 22.29% | 22.29% | 22.29%
2 | bar: Year 0 to Year 30
3 | 0% | 0% | 0% | 0% | 0% | 0% | 0% | 0% | 0% | 0% | 0% | 0% | 0% | 0% | 0% | 0% | 0% | 0% | 0% | 0% | 0% | 0% | 0% | 21.79% | 21.79% | 21.79% | 21.79% | 21.79% | 21.79% | 21.79% | 21.79%
4 | bar: Year 0 to Year 30
5 | 0% | 0% | 0% | 0% | 0% | 0% | 0% | 0% | 0% | 0% | 0% | 0% | 0% | 0% | 0% | 0% | 0% | 0% | 0% | 0% | 0% | 0% | 0% | 55.86% | 55.86% | 55.86% | 55.86% | 55.86% | 55.86% | 55.86% | 55.86%
Realistic Achievable Potential Purchase Shares
Equipment | Year 0 | Year 1 | Year 2 | Year 3 | Year 4 | Year 5 | Year 6 | Year 7 | Year 8 | Year 9 | Year 10 | Year 11 | Year 12 | Year 13 | Year 14 | Year 15 | Year 16 | Year 17 | Year 18 | Year 19 | Year 20 | Year 21 | Year 22 | Year 23 | Year 24 | Year 25 | Year 26 | Year 27 | Year 28 | Year 29 | Year 30
1 | 0% | 0% | 0% | 0% | 0% | 0% | 0% | 0% | 0% | 0% | 0% | 0% | 0% | 0% | 0% | 0% | 0% | 0% | 0% | 0% | 0% | 0% | 0% | 22.29% | 22.29% | 22.29% | 22.29% | 22.29% | 22.29% | 22.29% | 22.29%
2 | bar: Year 0 to Year 30
3 | 0% | 0% | 0% | 0% | 0% | 0% | 0% | 0% | 0% | 0% | 0% | 0% | 0% | 0% | 0% | 0% | 0% | 0% | 0% | 0% | 0% | 0% | 0% | 21.79% | 21.79% | 21.79% | 21.79% | 21.79% | 21.79% | 21.79% | 21.79%
4 | bar: Year 0 to Year 30
5 | 0% | 0% | 0% | 0% | 0% | 0% | 0% | 0% | 0% | 0% | 0% | 0% | 0% | 0% | 0% | 0% | 0% | 0% | 0% | 0% | 0% | 0% | 0% | 55.86% | 55.86% | 55.86% | 55.86% | 55.86% | 55.86% | 55.86% | 55.86%
Codes & Standards Forecast Purchase Shares
Equipment | Year 0 | Year 1 | Year 2 | Year 3 | Year 4 | Year 5 | Year 6 | Year 7 | Year 8 | Year 9 | Year 10 | Year 11 | Year 12 | Year 13 | Year 14 | Year 15 | Year 16 | Year 17 | Year 18 | Year 19 | Year 20 | Year 21 | Year 22 | Year 23 | Year 24 | Year 25 | Year 26 | Year 27 | Year 28 | Year 29 | Year 30
1 | 0% | 0% | 0% | 0% | 0% | 0% | 0% | 0% | 0% | 0% | 0% | 0% | 0% | 0% | 0% | 0% | 0% | 0% | 0% | 0% | 0% | 0% | 0% | 22.29% | 22.29% | 22.29% | 22.29% | 22.29% | 22.29% | 22.29% | 22.29%
2 | bar: Year 0 to Year 30
3 | 0% | 0% | 0% | 0% | 0% | 0% | 0% | 0% | 0% | 0% | 0% | 0% | 0% | 0% | 0% | 0% | 0% | 0% | 0% | 0% | 0% | 0% | 0% | 21.79% | 21.79% | 21.79% | 21.79% | 21.79% | 21.79% | 21.79% | 21.79%
4 | bar: Year 0 to Year 30
5 | 0% | 0% | 0% | 0% | 0% | 0% | 0% | 0% | 0% | 0% | 0% | 0% | 0% | 0% | 0% | 0% | 0% | 0% | 0% | 0% | 0% | 0% | 0% | 55.86% | 55.86% | 55.86% | 55.86% | 55.86% | 55.86% | 55.86% | 55.86%
Checks
Invalid Economic Test Chosen | Year 0: FALSE; Year 1: OK
Base Year Shares for Unavailable System | Year 0: FALSE; Year 1: OK

## Sys Forecast (hidden)
Model Year:
0
Row Offset
165
Units
| Year | Year 0 | Year 1 | Year 2 | Year 3 | Year 4 | Year 5 | Year 6 | Year 7 | Year 8 | Year 9 | Year 10 | Year 11 | Year 12 | Year 13 | Year 14 | Year 15 | Year 16 | Year 17 | Year 18 | Year 19 | Year 20 | Year 21 | Year 22 | Year 23 | Year 24 | Year 25 | Year 26 | Year 27 | Year 28 | Year 29 | Year 30 | Year 31 | Year 32 | Year 33 | Year 34 | Year 35
| Market Size | 0 | 0 | 0 | 0 | 0 | 0 | 0 | 0 | 0 | 0 | 0 | 0 | 0 | 0 | 0 | 0 | 0 | 0 | 0 | 0 | 0 | 0 | 0 | 0 | 0 | 0 | 0 | 0 | 0 | 0 | 0 | 0 | 0 | 0 | 0 | 0
S1 Purchase Shares | bar: Year 0 to Year 35
S2 Purchase Shares | bar: Year 0 to Year 35
S3 Purchase Shares | bar: Year 0 to Year 35
S4 Purchase Shares | bar: Year 0 to Year 35
S5 Purchase Shares | bar: Year 0 to Year 35
Base Year Systems
|  | Saturation | Count
| S1 Purchase Shares | Year 0: 0%; Year 1: 0
| S2 Purchase Shares | Year 0: 0%; Year 1: 0
| S3 Purchase Shares | Year 0: 0%; Year 1: 0
| S4 Purchase Shares | Year 0: 0%; Year 1: 0
| S5 Purchase Shares | Year 0: 0%; Year 1: 0
Turnover
|  | Year 0 | Year 1 | Year 2 | Year 3 | Year 4 | Year 5 | Year 6 | Year 7 | Year 8 | Year 9 | Year 10 | Year 11 | Year 12 | Year 13 | Year 14 | Year 15 | Year 16 | Year 17 | Year 18 | Year 19 | Year 20 | Year 21 | Year 22 | Year 23 | Year 24 | Year 25 | Year 26 | Year 27 | Year 28 | Year 29 | Year 30
| System 1 | 0 | 0 | 0 | 0 | 0 | 0 | 0 | 0 | 0 | 0 | 0 | 0 | 0 | 0 | 0 | 0 | 0 | 0 | 0 | 0 | 0 | 0 | 0 | 0 | 0 | 0 | 0 | 0 | 0 | 0 | 0
| System 2 | 0 | 0 | 0 | 0 | 0 | 0 | 0 | 0 | 0 | 0 | 0 | 0 | 0 | 0 | 0 | 0 | 0 | 0 | 0 | 0 | 0 | 0 | 0 | 0 | 0 | 0 | 0 | 0 | 0 | 0 | 0
| System 3 | 0 | 0 | 0 | 0 | 0 | 0 | 0 | 0 | 0 | 0 | 0 | 0 | 0 | 0 | 0 | 0 | 0 | 0 | 0 | 0 | 0 | 0 | 0 | 0 | 0 | 0 | 0 | 0 | 0 | 0 | 0
| System 4 | 0 | 0 | 0 | 0 | 0 | 0 | 0 | 0 | 0 | 0 | 0 | 0 | 0 | 0 | 0 | 0 | 0 | 0 | 0 | 0 | 0 | 0 | 0 | 0 | 0 | 0 | 0 | 0 | 0 | 0 | 0
| System 5 | 0 | 0 | 0 | 0 | 0 | 0 | 0 | 0 | 0 | 0 | 0 | 0 | 0 | 0 | 0 | 0 | 0 | 0 | 0 | 0 | 0 | 0 | 0 | 0 | 0 | 0 | 0 | 0 | 0 | 0 | 0
| Total: | 0 | 0 | 0 | 0 | 0 | 0 | 0 | 0 | 0 | 0 | 0 | 0 | 0 | 0 | 0 | 0 | 0 | 0 | 0 | 0 | 0 | 0 | 0 | 0 | 0 | 0 | 0 | 0 | 0 | 0 | 0
S1C1 |  | Year 0: System 1 Technology 1
Technology Variables
| Tech Key | Year 0: 0
| Peak Factor (S) | Year 0: 0
| Peak Factor (W) | Year 0: 0
| Min Vintage Lifetime | Year 0: 0
| Max Vintage Lifetime | Year 0: 0
| Turnover Style | Year 0: 0
Technology Variables
| Equipment | Year 0: Label; Year 1: Min Lifetime; Year 2: Max Lifetime; Year 3: Degradation; Year 4: Usage; Year 5: Available
| E1 | Year 1: 0; Year 2: 0; Year 3: 0%; Year 4: 0; Year 5: FALSE
| E2 | Year 1: 0; Year 2: 0; Year 3: 0%; Year 4: 0; Year 5: FALSE
| E3 | Year 1: 0; Year 2: 0; Year 3: 0%; Year 4: 0; Year 5: FALSE
| E4 | Year 1: 0; Year 2: 0; Year 3: 0%; Year 4: 0; Year 5: FALSE
| E5 | Year 1: 0; Year 2: 0; Year 3: 0%; Year 4: 0; Year 5: FALSE
| E6 | Year 1: 0; Year 2: 0; Year 3: 0%; Year 4: 0; Year 5: FALSE
| E7 | Year 1: 0; Year 2: 0; Year 3: 0%; Year 4: 0; Year 5: FALSE
| E8 | Year 1: 0; Year 2: 0; Year 3: 0%; Year 4: 0; Year 5: FALSE
| E9 | Year 1: 0; Year 2: 0; Year 3: 0%; Year 4: 0; Year 5: FALSE
| E10 | Year 1: 0; Year 2: 0; Year 3: 0%; Year 4: 0; Year 5: FALSE
Original Forecast Results
| Year | Year 0 | Year 1 | Year 2 | Year 3 | Year 4 | Year 5 | Year 6 | Year 7 | Year 8 | Year 9 | Year 10 | Year 11 | Year 12 | Year 13 | Year 14 | Year 15 | Year 16 | Year 17 | Year 18 | Year 19 | Year 20 | Year 21 | Year 22 | Year 23 | Year 24 | Year 25 | Year 26 | Year 27 | Year 28 | Year 29 | Year 30 | Key
| Units | 0 | 0 | 0 | 0 | 0 | 0 | 0 | 0 | 0 | 0 | 0 | 0 | 0 | 0 | 0 | 0 | 0 | 0 | 0 | 0 | 0 | 0 | 0 | 0 | 0 | 0 | 0 | 0 | 0 | 0 | 0 | #REF! |  |  |  |  | 301957.8232
| Usage | 0 | 0 | 0 | 0 | 0 | 0 | 0 | 0 | 0 | 0 | 0 | 0 | 0 | 0 | 0 | 0 | 0 | 0 | 0 | 0 | 0 | 0 | 0 | 0 | 0 | 0 | 0 | 0 | 0 | 0 | 0 | #REF! |  |  |  |  | 1698.6543
| Peak Demand (S) | 0 | 0 | 0 | 0 | 0 | 0 | 0 | 0 | 0 | 0 | 0 | 0 | 0 | 0 | 0 | 0 | 0 | 0 | 0 | 0 | 0 | 0 | 0 | 0 | 0 | 0 | 0 | 0 | 0 | 0 | 0 | #REF! |  |  |  |  | 0
| Peak Demand (W) | 0 | 0 | 0 | 0 | 0 | 0 | 0 | 0 | 0 | 0 | 0 | 0 | 0 | 0 | 0 | 0 | 0 | 0 | 0 | 0 | 0 | 0 | 0 | 0 | 0 | 0 | 0 | 0 | 0 | 0 | 0 | #REF! |  |  |  |  | 884.6119
| Turnover | 0 | 0 | 0 | 0 | 0 | 0 | 0 | 0 | 0 | 0 | 0 | 0 | 0 | 0 | 0 | 0 | 0 | 0 | 0 | 0 | 0 | 0 | 0 | 0 | 0 | 0 | 0 | 0 | 0 | 0 | 0 | #REF! |  |  |  |  | 6885.4476
| Avg. Replacement Usage | 0 | 0 | 0 | 0 | 0 | 0 | 0 | 0 | 0 | 0 | 0 | 0 | 0 | 0 | 0 | 0 | 0 | 0 | 0 | 0 | 0 | 0 | 0 | 0 | 0 | 0 | 0 | 0 | 0 | 0 | 0 | #REF! |  |  |  |  | 5638.8522
| Avg. Replacement Demand (S) | 0 | 0 | 0 | 0 | 0 | 0 | 0 | 0 | 0 | 0 | 0 | 0 | 0 | 0 | 0 | 0 | 0 | 0 | 0 | 0 | 0 | 0 | 0 | 0 | 0 | 0 | 0 | 0 | 0 | 0 | 0 | #REF! |  |  |  |  | 0
| Avg. Replacement Demand (W) | 0 | 0 | 0 | 0 | 0 | 0 | 0 | 0 | 0 | 0 | 0 | 0 | 0 | 0 | 0 | 0 | 0 | 0 | 0 | 0 | 0 | 0 | 0 | 0 | 0 | 0 | 0 | 0 | 0 | 0 | 0 | #REF! |  |  |  |  | 2.9366
Tech Forecast Stock
| Year | Year 0 | Year 1 | Year 2 | Year 3 | Year 4 | Year 5 | Year 6 | Year 7 | Year 8 | Year 9 | Year 10 | Year 11 | Year 12 | Year 13 | Year 14 | Year 15 | Year 16 | Year 17 | Year 18 | Year 19 | Year 20 | Year 21 | Year 22 | Year 23 | Year 24 | Year 25 | Year 26 | Year 27 | Year 28 | Year 29 | Year 30
| E1 | 0 | 0 | 0 | 0 | 0 | 0 | 0 | 0 | 0 | 0 | 0 | 0 | 0 | 0 | 0 | 0 | 0 | 0 | 0 | 0 | 0 | 0 | 0 | 0 | 0 | 0 | 0 | 0 | 0 | 0 | 0
| E2 | 0 | 0 | 0 | 0 | 0 | 0 | 0 | 0 | 0 | 0 | 0 | 0 | 0 | 0 | 0 | 0 | 0 | 0 | 0 | 0 | 0 | 0 | 0 | 0 | 0 | 0 | 0 | 0 | 0 | 0 | 0
| E3 | 0 | 0 | 0 | 0 | 0 | 0 | 0 | 0 | 0 | 0 | 0 | 0 | 0 | 0 | 0 | 0 | 0 | 0 | 0 | 0 | 0 | 0 | 0 | 0 | 0 | 0 | 0 | 0 | 0 | 0 | 0
| E4 | 0 | 0 | 0 | 0 | 0 | 0 | 0 | 0 | 0 | 0 | 0 | 0 | 0 | 0 | 0 | 0 | 0 | 0 | 0 | 0 | 0 | 0 | 0 | 0 | 0 | 0 | 0 | 0 | 0 | 0 | 0
| E5 | 0 | 0 | 0 | 0 | 0 | 0 | 0 | 0 | 0 | 0 | 0 | 0 | 0 | 0 | 0 | 0 | 0 | 0 | 0 | 0 | 0 | 0 | 0 | 0 | 0 | 0 | 0 | 0 | 0 | 0 | 0
| E6 | 0 | 0 | 0 | 0 | 0 | 0 | 0 | 0 | 0 | 0 | 0 | 0 | 0 | 0 | 0 | 0 | 0 | 0 | 0 | 0 | 0 | 0 | 0 | 0 | 0 | 0 | 0 | 0 | 0 | 0 | 0
| E7 | 0 | 0 | 0 | 0 | 0 | 0 | 0 | 0 | 0 | 0 | 0 | 0 | 0 | 0 | 0 | 0 | 0 | 0 | 0 | 0 | 0 | 0 | 0 | 0 | 0 | 0 | 0 | 0 | 0 | 0 | 0
| E8 | 0 | 0 | 0 | 0 | 0 | 0 | 0 | 0 | 0 | 0 | 0 | 0 | 0 | 0 | 0 | 0 | 0 | 0 | 0 | 0 | 0 | 0 | 0 | 0 | 0 | 0 | 0 | 0 | 0 | 0 | 0
| E9 | 0 | 0 | 0 | 0 | 0 | 0 | 0 | 0 | 0 | 0 | 0 | 0 | 0 | 0 | 0 | 0 | 0 | 0 | 0 | 0 | 0 | 0 | 0 | 0 | 0 | 0 | 0 | 0 | 0 | 0 | 0
| E10 | 0 | 0 | 0 | 0 | 0 | 0 | 0 | 0 | 0 | 0 | 0 | 0 | 0 | 0 | 0 | 0 | 0 | 0 | 0 | 0 | 0 | 0 | 0 | 0 | 0 | 0 | 0 | 0 | 0 | 0 | 0
| Vintage | 0 | 0 | 0 | 0 | 0 | 0 | 0 | 0 | 0 | 0 | 0 | 0 | 0 | 0 | 0 | 0 | 0 | 0 | 0 | 0 | 0 | 0 | 0 | 0 | 0 | 0 | 0 | 0 | 0 | 0 | 0
Stock for Switching
| Year | Year 0 | Year 1 | Year 2 | Year 3 | Year 4 | Year 5 | Year 6 | Year 7 | Year 8 | Year 9 | Year 10 | Year 11 | Year 12 | Year 13 | Year 14 | Year 15 | Year 16 | Year 17 | Year 18 | Year 19 | Year 20 | Year 21 | Year 22 | Year 23 | Year 24 | Year 25 | Year 26 | Year 27 | Year 28 | Year 29 | Year 30
| E1 | 0 | 0 | 0 | 0 | 0 | 0 | 0 | 0 | 0 | 0 | 0 | 0 | 0 | 0 | 0 | 0 | 0 | 0 | 0 | 0 | 0 | 0 | 0 | 0 | 0 | 0 | 0 | 0 | 0 | 0 | 0 | 0_E1_SysStock
| E2 | 0 | 0 | 0 | 0 | 0 | 0 | 0 | 0 | 0 | 0 | 0 | 0 | 0 | 0 | 0 | 0 | 0 | 0 | 0 | 0 | 0 | 0 | 0 | 0 | 0 | 0 | 0 | 0 | 0 | 0 | 0 | 0_E2_SysStock
| E3 | 0 | 0 | 0 | 0 | 0 | 0 | 0 | 0 | 0 | 0 | 0 | 0 | 0 | 0 | 0 | 0 | 0 | 0 | 0 | 0 | 0 | 0 | 0 | 0 | 0 | 0 | 0 | 0 | 0 | 0 | 0 | 0_E3_SysStock
| E4 | 0 | 0 | 0 | 0 | 0 | 0 | 0 | 0 | 0 | 0 | 0 | 0 | 0 | 0 | 0 | 0 | 0 | 0 | 0 | 0 | 0 | 0 | 0 | 0 | 0 | 0 | 0 | 0 | 0 | 0 | 0 | 0_E4_SysStock
| E5 | 0 | 0 | 0 | 0 | 0 | 0 | 0 | 0 | 0 | 0 | 0 | 0 | 0 | 0 | 0 | 0 | 0 | 0 | 0 | 0 | 0 | 0 | 0 | 0 | 0 | 0 | 0 | 0 | 0 | 0 | 0 | 0_E5_SysStock
| E6 | 0 | 0 | 0 | 0 | 0 | 0 | 0 | 0 | 0 | 0 | 0 | 0 | 0 | 0 | 0 | 0 | 0 | 0 | 0 | 0 | 0 | 0 | 0 | 0 | 0 | 0 | 0 | 0 | 0 | 0 | 0 | 0_E6_SysStock
| E7 | 0 | 0 | 0 | 0 | 0 | 0 | 0 | 0 | 0 | 0 | 0 | 0 | 0 | 0 | 0 | 0 | 0 | 0 | 0 | 0 | 0 | 0 | 0 | 0 | 0 | 0 | 0 | 0 | 0 | 0 | 0 | 0_E7_SysStock
| E8 | 0 | 0 | 0 | 0 | 0 | 0 | 0 | 0 | 0 | 0 | 0 | 0 | 0 | 0 | 0 | 0 | 0 | 0 | 0 | 0 | 0 | 0 | 0 | 0 | 0 | 0 | 0 | 0 | 0 | 0 | 0 | 0_E8_SysStock
| E9 | 0 | 0 | 0 | 0 | 0 | 0 | 0 | 0 | 0 | 0 | 0 | 0 | 0 | 0 | 0 | 0 | 0 | 0 | 0 | 0 | 0 | 0 | 0 | 0 | 0 | 0 | 0 | 0 | 0 | 0 | 0 | 0_E9_SysStock
| E10 | 0 | 0 | 0 | 0 | 0 | 0 | 0 | 0 | 0 | 0 | 0 | 0 | 0 | 0 | 0 | 0 | 0 | 0 | 0 | 0 | 0 | 0 | 0 | 0 | 0 | 0 | 0 | 0 | 0 | 0 | 0 | 0_E10_SysStock
| Vintage | 0 | 0 | 0 | 0 | 0 | 0 | 0 | 0 | 0 | 0 | 0 | 0 | 0 | 0 | 0 | 0 | 0 | 0 | 0 | 0 | 0 | 0 | 0 | 0 | 0 | 0 | 0 | 0 | 0 | 0 | 0 | 0_Vintage_SysStock
Tech Forecast Purchases
| Year | Year 0 | Year 1 | Year 2 | Year 3 | Year 4 | Year 5 | Year 6 | Year 7 | Year 8 | Year 9 | Year 10 | Year 11 | Year 12 | Year 13 | Year 14 | Year 15 | Year 16 | Year 17 | Year 18 | Year 19 | Year 20 | Year 21 | Year 22 | Year 23 | Year 24 | Year 25 | Year 26 | Year 27 | Year 28 | Year 29 | Year 30
| E1 | 0 | 0 | 0 | 0 | 0 | 0 | 0 | 0 | 0 | 0 | 0 | 0 | 0 | 0 | 0 | 0 | 0 | 0 | 0 | 0 | 0 | 0 | 0 | 0 | 0 | 0 | 0 | 0 | 0 | 0 | 0
| E2 | 0 | 0 | 0 | 0 | 0 | 0 | 0 | 0 | 0 | 0 | 0 | 0 | 0 | 0 | 0 | 0 | 0 | 0 | 0 | 0 | 0 | 0 | 0 | 0 | 0 | 0 | 0 | 0 | 0 | 0 | 0
| E3 | 0 | 0 | 0 | 0 | 0 | 0 | 0 | 0 | 0 | 0 | 0 | 0 | 0 | 0 | 0 | 0 | 0 | 0 | 0 | 0 | 0 | 0 | 0 | 0 | 0 | 0 | 0 | 0 | 0 | 0 | 0
| E4 | 0 | 0 | 0 | 0 | 0 | 0 | 0 | 0 | 0 | 0 | 0 | 0 | 0 | 0 | 0 | 0 | 0 | 0 | 0 | 0 | 0 | 0 | 0 | 0 | 0 | 0 | 0 | 0 | 0 | 0 | 0
| E5 | 0 | 0 | 0 | 0 | 0 | 0 | 0 | 0 | 0 | 0 | 0 | 0 | 0 | 0 | 0 | 0 | 0 | 0 | 0 | 0 | 0 | 0 | 0 | 0 | 0 | 0 | 0 | 0 | 0 | 0 | 0
| E6 | 0 | 0 | 0 | 0 | 0 | 0 | 0 | 0 | 0 | 0 | 0 | 0 | 0 | 0 | 0 | 0 | 0 | 0 | 0 | 0 | 0 | 0 | 0 | 0 | 0 | 0 | 0 | 0 | 0 | 0 | 0
| E7 | 0 | 0 | 0 | 0 | 0 | 0 | 0 | 0 | 0 | 0 | 0 | 0 | 0 | 0 | 0 | 0 | 0 | 0 | 0 | 0 | 0 | 0 | 0 | 0 | 0 | 0 | 0 | 0 | 0 | 0 | 0
| E8 | 0 | 0 | 0 | 0 | 0 | 0 | 0 | 0 | 0 | 0 | 0 | 0 | 0 | 0 | 0 | 0 | 0 | 0 | 0 | 0 | 0 | 0 | 0 | 0 | 0 | 0 | 0 | 0 | 0 | 0 | 0
| E9 | 0 | 0 | 0 | 0 | 0 | 0 | 0 | 0 | 0 | 0 | 0 | 0 | 0 | 0 | 0 | 0 | 0 | 0 | 0 | 0 | 0 | 0 | 0 | 0 | 0 | 0 | 0 | 0 | 0 | 0 | 0
| E10 | 0 | 0 | 0 | 0 | 0 | 0 | 0 | 0 | 0 | 0 | 0 | 0 | 0 | 0 | 0 | 0 | 0 | 0 | 0 | 0 | 0 | 0 | 0 | 0 | 0 | 0 | 0 | 0 | 0 | 0 | 0
Potential to Switch
| Year | Year 0 | Year 1 | Year 2 | Year 3 | Year 4 | Year 5 | Year 6 | Year 7 | Year 8 | Year 9 | Year 10 | Year 11 | Year 12 | Year 13 | Year 14 | Year 15 | Year 16 | Year 17 | Year 18 | Year 19 | Year 20 | Year 21 | Year 22 | Year 23 | Year 24 | Year 25 | Year 26 | Year 27 | Year 28 | Year 29 | Year 30
| E1 | 0 | 0 | 0 | 0 | 0 | 0 | 0 | 0 | 0 | 0 | 0 | 0 | 0 | 0 | 0 | 0 | 0 | 0 | 0 | 0 | 0 | 0 | 0 | 0 | 0 | 0 | 0 | 0 | 0 | 0 | 0 | 0_E1_Switched Out
| E2 | 0 | 0 | 0 | 0 | 0 | 0 | 0 | 0 | 0 | 0 | 0 | 0 | 0 | 0 | 0 | 0 | 0 | 0 | 0 | 0 | 0 | 0 | 0 | 0 | 0 | 0 | 0 | 0 | 0 | 0 | 0 | 0_E2_Switched Out
| E3 | 0 | 0 | 0 | 0 | 0 | 0 | 0 | 0 | 0 | 0 | 0 | 0 | 0 | 0 | 0 | 0 | 0 | 0 | 0 | 0 | 0 | 0 | 0 | 0 | 0 | 0 | 0 | 0 | 0 | 0 | 0 | 0_E3_Switched Out
| E4 | 0 | 0 | 0 | 0 | 0 | 0 | 0 | 0 | 0 | 0 | 0 | 0 | 0 | 0 | 0 | 0 | 0 | 0 | 0 | 0 | 0 | 0 | 0 | 0 | 0 | 0 | 0 | 0 | 0 | 0 | 0 | 0_E4_Switched Out
| E5 | 0 | 0 | 0 | 0 | 0 | 0 | 0 | 0 | 0 | 0 | 0 | 0 | 0 | 0 | 0 | 0 | 0 | 0 | 0 | 0 | 0 | 0 | 0 | 0 | 0 | 0 | 0 | 0 | 0 | 0 | 0 | 0_E5_Switched Out
| E6 | 0 | 0 | 0 | 0 | 0 | 0 | 0 | 0 | 0 | 0 | 0 | 0 | 0 | 0 | 0 | 0 | 0 | 0 | 0 | 0 | 0 | 0 | 0 | 0 | 0 | 0 | 0 | 0 | 0 | 0 | 0 | 0_E6_Switched Out
| E7 | 0 | 0 | 0 | 0 | 0 | 0 | 0 | 0 | 0 | 0 | 0 | 0 | 0 | 0 | 0 | 0 | 0 | 0 | 0 | 0 | 0 | 0 | 0 | 0 | 0 | 0 | 0 | 0 | 0 | 0 | 0 | 0_E7_Switched Out
| E8 | 0 | 0 | 0 | 0 | 0 | 0 | 0 | 0 | 0 | 0 | 0 | 0 | 0 | 0 | 0 | 0 | 0 | 0 | 0 | 0 | 0 | 0 | 0 | 0 | 0 | 0 | 0 | 0 | 0 | 0 | 0 | 0_E8_Switched Out
| E9 | 0 | 0 | 0 | 0 | 0 | 0 | 0 | 0 | 0 | 0 | 0 | 0 | 0 | 0 | 0 | 0 | 0 | 0 | 0 | 0 | 0 | 0 | 0 | 0 | 0 | 0 | 0 | 0 | 0 | 0 | 0 | 0_E9_Switched Out
| E10 | 0 | 0 | 0 | 0 | 0 | 0 | 0 | 0 | 0 | 0 | 0 | 0 | 0 | 0 | 0 | 0 | 0 | 0 | 0 | 0 | 0 | 0 | 0 | 0 | 0 | 0 | 0 | 0 | 0 | 0 | 0 | 0_E10_Switched Out
Units Out
| E1 | 0 | 0 | 0 | 0 | 0 | 0 | 0 | 0 | 0 | 0 | 0 | 0 | 0 | 0 | 0 | 0 | 0 | 0 | 0 | 0 | 0 | 0 | 0 | 0 | 0 | 0 | 0 | 0 | 0 | 0 | 0
| E2 | 0 | 0 | 0 | 0 | 0 | 0 | 0 | 0 | 0 | 0 | 0 | 0 | 0 | 0 | 0 | 0 | 0 | 0 | 0 | 0 | 0 | 0 | 0 | 0 | 0 | 0 | 0 | 0 | 0 | 0 | 0
| E3 | 0 | 0 | 0 | 0 | 0 | 0 | 0 | 0 | 0 | 0 | 0 | 0 | 0 | 0 | 0 | 0 | 0 | 0 | 0 | 0 | 0 | 0 | 0 | 0 | 0 | 0 | 0 | 0 | 0 | 0 | 0
| E4 | 0 | 0 | 0 | 0 | 0 | 0 | 0 | 0 | 0 | 0 | 0 | 0 | 0 | 0 | 0 | 0 | 0 | 0 | 0 | 0 | 0 | 0 | 0 | 0 | 0 | 0 | 0 | 0 | 0 | 0 | 0
| E5 | 0 | 0 | 0 | 0 | 0 | 0 | 0 | 0 | 0 | 0 | 0 | 0 | 0 | 0 | 0 | 0 | 0 | 0 | 0 | 0 | 0 | 0 | 0 | 0 | 0 | 0 | 0 | 0 | 0 | 0 | 0
| E6 | 0 | 0 | 0 | 0 | 0 | 0 | 0 | 0 | 0 | 0 | 0 | 0 | 0 | 0 | 0 | 0 | 0 | 0 | 0 | 0 | 0 | 0 | 0 | 0 | 0 | 0 | 0 | 0 | 0 | 0 | 0
| E7 | 0 | 0 | 0 | 0 | 0 | 0 | 0 | 0 | 0 | 0 | 0 | 0 | 0 | 0 | 0 | 0 | 0 | 0 | 0 | 0 | 0 | 0 | 0 | 0 | 0 | 0 | 0 | 0 | 0 | 0 | 0
| E8 | 0 | 0 | 0 | 0 | 0 | 0 | 0 | 0 | 0 | 0 | 0 | 0 | 0 | 0 | 0 | 0 | 0 | 0 | 0 | 0 | 0 | 0 | 0 | 0 | 0 | 0 | 0 | 0 | 0 | 0 | 0
| E9 | 0 | 0 | 0 | 0 | 0 | 0 | 0 | 0 | 0 | 0 | 0 | 0 | 0 | 0 | 0 | 0 | 0 | 0 | 0 | 0 | 0 | 0 | 0 | 0 | 0 | 0 | 0 | 0 | 0 | 0 | 0
| E10 | 0 | 0 | 0 | 0 | 0 | 0 | 0 | 0 | 0 | 0 | 0 | 0 | 0 | 0 | 0 | 0 | 0 | 0 | 0 | 0 | 0 | 0 | 0 | 0 | 0 | 0 | 0 | 0 | 0 | 0 | 0
| Vintage | 0 | 0 | 0 | 0 | 0 | 0 | 0 | 0 | 0 | 0 | 0 | 0 | 0 | 0 | 0 | 0 | 0 | 0 | 0 | 0 | 0 | 0 | 0 | 0 | 0 | 0 | 0 | 0 | 0 | 0 | 0
Tech Purchase Shares
| Year | Year 0 | Year 1 | Year 2 | Year 3 | Year 4 | Year 5 | Year 6 | Year 7 | Year 8 | Year 9 | Year 10 | Year 11 | Year 12 | Year 13 | Year 14 | Year 15 | Year 16 | Year 17 | Year 18 | Year 19 | Year 20 | Year 21 | Year 22 | Year 23 | Year 24 | Year 25 | Year 26 | Year 27 | Year 28 | Year 29 | Year 30
E1 | bar: Year 0 to Year 30
E2 | bar: Year 0 to Year 30
E3 | bar: Year 0 to Year 30
E4 | bar: Year 0 to Year 30
E5 | bar: Year 0 to Year 30
E6 | bar: Year 0 to Year 30
E7 | bar: Year 0 to Year 30
E8 | bar: Year 0 to Year 30
E9 | bar: Year 0 to Year 30
E10 | bar: Year 0 to Year 30
Units In from Switching
| E1 | 0 | 0 | 0 | 0 | 0 | 0 | 0 | 0 | 0 | 0 | 0 | 0 | 0 | 0 | 0 | 0 | 0 | 0 | 0 | 0 | 0 | 0 | 0 | 0 | 0 | 0 | 0 | 0 | 0 | 0 | 0
| E2 | 0 | 0 | 0 | 0 | 0 | 0 | 0 | 0 | 0 | 0 | 0 | 0 | 0 | 0 | 0 | 0 | 0 | 0 | 0 | 0 | 0 | 0 | 0 | 0 | 0 | 0 | 0 | 0 | 0 | 0 | 0
| E3 | 0 | 0 | 0 | 0 | 0 | 0 | 0 | 0 | 0 | 0 | 0 | 0 | 0 | 0 | 0 | 0 | 0 | 0 | 0 | 0 | 0 | 0 | 0 | 0 | 0 | 0 | 0 | 0 | 0 | 0 | 0
| E4 | 0 | 0 | 0 | 0 | 0 | 0 | 0 | 0 | 0 | 0 | 0 | 0 | 0 | 0 | 0 | 0 | 0 | 0 | 0 | 0 | 0 | 0 | 0 | 0 | 0 | 0 | 0 | 0 | 0 | 0 | 0
| E5 | 0 | 0 | 0 | 0 | 0 | 0 | 0 | 0 | 0 | 0 | 0 | 0 | 0 | 0 | 0 | 0 | 0 | 0 | 0 | 0 | 0 | 0 | 0 | 0 | 0 | 0 | 0 | 0 | 0 | 0 | 0
| E6 | 0 | 0 | 0 | 0 | 0 | 0 | 0 | 0 | 0 | 0 | 0 | 0 | 0 | 0 | 0 | 0 | 0 | 0 | 0 | 0 | 0 | 0 | 0 | 0 | 0 | 0 | 0 | 0 | 0 | 0 | 0
| E7 | 0 | 0 | 0 | 0 | 0 | 0 | 0 | 0 | 0 | 0 | 0 | 0 | 0 | 0 | 0 | 0 | 0 | 0 | 0 | 0 | 0 | 0 | 0 | 0 | 0 | 0 | 0 | 0 | 0 | 0 | 0
| E8 | 0 | 0 | 0 | 0 | 0 | 0 | 0 | 0 | 0 | 0 | 0 | 0 | 0 | 0 | 0 | 0 | 0 | 0 | 0 | 0 | 0 | 0 | 0 | 0 | 0 | 0 | 0 | 0 | 0 | 0 | 0
| E9 | 0 | 0 | 0 | 0 | 0 | 0 | 0 | 0 | 0 | 0 | 0 | 0 | 0 | 0 | 0 | 0 | 0 | 0 | 0 | 0 | 0 | 0 | 0 | 0 | 0 | 0 | 0 | 0 | 0 | 0 | 0
| E10 | 0 | 0 | 0 | 0 | 0 | 0 | 0 | 0 | 0 | 0 | 0 | 0 | 0 | 0 | 0 | 0 | 0 | 0 | 0 | 0 | 0 | 0 | 0 | 0 | 0 | 0 | 0 | 0 | 0 | 0 | 0
| Vintage | 0 | 0 | 0 | 0 | 0 | 0 | 0 | 0 | 0 | 0 | 0 | 0 | 0 | 0 | 0 | 0 | 0 | 0 | 0 | 0 | 0 | 0 | 0 | 0 | 0 | 0 | 0 | 0 | 0 | 0 | 0
Net Change
| Year | Year 0 | Year 1 | Year 2 | Year 3 | Year 4 | Year 5 | Year 6 | Year 7 | Year 8 | Year 9 | Year 10 | Year 11 | Year 12 | Year 13 | Year 14 | Year 15 | Year 16 | Year 17 | Year 18 | Year 19 | Year 20 | Year 21 | Year 22 | Year 23 | Year 24 | Year 25 | Year 26 | Year 27 | Year 28 | Year 29 | Year 30 | Key
| Units | 0 | 0 | 0 | 0 | 0 | 0 | 0 | 0 | 0 | 0 | 0 | 0 | 0 | 0 | 0 | 0 | 0 | 0 | 0 | 0 | 0 | 0 | 0 | 0 | 0 | 0 | 0 | 0 | 0 | 0 | 0 | 0_Units |  |  |  |  | 301957.8232
| Usage | 0 | 0 | 0 | 0 | 0 | 0 | 0 | 0 | 0 | 0 | 0 | 0 | 0 | 0 | 0 | 0 | 0 | 0 | 0 | 0 | 0 | 0 | 0 | 0 | 0 | 0 | 0 | 0 | 0 | 0 | 0 | 0_Usage |  |  |  |  | 1698.6543
| Peak Demand (S) | 0 | 0 | 0 | 0 | 0 | 0 | 0 | 0 | 0 | 0 | 0 | 0 | 0 | 0 | 0 | 0 | 0 | 0 | 0 | 0 | 0 | 0 | 0 | 0 | 0 | 0 | 0 | 0 | 0 | 0 | 0 | 0_Peak Demand (S) |  |  |  |  | 0
| Peak Demand (W) | 0 | 0 | 0 | 0 | 0 | 0 | 0 | 0 | 0 | 0 | 0 | 0 | 0 | 0 | 0 | 0 | 0 | 0 | 0 | 0 | 0 | 0 | 0 | 0 | 0 | 0 | 0 | 0 | 0 | 0 | 0 | 0_Peak Demand (W) |  |  |  |  | 884.6119
| Turnover | 0 | 0 | 0 | 0 | 0 | 0 | 0 | 0 | 0 | 0 | 0 | 0 | 0 | 0 | 0 | 0 | 0 | 0 | 0 | 0 | 0 | 0 | 0 | 0 | 0 | 0 | 0 | 0 | 0 | 0 | 0 | 0_Turnover |  |  |  |  | 6885.4476
| Avg. Replacement Usage | 0 | 0 | 0 | 0 | 0 | 0 | 0 | 0 | 0 | 0 | 0 | 0 | 0 | 0 | 0 | 0 | 0 | 0 | 0 | 0 | 0 | 0 | 0 | 0 | 0 | 0 | 0 | 0 | 0 | 0 | 0 | 0_Avg. Replacement Usage |  |  |  |  | 5638.8522
| Avg. Replacement Demand (S) | 0 | 0 | 0 | 0 | 0 | 0 | 0 | 0 | 0 | 0 | 0 | 0 | 0 | 0 | 0 | 0 | 0 | 0 | 0 | 0 | 0 | 0 | 0 | 0 | 0 | 0 | 0 | 0 | 0 | 0 | 0 | 0_Avg. Replacement Demand (S) |  |  |  |  | 0
| Avg. Replacement Demand (W) | 0 | 0 | 0 | 0 | 0 | 0 | 0 | 0 | 0 | 0 | 0 | 0 | 0 | 0 | 0 | 0 | 0 | 0 | 0 | 0 | 0 | 0 | 0 | 0 | 0 | 0 | 0 | 0 | 0 | 0 | 0 | 0_Avg. Replacement Demand (W) |  |  |  |  | 2.9366
Purchases
| Year | Year 0 | Year 1 | Year 2 | Year 3 | Year 4 | Year 5 | Year 6 | Year 7 | Year 8 | Year 9 | Year 10 | Year 11 | Year 12 | Year 13 | Year 14 | Year 15 | Year 16 | Year 17 | Year 18 | Year 19 | Year 20 | Year 21 | Year 22 | Year 23 | Year 24 | Year 25 | Year 26 | Year 27 | Year 28 | Year 29 | Year 30
| E1 | 0 | 0 | 0 | 0 | 0 | 0 | 0 | 0 | 0 | 0 | 0 | 0 | 0 | 0 | 0 | 0 | 0 | 0 | 0 | 0 | 0 | 0 | 0 | 0 | 0 | 0 | 0 | 0 | 0 | 0 | 0 | 0_E1_Purchases |  |  |  |  | 6885.4476
| E2 | 0 | 0 | 0 | 0 | 0 | 0 | 0 | 0 | 0 | 0 | 0 | 0 | 0 | 0 | 0 | 0 | 0 | 0 | 0 | 0 | 0 | 0 | 0 | 0 | 0 | 0 | 0 | 0 | 0 | 0 | 0 | 0_E2_Purchases |  |  |  |  | 0
| E3 | 0 | 0 | 0 | 0 | 0 | 0 | 0 | 0 | 0 | 0 | 0 | 0 | 0 | 0 | 0 | 0 | 0 | 0 | 0 | 0 | 0 | 0 | 0 | 0 | 0 | 0 | 0 | 0 | 0 | 0 | 0 | 0_E3_Purchases |  |  |  |  | 0
| E4 | 0 | 0 | 0 | 0 | 0 | 0 | 0 | 0 | 0 | 0 | 0 | 0 | 0 | 0 | 0 | 0 | 0 | 0 | 0 | 0 | 0 | 0 | 0 | 0 | 0 | 0 | 0 | 0 | 0 | 0 | 0 | 0_E4_Purchases |  |  |  |  | 0
| E5 | 0 | 0 | 0 | 0 | 0 | 0 | 0 | 0 | 0 | 0 | 0 | 0 | 0 | 0 | 0 | 0 | 0 | 0 | 0 | 0 | 0 | 0 | 0 | 0 | 0 | 0 | 0 | 0 | 0 | 0 | 0 | 0_E5_Purchases |  |  |  |  | 0
| E6 | 0 | 0 | 0 | 0 | 0 | 0 | 0 | 0 | 0 | 0 | 0 | 0 | 0 | 0 | 0 | 0 | 0 | 0 | 0 | 0 | 0 | 0 | 0 | 0 | 0 | 0 | 0 | 0 | 0 | 0 | 0 | 0_E6_Purchases |  |  |  |  | 0
| E7 | 0 | 0 | 0 | 0 | 0 | 0 | 0 | 0 | 0 | 0 | 0 | 0 | 0 | 0 | 0 | 0 | 0 | 0 | 0 | 0 | 0 | 0 | 0 | 0 | 0 | 0 | 0 | 0 | 0 | 0 | 0 | 0_E7_Purchases |  |  |  |  | 0
| E8 | 0 | 0 | 0 | 0 | 0 | 0 | 0 | 0 | 0 | 0 | 0 | 0 | 0 | 0 | 0 | 0 | 0 | 0 | 0 | 0 | 0 | 0 | 0 | 0 | 0 | 0 | 0 | 0 | 0 | 0 | 0 | 0_E8_Purchases |  |  |  |  | 0
| E9 | 0 | 0 | 0 | 0 | 0 | 0 | 0 | 0 | 0 | 0 | 0 | 0 | 0 | 0 | 0 | 0 | 0 | 0 | 0 | 0 | 0 | 0 | 0 | 0 | 0 | 0 | 0 | 0 | 0 | 0 | 0 | 0_E9_Purchases |  |  |  |  | 0
| E10 | 0 | 0 | 0 | 0 | 0 | 0 | 0 | 0 | 0 | 0 | 0 | 0 | 0 | 0 | 0 | 0 | 0 | 0 | 0 | 0 | 0 | 0 | 0 | 0 | 0 | 0 | 0 | 0 | 0 | 0 | 0 | 0_E10_Purchases |  |  |  |  | 0
Stock
| Year | Year 0 | Year 1 | Year 2 | Year 3 | Year 4 | Year 5 | Year 6 | Year 7 | Year 8 | Year 9 | Year 10 | Year 11 | Year 12 | Year 13 | Year 14 | Year 15 | Year 16 | Year 17 | Year 18 | Year 19 | Year 20 | Year 21 | Year 22 | Year 23 | Year 24 | Year 25 | Year 26 | Year 27 | Year 28 | Year 29 | Year 30
| E1 | 0 | 0 | 0 | 0 | 0 | 0 | 0 | 0 | 0 | 0 | 0 | 0 | 0 | 0 | 0 | 0 | 0 | 0 | 0 | 0 | 0 | 0 | 0 | 0 | 0 | 0 | 0 | 0 | 0 | 0 | 0 | 0_E1_Stock |  |  |  |  | 13576.6093
| E2 | 0 | 0 | 0 | 0 | 0 | 0 | 0 | 0 | 0 | 0 | 0 | 0 | 0 | 0 | 0 | 0 | 0 | 0 | 0 | 0 | 0 | 0 | 0 | 0 | 0 | 0 | 0 | 0 | 0 | 0 | 0 | 0_E2_Stock |  |  |  |  | 0
| E3 | 0 | 0 | 0 | 0 | 0 | 0 | 0 | 0 | 0 | 0 | 0 | 0 | 0 | 0 | 0 | 0 | 0 | 0 | 0 | 0 | 0 | 0 | 0 | 0 | 0 | 0 | 0 | 0 | 0 | 0 | 0 | 0_E3_Stock |  |  |  |  | 0
| E4 | 0 | 0 | 0 | 0 | 0 | 0 | 0 | 0 | 0 | 0 | 0 | 0 | 0 | 0 | 0 | 0 | 0 | 0 | 0 | 0 | 0 | 0 | 0 | 0 | 0 | 0 | 0 | 0 | 0 | 0 | 0 | 0_E4_Stock |  |  |  |  | 0
| E5 | 0 | 0 | 0 | 0 | 0 | 0 | 0 | 0 | 0 | 0 | 0 | 0 | 0 | 0 | 0 | 0 | 0 | 0 | 0 | 0 | 0 | 0 | 0 | 0 | 0 | 0 | 0 | 0 | 0 | 0 | 0 | 0_E5_Stock |  |  |  |  | 0
| E6 | 0 | 0 | 0 | 0 | 0 | 0 | 0 | 0 | 0 | 0 | 0 | 0 | 0 | 0 | 0 | 0 | 0 | 0 | 0 | 0 | 0 | 0 | 0 | 0 | 0 | 0 | 0 | 0 | 0 | 0 | 0 | 0_E6_Stock |  |  |  |  | 0
| E7 | 0 | 0 | 0 | 0 | 0 | 0 | 0 | 0 | 0 | 0 | 0 | 0 | 0 | 0 | 0 | 0 | 0 | 0 | 0 | 0 | 0 | 0 | 0 | 0 | 0 | 0 | 0 | 0 | 0 | 0 | 0 | 0_E7_Stock |  |  |  |  | 0
| E8 | 0 | 0 | 0 | 0 | 0 | 0 | 0 | 0 | 0 | 0 | 0 | 0 | 0 | 0 | 0 | 0 | 0 | 0 | 0 | 0 | 0 | 0 | 0 | 0 | 0 | 0 | 0 | 0 | 0 | 0 | 0 | 0_E8_Stock |  |  |  |  | 0
| E9 | 0 | 0 | 0 | 0 | 0 | 0 | 0 | 0 | 0 | 0 | 0 | 0 | 0 | 0 | 0 | 0 | 0 | 0 | 0 | 0 | 0 | 0 | 0 | 0 | 0 | 0 | 0 | 0 | 0 | 0 | 0 | 0_E9_Stock |  |  |  |  | 0
| E10 | 0 | 0 | 0 | 0 | 0 | 0 | 0 | 0 | 0 | 0 | 0 | 0 | 0 | 0 | 0 | 0 | 0 | 0 | 0 | 0 | 0 | 0 | 0 | 0 | 0 | 0 | 0 | 0 | 0 | 0 | 0 | 0_E10_Stock |  |  |  |  | 0
| Vintage | 0 | 0 | 0 | 0 | 0 | 0 | 0 | 0 | 0 | 0 | 0 | 0 | 0 | 0 | 0 | 0 | 0 | 0 | 0 | 0 | 0 | 0 | 0 | 0 | 0 | 0 | 0 | 0 | 0 | 0 | 0 | 0_Vintage_Stock |  |  |  |  | 288381.2139
S1C2 |  | Year 0: System 1 Technology 2
Technology Variables
| Tech Key | Year 0: 0
| Peak Factor (S) | Year 0: 0
| Peak Factor (W) | Year 0: 0
| Min Vintage Lifetime | Year 0: 0
| Max Vintage Lifetime | Year 0: 0
| Turnover Style | Year 0: 0
Technology Variables
| Equipment | Year 0: Label; Year 1: Min Lifetime; Year 2: Max Lifetime; Year 3: Degradation; Year 4: Usage; Year 5: Available
| E1 | Year 1: 0; Year 2: 0; Year 3: 0%; Year 4: 0; Year 5: FALSE
| E2 | Year 1: 0; Year 2: 0; Year 3: 0%; Year 4: 0; Year 5: FALSE
| E3 | Year 1: 0; Year 2: 0; Year 3: 0%; Year 4: 0; Year 5: FALSE
| E4 | Year 1: 0; Year 2: 0; Year 3: 0%; Year 4: 0; Year 5: FALSE
| E5 | Year 1: 0; Year 2: 0; Year 3: 0%; Year 4: 0; Year 5: FALSE
| E6 | Year 1: 0; Year 2: 0; Year 3: 0%; Year 4: 0; Year 5: FALSE
| E7 | Year 1: 0; Year 2: 0; Year 3: 0%; Year 4: 0; Year 5: FALSE
| E8 | Year 1: 0; Year 2: 0; Year 3: 0%; Year 4: 0; Year 5: FALSE
| E9 | Year 1: 0; Year 2: 0; Year 3: 0%; Year 4: 0; Year 5: FALSE
| E10 | Year 1: 0; Year 2: 0; Year 3: 0%; Year 4: 0; Year 5: FALSE
Original Forecast Results
| Year | Year 0 | Year 1 | Year 2 | Year 3 | Year 4 | Year 5 | Year 6 | Year 7 | Year 8 | Year 9 | Year 10 | Year 11 | Year 12 | Year 13 | Year 14 | Year 15 | Year 16 | Year 17 | Year 18 | Year 19 | Year 20 | Year 21 | Year 22 | Year 23 | Year 24 | Year 25 | Year 26 | Year 27 | Year 28 | Year 29 | Year 30 | Key
| Units | 0 | 0 | 0 | 0 | 0 | 0 | 0 | 0 | 0 | 0 | 0 | 0 | 0 | 0 | 0 | 0 | 0 | 0 | 0 | 0 | 0 | 0 | 0 | 0 | 0 | 0 | 0 | 0 | 0 | 0 | 0 | #REF! |  |  |  |  | 301957.8232
| Usage | 0 | 0 | 0 | 0 | 0 | 0 | 0 | 0 | 0 | 0 | 0 | 0 | 0 | 0 | 0 | 0 | 0 | 0 | 0 | 0 | 0 | 0 | 0 | 0 | 0 | 0 | 0 | 0 | 0 | 0 | 0 | #REF! |  |  |  |  | 1698.6543
| Peak Demand (S) | 0 | 0 | 0 | 0 | 0 | 0 | 0 | 0 | 0 | 0 | 0 | 0 | 0 | 0 | 0 | 0 | 0 | 0 | 0 | 0 | 0 | 0 | 0 | 0 | 0 | 0 | 0 | 0 | 0 | 0 | 0 | #REF! |  |  |  |  | 0
| Peak Demand (W) | 0 | 0 | 0 | 0 | 0 | 0 | 0 | 0 | 0 | 0 | 0 | 0 | 0 | 0 | 0 | 0 | 0 | 0 | 0 | 0 | 0 | 0 | 0 | 0 | 0 | 0 | 0 | 0 | 0 | 0 | 0 | #REF! |  |  |  |  | 884.6119
| Turnover | 0 | 0 | 0 | 0 | 0 | 0 | 0 | 0 | 0 | 0 | 0 | 0 | 0 | 0 | 0 | 0 | 0 | 0 | 0 | 0 | 0 | 0 | 0 | 0 | 0 | 0 | 0 | 0 | 0 | 0 | 0 | #REF! |  |  |  |  | 6885.4476
| Avg. Replacement Usage | 0 | 0 | 0 | 0 | 0 | 0 | 0 | 0 | 0 | 0 | 0 | 0 | 0 | 0 | 0 | 0 | 0 | 0 | 0 | 0 | 0 | 0 | 0 | 0 | 0 | 0 | 0 | 0 | 0 | 0 | 0 | #REF! |  |  |  |  | 5638.8522
| Avg. Replacement Demand (S) | 0 | 0 | 0 | 0 | 0 | 0 | 0 | 0 | 0 | 0 | 0 | 0 | 0 | 0 | 0 | 0 | 0 | 0 | 0 | 0 | 0 | 0 | 0 | 0 | 0 | 0 | 0 | 0 | 0 | 0 | 0 | #REF! |  |  |  |  | 0
| Avg. Replacement Demand (W) | 0 | 0 | 0 | 0 | 0 | 0 | 0 | 0 | 0 | 0 | 0 | 0 | 0 | 0 | 0 | 0 | 0 | 0 | 0 | 0 | 0 | 0 | 0 | 0 | 0 | 0 | 0 | 0 | 0 | 0 | 0 | #REF! |  |  |  |  | 2.9366
Tech Forecast Stock
| Year | Year 0 | Year 1 | Year 2 | Year 3 | Year 4 | Year 5 | Year 6 | Year 7 | Year 8 | Year 9 | Year 10 | Year 11 | Year 12 | Year 13 | Year 14 | Year 15 | Year 16 | Year 17 | Year 18 | Year 19 | Year 20 | Year 21 | Year 22 | Year 23 | Year 24 | Year 25 | Year 26 | Year 27 | Year 28 | Year 29 | Year 30
| E1 | 0 | 0 | 0 | 0 | 0 | 0 | 0 | 0 | 0 | 0 | 0 | 0 | 0 | 0 | 0 | 0 | 0 | 0 | 0 | 0 | 0 | 0 | 0 | 0 | 0 | 0 | 0 | 0 | 0 | 0 | 0
| E2 | 0 | 0 | 0 | 0 | 0 | 0 | 0 | 0 | 0 | 0 | 0 | 0 | 0 | 0 | 0 | 0 | 0 | 0 | 0 | 0 | 0 | 0 | 0 | 0 | 0 | 0 | 0 | 0 | 0 | 0 | 0
| E3 | 0 | 0 | 0 | 0 | 0 | 0 | 0 | 0 | 0 | 0 | 0 | 0 | 0 | 0 | 0 | 0 | 0 | 0 | 0 | 0 | 0 | 0 | 0 | 0 | 0 | 0 | 0 | 0 | 0 | 0 | 0
| E4 | 0 | 0 | 0 | 0 | 0 | 0 | 0 | 0 | 0 | 0 | 0 | 0 | 0 | 0 | 0 | 0 | 0 | 0 | 0 | 0 | 0 | 0 | 0 | 0 | 0 | 0 | 0 | 0 | 0 | 0 | 0
| E5 | 0 | 0 | 0 | 0 | 0 | 0 | 0 | 0 | 0 | 0 | 0 | 0 | 0 | 0 | 0 | 0 | 0 | 0 | 0 | 0 | 0 | 0 | 0 | 0 | 0 | 0 | 0 | 0 | 0 | 0 | 0
| E6 | 0 | 0 | 0 | 0 | 0 | 0 | 0 | 0 | 0 | 0 | 0 | 0 | 0 | 0 | 0 | 0 | 0 | 0 | 0 | 0 | 0 | 0 | 0 | 0 | 0 | 0 | 0 | 0 | 0 | 0 | 0
| E7 | 0 | 0 | 0 | 0 | 0 | 0 | 0 | 0 | 0 | 0 | 0 | 0 | 0 | 0 | 0 | 0 | 0 | 0 | 0 | 0 | 0 | 0 | 0 | 0 | 0 | 0 | 0 | 0 | 0 | 0 | 0
| E8 | 0 | 0 | 0 | 0 | 0 | 0 | 0 | 0 | 0 | 0 | 0 | 0 | 0 | 0 | 0 | 0 | 0 | 0 | 0 | 0 | 0 | 0 | 0 | 0 | 0 | 0 | 0 | 0 | 0 | 0 | 0
| E9 | 0 | 0 | 0 | 0 | 0 | 0 | 0 | 0 | 0 | 0 | 0 | 0 | 0 | 0 | 0 | 0 | 0 | 0 | 0 | 0 | 0 | 0 | 0 | 0 | 0 | 0 | 0 | 0 | 0 | 0 | 0
| E10 | 0 | 0 | 0 | 0 | 0 | 0 | 0 | 0 | 0 | 0 | 0 | 0 | 0 | 0 | 0 | 0 | 0 | 0 | 0 | 0 | 0 | 0 | 0 | 0 | 0 | 0 | 0 | 0 | 0 | 0 | 0
| Vintage | 0 | 0 | 0 | 0 | 0 | 0 | 0 | 0 | 0 | 0 | 0 | 0 | 0 | 0 | 0 | 0 | 0 | 0 | 0 | 0 | 0 | 0 | 0 | 0 | 0 | 0 | 0 | 0 | 0 | 0 | 0
|  | 0 | 0 | 0 | 0 | 0 | 0 | 0 | 0 | 0 | 0 | 0 | 0 | 0 | 0 | 0 | 0 | 0 | 0 | 0 | 0 | 0 | 0 | 0
Stock for Switching
| Year | Year 0 | Year 1 | Year 2 | Year 3 | Year 4 | Year 5 | Year 6 | Year 7 | Year 8 | Year 9 | Year 10 | Year 11 | Year 12 | Year 13 | Year 14 | Year 15 | Year 16 | Year 17 | Year 18 | Year 19 | Year 20 | Year 21 | Year 22 | Year 23 | Year 24 | Year 25 | Year 26 | Year 27 | Year 28 | Year 29 | Year 30
| E1 | 0 | 0 | 0 | 0 | 0 | 0 | 0 | 0 | 0 | 0 | 0 | 0 | 0 | 0 | 0 | 0 | 0 | 0 | 0 | 0 | 0 | 0 | 0 | 0 | 0 | 0 | 0 | 0 | 0 | 0 | 0 | 0_E1_SysStock
| E2 | 0 | 0 | 0 | 0 | 0 | 0 | 0 | 0 | 0 | 0 | 0 | 0 | 0 | 0 | 0 | 0 | 0 | 0 | 0 | 0 | 0 | 0 | 0 | 0 | 0 | 0 | 0 | 0 | 0 | 0 | 0 | 0_E2_SysStock
| E3 | 0 | 0 | 0 | 0 | 0 | 0 | 0 | 0 | 0 | 0 | 0 | 0 | 0 | 0 | 0 | 0 | 0 | 0 | 0 | 0 | 0 | 0 | 0 | 0 | 0 | 0 | 0 | 0 | 0 | 0 | 0 | 0_E3_SysStock
| E4 | 0 | 0 | 0 | 0 | 0 | 0 | 0 | 0 | 0 | 0 | 0 | 0 | 0 | 0 | 0 | 0 | 0 | 0 | 0 | 0 | 0 | 0 | 0 | 0 | 0 | 0 | 0 | 0 | 0 | 0 | 0 | 0_E4_SysStock
| E5 | 0 | 0 | 0 | 0 | 0 | 0 | 0 | 0 | 0 | 0 | 0 | 0 | 0 | 0 | 0 | 0 | 0 | 0 | 0 | 0 | 0 | 0 | 0 | 0 | 0 | 0 | 0 | 0 | 0 | 0 | 0 | 0_E5_SysStock
| E6 | 0 | 0 | 0 | 0 | 0 | 0 | 0 | 0 | 0 | 0 | 0 | 0 | 0 | 0 | 0 | 0 | 0 | 0 | 0 | 0 | 0 | 0 | 0 | 0 | 0 | 0 | 0 | 0 | 0 | 0 | 0 | 0_E6_SysStock
| E7 | 0 | 0 | 0 | 0 | 0 | 0 | 0 | 0 | 0 | 0 | 0 | 0 | 0 | 0 | 0 | 0 | 0 | 0 | 0 | 0 | 0 | 0 | 0 | 0 | 0 | 0 | 0 | 0 | 0 | 0 | 0 | 0_E7_SysStock
| E8 | 0 | 0 | 0 | 0 | 0 | 0 | 0 | 0 | 0 | 0 | 0 | 0 | 0 | 0 | 0 | 0 | 0 | 0 | 0 | 0 | 0 | 0 | 0 | 0 | 0 | 0 | 0 | 0 | 0 | 0 | 0 | 0_E8_SysStock
| E9 | 0 | 0 | 0 | 0 | 0 | 0 | 0 | 0 | 0 | 0 | 0 | 0 | 0 | 0 | 0 | 0 | 0 | 0 | 0 | 0 | 0 | 0 | 0 | 0 | 0 | 0 | 0 | 0 | 0 | 0 | 0 | 0_E9_SysStock
| E10 | 0 | 0 | 0 | 0 | 0 | 0 | 0 | 0 | 0 | 0 | 0 | 0 | 0 | 0 | 0 | 0 | 0 | 0 | 0 | 0 | 0 | 0 | 0 | 0 | 0 | 0 | 0 | 0 | 0 | 0 | 0 | 0_E10_SysStock
| Vintage | 0 | 0 | 0 | 0 | 0 | 0 | 0 | 0 | 0 | 0 | 0 | 0 | 0 | 0 | 0 | 0 | 0 | 0 | 0 | 0 | 0 | 0 | 0 | 0 | 0 | 0 | 0 | 0 | 0 | 0 | 0 | 0_Vintage_SysStock
|  | 0 | 0 | 0 | 0 | 0 | 0 | 0 | 0 | 0 | 0 | 0 | 0 | 0 | 0 | 0 | 0 | 0 | 0 | 0 | 0 | 0 | 0 | 0
Tech Forecast Purchases
| Year | Year 0 | Year 1 | Year 2 | Year 3 | Year 4 | Year 5 | Year 6 | Year 7 | Year 8 | Year 9 | Year 10 | Year 11 | Year 12 | Year 13 | Year 14 | Year 15 | Year 16 | Year 17 | Year 18 | Year 19 | Year 20 | Year 21 | Year 22 | Year 23 | Year 24 | Year 25 | Year 26 | Year 27 | Year 28 | Year 29 | Year 30
| E1 | 0 | 0 | 0 | 0 | 0 | 0 | 0 | 0 | 0 | 0 | 0 | 0 | 0 | 0 | 0 | 0 | 0 | 0 | 0 | 0 | 0 | 0 | 0 | 0 | 0 | 0 | 0 | 0 | 0 | 0 | 0
| E2 | 0 | 0 | 0 | 0 | 0 | 0 | 0 | 0 | 0 | 0 | 0 | 0 | 0 | 0 | 0 | 0 | 0 | 0 | 0 | 0 | 0 | 0 | 0 | 0 | 0 | 0 | 0 | 0 | 0 | 0 | 0
| E3 | 0 | 0 | 0 | 0 | 0 | 0 | 0 | 0 | 0 | 0 | 0 | 0 | 0 | 0 | 0 | 0 | 0 | 0 | 0 | 0 | 0 | 0 | 0 | 0 | 0 | 0 | 0 | 0 | 0 | 0 | 0
| E4 | 0 | 0 | 0 | 0 | 0 | 0 | 0 | 0 | 0 | 0 | 0 | 0 | 0 | 0 | 0 | 0 | 0 | 0 | 0 | 0 | 0 | 0 | 0 | 0 | 0 | 0 | 0 | 0 | 0 | 0 | 0
| E5 | 0 | 0 | 0 | 0 | 0 | 0 | 0 | 0 | 0 | 0 | 0 | 0 | 0 | 0 | 0 | 0 | 0 | 0 | 0 | 0 | 0 | 0 | 0 | 0 | 0 | 0 | 0 | 0 | 0 | 0 | 0
| E6 | 0 | 0 | 0 | 0 | 0 | 0 | 0 | 0 | 0 | 0 | 0 | 0 | 0 | 0 | 0 | 0 | 0 | 0 | 0 | 0 | 0 | 0 | 0 | 0 | 0 | 0 | 0 | 0 | 0 | 0 | 0
| E7 | 0 | 0 | 0 | 0 | 0 | 0 | 0 | 0 | 0 | 0 | 0 | 0 | 0 | 0 | 0 | 0 | 0 | 0 | 0 | 0 | 0 | 0 | 0 | 0 | 0 | 0 | 0 | 0 | 0 | 0 | 0
| E8 | 0 | 0 | 0 | 0 | 0 | 0 | 0 | 0 | 0 | 0 | 0 | 0 | 0 | 0 | 0 | 0 | 0 | 0 | 0 | 0 | 0 | 0 | 0 | 0 | 0 | 0 | 0 | 0 | 0 | 0 | 0
| E9 | 0 | 0 | 0 | 0 | 0 | 0 | 0 | 0 | 0 | 0 | 0 | 0 | 0 | 0 | 0 | 0 | 0 | 0 | 0 | 0 | 0 | 0 | 0 | 0 | 0 | 0 | 0 | 0 | 0 | 0 | 0
| E10 | 0 | 0 | 0 | 0 | 0 | 0 | 0 | 0 | 0 | 0 | 0 | 0 | 0 | 0 | 0 | 0 | 0 | 0 | 0 | 0 | 0 | 0 | 0 | 0 | 0 | 0 | 0 | 0 | 0 | 0 | 0
Potential to Switch
| Year | Year 0 | Year 1 | Year 2 | Year 3 | Year 4 | Year 5 | Year 6 | Year 7 | Year 8 | Year 9 | Year 10 | Year 11 | Year 12 | Year 13 | Year 14 | Year 15 | Year 16 | Year 17 | Year 18 | Year 19 | Year 20 | Year 21 | Year 22 | Year 23 | Year 24 | Year 25 | Year 26 | Year 27 | Year 28 | Year 29 | Year 30
| E1 | 0 | 0 | 0 | 0 | 0 | 0 | 0 | 0 | 0 | 0 | 0 | 0 | 0 | 0 | 0 | 0 | 0 | 0 | 0 | 0 | 0 | 0 | 0 | 0 | 0 | 0 | 0 | 0 | 0 | 0 | 0 | 0_E1_Switched Out
| E2 | 0 | 0 | 0 | 0 | 0 | 0 | 0 | 0 | 0 | 0 | 0 | 0 | 0 | 0 | 0 | 0 | 0 | 0 | 0 | 0 | 0 | 0 | 0 | 0 | 0 | 0 | 0 | 0 | 0 | 0 | 0 | 0_E2_Switched Out
| E3 | 0 | 0 | 0 | 0 | 0 | 0 | 0 | 0 | 0 | 0 | 0 | 0 | 0 | 0 | 0 | 0 | 0 | 0 | 0 | 0 | 0 | 0 | 0 | 0 | 0 | 0 | 0 | 0 | 0 | 0 | 0 | 0_E3_Switched Out
| E4 | 0 | 0 | 0 | 0 | 0 | 0 | 0 | 0 | 0 | 0 | 0 | 0 | 0 | 0 | 0 | 0 | 0 | 0 | 0 | 0 | 0 | 0 | 0 | 0 | 0 | 0 | 0 | 0 | 0 | 0 | 0 | 0_E4_Switched Out
| E5 | 0 | 0 | 0 | 0 | 0 | 0 | 0 | 0 | 0 | 0 | 0 | 0 | 0 | 0 | 0 | 0 | 0 | 0 | 0 | 0 | 0 | 0 | 0 | 0 | 0 | 0 | 0 | 0 | 0 | 0 | 0 | 0_E5_Switched Out
| E6 | 0 | 0 | 0 | 0 | 0 | 0 | 0 | 0 | 0 | 0 | 0 | 0 | 0 | 0 | 0 | 0 | 0 | 0 | 0 | 0 | 0 | 0 | 0 | 0 | 0 | 0 | 0 | 0 | 0 | 0 | 0 | 0_E6_Switched Out
| E7 | 0 | 0 | 0 | 0 | 0 | 0 | 0 | 0 | 0 | 0 | 0 | 0 | 0 | 0 | 0 | 0 | 0 | 0 | 0 | 0 | 0 | 0 | 0 | 0 | 0 | 0 | 0 | 0 | 0 | 0 | 0 | 0_E7_Switched Out
| E8 | 0 | 0 | 0 | 0 | 0 | 0 | 0 | 0 | 0 | 0 | 0 | 0 | 0 | 0 | 0 | 0 | 0 | 0 | 0 | 0 | 0 | 0 | 0 | 0 | 0 | 0 | 0 | 0 | 0 | 0 | 0 | 0_E8_Switched Out
| E9 | 0 | 0 | 0 | 0 | 0 | 0 | 0 | 0 | 0 | 0 | 0 | 0 | 0 | 0 | 0 | 0 | 0 | 0 | 0 | 0 | 0 | 0 | 0 | 0 | 0 | 0 | 0 | 0 | 0 | 0 | 0 | 0_E9_Switched Out
| E10 | 0 | 0 | 0 | 0 | 0 | 0 | 0 | 0 | 0 | 0 | 0 | 0 | 0 | 0 | 0 | 0 | 0 | 0 | 0 | 0 | 0 | 0 | 0 | 0 | 0 | 0 | 0 | 0 | 0 | 0 | 0 | 0_E10_Switched Out
Units Out
| E1 | 0 | 0 | 0 | 0 | 0 | 0 | 0 | 0 | 0 | 0 | 0 | 0 | 0 | 0 | 0 | 0 | 0 | 0 | 0 | 0 | 0 | 0 | 0 | 0 | 0 | 0 | 0 | 0 | 0 | 0 | 0
| E2 | 0 | 0 | 0 | 0 | 0 | 0 | 0 | 0 | 0 | 0 | 0 | 0 | 0 | 0 | 0 | 0 | 0 | 0 | 0 | 0 | 0 | 0 | 0 | 0 | 0 | 0 | 0 | 0 | 0 | 0 | 0
| E3 | 0 | 0 | 0 | 0 | 0 | 0 | 0 | 0 | 0 | 0 | 0 | 0 | 0 | 0 | 0 | 0 | 0 | 0 | 0 | 0 | 0 | 0 | 0 | 0 | 0 | 0 | 0 | 0 | 0 | 0 | 0
| E4 | 0 | 0 | 0 | 0 | 0 | 0 | 0 | 0 | 0 | 0 | 0 | 0 | 0 | 0 | 0 | 0 | 0 | 0 | 0 | 0 | 0 | 0 | 0 | 0 | 0 | 0 | 0 | 0 | 0 | 0 | 0
| E5 | 0 | 0 | 0 | 0 | 0 | 0 | 0 | 0 | 0 | 0 | 0 | 0 | 0 | 0 | 0 | 0 | 0 | 0 | 0 | 0 | 0 | 0 | 0 | 0 | 0 | 0 | 0 | 0 | 0 | 0 | 0
| E6 | 0 | 0 | 0 | 0 | 0 | 0 | 0 | 0 | 0 | 0 | 0 | 0 | 0 | 0 | 0 | 0 | 0 | 0 | 0 | 0 | 0 | 0 | 0 | 0 | 0 | 0 | 0 | 0 | 0 | 0 | 0
| E7 | 0 | 0 | 0 | 0 | 0 | 0 | 0 | 0 | 0 | 0 | 0 | 0 | 0 | 0 | 0 | 0 | 0 | 0 | 0 | 0 | 0 | 0 | 0 | 0 | 0 | 0 | 0 | 0 | 0 | 0 | 0
| E8 | 0 | 0 | 0 | 0 | 0 | 0 | 0 | 0 | 0 | 0 | 0 | 0 | 0 | 0 | 0 | 0 | 0 | 0 | 0 | 0 | 0 | 0 | 0 | 0 | 0 | 0 | 0 | 0 | 0 | 0 | 0
| E9 | 0 | 0 | 0 | 0 | 0 | 0 | 0 | 0 | 0 | 0 | 0 | 0 | 0 | 0 | 0 | 0 | 0 | 0 | 0 | 0 | 0 | 0 | 0 | 0 | 0 | 0 | 0 | 0 | 0 | 0 | 0
| E10 | 0 | 0 | 0 | 0 | 0 | 0 | 0 | 0 | 0 | 0 | 0 | 0 | 0 | 0 | 0 | 0 | 0 | 0 | 0 | 0 | 0 | 0 | 0 | 0 | 0 | 0 | 0 | 0 | 0 | 0 | 0
| Vintage | 0 | 0 | 0 | 0 | 0 | 0 | 0 | 0 | 0 | 0 | 0 | 0 | 0 | 0 | 0 | 0 | 0 | 0 | 0 | 0 | 0 | 0 | 0 | 0 | 0 | 0 | 0 | 0 | 0 | 0 | 0
Tech Purchase Shares
| Year | Year 0 | Year 1 | Year 2 | Year 3 | Year 4 | Year 5 | Year 6 | Year 7 | Year 8 | Year 9 | Year 10 | Year 11 | Year 12 | Year 13 | Year 14 | Year 15 | Year 16 | Year 17 | Year 18 | Year 19 | Year 20 | Year 21 | Year 22 | Year 23 | Year 24 | Year 25 | Year 26 | Year 27 | Year 28 | Year 29 | Year 30
E1 | bar: Year 0 to Year 30
E2 | bar: Year 0 to Year 30
E3 | bar: Year 0 to Year 30
E4 | bar: Year 0 to Year 30
E5 | bar: Year 0 to Year 30
E6 | bar: Year 0 to Year 30
E7 | bar: Year 0 to Year 30
E8 | bar: Year 0 to Year 30
E9 | bar: Year 0 to Year 30
E10 | bar: Year 0 to Year 30
Units In from Switching
| E1 | 0 | 0 | 0 | 0 | 0 | 0 | 0 | 0 | 0 | 0 | 0 | 0 | 0 | 0 | 0 | 0 | 0 | 0 | 0 | 0 | 0 | 0 | 0 | 0 | 0 | 0 | 0 | 0 | 0 | 0 | 0
| E2 | 0 | 0 | 0 | 0 | 0 | 0 | 0 | 0 | 0 | 0 | 0 | 0 | 0 | 0 | 0 | 0 | 0 | 0 | 0 | 0 | 0 | 0 | 0 | 0 | 0 | 0 | 0 | 0 | 0 | 0 | 0
| E3 | 0 | 0 | 0 | 0 | 0 | 0 | 0 | 0 | 0 | 0 | 0 | 0 | 0 | 0 | 0 | 0 | 0 | 0 | 0 | 0 | 0 | 0 | 0 | 0 | 0 | 0 | 0 | 0 | 0 | 0 | 0
| E4 | 0 | 0 | 0 | 0 | 0 | 0 | 0 | 0 | 0 | 0 | 0 | 0 | 0 | 0 | 0 | 0 | 0 | 0 | 0 | 0 | 0 | 0 | 0 | 0 | 0 | 0 | 0 | 0 | 0 | 0 | 0
| E5 | 0 | 0 | 0 | 0 | 0 | 0 | 0 | 0 | 0 | 0 | 0 | 0 | 0 | 0 | 0 | 0 | 0 | 0 | 0 | 0 | 0 | 0 | 0 | 0 | 0 | 0 | 0 | 0 | 0 | 0 | 0
| E6 | 0 | 0 | 0 | 0 | 0 | 0 | 0 | 0 | 0 | 0 | 0 | 0 | 0 | 0 | 0 | 0 | 0 | 0 | 0 | 0 | 0 | 0 | 0 | 0 | 0 | 0 | 0 | 0 | 0 | 0 | 0
| E7 | 0 | 0 | 0 | 0 | 0 | 0 | 0 | 0 | 0 | 0 | 0 | 0 | 0 | 0 | 0 | 0 | 0 | 0 | 0 | 0 | 0 | 0 | 0 | 0 | 0 | 0 | 0 | 0 | 0 | 0 | 0
| E8 | 0 | 0 | 0 | 0 | 0 | 0 | 0 | 0 | 0 | 0 | 0 | 0 | 0 | 0 | 0 | 0 | 0 | 0 | 0 | 0 | 0 | 0 | 0 | 0 | 0 | 0 | 0 | 0 | 0 | 0 | 0
| E9 | 0 | 0 | 0 | 0 | 0 | 0 | 0 | 0 | 0 | 0 | 0 | 0 | 0 | 0 | 0 | 0 | 0 | 0 | 0 | 0 | 0 | 0 | 0 | 0 | 0 | 0 | 0 | 0 | 0 | 0 | 0
| E10 | 0 | 0 | 0 | 0 | 0 | 0 | 0 | 0 | 0 | 0 | 0 | 0 | 0 | 0 | 0 | 0 | 0 | 0 | 0 | 0 | 0 | 0 | 0 | 0 | 0 | 0 | 0 | 0 | 0 | 0 | 0
| Vintage | 0 | 0 | 0 | 0 | 0 | 0 | 0 | 0 | 0 | 0 | 0 | 0 | 0 | 0 | 0 | 0 | 0 | 0 | 0 | 0 | 0 | 0 | 0 | 0 | 0 | 0 | 0 | 0 | 0 | 0 | 0
Net Change
| Year | Year 0 | Year 1 | Year 2 | Year 3 | Year 4 | Year 5 | Year 6 | Year 7 | Year 8 | Year 9 | Year 10 | Year 11 | Year 12 | Year 13 | Year 14 | Year 15 | Year 16 | Year 17 | Year 18 | Year 19 | Year 20 | Year 21 | Year 22 | Year 23 | Year 24 | Year 25 | Year 26 | Year 27 | Year 28 | Year 29 | Year 30 | Key
| Units | 0 | 0 | 0 | 0 | 0 | 0 | 0 | 0 | 0 | 0 | 0 | 0 | 0 | 0 | 0 | 0 | 0 | 0 | 0 | 0 | 0 | 0 | 0 | 0 | 0 | 0 | 0 | 0 | 0 | 0 | 0 | 0_Units |  |  |  |  | 301957.8232
| Usage | 0 | 0 | 0 | 0 | 0 | 0 | 0 | 0 | 0 | 0 | 0 | 0 | 0 | 0 | 0 | 0 | 0 | 0 | 0 | 0 | 0 | 0 | 0 | 0 | 0 | 0 | 0 | 0 | 0 | 0 | 0 | 0_Usage |  |  |  |  | 1698.6543
| Peak Demand (S) | 0 | 0 | 0 | 0 | 0 | 0 | 0 | 0 | 0 | 0 | 0 | 0 | 0 | 0 | 0 | 0 | 0 | 0 | 0 | 0 | 0 | 0 | 0 | 0 | 0 | 0 | 0 | 0 | 0 | 0 | 0 | 0_Peak Demand (S) |  |  |  |  | 0
| Peak Demand (W) | 0 | 0 | 0 | 0 | 0 | 0 | 0 | 0 | 0 | 0 | 0 | 0 | 0 | 0 | 0 | 0 | 0 | 0 | 0 | 0 | 0 | 0 | 0 | 0 | 0 | 0 | 0 | 0 | 0 | 0 | 0 | 0_Peak Demand (W) |  |  |  |  | 884.6119
| Turnover | 0 | 0 | 0 | 0 | 0 | 0 | 0 | 0 | 0 | 0 | 0 | 0 | 0 | 0 | 0 | 0 | 0 | 0 | 0 | 0 | 0 | 0 | 0 | 0 | 0 | 0 | 0 | 0 | 0 | 0 | 0 | 0_Turnover |  |  |  |  | 6885.4476
| Avg. Replacement Usage | 0 | 0 | 0 | 0 | 0 | 0 | 0 | 0 | 0 | 0 | 0 | 0 | 0 | 0 | 0 | 0 | 0 | 0 | 0 | 0 | 0 | 0 | 0 | 0 | 0 | 0 | 0 | 0 | 0 | 0 | 0 | 0_Avg. Replacement Usage |  |  |  |  | 5638.8522
| Avg. Replacement Demand (S) | 0 | 0 | 0 | 0 | 0 | 0 | 0 | 0 | 0 | 0 | 0 | 0 | 0 | 0 | 0 | 0 | 0 | 0 | 0 | 0 | 0 | 0 | 0 | 0 | 0 | 0 | 0 | 0 | 0 | 0 | 0 | 0_Avg. Replacement Demand (S) |  |  |  |  | 0
| Avg. Replacement Demand (W) | 0 | 0 | 0 | 0 | 0 | 0 | 0 | 0 | 0 | 0 | 0 | 0 | 0 | 0 | 0 | 0 | 0 | 0 | 0 | 0 | 0 | 0 | 0 | 0 | 0 | 0 | 0 | 0 | 0 | 0 | 0 | 0_Avg. Replacement Demand (W) |  |  |  |  | 2.9366
Purchases
| Year | Year 0 | Year 1 | Year 2 | Year 3 | Year 4 | Year 5 | Year 6 | Year 7 | Year 8 | Year 9 | Year 10 | Year 11 | Year 12 | Year 13 | Year 14 | Year 15 | Year 16 | Year 17 | Year 18 | Year 19 | Year 20 | Year 21 | Year 22 | Year 23 | Year 24 | Year 25 | Year 26 | Year 27 | Year 28 | Year 29 | Year 30
| E1 | 0 | 0 | 0 | 0 | 0 | 0 | 0 | 0 | 0 | 0 | 0 | 0 | 0 | 0 | 0 | 0 | 0 | 0 | 0 | 0 | 0 | 0 | 0 | 0 | 0 | 0 | 0 | 0 | 0 | 0 | 0 | 0_E1_Purchases |  |  |  |  | 6885.4476
| E2 | 0 | 0 | 0 | 0 | 0 | 0 | 0 | 0 | 0 | 0 | 0 | 0 | 0 | 0 | 0 | 0 | 0 | 0 | 0 | 0 | 0 | 0 | 0 | 0 | 0 | 0 | 0 | 0 | 0 | 0 | 0 | 0_E2_Purchases |  |  |  |  | 0
| E3 | 0 | 0 | 0 | 0 | 0 | 0 | 0 | 0 | 0 | 0 | 0 | 0 | 0 | 0 | 0 | 0 | 0 | 0 | 0 | 0 | 0 | 0 | 0 | 0 | 0 | 0 | 0 | 0 | 0 | 0 | 0 | 0_E3_Purchases |  |  |  |  | 0
| E4 | 0 | 0 | 0 | 0 | 0 | 0 | 0 | 0 | 0 | 0 | 0 | 0 | 0 | 0 | 0 | 0 | 0 | 0 | 0 | 0 | 0 | 0 | 0 | 0 | 0 | 0 | 0 | 0 | 0 | 0 | 0 | 0_E4_Purchases |  |  |  |  | 0
| E5 | 0 | 0 | 0 | 0 | 0 | 0 | 0 | 0 | 0 | 0 | 0 | 0 | 0 | 0 | 0 | 0 | 0 | 0 | 0 | 0 | 0 | 0 | 0 | 0 | 0 | 0 | 0 | 0 | 0 | 0 | 0 | 0_E5_Purchases |  |  |  |  | 0
| E6 | 0 | 0 | 0 | 0 | 0 | 0 | 0 | 0 | 0 | 0 | 0 | 0 | 0 | 0 | 0 | 0 | 0 | 0 | 0 | 0 | 0 | 0 | 0 | 0 | 0 | 0 | 0 | 0 | 0 | 0 | 0 | 0_E6_Purchases |  |  |  |  | 0
| E7 | 0 | 0 | 0 | 0 | 0 | 0 | 0 | 0 | 0 | 0 | 0 | 0 | 0 | 0 | 0 | 0 | 0 | 0 | 0 | 0 | 0 | 0 | 0 | 0 | 0 | 0 | 0 | 0 | 0 | 0 | 0 | 0_E7_Purchases |  |  |  |  | 0
| E8 | 0 | 0 | 0 | 0 | 0 | 0 | 0 | 0 | 0 | 0 | 0 | 0 | 0 | 0 | 0 | 0 | 0 | 0 | 0 | 0 | 0 | 0 | 0 | 0 | 0 | 0 | 0 | 0 | 0 | 0 | 0 | 0_E8_Purchases |  |  |  |  | 0
| E9 | 0 | 0 | 0 | 0 | 0 | 0 | 0 | 0 | 0 | 0 | 0 | 0 | 0 | 0 | 0 | 0 | 0 | 0 | 0 | 0 | 0 | 0 | 0 | 0 | 0 | 0 | 0 | 0 | 0 | 0 | 0 | 0_E9_Purchases |  |  |  |  | 0
| E10 | 0 | 0 | 0 | 0 | 0 | 0 | 0 | 0 | 0 | 0 | 0 | 0 | 0 | 0 | 0 | 0 | 0 | 0 | 0 | 0 | 0 | 0 | 0 | 0 | 0 | 0 | 0 | 0 | 0 | 0 | 0 | 0_E10_Purchases |  |  |  |  | 0
Stock
| Year | Year 0 | Year 1 | Year 2 | Year 3 | Year 4 | Year 5 | Year 6 | Year 7 | Year 8 | Year 9 | Year 10 | Year 11 | Year 12 | Year 13 | Year 14 | Year 15 | Year 16 | Year 17 | Year 18 | Year 19 | Year 20 | Year 21 | Year 22 | Year 23 | Year 24 | Year 25 | Year 26 | Year 27 | Year 28 | Year 29 | Year 30
| E1 | 0 | 0 | 0 | 0 | 0 | 0 | 0 | 0 | 0 | 0 | 0 | 0 | 0 | 0 | 0 | 0 | 0 | 0 | 0 | 0 | 0 | 0 | 0 | 0 | 0 | 0 | 0 | 0 | 0 | 0 | 0 | 0_E1_Stock |  |  |  |  | 13576.6093
| E2 | 0 | 0 | 0 | 0 | 0 | 0 | 0 | 0 | 0 | 0 | 0 | 0 | 0 | 0 | 0 | 0 | 0 | 0 | 0 | 0 | 0 | 0 | 0 | 0 | 0 | 0 | 0 | 0 | 0 | 0 | 0 | 0_E2_Stock |  |  |  |  | 0
| E3 | 0 | 0 | 0 | 0 | 0 | 0 | 0 | 0 | 0 | 0 | 0 | 0 | 0 | 0 | 0 | 0 | 0 | 0 | 0 | 0 | 0 | 0 | 0 | 0 | 0 | 0 | 0 | 0 | 0 | 0 | 0 | 0_E3_Stock |  |  |  |  | 0
| E4 | 0 | 0 | 0 | 0 | 0 | 0 | 0 | 0 | 0 | 0 | 0 | 0 | 0 | 0 | 0 | 0 | 0 | 0 | 0 | 0 | 0 | 0 | 0 | 0 | 0 | 0 | 0 | 0 | 0 | 0 | 0 | 0_E4_Stock |  |  |  |  | 0
| E5 | 0 | 0 | 0 | 0 | 0 | 0 | 0 | 0 | 0 | 0 | 0 | 0 | 0 | 0 | 0 | 0 | 0 | 0 | 0 | 0 | 0 | 0 | 0 | 0 | 0 | 0 | 0 | 0 | 0 | 0 | 0 | 0_E5_Stock |  |  |  |  | 0
| E6 | 0 | 0 | 0 | 0 | 0 | 0 | 0 | 0 | 0 | 0 | 0 | 0 | 0 | 0 | 0 | 0 | 0 | 0 | 0 | 0 | 0 | 0 | 0 | 0 | 0 | 0 | 0 | 0 | 0 | 0 | 0 | 0_E6_Stock |  |  |  |  | 0
| E7 | 0 | 0 | 0 | 0 | 0 | 0 | 0 | 0 | 0 | 0 | 0 | 0 | 0 | 0 | 0 | 0 | 0 | 0 | 0 | 0 | 0 | 0 | 0 | 0 | 0 | 0 | 0 | 0 | 0 | 0 | 0 | 0_E7_Stock |  |  |  |  | 0
| E8 | 0 | 0 | 0 | 0 | 0 | 0 | 0 | 0 | 0 | 0 | 0 | 0 | 0 | 0 | 0 | 0 | 0 | 0 | 0 | 0 | 0 | 0 | 0 | 0 | 0 | 0 | 0 | 0 | 0 | 0 | 0 | 0_E8_Stock |  |  |  |  | 0
| E9 | 0 | 0 | 0 | 0 | 0 | 0 | 0 | 0 | 0 | 0 | 0 | 0 | 0 | 0 | 0 | 0 | 0 | 0 | 0 | 0 | 0 | 0 | 0 | 0 | 0 | 0 | 0 | 0 | 0 | 0 | 0 | 0_E9_Stock |  |  |  |  | 0
| E10 | 0 | 0 | 0 | 0 | 0 | 0 | 0 | 0 | 0 | 0 | 0 | 0 | 0 | 0 | 0 | 0 | 0 | 0 | 0 | 0 | 0 | 0 | 0 | 0 | 0 | 0 | 0 | 0 | 0 | 0 | 0 | 0_E10_Stock |  |  |  |  | 0
| Vintage | 0 | 0 | 0 | 0 | 0 | 0 | 0 | 0 | 0 | 0 | 0 | 0 | 0 | 0 | 0 | 0 | 0 | 0 | 0 | 0 | 0 | 0 | 0 | 0 | 0 | 0 | 0 | 0 | 0 | 0 | 0 | 0_Vintage_Stock |  |  |  |  | 288381.2139
S1C3 |  | Year 0: System 1 Technology 3
Technology Variables
| Tech Key | Year 0: 0
| Peak Factor (S) | Year 0: 0
| Peak Factor (W) | Year 0: 0
| Min Vintage Lifetime | Year 0: 0
| Max Vintage Lifetime | Year 0: 0
| Turnover Style | Year 0: 0
Technology Variables
| Equipment | Year 0: Label; Year 1: Min Lifetime; Year 2: Max Lifetime; Year 3: Degradation; Year 4: Usage; Year 5: Available
| E1 | Year 1: 0; Year 2: 0; Year 3: 0%; Year 4: 0; Year 5: FALSE
| E2 | Year 1: 0; Year 2: 0; Year 3: 0%; Year 4: 0; Year 5: FALSE
| E3 | Year 1: 0; Year 2: 0; Year 3: 0%; Year 4: 0; Year 5: FALSE
| E4 | Year 1: 0; Year 2: 0; Year 3: 0%; Year 4: 0; Year 5: FALSE
| E5 | Year 1: 0; Year 2: 0; Year 3: 0%; Year 4: 0; Year 5: FALSE
| E6 | Year 1: 0; Year 2: 0; Year 3: 0%; Year 4: 0; Year 5: FALSE
| E7 | Year 1: 0; Year 2: 0; Year 3: 0%; Year 4: 0; Year 5: FALSE
| E8 | Year 1: 0; Year 2: 0; Year 3: 0%; Year 4: 0; Year 5: FALSE
| E9 | Year 1: 0; Year 2: 0; Year 3: 0%; Year 4: 0; Year 5: FALSE
| E10 | Year 1: 0; Year 2: 0; Year 3: 0%; Year 4: 0; Year 5: FALSE
Original Forecast Results
| Year | Year 0 | Year 1 | Year 2 | Year 3 | Year 4 | Year 5 | Year 6 | Year 7 | Year 8 | Year 9 | Year 10 | Year 11 | Year 12 | Year 13 | Year 14 | Year 15 | Year 16 | Year 17 | Year 18 | Year 19 | Year 20 | Year 21 | Year 22 | Year 23 | Year 24 | Year 25 | Year 26 | Year 27 | Year 28 | Year 29 | Year 30 | Key
| Units | 0 | 0 | 0 | 0 | 0 | 0 | 0 | 0 | 0 | 0 | 0 | 0 | 0 | 0 | 0 | 0 | 0 | 0 | 0 | 0 | 0 | 0 | 0 | 0 | 0 | 0 | 0 | 0 | 0 | 0 | 0 | #REF! |  |  |  |  | 301957.8232
| Usage | 0 | 0 | 0 | 0 | 0 | 0 | 0 | 0 | 0 | 0 | 0 | 0 | 0 | 0 | 0 | 0 | 0 | 0 | 0 | 0 | 0 | 0 | 0 | 0 | 0 | 0 | 0 | 0 | 0 | 0 | 0 | #REF! |  |  |  |  | 1698.6543
| Peak Demand (S) | 0 | 0 | 0 | 0 | 0 | 0 | 0 | 0 | 0 | 0 | 0 | 0 | 0 | 0 | 0 | 0 | 0 | 0 | 0 | 0 | 0 | 0 | 0 | 0 | 0 | 0 | 0 | 0 | 0 | 0 | 0 | #REF! |  |  |  |  | 0
| Peak Demand (W) | 0 | 0 | 0 | 0 | 0 | 0 | 0 | 0 | 0 | 0 | 0 | 0 | 0 | 0 | 0 | 0 | 0 | 0 | 0 | 0 | 0 | 0 | 0 | 0 | 0 | 0 | 0 | 0 | 0 | 0 | 0 | #REF! |  |  |  |  | 884.6119
| Turnover | 0 | 0 | 0 | 0 | 0 | 0 | 0 | 0 | 0 | 0 | 0 | 0 | 0 | 0 | 0 | 0 | 0 | 0 | 0 | 0 | 0 | 0 | 0 | 0 | 0 | 0 | 0 | 0 | 0 | 0 | 0 | #REF! |  |  |  |  | 6885.4476
| Avg. Replacement Usage | 0 | 0 | 0 | 0 | 0 | 0 | 0 | 0 | 0 | 0 | 0 | 0 | 0 | 0 | 0 | 0 | 0 | 0 | 0 | 0 | 0 | 0 | 0 | 0 | 0 | 0 | 0 | 0 | 0 | 0 | 0 | #REF! |  |  |  |  | 5638.8522
| Avg. Replacement Demand (S) | 0 | 0 | 0 | 0 | 0 | 0 | 0 | 0 | 0 | 0 | 0 | 0 | 0 | 0 | 0 | 0 | 0 | 0 | 0 | 0 | 0 | 0 | 0 | 0 | 0 | 0 | 0 | 0 | 0 | 0 | 0 | #REF! |  |  |  |  | 0
| Avg. Replacement Demand (W) | 0 | 0 | 0 | 0 | 0 | 0 | 0 | 0 | 0 | 0 | 0 | 0 | 0 | 0 | 0 | 0 | 0 | 0 | 0 | 0 | 0 | 0 | 0 | 0 | 0 | 0 | 0 | 0 | 0 | 0 | 0 | #REF! |  |  |  |  | 2.9366
Tech Forecast Stock
| Year | Year 0 | Year 1 | Year 2 | Year 3 | Year 4 | Year 5 | Year 6 | Year 7 | Year 8 | Year 9 | Year 10 | Year 11 | Year 12 | Year 13 | Year 14 | Year 15 | Year 16 | Year 17 | Year 18 | Year 19 | Year 20 | Year 21 | Year 22 | Year 23 | Year 24 | Year 25 | Year 26 | Year 27 | Year 28 | Year 29 | Year 30
| E1 | 0 | 0 | 0 | 0 | 0 | 0 | 0 | 0 | 0 | 0 | 0 | 0 | 0 | 0 | 0 | 0 | 0 | 0 | 0 | 0 | 0 | 0 | 0 | 0 | 0 | 0 | 0 | 0 | 0 | 0 | 0
| E2 | 0 | 0 | 0 | 0 | 0 | 0 | 0 | 0 | 0 | 0 | 0 | 0 | 0 | 0 | 0 | 0 | 0 | 0 | 0 | 0 | 0 | 0 | 0 | 0 | 0 | 0 | 0 | 0 | 0 | 0 | 0
| E3 | 0 | 0 | 0 | 0 | 0 | 0 | 0 | 0 | 0 | 0 | 0 | 0 | 0 | 0 | 0 | 0 | 0 | 0 | 0 | 0 | 0 | 0 | 0 | 0 | 0 | 0 | 0 | 0 | 0 | 0 | 0
| E4 | 0 | 0 | 0 | 0 | 0 | 0 | 0 | 0 | 0 | 0 | 0 | 0 | 0 | 0 | 0 | 0 | 0 | 0 | 0 | 0 | 0 | 0 | 0 | 0 | 0 | 0 | 0 | 0 | 0 | 0 | 0
| E5 | 0 | 0 | 0 | 0 | 0 | 0 | 0 | 0 | 0 | 0 | 0 | 0 | 0 | 0 | 0 | 0 | 0 | 0 | 0 | 0 | 0 | 0 | 0 | 0 | 0 | 0 | 0 | 0 | 0 | 0 | 0
| E6 | 0 | 0 | 0 | 0 | 0 | 0 | 0 | 0 | 0 | 0 | 0 | 0 | 0 | 0 | 0 | 0 | 0 | 0 | 0 | 0 | 0 | 0 | 0 | 0 | 0 | 0 | 0 | 0 | 0 | 0 | 0
| E7 | 0 | 0 | 0 | 0 | 0 | 0 | 0 | 0 | 0 | 0 | 0 | 0 | 0 | 0 | 0 | 0 | 0 | 0 | 0 | 0 | 0 | 0 | 0 | 0 | 0 | 0 | 0 | 0 | 0 | 0 | 0
| E8 | 0 | 0 | 0 | 0 | 0 | 0 | 0 | 0 | 0 | 0 | 0 | 0 | 0 | 0 | 0 | 0 | 0 | 0 | 0 | 0 | 0 | 0 | 0 | 0 | 0 | 0 | 0 | 0 | 0 | 0 | 0
| E9 | 0 | 0 | 0 | 0 | 0 | 0 | 0 | 0 | 0 | 0 | 0 | 0 | 0 | 0 | 0 | 0 | 0 | 0 | 0 | 0 | 0 | 0 | 0 | 0 | 0 | 0 | 0 | 0 | 0 | 0 | 0
| E10 | 0 | 0 | 0 | 0 | 0 | 0 | 0 | 0 | 0 | 0 | 0 | 0 | 0 | 0 | 0 | 0 | 0 | 0 | 0 | 0 | 0 | 0 | 0 | 0 | 0 | 0 | 0 | 0 | 0 | 0 | 0
| Vintage | 0 | 0 | 0 | 0 | 0 | 0 | 0 | 0 | 0 | 0 | 0 | 0 | 0 | 0 | 0 | 0 | 0 | 0 | 0 | 0 | 0 | 0 | 0 | 0 | 0 | 0 | 0 | 0 | 0 | 0 | 0
Stock for Switching
| Year | Year 0 | Year 1 | Year 2 | Year 3 | Year 4 | Year 5 | Year 6 | Year 7 | Year 8 | Year 9 | Year 10 | Year 11 | Year 12 | Year 13 | Year 14 | Year 15 | Year 16 | Year 17 | Year 18 | Year 19 | Year 20 | Year 21 | Year 22 | Year 23 | Year 24 | Year 25 | Year 26 | Year 27 | Year 28 | Year 29 | Year 30
| E1 | 0 | 0 | 0 | 0 | 0 | 0 | 0 | 0 | 0 | 0 | 0 | 0 | 0 | 0 | 0 | 0 | 0 | 0 | 0 | 0 | 0 | 0 | 0 | 0 | 0 | 0 | 0 | 0 | 0 | 0 | 0 | 0_E1_SysStock
| E2 | 0 | 0 | 0 | 0 | 0 | 0 | 0 | 0 | 0 | 0 | 0 | 0 | 0 | 0 | 0 | 0 | 0 | 0 | 0 | 0 | 0 | 0 | 0 | 0 | 0 | 0 | 0 | 0 | 0 | 0 | 0 | 0_E2_SysStock
| E3 | 0 | 0 | 0 | 0 | 0 | 0 | 0 | 0 | 0 | 0 | 0 | 0 | 0 | 0 | 0 | 0 | 0 | 0 | 0 | 0 | 0 | 0 | 0 | 0 | 0 | 0 | 0 | 0 | 0 | 0 | 0 | 0_E3_SysStock
| E4 | 0 | 0 | 0 | 0 | 0 | 0 | 0 | 0 | 0 | 0 | 0 | 0 | 0 | 0 | 0 | 0 | 0 | 0 | 0 | 0 | 0 | 0 | 0 | 0 | 0 | 0 | 0 | 0 | 0 | 0 | 0 | 0_E4_SysStock
| E5 | 0 | 0 | 0 | 0 | 0 | 0 | 0 | 0 | 0 | 0 | 0 | 0 | 0 | 0 | 0 | 0 | 0 | 0 | 0 | 0 | 0 | 0 | 0 | 0 | 0 | 0 | 0 | 0 | 0 | 0 | 0 | 0_E5_SysStock
| E6 | 0 | 0 | 0 | 0 | 0 | 0 | 0 | 0 | 0 | 0 | 0 | 0 | 0 | 0 | 0 | 0 | 0 | 0 | 0 | 0 | 0 | 0 | 0 | 0 | 0 | 0 | 0 | 0 | 0 | 0 | 0 | 0_E6_SysStock
| E7 | 0 | 0 | 0 | 0 | 0 | 0 | 0 | 0 | 0 | 0 | 0 | 0 | 0 | 0 | 0 | 0 | 0 | 0 | 0 | 0 | 0 | 0 | 0 | 0 | 0 | 0 | 0 | 0 | 0 | 0 | 0 | 0_E7_SysStock
| E8 | 0 | 0 | 0 | 0 | 0 | 0 | 0 | 0 | 0 | 0 | 0 | 0 | 0 | 0 | 0 | 0 | 0 | 0 | 0 | 0 | 0 | 0 | 0 | 0 | 0 | 0 | 0 | 0 | 0 | 0 | 0 | 0_E8_SysStock
| E9 | 0 | 0 | 0 | 0 | 0 | 0 | 0 | 0 | 0 | 0 | 0 | 0 | 0 | 0 | 0 | 0 | 0 | 0 | 0 | 0 | 0 | 0 | 0 | 0 | 0 | 0 | 0 | 0 | 0 | 0 | 0 | 0_E9_SysStock
| E10 | 0 | 0 | 0 | 0 | 0 | 0 | 0 | 0 | 0 | 0 | 0 | 0 | 0 | 0 | 0 | 0 | 0 | 0 | 0 | 0 | 0 | 0 | 0 | 0 | 0 | 0 | 0 | 0 | 0 | 0 | 0 | 0_E10_SysStock
| Vintage | 0 | 0 | 0 | 0 | 0 | 0 | 0 | 0 | 0 | 0 | 0 | 0 | 0 | 0 | 0 | 0 | 0 | 0 | 0 | 0 | 0 | 0 | 0 | 0 | 0 | 0 | 0 | 0 | 0 | 0 | 0 | 0_Vintage_SysStock
Tech Forecast Purchases
| Year | Year 0 | Year 1 | Year 2 | Year 3 | Year 4 | Year 5 | Year 6 | Year 7 | Year 8 | Year 9 | Year 10 | Year 11 | Year 12 | Year 13 | Year 14 | Year 15 | Year 16 | Year 17 | Year 18 | Year 19 | Year 20 | Year 21 | Year 22 | Year 23 | Year 24 | Year 25 | Year 26 | Year 27 | Year 28 | Year 29 | Year 30
| E1 | 0 | 0 | 0 | 0 | 0 | 0 | 0 | 0 | 0 | 0 | 0 | 0 | 0 | 0 | 0 | 0 | 0 | 0 | 0 | 0 | 0 | 0 | 0 | 0 | 0 | 0 | 0 | 0 | 0 | 0 | 0
| E2 | 0 | 0 | 0 | 0 | 0 | 0 | 0 | 0 | 0 | 0 | 0 | 0 | 0 | 0 | 0 | 0 | 0 | 0 | 0 | 0 | 0 | 0 | 0 | 0 | 0 | 0 | 0 | 0 | 0 | 0 | 0
| E3 | 0 | 0 | 0 | 0 | 0 | 0 | 0 | 0 | 0 | 0 | 0 | 0 | 0 | 0 | 0 | 0 | 0 | 0 | 0 | 0 | 0 | 0 | 0 | 0 | 0 | 0 | 0 | 0 | 0 | 0 | 0
| E4 | 0 | 0 | 0 | 0 | 0 | 0 | 0 | 0 | 0 | 0 | 0 | 0 | 0 | 0 | 0 | 0 | 0 | 0 | 0 | 0 | 0 | 0 | 0 | 0 | 0 | 0 | 0 | 0 | 0 | 0 | 0
| E5 | 0 | 0 | 0 | 0 | 0 | 0 | 0 | 0 | 0 | 0 | 0 | 0 | 0 | 0 | 0 | 0 | 0 | 0 | 0 | 0 | 0 | 0 | 0 | 0 | 0 | 0 | 0 | 0 | 0 | 0 | 0
| E6 | 0 | 0 | 0 | 0 | 0 | 0 | 0 | 0 | 0 | 0 | 0 | 0 | 0 | 0 | 0 | 0 | 0 | 0 | 0 | 0 | 0 | 0 | 0 | 0 | 0 | 0 | 0 | 0 | 0 | 0 | 0
| E7 | 0 | 0 | 0 | 0 | 0 | 0 | 0 | 0 | 0 | 0 | 0 | 0 | 0 | 0 | 0 | 0 | 0 | 0 | 0 | 0 | 0 | 0 | 0 | 0 | 0 | 0 | 0 | 0 | 0 | 0 | 0
| E8 | 0 | 0 | 0 | 0 | 0 | 0 | 0 | 0 | 0 | 0 | 0 | 0 | 0 | 0 | 0 | 0 | 0 | 0 | 0 | 0 | 0 | 0 | 0 | 0 | 0 | 0 | 0 | 0 | 0 | 0 | 0
| E9 | 0 | 0 | 0 | 0 | 0 | 0 | 0 | 0 | 0 | 0 | 0 | 0 | 0 | 0 | 0 | 0 | 0 | 0 | 0 | 0 | 0 | 0 | 0 | 0 | 0 | 0 | 0 | 0 | 0 | 0 | 0
| E10 | 0 | 0 | 0 | 0 | 0 | 0 | 0 | 0 | 0 | 0 | 0 | 0 | 0 | 0 | 0 | 0 | 0 | 0 | 0 | 0 | 0 | 0 | 0 | 0 | 0 | 0 | 0 | 0 | 0 | 0 | 0
Potential to Switch
| Year | Year 0 | Year 1 | Year 2 | Year 3 | Year 4 | Year 5 | Year 6 | Year 7 | Year 8 | Year 9 | Year 10 | Year 11 | Year 12 | Year 13 | Year 14 | Year 15 | Year 16 | Year 17 | Year 18 | Year 19 | Year 20 | Year 21 | Year 22 | Year 23 | Year 24 | Year 25 | Year 26 | Year 27 | Year 28 | Year 29 | Year 30
| E1 | 0 | 0 | 0 | 0 | 0 | 0 | 0 | 0 | 0 | 0 | 0 | 0 | 0 | 0 | 0 | 0 | 0 | 0 | 0 | 0 | 0 | 0 | 0 | 0 | 0 | 0 | 0 | 0 | 0 | 0 | 0 | 0_E1_Switched Out
| E2 | 0 | 0 | 0 | 0 | 0 | 0 | 0 | 0 | 0 | 0 | 0 | 0 | 0 | 0 | 0 | 0 | 0 | 0 | 0 | 0 | 0 | 0 | 0 | 0 | 0 | 0 | 0 | 0 | 0 | 0 | 0 | 0_E2_Switched Out
| E3 | 0 | 0 | 0 | 0 | 0 | 0 | 0 | 0 | 0 | 0 | 0 | 0 | 0 | 0 | 0 | 0 | 0 | 0 | 0 | 0 | 0 | 0 | 0 | 0 | 0 | 0 | 0 | 0 | 0 | 0 | 0 | 0_E3_Switched Out
| E4 | 0 | 0 | 0 | 0 | 0 | 0 | 0 | 0 | 0 | 0 | 0 | 0 | 0 | 0 | 0 | 0 | 0 | 0 | 0 | 0 | 0 | 0 | 0 | 0 | 0 | 0 | 0 | 0 | 0 | 0 | 0 | 0_E4_Switched Out
| E5 | 0 | 0 | 0 | 0 | 0 | 0 | 0 | 0 | 0 | 0 | 0 | 0 | 0 | 0 | 0 | 0 | 0 | 0 | 0 | 0 | 0 | 0 | 0 | 0 | 0 | 0 | 0 | 0 | 0 | 0 | 0 | 0_E5_Switched Out
| E6 | 0 | 0 | 0 | 0 | 0 | 0 | 0 | 0 | 0 | 0 | 0 | 0 | 0 | 0 | 0 | 0 | 0 | 0 | 0 | 0 | 0 | 0 | 0 | 0 | 0 | 0 | 0 | 0 | 0 | 0 | 0 | 0_E6_Switched Out
| E7 | 0 | 0 | 0 | 0 | 0 | 0 | 0 | 0 | 0 | 0 | 0 | 0 | 0 | 0 | 0 | 0 | 0 | 0 | 0 | 0 | 0 | 0 | 0 | 0 | 0 | 0 | 0 | 0 | 0 | 0 | 0 | 0_E7_Switched Out
| E8 | 0 | 0 | 0 | 0 | 0 | 0 | 0 | 0 | 0 | 0 | 0 | 0 | 0 | 0 | 0 | 0 | 0 | 0 | 0 | 0 | 0 | 0 | 0 | 0 | 0 | 0 | 0 | 0 | 0 | 0 | 0 | 0_E8_Switched Out
| E9 | 0 | 0 | 0 | 0 | 0 | 0 | 0 | 0 | 0 | 0 | 0 | 0 | 0 | 0 | 0 | 0 | 0 | 0 | 0 | 0 | 0 | 0 | 0 | 0 | 0 | 0 | 0 | 0 | 0 | 0 | 0 | 0_E9_Switched Out
| E10 | 0 | 0 | 0 | 0 | 0 | 0 | 0 | 0 | 0 | 0 | 0 | 0 | 0 | 0 | 0 | 0 | 0 | 0 | 0 | 0 | 0 | 0 | 0 | 0 | 0 | 0 | 0 | 0 | 0 | 0 | 0 | 0_E10_Switched Out
Units Out
| E1 | 0 | 0 | 0 | 0 | 0 | 0 | 0 | 0 | 0 | 0 | 0 | 0 | 0 | 0 | 0 | 0 | 0 | 0 | 0 | 0 | 0 | 0 | 0 | 0 | 0 | 0 | 0 | 0 | 0 | 0 | 0
| E2 | 0 | 0 | 0 | 0 | 0 | 0 | 0 | 0 | 0 | 0 | 0 | 0 | 0 | 0 | 0 | 0 | 0 | 0 | 0 | 0 | 0 | 0 | 0 | 0 | 0 | 0 | 0 | 0 | 0 | 0 | 0
| E3 | 0 | 0 | 0 | 0 | 0 | 0 | 0 | 0 | 0 | 0 | 0 | 0 | 0 | 0 | 0 | 0 | 0 | 0 | 0 | 0 | 0 | 0 | 0 | 0 | 0 | 0 | 0 | 0 | 0 | 0 | 0
| E4 | 0 | 0 | 0 | 0 | 0 | 0 | 0 | 0 | 0 | 0 | 0 | 0 | 0 | 0 | 0 | 0 | 0 | 0 | 0 | 0 | 0 | 0 | 0 | 0 | 0 | 0 | 0 | 0 | 0 | 0 | 0
| E5 | 0 | 0 | 0 | 0 | 0 | 0 | 0 | 0 | 0 | 0 | 0 | 0 | 0 | 0 | 0 | 0 | 0 | 0 | 0 | 0 | 0 | 0 | 0 | 0 | 0 | 0 | 0 | 0 | 0 | 0 | 0
| E6 | 0 | 0 | 0 | 0 | 0 | 0 | 0 | 0 | 0 | 0 | 0 | 0 | 0 | 0 | 0 | 0 | 0 | 0 | 0 | 0 | 0 | 0 | 0 | 0 | 0 | 0 | 0 | 0 | 0 | 0 | 0
| E7 | 0 | 0 | 0 | 0 | 0 | 0 | 0 | 0 | 0 | 0 | 0 | 0 | 0 | 0 | 0 | 0 | 0 | 0 | 0 | 0 | 0 | 0 | 0 | 0 | 0 | 0 | 0 | 0 | 0 | 0 | 0
| E8 | 0 | 0 | 0 | 0 | 0 | 0 | 0 | 0 | 0 | 0 | 0 | 0 | 0 | 0 | 0 | 0 | 0 | 0 | 0 | 0 | 0 | 0 | 0 | 0 | 0 | 0 | 0 | 0 | 0 | 0 | 0
| E9 | 0 | 0 | 0 | 0 | 0 | 0 | 0 | 0 | 0 | 0 | 0 | 0 | 0 | 0 | 0 | 0 | 0 | 0 | 0 | 0 | 0 | 0 | 0 | 0 | 0 | 0 | 0 | 0 | 0 | 0 | 0
| E10 | 0 | 0 | 0 | 0 | 0 | 0 | 0 | 0 | 0 | 0 | 0 | 0 | 0 | 0 | 0 | 0 | 0 | 0 | 0 | 0 | 0 | 0 | 0 | 0 | 0 | 0 | 0 | 0 | 0 | 0 | 0
| Vintage | 0 | 0 | 0 | 0 | 0 | 0 | 0 | 0 | 0 | 0 | 0 | 0 | 0 | 0 | 0 | 0 | 0 | 0 | 0 | 0 | 0 | 0 | 0 | 0 | 0 | 0 | 0 | 0 | 0 | 0 | 0
Tech Purchase Shares
| Year | Year 0 | Year 1 | Year 2 | Year 3 | Year 4 | Year 5 | Year 6 | Year 7 | Year 8 | Year 9 | Year 10 | Year 11 | Year 12 | Year 13 | Year 14 | Year 15 | Year 16 | Year 17 | Year 18 | Year 19 | Year 20 | Year 21 | Year 22 | Year 23 | Year 24 | Year 25 | Year 26 | Year 27 | Year 28 | Year 29 | Year 30
E1 | bar: Year 0 to Year 30
E2 | bar: Year 0 to Year 30
E3 | bar: Year 0 to Year 30
E4 | bar: Year 0 to Year 30
E5 | bar: Year 0 to Year 30
E6 | bar: Year 0 to Year 30
E7 | bar: Year 0 to Year 30
E8 | bar: Year 0 to Year 30
E9 | bar: Year 0 to Year 30
E10 | bar: Year 0 to Year 30
Units In from Switching
| E1 | 0 | 0 | 0 | 0 | 0 | 0 | 0 | 0 | 0 | 0 | 0 | 0 | 0 | 0 | 0 | 0 | 0 | 0 | 0 | 0 | 0 | 0 | 0 | 0 | 0 | 0 | 0 | 0 | 0 | 0 | 0
| E2 | 0 | 0 | 0 | 0 | 0 | 0 | 0 | 0 | 0 | 0 | 0 | 0 | 0 | 0 | 0 | 0 | 0 | 0 | 0 | 0 | 0 | 0 | 0 | 0 | 0 | 0 | 0 | 0 | 0 | 0 | 0
| E3 | 0 | 0 | 0 | 0 | 0 | 0 | 0 | 0 | 0 | 0 | 0 | 0 | 0 | 0 | 0 | 0 | 0 | 0 | 0 | 0 | 0 | 0 | 0 | 0 | 0 | 0 | 0 | 0 | 0 | 0 | 0
| E4 | 0 | 0 | 0 | 0 | 0 | 0 | 0 | 0 | 0 | 0 | 0 | 0 | 0 | 0 | 0 | 0 | 0 | 0 | 0 | 0 | 0 | 0 | 0 | 0 | 0 | 0 | 0 | 0 | 0 | 0 | 0
| E5 | 0 | 0 | 0 | 0 | 0 | 0 | 0 | 0 | 0 | 0 | 0 | 0 | 0 | 0 | 0 | 0 | 0 | 0 | 0 | 0 | 0 | 0 | 0 | 0 | 0 | 0 | 0 | 0 | 0 | 0 | 0
| E6 | 0 | 0 | 0 | 0 | 0 | 0 | 0 | 0 | 0 | 0 | 0 | 0 | 0 | 0 | 0 | 0 | 0 | 0 | 0 | 0 | 0 | 0 | 0 | 0 | 0 | 0 | 0 | 0 | 0 | 0 | 0
| E7 | 0 | 0 | 0 | 0 | 0 | 0 | 0 | 0 | 0 | 0 | 0 | 0 | 0 | 0 | 0 | 0 | 0 | 0 | 0 | 0 | 0 | 0 | 0 | 0 | 0 | 0 | 0 | 0 | 0 | 0 | 0
| E8 | 0 | 0 | 0 | 0 | 0 | 0 | 0 | 0 | 0 | 0 | 0 | 0 | 0 | 0 | 0 | 0 | 0 | 0 | 0 | 0 | 0 | 0 | 0 | 0 | 0 | 0 | 0 | 0 | 0 | 0 | 0
| E9 | 0 | 0 | 0 | 0 | 0 | 0 | 0 | 0 | 0 | 0 | 0 | 0 | 0 | 0 | 0 | 0 | 0 | 0 | 0 | 0 | 0 | 0 | 0 | 0 | 0 | 0 | 0 | 0 | 0 | 0 | 0
| E10 | 0 | 0 | 0 | 0 | 0 | 0 | 0 | 0 | 0 | 0 | 0 | 0 | 0 | 0 | 0 | 0 | 0 | 0 | 0 | 0 | 0 | 0 | 0 | 0 | 0 | 0 | 0 | 0 | 0 | 0 | 0
| Vintage | 0 | 0 | 0 | 0 | 0 | 0 | 0 | 0 | 0 | 0 | 0 | 0 | 0 | 0 | 0 | 0 | 0 | 0 | 0 | 0 | 0 | 0 | 0 | 0 | 0 | 0 | 0 | 0 | 0 | 0 | 0
Net Change
| Year | Year 0 | Year 1 | Year 2 | Year 3 | Year 4 | Year 5 | Year 6 | Year 7 | Year 8 | Year 9 | Year 10 | Year 11 | Year 12 | Year 13 | Year 14 | Year 15 | Year 16 | Year 17 | Year 18 | Year 19 | Year 20 | Year 21 | Year 22 | Year 23 | Year 24 | Year 25 | Year 26 | Year 27 | Year 28 | Year 29 | Year 30 | Key
| Units | 0 | 0 | 0 | 0 | 0 | 0 | 0 | 0 | 0 | 0 | 0 | 0 | 0 | 0 | 0 | 0 | 0 | 0 | 0 | 0 | 0 | 0 | 0 | 0 | 0 | 0 | 0 | 0 | 0 | 0 | 0 | 0_Units |  |  |  |  | 301957.8232
| Usage | 0 | 0 | 0 | 0 | 0 | 0 | 0 | 0 | 0 | 0 | 0 | 0 | 0 | 0 | 0 | 0 | 0 | 0 | 0 | 0 | 0 | 0 | 0 | 0 | 0 | 0 | 0 | 0 | 0 | 0 | 0 | 0_Usage |  |  |  |  | 1698.6543
| Peak Demand (S) | 0 | 0 | 0 | 0 | 0 | 0 | 0 | 0 | 0 | 0 | 0 | 0 | 0 | 0 | 0 | 0 | 0 | 0 | 0 | 0 | 0 | 0 | 0 | 0 | 0 | 0 | 0 | 0 | 0 | 0 | 0 | 0_Peak Demand (S) |  |  |  |  | 0
| Peak Demand (W) | 0 | 0 | 0 | 0 | 0 | 0 | 0 | 0 | 0 | 0 | 0 | 0 | 0 | 0 | 0 | 0 | 0 | 0 | 0 | 0 | 0 | 0 | 0 | 0 | 0 | 0 | 0 | 0 | 0 | 0 | 0 | 0_Peak Demand (W) |  |  |  |  | 884.6119
| Turnover | 0 | 0 | 0 | 0 | 0 | 0 | 0 | 0 | 0 | 0 | 0 | 0 | 0 | 0 | 0 | 0 | 0 | 0 | 0 | 0 | 0 | 0 | 0 | 0 | 0 | 0 | 0 | 0 | 0 | 0 | 0 | 0_Turnover |  |  |  |  | 6885.4476
| Avg. Replacement Usage | 0 | 0 | 0 | 0 | 0 | 0 | 0 | 0 | 0 | 0 | 0 | 0 | 0 | 0 | 0 | 0 | 0 | 0 | 0 | 0 | 0 | 0 | 0 | 0 | 0 | 0 | 0 | 0 | 0 | 0 | 0 | 0_Avg. Replacement Usage |  |  |  |  | 5638.8522
| Avg. Replacement Demand (S) | 0 | 0 | 0 | 0 | 0 | 0 | 0 | 0 | 0 | 0 | 0 | 0 | 0 | 0 | 0 | 0 | 0 | 0 | 0 | 0 | 0 | 0 | 0 | 0 | 0 | 0 | 0 | 0 | 0 | 0 | 0 | 0_Avg. Replacement Demand (S) |  |  |  |  | 0
| Avg. Replacement Demand (W) | 0 | 0 | 0 | 0 | 0 | 0 | 0 | 0 | 0 | 0 | 0 | 0 | 0 | 0 | 0 | 0 | 0 | 0 | 0 | 0 | 0 | 0 | 0 | 0 | 0 | 0 | 0 | 0 | 0 | 0 | 0 | 0_Avg. Replacement Demand (W) |  |  |  |  | 2.9366
Purchases
| Year | Year 0 | Year 1 | Year 2 | Year 3 | Year 4 | Year 5 | Year 6 | Year 7 | Year 8 | Year 9 | Year 10 | Year 11 | Year 12 | Year 13 | Year 14 | Year 15 | Year 16 | Year 17 | Year 18 | Year 19 | Year 20 | Year 21 | Year 22 | Year 23 | Year 24 | Year 25 | Year 26 | Year 27 | Year 28 | Year 29 | Year 30
| E1 | 0 | 0 | 0 | 0 | 0 | 0 | 0 | 0 | 0 | 0 | 0 | 0 | 0 | 0 | 0 | 0 | 0 | 0 | 0 | 0 | 0 | 0 | 0 | 0 | 0 | 0 | 0 | 0 | 0 | 0 | 0 | 0_E1_Purchases |  |  |  |  | 6885.4476
| E2 | 0 | 0 | 0 | 0 | 0 | 0 | 0 | 0 | 0 | 0 | 0 | 0 | 0 | 0 | 0 | 0 | 0 | 0 | 0 | 0 | 0 | 0 | 0 | 0 | 0 | 0 | 0 | 0 | 0 | 0 | 0 | 0_E2_Purchases |  |  |  |  | 0
| E3 | 0 | 0 | 0 | 0 | 0 | 0 | 0 | 0 | 0 | 0 | 0 | 0 | 0 | 0 | 0 | 0 | 0 | 0 | 0 | 0 | 0 | 0 | 0 | 0 | 0 | 0 | 0 | 0 | 0 | 0 | 0 | 0_E3_Purchases |  |  |  |  | 0
| E4 | 0 | 0 | 0 | 0 | 0 | 0 | 0 | 0 | 0 | 0 | 0 | 0 | 0 | 0 | 0 | 0 | 0 | 0 | 0 | 0 | 0 | 0 | 0 | 0 | 0 | 0 | 0 | 0 | 0 | 0 | 0 | 0_E4_Purchases |  |  |  |  | 0
| E5 | 0 | 0 | 0 | 0 | 0 | 0 | 0 | 0 | 0 | 0 | 0 | 0 | 0 | 0 | 0 | 0 | 0 | 0 | 0 | 0 | 0 | 0 | 0 | 0 | 0 | 0 | 0 | 0 | 0 | 0 | 0 | 0_E5_Purchases |  |  |  |  | 0
| E6 | 0 | 0 | 0 | 0 | 0 | 0 | 0 | 0 | 0 | 0 | 0 | 0 | 0 | 0 | 0 | 0 | 0 | 0 | 0 | 0 | 0 | 0 | 0 | 0 | 0 | 0 | 0 | 0 | 0 | 0 | 0 | 0_E6_Purchases |  |  |  |  | 0
| E7 | 0 | 0 | 0 | 0 | 0 | 0 | 0 | 0 | 0 | 0 | 0 | 0 | 0 | 0 | 0 | 0 | 0 | 0 | 0 | 0 | 0 | 0 | 0 | 0 | 0 | 0 | 0 | 0 | 0 | 0 | 0 | 0_E7_Purchases |  |  |  |  | 0
| E8 | 0 | 0 | 0 | 0 | 0 | 0 | 0 | 0 | 0 | 0 | 0 | 0 | 0 | 0 | 0 | 0 | 0 | 0 | 0 | 0 | 0 | 0 | 0 | 0 | 0 | 0 | 0 | 0 | 0 | 0 | 0 | 0_E8_Purchases |  |  |  |  | 0
| E9 | 0 | 0 | 0 | 0 | 0 | 0 | 0 | 0 | 0 | 0 | 0 | 0 | 0 | 0 | 0 | 0 | 0 | 0 | 0 | 0 | 0 | 0 | 0 | 0 | 0 | 0 | 0 | 0 | 0 | 0 | 0 | 0_E9_Purchases |  |  |  |  | 0
| E10 | 0 | 0 | 0 | 0 | 0 | 0 | 0 | 0 | 0 | 0 | 0 | 0 | 0 | 0 | 0 | 0 | 0 | 0 | 0 | 0 | 0 | 0 | 0 | 0 | 0 | 0 | 0 | 0 | 0 | 0 | 0 | 0_E10_Purchases |  |  |  |  | 0
Stock
| Year | Year 0 | Year 1 | Year 2 | Year 3 | Year 4 | Year 5 | Year 6 | Year 7 | Year 8 | Year 9 | Year 10 | Year 11 | Year 12 | Year 13 | Year 14 | Year 15 | Year 16 | Year 17 | Year 18 | Year 19 | Year 20 | Year 21 | Year 22 | Year 23 | Year 24 | Year 25 | Year 26 | Year 27 | Year 28 | Year 29 | Year 30
| E1 | 0 | 0 | 0 | 0 | 0 | 0 | 0 | 0 | 0 | 0 | 0 | 0 | 0 | 0 | 0 | 0 | 0 | 0 | 0 | 0 | 0 | 0 | 0 | 0 | 0 | 0 | 0 | 0 | 0 | 0 | 0 | 0_E1_Stock |  |  |  |  | 13576.6093
| E2 | 0 | 0 | 0 | 0 | 0 | 0 | 0 | 0 | 0 | 0 | 0 | 0 | 0 | 0 | 0 | 0 | 0 | 0 | 0 | 0 | 0 | 0 | 0 | 0 | 0 | 0 | 0 | 0 | 0 | 0 | 0 | 0_E2_Stock |  |  |  |  | 0
| E3 | 0 | 0 | 0 | 0 | 0 | 0 | 0 | 0 | 0 | 0 | 0 | 0 | 0 | 0 | 0 | 0 | 0 | 0 | 0 | 0 | 0 | 0 | 0 | 0 | 0 | 0 | 0 | 0 | 0 | 0 | 0 | 0_E3_Stock |  |  |  |  | 0
| E4 | 0 | 0 | 0 | 0 | 0 | 0 | 0 | 0 | 0 | 0 | 0 | 0 | 0 | 0 | 0 | 0 | 0 | 0 | 0 | 0 | 0 | 0 | 0 | 0 | 0 | 0 | 0 | 0 | 0 | 0 | 0 | 0_E4_Stock |  |  |  |  | 0
| E5 | 0 | 0 | 0 | 0 | 0 | 0 | 0 | 0 | 0 | 0 | 0 | 0 | 0 | 0 | 0 | 0 | 0 | 0 | 0 | 0 | 0 | 0 | 0 | 0 | 0 | 0 | 0 | 0 | 0 | 0 | 0 | 0_E5_Stock |  |  |  |  | 0
| E6 | 0 | 0 | 0 | 0 | 0 | 0 | 0 | 0 | 0 | 0 | 0 | 0 | 0 | 0 | 0 | 0 | 0 | 0 | 0 | 0 | 0 | 0 | 0 | 0 | 0 | 0 | 0 | 0 | 0 | 0 | 0 | 0_E6_Stock |  |  |  |  | 0
| E7 | 0 | 0 | 0 | 0 | 0 | 0 | 0 | 0 | 0 | 0 | 0 | 0 | 0 | 0 | 0 | 0 | 0 | 0 | 0 | 0 | 0 | 0 | 0 | 0 | 0 | 0 | 0 | 0 | 0 | 0 | 0 | 0_E7_Stock |  |  |  |  | 0
| E8 | 0 | 0 | 0 | 0 | 0 | 0 | 0 | 0 | 0 | 0 | 0 | 0 | 0 | 0 | 0 | 0 | 0 | 0 | 0 | 0 | 0 | 0 | 0 | 0 | 0 | 0 | 0 | 0 | 0 | 0 | 0 | 0_E8_Stock |  |  |  |  | 0
| E9 | 0 | 0 | 0 | 0 | 0 | 0 | 0 | 0 | 0 | 0 | 0 | 0 | 0 | 0 | 0 | 0 | 0 | 0 | 0 | 0 | 0 | 0 | 0 | 0 | 0 | 0 | 0 | 0 | 0 | 0 | 0 | 0_E9_Stock |  |  |  |  | 0
| E10 | 0 | 0 | 0 | 0 | 0 | 0 | 0 | 0 | 0 | 0 | 0 | 0 | 0 | 0 | 0 | 0 | 0 | 0 | 0 | 0 | 0 | 0 | 0 | 0 | 0 | 0 | 0 | 0 | 0 | 0 | 0 | 0_E10_Stock |  |  |  |  | 0
| Vintage | 0 | 0 | 0 | 0 | 0 | 0 | 0 | 0 | 0 | 0 | 0 | 0 | 0 | 0 | 0 | 0 | 0 | 0 | 0 | 0 | 0 | 0 | 0 | 0 | 0 | 0 | 0 | 0 | 0 | 0 | 0 | 0_Vintage_Stock |  |  |  |  | 288381.2139
S1C4 |  | Year 0: System 1 Technology 4
Technology Variables
| Tech Key | Year 0: 0
| Peak Factor (S) | Year 0: 0
| Peak Factor (W) | Year 0: 0
| Min Vintage Lifetime | Year 0: 0
| Max Vintage Lifetime | Year 0: 0
| Turnover Style | Year 0: 0
Technology Variables
| Equipment | Year 0: Label; Year 1: Min Lifetime; Year 2: Max Lifetime; Year 3: Degradation; Year 4: Usage; Year 5: Available
| E1 | Year 1: 0; Year 2: 0; Year 3: 0%; Year 4: 0; Year 5: FALSE
| E2 | Year 1: 0; Year 2: 0; Year 3: 0%; Year 4: 0; Year 5: FALSE
| E3 | Year 1: 0; Year 2: 0; Year 3: 0%; Year 4: 0; Year 5: FALSE
| E4 | Year 1: 0; Year 2: 0; Year 3: 0%; Year 4: 0; Year 5: FALSE
| E5 | Year 1: 0; Year 2: 0; Year 3: 0%; Year 4: 0; Year 5: FALSE
| E6 | Year 1: 0; Year 2: 0; Year 3: 0%; Year 4: 0; Year 5: FALSE
| E7 | Year 1: 0; Year 2: 0; Year 3: 0%; Year 4: 0; Year 5: FALSE
| E8 | Year 1: 0; Year 2: 0; Year 3: 0%; Year 4: 0; Year 5: FALSE
| E9 | Year 1: 0; Year 2: 0; Year 3: 0%; Year 4: 0; Year 5: FALSE
| E10 | Year 1: 0; Year 2: 0; Year 3: 0%; Year 4: 0; Year 5: FALSE
Original Forecast Results
| Year | Year 0 | Year 1 | Year 2 | Year 3 | Year 4 | Year 5 | Year 6 | Year 7 | Year 8 | Year 9 | Year 10 | Year 11 | Year 12 | Year 13 | Year 14 | Year 15 | Year 16 | Year 17 | Year 18 | Year 19 | Year 20 | Year 21 | Year 22 | Year 23 | Year 24 | Year 25 | Year 26 | Year 27 | Year 28 | Year 29 | Year 30 | Key
| Units | 0 | 0 | 0 | 0 | 0 | 0 | 0 | 0 | 0 | 0 | 0 | 0 | 0 | 0 | 0 | 0 | 0 | 0 | 0 | 0 | 0 | 0 | 0 | 0 | 0 | 0 | 0 | 0 | 0 | 0 | 0 | #REF! |  |  |  |  | 301957.8232
| Usage | 0 | 0 | 0 | 0 | 0 | 0 | 0 | 0 | 0 | 0 | 0 | 0 | 0 | 0 | 0 | 0 | 0 | 0 | 0 | 0 | 0 | 0 | 0 | 0 | 0 | 0 | 0 | 0 | 0 | 0 | 0 | #REF! |  |  |  |  | 1698.6543
| Peak Demand (S) | 0 | 0 | 0 | 0 | 0 | 0 | 0 | 0 | 0 | 0 | 0 | 0 | 0 | 0 | 0 | 0 | 0 | 0 | 0 | 0 | 0 | 0 | 0 | 0 | 0 | 0 | 0 | 0 | 0 | 0 | 0 | #REF! |  |  |  |  | 0
| Peak Demand (W) | 0 | 0 | 0 | 0 | 0 | 0 | 0 | 0 | 0 | 0 | 0 | 0 | 0 | 0 | 0 | 0 | 0 | 0 | 0 | 0 | 0 | 0 | 0 | 0 | 0 | 0 | 0 | 0 | 0 | 0 | 0 | #REF! |  |  |  |  | 884.6119
| Turnover | 0 | 0 | 0 | 0 | 0 | 0 | 0 | 0 | 0 | 0 | 0 | 0 | 0 | 0 | 0 | 0 | 0 | 0 | 0 | 0 | 0 | 0 | 0 | 0 | 0 | 0 | 0 | 0 | 0 | 0 | 0 | #REF! |  |  |  |  | 6885.4476
| Avg. Replacement Usage | 0 | 0 | 0 | 0 | 0 | 0 | 0 | 0 | 0 | 0 | 0 | 0 | 0 | 0 | 0 | 0 | 0 | 0 | 0 | 0 | 0 | 0 | 0 | 0 | 0 | 0 | 0 | 0 | 0 | 0 | 0 | #REF! |  |  |  |  | 5638.8522
| Avg. Replacement Demand (S) | 0 | 0 | 0 | 0 | 0 | 0 | 0 | 0 | 0 | 0 | 0 | 0 | 0 | 0 | 0 | 0 | 0 | 0 | 0 | 0 | 0 | 0 | 0 | 0 | 0 | 0 | 0 | 0 | 0 | 0 | 0 | #REF! |  |  |  |  | 0
| Avg. Replacement Demand (W) | 0 | 0 | 0 | 0 | 0 | 0 | 0 | 0 | 0 | 0 | 0 | 0 | 0 | 0 | 0 | 0 | 0 | 0 | 0 | 0 | 0 | 0 | 0 | 0 | 0 | 0 | 0 | 0 | 0 | 0 | 0 | #REF! |  |  |  |  | 2.9366
Tech Forecast Stock
| Year | Year 0 | Year 1 | Year 2 | Year 3 | Year 4 | Year 5 | Year 6 | Year 7 | Year 8 | Year 9 | Year 10 | Year 11 | Year 12 | Year 13 | Year 14 | Year 15 | Year 16 | Year 17 | Year 18 | Year 19 | Year 20 | Year 21 | Year 22 | Year 23 | Year 24 | Year 25 | Year 26 | Year 27 | Year 28 | Year 29 | Year 30
| E1 | 0 | 0 | 0 | 0 | 0 | 0 | 0 | 0 | 0 | 0 | 0 | 0 | 0 | 0 | 0 | 0 | 0 | 0 | 0 | 0 | 0 | 0 | 0 | 0 | 0 | 0 | 0 | 0 | 0 | 0 | 0
| E2 | 0 | 0 | 0 | 0 | 0 | 0 | 0 | 0 | 0 | 0 | 0 | 0 | 0 | 0 | 0 | 0 | 0 | 0 | 0 | 0 | 0 | 0 | 0 | 0 | 0 | 0 | 0 | 0 | 0 | 0 | 0
| E3 | 0 | 0 | 0 | 0 | 0 | 0 | 0 | 0 | 0 | 0 | 0 | 0 | 0 | 0 | 0 | 0 | 0 | 0 | 0 | 0 | 0 | 0 | 0 | 0 | 0 | 0 | 0 | 0 | 0 | 0 | 0
| E4 | 0 | 0 | 0 | 0 | 0 | 0 | 0 | 0 | 0 | 0 | 0 | 0 | 0 | 0 | 0 | 0 | 0 | 0 | 0 | 0 | 0 | 0 | 0 | 0 | 0 | 0 | 0 | 0 | 0 | 0 | 0
| E5 | 0 | 0 | 0 | 0 | 0 | 0 | 0 | 0 | 0 | 0 | 0 | 0 | 0 | 0 | 0 | 0 | 0 | 0 | 0 | 0 | 0 | 0 | 0 | 0 | 0 | 0 | 0 | 0 | 0 | 0 | 0
| E6 | 0 | 0 | 0 | 0 | 0 | 0 | 0 | 0 | 0 | 0 | 0 | 0 | 0 | 0 | 0 | 0 | 0 | 0 | 0 | 0 | 0 | 0 | 0 | 0 | 0 | 0 | 0 | 0 | 0 | 0 | 0
| E7 | 0 | 0 | 0 | 0 | 0 | 0 | 0 | 0 | 0 | 0 | 0 | 0 | 0 | 0 | 0 | 0 | 0 | 0 | 0 | 0 | 0 | 0 | 0 | 0 | 0 | 0 | 0 | 0 | 0 | 0 | 0
| E8 | 0 | 0 | 0 | 0 | 0 | 0 | 0 | 0 | 0 | 0 | 0 | 0 | 0 | 0 | 0 | 0 | 0 | 0 | 0 | 0 | 0 | 0 | 0 | 0 | 0 | 0 | 0 | 0 | 0 | 0 | 0
| E9 | 0 | 0 | 0 | 0 | 0 | 0 | 0 | 0 | 0 | 0 | 0 | 0 | 0 | 0 | 0 | 0 | 0 | 0 | 0 | 0 | 0 | 0 | 0 | 0 | 0 | 0 | 0 | 0 | 0 | 0 | 0
| E10 | 0 | 0 | 0 | 0 | 0 | 0 | 0 | 0 | 0 | 0 | 0 | 0 | 0 | 0 | 0 | 0 | 0 | 0 | 0 | 0 | 0 | 0 | 0 | 0 | 0 | 0 | 0 | 0 | 0 | 0 | 0
| Vintage | 0 | 0 | 0 | 0 | 0 | 0 | 0 | 0 | 0 | 0 | 0 | 0 | 0 | 0 | 0 | 0 | 0 | 0 | 0 | 0 | 0 | 0 | 0 | 0 | 0 | 0 | 0 | 0 | 0 | 0 | 0
Stock for Switching
| Year | Year 0 | Year 1 | Year 2 | Year 3 | Year 4 | Year 5 | Year 6 | Year 7 | Year 8 | Year 9 | Year 10 | Year 11 | Year 12 | Year 13 | Year 14 | Year 15 | Year 16 | Year 17 | Year 18 | Year 19 | Year 20 | Year 21 | Year 22 | Year 23 | Year 24 | Year 25 | Year 26 | Year 27 | Year 28 | Year 29 | Year 30
| E1 | 0 | 0 | 0 | 0 | 0 | 0 | 0 | 0 | 0 | 0 | 0 | 0 | 0 | 0 | 0 | 0 | 0 | 0 | 0 | 0 | 0 | 0 | 0 | 0 | 0 | 0 | 0 | 0 | 0 | 0 | 0 | 0_E1_SysStock
| E2 | 0 | 0 | 0 | 0 | 0 | 0 | 0 | 0 | 0 | 0 | 0 | 0 | 0 | 0 | 0 | 0 | 0 | 0 | 0 | 0 | 0 | 0 | 0 | 0 | 0 | 0 | 0 | 0 | 0 | 0 | 0 | 0_E2_SysStock
| E3 | 0 | 0 | 0 | 0 | 0 | 0 | 0 | 0 | 0 | 0 | 0 | 0 | 0 | 0 | 0 | 0 | 0 | 0 | 0 | 0 | 0 | 0 | 0 | 0 | 0 | 0 | 0 | 0 | 0 | 0 | 0 | 0_E3_SysStock
| E4 | 0 | 0 | 0 | 0 | 0 | 0 | 0 | 0 | 0 | 0 | 0 | 0 | 0 | 0 | 0 | 0 | 0 | 0 | 0 | 0 | 0 | 0 | 0 | 0 | 0 | 0 | 0 | 0 | 0 | 0 | 0 | 0_E4_SysStock
| E5 | 0 | 0 | 0 | 0 | 0 | 0 | 0 | 0 | 0 | 0 | 0 | 0 | 0 | 0 | 0 | 0 | 0 | 0 | 0 | 0 | 0 | 0 | 0 | 0 | 0 | 0 | 0 | 0 | 0 | 0 | 0 | 0_E5_SysStock
| E6 | 0 | 0 | 0 | 0 | 0 | 0 | 0 | 0 | 0 | 0 | 0 | 0 | 0 | 0 | 0 | 0 | 0 | 0 | 0 | 0 | 0 | 0 | 0 | 0 | 0 | 0 | 0 | 0 | 0 | 0 | 0 | 0_E6_SysStock
| E7 | 0 | 0 | 0 | 0 | 0 | 0 | 0 | 0 | 0 | 0 | 0 | 0 | 0 | 0 | 0 | 0 | 0 | 0 | 0 | 0 | 0 | 0 | 0 | 0 | 0 | 0 | 0 | 0 | 0 | 0 | 0 | 0_E7_SysStock
| E8 | 0 | 0 | 0 | 0 | 0 | 0 | 0 | 0 | 0 | 0 | 0 | 0 | 0 | 0 | 0 | 0 | 0 | 0 | 0 | 0 | 0 | 0 | 0 | 0 | 0 | 0 | 0 | 0 | 0 | 0 | 0 | 0_E8_SysStock
| E9 | 0 | 0 | 0 | 0 | 0 | 0 | 0 | 0 | 0 | 0 | 0 | 0 | 0 | 0 | 0 | 0 | 0 | 0 | 0 | 0 | 0 | 0 | 0 | 0 | 0 | 0 | 0 | 0 | 0 | 0 | 0 | 0_E9_SysStock
| E10 | 0 | 0 | 0 | 0 | 0 | 0 | 0 | 0 | 0 | 0 | 0 | 0 | 0 | 0 | 0 | 0 | 0 | 0 | 0 | 0 | 0 | 0 | 0 | 0 | 0 | 0 | 0 | 0 | 0 | 0 | 0 | 0_E10_SysStock
| Vintage | 0 | 0 | 0 | 0 | 0 | 0 | 0 | 0 | 0 | 0 | 0 | 0 | 0 | 0 | 0 | 0 | 0 | 0 | 0 | 0 | 0 | 0 | 0 | 0 | 0 | 0 | 0 | 0 | 0 | 0 | 0 | 0_Vintage_SysStock
Tech Forecast Purchases
| Year | Year 0 | Year 1 | Year 2 | Year 3 | Year 4 | Year 5 | Year 6 | Year 7 | Year 8 | Year 9 | Year 10 | Year 11 | Year 12 | Year 13 | Year 14 | Year 15 | Year 16 | Year 17 | Year 18 | Year 19 | Year 20 | Year 21 | Year 22 | Year 23 | Year 24 | Year 25 | Year 26 | Year 27 | Year 28 | Year 29 | Year 30
| E1 | 0 | 0 | 0 | 0 | 0 | 0 | 0 | 0 | 0 | 0 | 0 | 0 | 0 | 0 | 0 | 0 | 0 | 0 | 0 | 0 | 0 | 0 | 0 | 0 | 0 | 0 | 0 | 0 | 0 | 0 | 0
| E2 | 0 | 0 | 0 | 0 | 0 | 0 | 0 | 0 | 0 | 0 | 0 | 0 | 0 | 0 | 0 | 0 | 0 | 0 | 0 | 0 | 0 | 0 | 0 | 0 | 0 | 0 | 0 | 0 | 0 | 0 | 0
| E3 | 0 | 0 | 0 | 0 | 0 | 0 | 0 | 0 | 0 | 0 | 0 | 0 | 0 | 0 | 0 | 0 | 0 | 0 | 0 | 0 | 0 | 0 | 0 | 0 | 0 | 0 | 0 | 0 | 0 | 0 | 0
| E4 | 0 | 0 | 0 | 0 | 0 | 0 | 0 | 0 | 0 | 0 | 0 | 0 | 0 | 0 | 0 | 0 | 0 | 0 | 0 | 0 | 0 | 0 | 0 | 0 | 0 | 0 | 0 | 0 | 0 | 0 | 0
| E5 | 0 | 0 | 0 | 0 | 0 | 0 | 0 | 0 | 0 | 0 | 0 | 0 | 0 | 0 | 0 | 0 | 0 | 0 | 0 | 0 | 0 | 0 | 0 | 0 | 0 | 0 | 0 | 0 | 0 | 0 | 0
| E6 | 0 | 0 | 0 | 0 | 0 | 0 | 0 | 0 | 0 | 0 | 0 | 0 | 0 | 0 | 0 | 0 | 0 | 0 | 0 | 0 | 0 | 0 | 0 | 0 | 0 | 0 | 0 | 0 | 0 | 0 | 0
| E7 | 0 | 0 | 0 | 0 | 0 | 0 | 0 | 0 | 0 | 0 | 0 | 0 | 0 | 0 | 0 | 0 | 0 | 0 | 0 | 0 | 0 | 0 | 0 | 0 | 0 | 0 | 0 | 0 | 0 | 0 | 0
| E8 | 0 | 0 | 0 | 0 | 0 | 0 | 0 | 0 | 0 | 0 | 0 | 0 | 0 | 0 | 0 | 0 | 0 | 0 | 0 | 0 | 0 | 0 | 0 | 0 | 0 | 0 | 0 | 0 | 0 | 0 | 0
| E9 | 0 | 0 | 0 | 0 | 0 | 0 | 0 | 0 | 0 | 0 | 0 | 0 | 0 | 0 | 0 | 0 | 0 | 0 | 0 | 0 | 0 | 0 | 0 | 0 | 0 | 0 | 0 | 0 | 0 | 0 | 0
| E10 | 0 | 0 | 0 | 0 | 0 | 0 | 0 | 0 | 0 | 0 | 0 | 0 | 0 | 0 | 0 | 0 | 0 | 0 | 0 | 0 | 0 | 0 | 0 | 0 | 0 | 0 | 0 | 0 | 0 | 0 | 0
Potential to Switch
| Year | Year 0 | Year 1 | Year 2 | Year 3 | Year 4 | Year 5 | Year 6 | Year 7 | Year 8 | Year 9 | Year 10 | Year 11 | Year 12 | Year 13 | Year 14 | Year 15 | Year 16 | Year 17 | Year 18 | Year 19 | Year 20 | Year 21 | Year 22 | Year 23 | Year 24 | Year 25 | Year 26 | Year 27 | Year 28 | Year 29 | Year 30
| E1 | 0 | 0 | 0 | 0 | 0 | 0 | 0 | 0 | 0 | 0 | 0 | 0 | 0 | 0 | 0 | 0 | 0 | 0 | 0 | 0 | 0 | 0 | 0 | 0 | 0 | 0 | 0 | 0 | 0 | 0 | 0 | 0_E1_Switched Out
| E2 | 0 | 0 | 0 | 0 | 0 | 0 | 0 | 0 | 0 | 0 | 0 | 0 | 0 | 0 | 0 | 0 | 0 | 0 | 0 | 0 | 0 | 0 | 0 | 0 | 0 | 0 | 0 | 0 | 0 | 0 | 0 | 0_E2_Switched Out
| E3 | 0 | 0 | 0 | 0 | 0 | 0 | 0 | 0 | 0 | 0 | 0 | 0 | 0 | 0 | 0 | 0 | 0 | 0 | 0 | 0 | 0 | 0 | 0 | 0 | 0 | 0 | 0 | 0 | 0 | 0 | 0 | 0_E3_Switched Out
| E4 | 0 | 0 | 0 | 0 | 0 | 0 | 0 | 0 | 0 | 0 | 0 | 0 | 0 | 0 | 0 | 0 | 0 | 0 | 0 | 0 | 0 | 0 | 0 | 0 | 0 | 0 | 0 | 0 | 0 | 0 | 0 | 0_E4_Switched Out
| E5 | 0 | 0 | 0 | 0 | 0 | 0 | 0 | 0 | 0 | 0 | 0 | 0 | 0 | 0 | 0 | 0 | 0 | 0 | 0 | 0 | 0 | 0 | 0 | 0 | 0 | 0 | 0 | 0 | 0 | 0 | 0 | 0_E5_Switched Out
| E6 | 0 | 0 | 0 | 0 | 0 | 0 | 0 | 0 | 0 | 0 | 0 | 0 | 0 | 0 | 0 | 0 | 0 | 0 | 0 | 0 | 0 | 0 | 0 | 0 | 0 | 0 | 0 | 0 | 0 | 0 | 0 | 0_E6_Switched Out
| E7 | 0 | 0 | 0 | 0 | 0 | 0 | 0 | 0 | 0 | 0 | 0 | 0 | 0 | 0 | 0 | 0 | 0 | 0 | 0 | 0 | 0 | 0 | 0 | 0 | 0 | 0 | 0 | 0 | 0 | 0 | 0 | 0_E7_Switched Out
| E8 | 0 | 0 | 0 | 0 | 0 | 0 | 0 | 0 | 0 | 0 | 0 | 0 | 0 | 0 | 0 | 0 | 0 | 0 | 0 | 0 | 0 | 0 | 0 | 0 | 0 | 0 | 0 | 0 | 0 | 0 | 0 | 0_E8_Switched Out
| E9 | 0 | 0 | 0 | 0 | 0 | 0 | 0 | 0 | 0 | 0 | 0 | 0 | 0 | 0 | 0 | 0 | 0 | 0 | 0 | 0 | 0 | 0 | 0 | 0 | 0 | 0 | 0 | 0 | 0 | 0 | 0 | 0_E9_Switched Out
| E10 | 0 | 0 | 0 | 0 | 0 | 0 | 0 | 0 | 0 | 0 | 0 | 0 | 0 | 0 | 0 | 0 | 0 | 0 | 0 | 0 | 0 | 0 | 0 | 0 | 0 | 0 | 0 | 0 | 0 | 0 | 0 | 0_E10_Switched Out
Units Out
| E1 | 0 | 0 | 0 | 0 | 0 | 0 | 0 | 0 | 0 | 0 | 0 | 0 | 0 | 0 | 0 | 0 | 0 | 0 | 0 | 0 | 0 | 0 | 0 | 0 | 0 | 0 | 0 | 0 | 0 | 0 | 0
| E2 | 0 | 0 | 0 | 0 | 0 | 0 | 0 | 0 | 0 | 0 | 0 | 0 | 0 | 0 | 0 | 0 | 0 | 0 | 0 | 0 | 0 | 0 | 0 | 0 | 0 | 0 | 0 | 0 | 0 | 0 | 0
| E3 | 0 | 0 | 0 | 0 | 0 | 0 | 0 | 0 | 0 | 0 | 0 | 0 | 0 | 0 | 0 | 0 | 0 | 0 | 0 | 0 | 0 | 0 | 0 | 0 | 0 | 0 | 0 | 0 | 0 | 0 | 0
| E4 | 0 | 0 | 0 | 0 | 0 | 0 | 0 | 0 | 0 | 0 | 0 | 0 | 0 | 0 | 0 | 0 | 0 | 0 | 0 | 0 | 0 | 0 | 0 | 0 | 0 | 0 | 0 | 0 | 0 | 0 | 0
| E5 | 0 | 0 | 0 | 0 | 0 | 0 | 0 | 0 | 0 | 0 | 0 | 0 | 0 | 0 | 0 | 0 | 0 | 0 | 0 | 0 | 0 | 0 | 0 | 0 | 0 | 0 | 0 | 0 | 0 | 0 | 0
| E6 | 0 | 0 | 0 | 0 | 0 | 0 | 0 | 0 | 0 | 0 | 0 | 0 | 0 | 0 | 0 | 0 | 0 | 0 | 0 | 0 | 0 | 0 | 0 | 0 | 0 | 0 | 0 | 0 | 0 | 0 | 0
| E7 | 0 | 0 | 0 | 0 | 0 | 0 | 0 | 0 | 0 | 0 | 0 | 0 | 0 | 0 | 0 | 0 | 0 | 0 | 0 | 0 | 0 | 0 | 0 | 0 | 0 | 0 | 0 | 0 | 0 | 0 | 0
| E8 | 0 | 0 | 0 | 0 | 0 | 0 | 0 | 0 | 0 | 0 | 0 | 0 | 0 | 0 | 0 | 0 | 0 | 0 | 0 | 0 | 0 | 0 | 0 | 0 | 0 | 0 | 0 | 0 | 0 | 0 | 0
| E9 | 0 | 0 | 0 | 0 | 0 | 0 | 0 | 0 | 0 | 0 | 0 | 0 | 0 | 0 | 0 | 0 | 0 | 0 | 0 | 0 | 0 | 0 | 0 | 0 | 0 | 0 | 0 | 0 | 0 | 0 | 0
| E10 | 0 | 0 | 0 | 0 | 0 | 0 | 0 | 0 | 0 | 0 | 0 | 0 | 0 | 0 | 0 | 0 | 0 | 0 | 0 | 0 | 0 | 0 | 0 | 0 | 0 | 0 | 0 | 0 | 0 | 0 | 0
| Vintage | 0 | 0 | 0 | 0 | 0 | 0 | 0 | 0 | 0 | 0 | 0 | 0 | 0 | 0 | 0 | 0 | 0 | 0 | 0 | 0 | 0 | 0 | 0 | 0 | 0 | 0 | 0 | 0 | 0 | 0 | 0
Tech Purchase Shares
| Year | Year 0 | Year 1 | Year 2 | Year 3 | Year 4 | Year 5 | Year 6 | Year 7 | Year 8 | Year 9 | Year 10 | Year 11 | Year 12 | Year 13 | Year 14 | Year 15 | Year 16 | Year 17 | Year 18 | Year 19 | Year 20 | Year 21 | Year 22 | Year 23 | Year 24 | Year 25 | Year 26 | Year 27 | Year 28 | Year 29 | Year 30
E1 | bar: Year 0 to Year 30
E2 | bar: Year 0 to Year 30
E3 | bar: Year 0 to Year 30
E4 | bar: Year 0 to Year 30
E5 | bar: Year 0 to Year 30
E6 | bar: Year 0 to Year 30
E7 | bar: Year 0 to Year 30
E8 | bar: Year 0 to Year 30
E9 | bar: Year 0 to Year 30
E10 | bar: Year 0 to Year 30
Units In from Switching
| E1 | 0 | 0 | 0 | 0 | 0 | 0 | 0 | 0 | 0 | 0 | 0 | 0 | 0 | 0 | 0 | 0 | 0 | 0 | 0 | 0 | 0 | 0 | 0 | 0 | 0 | 0 | 0 | 0 | 0 | 0 | 0
| E2 | 0 | 0 | 0 | 0 | 0 | 0 | 0 | 0 | 0 | 0 | 0 | 0 | 0 | 0 | 0 | 0 | 0 | 0 | 0 | 0 | 0 | 0 | 0 | 0 | 0 | 0 | 0 | 0 | 0 | 0 | 0
| E3 | 0 | 0 | 0 | 0 | 0 | 0 | 0 | 0 | 0 | 0 | 0 | 0 | 0 | 0 | 0 | 0 | 0 | 0 | 0 | 0 | 0 | 0 | 0 | 0 | 0 | 0 | 0 | 0 | 0 | 0 | 0
| E4 | 0 | 0 | 0 | 0 | 0 | 0 | 0 | 0 | 0 | 0 | 0 | 0 | 0 | 0 | 0 | 0 | 0 | 0 | 0 | 0 | 0 | 0 | 0 | 0 | 0 | 0 | 0 | 0 | 0 | 0 | 0
| E5 | 0 | 0 | 0 | 0 | 0 | 0 | 0 | 0 | 0 | 0 | 0 | 0 | 0 | 0 | 0 | 0 | 0 | 0 | 0 | 0 | 0 | 0 | 0 | 0 | 0 | 0 | 0 | 0 | 0 | 0 | 0
| E6 | 0 | 0 | 0 | 0 | 0 | 0 | 0 | 0 | 0 | 0 | 0 | 0 | 0 | 0 | 0 | 0 | 0 | 0 | 0 | 0 | 0 | 0 | 0 | 0 | 0 | 0 | 0 | 0 | 0 | 0 | 0
| E7 | 0 | 0 | 0 | 0 | 0 | 0 | 0 | 0 | 0 | 0 | 0 | 0 | 0 | 0 | 0 | 0 | 0 | 0 | 0 | 0 | 0 | 0 | 0 | 0 | 0 | 0 | 0 | 0 | 0 | 0 | 0
| E8 | 0 | 0 | 0 | 0 | 0 | 0 | 0 | 0 | 0 | 0 | 0 | 0 | 0 | 0 | 0 | 0 | 0 | 0 | 0 | 0 | 0 | 0 | 0 | 0 | 0 | 0 | 0 | 0 | 0 | 0 | 0
| E9 | 0 | 0 | 0 | 0 | 0 | 0 | 0 | 0 | 0 | 0 | 0 | 0 | 0 | 0 | 0 | 0 | 0 | 0 | 0 | 0 | 0 | 0 | 0 | 0 | 0 | 0 | 0 | 0 | 0 | 0 | 0
| E10 | 0 | 0 | 0 | 0 | 0 | 0 | 0 | 0 | 0 | 0 | 0 | 0 | 0 | 0 | 0 | 0 | 0 | 0 | 0 | 0 | 0 | 0 | 0 | 0 | 0 | 0 | 0 | 0 | 0 | 0 | 0
| Vintage | 0 | 0 | 0 | 0 | 0 | 0 | 0 | 0 | 0 | 0 | 0 | 0 | 0 | 0 | 0 | 0 | 0 | 0 | 0 | 0 | 0 | 0 | 0 | 0 | 0 | 0 | 0 | 0 | 0 | 0 | 0
Net Change
| Year | Year 0 | Year 1 | Year 2 | Year 3 | Year 4 | Year 5 | Year 6 | Year 7 | Year 8 | Year 9 | Year 10 | Year 11 | Year 12 | Year 13 | Year 14 | Year 15 | Year 16 | Year 17 | Year 18 | Year 19 | Year 20 | Year 21 | Year 22 | Year 23 | Year 24 | Year 25 | Year 26 | Year 27 | Year 28 | Year 29 | Year 30 | Key
| Units | 0 | 0 | 0 | 0 | 0 | 0 | 0 | 0 | 0 | 0 | 0 | 0 | 0 | 0 | 0 | 0 | 0 | 0 | 0 | 0 | 0 | 0 | 0 | 0 | 0 | 0 | 0 | 0 | 0 | 0 | 0 | 0_Units |  |  |  |  | 301957.8232
| Usage | 0 | 0 | 0 | 0 | 0 | 0 | 0 | 0 | 0 | 0 | 0 | 0 | 0 | 0 | 0 | 0 | 0 | 0 | 0 | 0 | 0 | 0 | 0 | 0 | 0 | 0 | 0 | 0 | 0 | 0 | 0 | 0_Usage |  |  |  |  | 1698.6543
| Peak Demand (S) | 0 | 0 | 0 | 0 | 0 | 0 | 0 | 0 | 0 | 0 | 0 | 0 | 0 | 0 | 0 | 0 | 0 | 0 | 0 | 0 | 0 | 0 | 0 | 0 | 0 | 0 | 0 | 0 | 0 | 0 | 0 | 0_Peak Demand (S) |  |  |  |  | 0
| Peak Demand (W) | 0 | 0 | 0 | 0 | 0 | 0 | 0 | 0 | 0 | 0 | 0 | 0 | 0 | 0 | 0 | 0 | 0 | 0 | 0 | 0 | 0 | 0 | 0 | 0 | 0 | 0 | 0 | 0 | 0 | 0 | 0 | 0_Peak Demand (W) |  |  |  |  | 884.6119
| Turnover | 0 | 0 | 0 | 0 | 0 | 0 | 0 | 0 | 0 | 0 | 0 | 0 | 0 | 0 | 0 | 0 | 0 | 0 | 0 | 0 | 0 | 0 | 0 | 0 | 0 | 0 | 0 | 0 | 0 | 0 | 0 | 0_Turnover |  |  |  |  | 6885.4476
| Avg. Replacement Usage | 0 | 0 | 0 | 0 | 0 | 0 | 0 | 0 | 0 | 0 | 0 | 0 | 0 | 0 | 0 | 0 | 0 | 0 | 0 | 0 | 0 | 0 | 0 | 0 | 0 | 0 | 0 | 0 | 0 | 0 | 0 | 0_Avg. Replacement Usage |  |  |  |  | 5638.8522
| Avg. Replacement Demand (S) | 0 | 0 | 0 | 0 | 0 | 0 | 0 | 0 | 0 | 0 | 0 | 0 | 0 | 0 | 0 | 0 | 0 | 0 | 0 | 0 | 0 | 0 | 0 | 0 | 0 | 0 | 0 | 0 | 0 | 0 | 0 | 0_Avg. Replacement Demand (S) |  |  |  |  | 0
| Avg. Replacement Demand (W) | 0 | 0 | 0 | 0 | 0 | 0 | 0 | 0 | 0 | 0 | 0 | 0 | 0 | 0 | 0 | 0 | 0 | 0 | 0 | 0 | 0 | 0 | 0 | 0 | 0 | 0 | 0 | 0 | 0 | 0 | 0 | 0_Avg. Replacement Demand (W) |  |  |  |  | 2.9366
Purchases
| Year | Year 0 | Year 1 | Year 2 | Year 3 | Year 4 | Year 5 | Year 6 | Year 7 | Year 8 | Year 9 | Year 10 | Year 11 | Year 12 | Year 13 | Year 14 | Year 15 | Year 16 | Year 17 | Year 18 | Year 19 | Year 20 | Year 21 | Year 22 | Year 23 | Year 24 | Year 25 | Year 26 | Year 27 | Year 28 | Year 29 | Year 30
| E1 | 0 | 0 | 0 | 0 | 0 | 0 | 0 | 0 | 0 | 0 | 0 | 0 | 0 | 0 | 0 | 0 | 0 | 0 | 0 | 0 | 0 | 0 | 0 | 0 | 0 | 0 | 0 | 0 | 0 | 0 | 0 | 0_E1_Purchases |  |  |  |  | 6885.4476
| E2 | 0 | 0 | 0 | 0 | 0 | 0 | 0 | 0 | 0 | 0 | 0 | 0 | 0 | 0 | 0 | 0 | 0 | 0 | 0 | 0 | 0 | 0 | 0 | 0 | 0 | 0 | 0 | 0 | 0 | 0 | 0 | 0_E2_Purchases |  |  |  |  | 0
| E3 | 0 | 0 | 0 | 0 | 0 | 0 | 0 | 0 | 0 | 0 | 0 | 0 | 0 | 0 | 0 | 0 | 0 | 0 | 0 | 0 | 0 | 0 | 0 | 0 | 0 | 0 | 0 | 0 | 0 | 0 | 0 | 0_E3_Purchases |  |  |  |  | 0
| E4 | 0 | 0 | 0 | 0 | 0 | 0 | 0 | 0 | 0 | 0 | 0 | 0 | 0 | 0 | 0 | 0 | 0 | 0 | 0 | 0 | 0 | 0 | 0 | 0 | 0 | 0 | 0 | 0 | 0 | 0 | 0 | 0_E4_Purchases |  |  |  |  | 0
| E5 | 0 | 0 | 0 | 0 | 0 | 0 | 0 | 0 | 0 | 0 | 0 | 0 | 0 | 0 | 0 | 0 | 0 | 0 | 0 | 0 | 0 | 0 | 0 | 0 | 0 | 0 | 0 | 0 | 0 | 0 | 0 | 0_E5_Purchases |  |  |  |  | 0
| E6 | 0 | 0 | 0 | 0 | 0 | 0 | 0 | 0 | 0 | 0 | 0 | 0 | 0 | 0 | 0 | 0 | 0 | 0 | 0 | 0 | 0 | 0 | 0 | 0 | 0 | 0 | 0 | 0 | 0 | 0 | 0 | 0_E6_Purchases |  |  |  |  | 0
| E7 | 0 | 0 | 0 | 0 | 0 | 0 | 0 | 0 | 0 | 0 | 0 | 0 | 0 | 0 | 0 | 0 | 0 | 0 | 0 | 0 | 0 | 0 | 0 | 0 | 0 | 0 | 0 | 0 | 0 | 0 | 0 | 0_E7_Purchases |  |  |  |  | 0
| E8 | 0 | 0 | 0 | 0 | 0 | 0 | 0 | 0 | 0 | 0 | 0 | 0 | 0 | 0 | 0 | 0 | 0 | 0 | 0 | 0 | 0 | 0 | 0 | 0 | 0 | 0 | 0 | 0 | 0 | 0 | 0 | 0_E8_Purchases |  |  |  |  | 0
| E9 | 0 | 0 | 0 | 0 | 0 | 0 | 0 | 0 | 0 | 0 | 0 | 0 | 0 | 0 | 0 | 0 | 0 | 0 | 0 | 0 | 0 | 0 | 0 | 0 | 0 | 0 | 0 | 0 | 0 | 0 | 0 | 0_E9_Purchases |  |  |  |  | 0
| E10 | 0 | 0 | 0 | 0 | 0 | 0 | 0 | 0 | 0 | 0 | 0 | 0 | 0 | 0 | 0 | 0 | 0 | 0 | 0 | 0 | 0 | 0 | 0 | 0 | 0 | 0 | 0 | 0 | 0 | 0 | 0 | 0_E10_Purchases |  |  |  |  | 0
Stock
| Year | Year 0 | Year 1 | Year 2 | Year 3 | Year 4 | Year 5 | Year 6 | Year 7 | Year 8 | Year 9 | Year 10 | Year 11 | Year 12 | Year 13 | Year 14 | Year 15 | Year 16 | Year 17 | Year 18 | Year 19 | Year 20 | Year 21 | Year 22 | Year 23 | Year 24 | Year 25 | Year 26 | Year 27 | Year 28 | Year 29 | Year 30
| E1 | 0 | 0 | 0 | 0 | 0 | 0 | 0 | 0 | 0 | 0 | 0 | 0 | 0 | 0 | 0 | 0 | 0 | 0 | 0 | 0 | 0 | 0 | 0 | 0 | 0 | 0 | 0 | 0 | 0 | 0 | 0 | 0_E1_Stock |  |  |  |  | 13576.6093
| E2 | 0 | 0 | 0 | 0 | 0 | 0 | 0 | 0 | 0 | 0 | 0 | 0 | 0 | 0 | 0 | 0 | 0 | 0 | 0 | 0 | 0 | 0 | 0 | 0 | 0 | 0 | 0 | 0 | 0 | 0 | 0 | 0_E2_Stock |  |  |  |  | 0
| E3 | 0 | 0 | 0 | 0 | 0 | 0 | 0 | 0 | 0 | 0 | 0 | 0 | 0 | 0 | 0 | 0 | 0 | 0 | 0 | 0 | 0 | 0 | 0 | 0 | 0 | 0 | 0 | 0 | 0 | 0 | 0 | 0_E3_Stock |  |  |  |  | 0
| E4 | 0 | 0 | 0 | 0 | 0 | 0 | 0 | 0 | 0 | 0 | 0 | 0 | 0 | 0 | 0 | 0 | 0 | 0 | 0 | 0 | 0 | 0 | 0 | 0 | 0 | 0 | 0 | 0 | 0 | 0 | 0 | 0_E4_Stock |  |  |  |  | 0
| E5 | 0 | 0 | 0 | 0 | 0 | 0 | 0 | 0 | 0 | 0 | 0 | 0 | 0 | 0 | 0 | 0 | 0 | 0 | 0 | 0 | 0 | 0 | 0 | 0 | 0 | 0 | 0 | 0 | 0 | 0 | 0 | 0_E5_Stock |  |  |  |  | 0
| E6 | 0 | 0 | 0 | 0 | 0 | 0 | 0 | 0 | 0 | 0 | 0 | 0 | 0 | 0 | 0 | 0 | 0 | 0 | 0 | 0 | 0 | 0 | 0 | 0 | 0 | 0 | 0 | 0 | 0 | 0 | 0 | 0_E6_Stock |  |  |  |  | 0
| E7 | 0 | 0 | 0 | 0 | 0 | 0 | 0 | 0 | 0 | 0 | 0 | 0 | 0 | 0 | 0 | 0 | 0 | 0 | 0 | 0 | 0 | 0 | 0 | 0 | 0 | 0 | 0 | 0 | 0 | 0 | 0 | 0_E7_Stock |  |  |  |  | 0
| E8 | 0 | 0 | 0 | 0 | 0 | 0 | 0 | 0 | 0 | 0 | 0 | 0 | 0 | 0 | 0 | 0 | 0 | 0 | 0 | 0 | 0 | 0 | 0 | 0 | 0 | 0 | 0 | 0 | 0 | 0 | 0 | 0_E8_Stock |  |  |  |  | 0
| E9 | 0 | 0 | 0 | 0 | 0 | 0 | 0 | 0 | 0 | 0 | 0 | 0 | 0 | 0 | 0 | 0 | 0 | 0 | 0 | 0 | 0 | 0 | 0 | 0 | 0 | 0 | 0 | 0 | 0 | 0 | 0 | 0_E9_Stock |  |  |  |  | 0
| E10 | 0 | 0 | 0 | 0 | 0 | 0 | 0 | 0 | 0 | 0 | 0 | 0 | 0 | 0 | 0 | 0 | 0 | 0 | 0 | 0 | 0 | 0 | 0 | 0 | 0 | 0 | 0 | 0 | 0 | 0 | 0 | 0_E10_Stock |  |  |  |  | 0
| Vintage | 0 | 0 | 0 | 0 | 0 | 0 | 0 | 0 | 0 | 0 | 0 | 0 | 0 | 0 | 0 | 0 | 0 | 0 | 0 | 0 | 0 | 0 | 0 | 0 | 0 | 0 | 0 | 0 | 0 | 0 | 0 | 0_Vintage_Stock |  |  |  |  | 288381.2139
S1C5 |  | Year 0: System 1 Technology 5
Technology Variables
| Tech Key | Year 0: 0
| Peak Factor (S) | Year 0: 0
| Peak Factor (W) | Year 0: 0
| Min Vintage Lifetime | Year 0: 0
| Max Vintage Lifetime | Year 0: 0
| Turnover Style | Year 0: 0
Technology Variables
| Equipment | Year 0: Label; Year 1: Min Lifetime; Year 2: Max Lifetime; Year 3: Degradation; Year 4: Usage; Year 5: Available
| E1 | Year 1: 0; Year 2: 0; Year 3: 0%; Year 4: 0; Year 5: FALSE
| E2 | Year 1: 0; Year 2: 0; Year 3: 0%; Year 4: 0; Year 5: FALSE
| E3 | Year 1: 0; Year 2: 0; Year 3: 0%; Year 4: 0; Year 5: FALSE
| E4 | Year 1: 0; Year 2: 0; Year 3: 0%; Year 4: 0; Year 5: FALSE
| E5 | Year 1: 0; Year 2: 0; Year 3: 0%; Year 4: 0; Year 5: FALSE
| E6 | Year 1: 0; Year 2: 0; Year 3: 0%; Year 4: 0; Year 5: FALSE
| E7 | Year 1: 0; Year 2: 0; Year 3: 0%; Year 4: 0; Year 5: FALSE
| E8 | Year 1: 0; Year 2: 0; Year 3: 0%; Year 4: 0; Year 5: FALSE
| E9 | Year 1: 0; Year 2: 0; Year 3: 0%; Year 4: 0; Year 5: FALSE
| E10 | Year 1: 0; Year 2: 0; Year 3: 0%; Year 4: 0; Year 5: FALSE
Original Forecast Results
| Year | Year 0 | Year 1 | Year 2 | Year 3 | Year 4 | Year 5 | Year 6 | Year 7 | Year 8 | Year 9 | Year 10 | Year 11 | Year 12 | Year 13 | Year 14 | Year 15 | Year 16 | Year 17 | Year 18 | Year 19 | Year 20 | Year 21 | Year 22 | Year 23 | Year 24 | Year 25 | Year 26 | Year 27 | Year 28 | Year 29 | Year 30 | Key
| Units | 0 | 0 | 0 | 0 | 0 | 0 | 0 | 0 | 0 | 0 | 0 | 0 | 0 | 0 | 0 | 0 | 0 | 0 | 0 | 0 | 0 | 0 | 0 | 0 | 0 | 0 | 0 | 0 | 0 | 0 | 0 | #REF! |  |  |  |  | 301957.8232
| Usage | 0 | 0 | 0 | 0 | 0 | 0 | 0 | 0 | 0 | 0 | 0 | 0 | 0 | 0 | 0 | 0 | 0 | 0 | 0 | 0 | 0 | 0 | 0 | 0 | 0 | 0 | 0 | 0 | 0 | 0 | 0 | #REF! |  |  |  |  | 1698.6543
| Peak Demand (S) | 0 | 0 | 0 | 0 | 0 | 0 | 0 | 0 | 0 | 0 | 0 | 0 | 0 | 0 | 0 | 0 | 0 | 0 | 0 | 0 | 0 | 0 | 0 | 0 | 0 | 0 | 0 | 0 | 0 | 0 | 0 | #REF! |  |  |  |  | 0
| Peak Demand (W) | 0 | 0 | 0 | 0 | 0 | 0 | 0 | 0 | 0 | 0 | 0 | 0 | 0 | 0 | 0 | 0 | 0 | 0 | 0 | 0 | 0 | 0 | 0 | 0 | 0 | 0 | 0 | 0 | 0 | 0 | 0 | #REF! |  |  |  |  | 884.6119
| Turnover | 0 | 0 | 0 | 0 | 0 | 0 | 0 | 0 | 0 | 0 | 0 | 0 | 0 | 0 | 0 | 0 | 0 | 0 | 0 | 0 | 0 | 0 | 0 | 0 | 0 | 0 | 0 | 0 | 0 | 0 | 0 | #REF! |  |  |  |  | 6885.4476
| Avg. Replacement Usage | 0 | 0 | 0 | 0 | 0 | 0 | 0 | 0 | 0 | 0 | 0 | 0 | 0 | 0 | 0 | 0 | 0 | 0 | 0 | 0 | 0 | 0 | 0 | 0 | 0 | 0 | 0 | 0 | 0 | 0 | 0 | #REF! |  |  |  |  | 5638.8522
| Avg. Replacement Demand (S) | 0 | 0 | 0 | 0 | 0 | 0 | 0 | 0 | 0 | 0 | 0 | 0 | 0 | 0 | 0 | 0 | 0 | 0 | 0 | 0 | 0 | 0 | 0 | 0 | 0 | 0 | 0 | 0 | 0 | 0 | 0 | #REF! |  |  |  |  | 0
| Avg. Replacement Demand (W) | 0 | 0 | 0 | 0 | 0 | 0 | 0 | 0 | 0 | 0 | 0 | 0 | 0 | 0 | 0 | 0 | 0 | 0 | 0 | 0 | 0 | 0 | 0 | 0 | 0 | 0 | 0 | 0 | 0 | 0 | 0 | #REF! |  |  |  |  | 2.9366
Tech Forecast Stock
| Year | Year 0 | Year 1 | Year 2 | Year 3 | Year 4 | Year 5 | Year 6 | Year 7 | Year 8 | Year 9 | Year 10 | Year 11 | Year 12 | Year 13 | Year 14 | Year 15 | Year 16 | Year 17 | Year 18 | Year 19 | Year 20 | Year 21 | Year 22 | Year 23 | Year 24 | Year 25 | Year 26 | Year 27 | Year 28 | Year 29 | Year 30
| E1 | 0 | 0 | 0 | 0 | 0 | 0 | 0 | 0 | 0 | 0 | 0 | 0 | 0 | 0 | 0 | 0 | 0 | 0 | 0 | 0 | 0 | 0 | 0 | 0 | 0 | 0 | 0 | 0 | 0 | 0 | 0
| E2 | 0 | 0 | 0 | 0 | 0 | 0 | 0 | 0 | 0 | 0 | 0 | 0 | 0 | 0 | 0 | 0 | 0 | 0 | 0 | 0 | 0 | 0 | 0 | 0 | 0 | 0 | 0 | 0 | 0 | 0 | 0
| E3 | 0 | 0 | 0 | 0 | 0 | 0 | 0 | 0 | 0 | 0 | 0 | 0 | 0 | 0 | 0 | 0 | 0 | 0 | 0 | 0 | 0 | 0 | 0 | 0 | 0 | 0 | 0 | 0 | 0 | 0 | 0
| E4 | 0 | 0 | 0 | 0 | 0 | 0 | 0 | 0 | 0 | 0 | 0 | 0 | 0 | 0 | 0 | 0 | 0 | 0 | 0 | 0 | 0 | 0 | 0 | 0 | 0 | 0 | 0 | 0 | 0 | 0 | 0
| E5 | 0 | 0 | 0 | 0 | 0 | 0 | 0 | 0 | 0 | 0 | 0 | 0 | 0 | 0 | 0 | 0 | 0 | 0 | 0 | 0 | 0 | 0 | 0 | 0 | 0 | 0 | 0 | 0 | 0 | 0 | 0
| E6 | 0 | 0 | 0 | 0 | 0 | 0 | 0 | 0 | 0 | 0 | 0 | 0 | 0 | 0 | 0 | 0 | 0 | 0 | 0 | 0 | 0 | 0 | 0 | 0 | 0 | 0 | 0 | 0 | 0 | 0 | 0
| E7 | 0 | 0 | 0 | 0 | 0 | 0 | 0 | 0 | 0 | 0 | 0 | 0 | 0 | 0 | 0 | 0 | 0 | 0 | 0 | 0 | 0 | 0 | 0 | 0 | 0 | 0 | 0 | 0 | 0 | 0 | 0
| E8 | 0 | 0 | 0 | 0 | 0 | 0 | 0 | 0 | 0 | 0 | 0 | 0 | 0 | 0 | 0 | 0 | 0 | 0 | 0 | 0 | 0 | 0 | 0 | 0 | 0 | 0 | 0 | 0 | 0 | 0 | 0
| E9 | 0 | 0 | 0 | 0 | 0 | 0 | 0 | 0 | 0 | 0 | 0 | 0 | 0 | 0 | 0 | 0 | 0 | 0 | 0 | 0 | 0 | 0 | 0 | 0 | 0 | 0 | 0 | 0 | 0 | 0 | 0
| E10 | 0 | 0 | 0 | 0 | 0 | 0 | 0 | 0 | 0 | 0 | 0 | 0 | 0 | 0 | 0 | 0 | 0 | 0 | 0 | 0 | 0 | 0 | 0 | 0 | 0 | 0 | 0 | 0 | 0 | 0 | 0
| Vintage | 0 | 0 | 0 | 0 | 0 | 0 | 0 | 0 | 0 | 0 | 0 | 0 | 0 | 0 | 0 | 0 | 0 | 0 | 0 | 0 | 0 | 0 | 0 | 0 | 0 | 0 | 0 | 0 | 0 | 0 | 0
Stock for Switching
| Year | Year 0 | Year 1 | Year 2 | Year 3 | Year 4 | Year 5 | Year 6 | Year 7 | Year 8 | Year 9 | Year 10 | Year 11 | Year 12 | Year 13 | Year 14 | Year 15 | Year 16 | Year 17 | Year 18 | Year 19 | Year 20 | Year 21 | Year 22 | Year 23 | Year 24 | Year 25 | Year 26 | Year 27 | Year 28 | Year 29 | Year 30
| E1 | 0 | 0 | 0 | 0 | 0 | 0 | 0 | 0 | 0 | 0 | 0 | 0 | 0 | 0 | 0 | 0 | 0 | 0 | 0 | 0 | 0 | 0 | 0 | 0 | 0 | 0 | 0 | 0 | 0 | 0 | 0 | 0_E1_SysStock
| E2 | 0 | 0 | 0 | 0 | 0 | 0 | 0 | 0 | 0 | 0 | 0 | 0 | 0 | 0 | 0 | 0 | 0 | 0 | 0 | 0 | 0 | 0 | 0 | 0 | 0 | 0 | 0 | 0 | 0 | 0 | 0 | 0_E2_SysStock
| E3 | 0 | 0 | 0 | 0 | 0 | 0 | 0 | 0 | 0 | 0 | 0 | 0 | 0 | 0 | 0 | 0 | 0 | 0 | 0 | 0 | 0 | 0 | 0 | 0 | 0 | 0 | 0 | 0 | 0 | 0 | 0 | 0_E3_SysStock
| E4 | 0 | 0 | 0 | 0 | 0 | 0 | 0 | 0 | 0 | 0 | 0 | 0 | 0 | 0 | 0 | 0 | 0 | 0 | 0 | 0 | 0 | 0 | 0 | 0 | 0 | 0 | 0 | 0 | 0 | 0 | 0 | 0_E4_SysStock
| E5 | 0 | 0 | 0 | 0 | 0 | 0 | 0 | 0 | 0 | 0 | 0 | 0 | 0 | 0 | 0 | 0 | 0 | 0 | 0 | 0 | 0 | 0 | 0 | 0 | 0 | 0 | 0 | 0 | 0 | 0 | 0 | 0_E5_SysStock
| E6 | 0 | 0 | 0 | 0 | 0 | 0 | 0 | 0 | 0 | 0 | 0 | 0 | 0 | 0 | 0 | 0 | 0 | 0 | 0 | 0 | 0 | 0 | 0 | 0 | 0 | 0 | 0 | 0 | 0 | 0 | 0 | 0_E6_SysStock
| E7 | 0 | 0 | 0 | 0 | 0 | 0 | 0 | 0 | 0 | 0 | 0 | 0 | 0 | 0 | 0 | 0 | 0 | 0 | 0 | 0 | 0 | 0 | 0 | 0 | 0 | 0 | 0 | 0 | 0 | 0 | 0 | 0_E7_SysStock
| E8 | 0 | 0 | 0 | 0 | 0 | 0 | 0 | 0 | 0 | 0 | 0 | 0 | 0 | 0 | 0 | 0 | 0 | 0 | 0 | 0 | 0 | 0 | 0 | 0 | 0 | 0 | 0 | 0 | 0 | 0 | 0 | 0_E8_SysStock
| E9 | 0 | 0 | 0 | 0 | 0 | 0 | 0 | 0 | 0 | 0 | 0 | 0 | 0 | 0 | 0 | 0 | 0 | 0 | 0 | 0 | 0 | 0 | 0 | 0 | 0 | 0 | 0 | 0 | 0 | 0 | 0 | 0_E9_SysStock
| E10 | 0 | 0 | 0 | 0 | 0 | 0 | 0 | 0 | 0 | 0 | 0 | 0 | 0 | 0 | 0 | 0 | 0 | 0 | 0 | 0 | 0 | 0 | 0 | 0 | 0 | 0 | 0 | 0 | 0 | 0 | 0 | 0_E10_SysStock
| Vintage | 0 | 0 | 0 | 0 | 0 | 0 | 0 | 0 | 0 | 0 | 0 | 0 | 0 | 0 | 0 | 0 | 0 | 0 | 0 | 0 | 0 | 0 | 0 | 0 | 0 | 0 | 0 | 0 | 0 | 0 | 0 | 0_Vintage_SysStock
Tech Forecast Purchases
| Year | Year 0 | Year 1 | Year 2 | Year 3 | Year 4 | Year 5 | Year 6 | Year 7 | Year 8 | Year 9 | Year 10 | Year 11 | Year 12 | Year 13 | Year 14 | Year 15 | Year 16 | Year 17 | Year 18 | Year 19 | Year 20 | Year 21 | Year 22 | Year 23 | Year 24 | Year 25 | Year 26 | Year 27 | Year 28 | Year 29 | Year 30
| E1 | 0 | 0 | 0 | 0 | 0 | 0 | 0 | 0 | 0 | 0 | 0 | 0 | 0 | 0 | 0 | 0 | 0 | 0 | 0 | 0 | 0 | 0 | 0 | 0 | 0 | 0 | 0 | 0 | 0 | 0 | 0
| E2 | 0 | 0 | 0 | 0 | 0 | 0 | 0 | 0 | 0 | 0 | 0 | 0 | 0 | 0 | 0 | 0 | 0 | 0 | 0 | 0 | 0 | 0 | 0 | 0 | 0 | 0 | 0 | 0 | 0 | 0 | 0
| E3 | 0 | 0 | 0 | 0 | 0 | 0 | 0 | 0 | 0 | 0 | 0 | 0 | 0 | 0 | 0 | 0 | 0 | 0 | 0 | 0 | 0 | 0 | 0 | 0 | 0 | 0 | 0 | 0 | 0 | 0 | 0
| E4 | 0 | 0 | 0 | 0 | 0 | 0 | 0 | 0 | 0 | 0 | 0 | 0 | 0 | 0 | 0 | 0 | 0 | 0 | 0 | 0 | 0 | 0 | 0 | 0 | 0 | 0 | 0 | 0 | 0 | 0 | 0
| E5 | 0 | 0 | 0 | 0 | 0 | 0 | 0 | 0 | 0 | 0 | 0 | 0 | 0 | 0 | 0 | 0 | 0 | 0 | 0 | 0 | 0 | 0 | 0 | 0 | 0 | 0 | 0 | 0 | 0 | 0 | 0
| E6 | 0 | 0 | 0 | 0 | 0 | 0 | 0 | 0 | 0 | 0 | 0 | 0 | 0 | 0 | 0 | 0 | 0 | 0 | 0 | 0 | 0 | 0 | 0 | 0 | 0 | 0 | 0 | 0 | 0 | 0 | 0
| E7 | 0 | 0 | 0 | 0 | 0 | 0 | 0 | 0 | 0 | 0 | 0 | 0 | 0 | 0 | 0 | 0 | 0 | 0 | 0 | 0 | 0 | 0 | 0 | 0 | 0 | 0 | 0 | 0 | 0 | 0 | 0
| E8 | 0 | 0 | 0 | 0 | 0 | 0 | 0 | 0 | 0 | 0 | 0 | 0 | 0 | 0 | 0 | 0 | 0 | 0 | 0 | 0 | 0 | 0 | 0 | 0 | 0 | 0 | 0 | 0 | 0 | 0 | 0
| E9 | 0 | 0 | 0 | 0 | 0 | 0 | 0 | 0 | 0 | 0 | 0 | 0 | 0 | 0 | 0 | 0 | 0 | 0 | 0 | 0 | 0 | 0 | 0 | 0 | 0 | 0 | 0 | 0 | 0 | 0 | 0
| E10 | 0 | 0 | 0 | 0 | 0 | 0 | 0 | 0 | 0 | 0 | 0 | 0 | 0 | 0 | 0 | 0 | 0 | 0 | 0 | 0 | 0 | 0 | 0 | 0 | 0 | 0 | 0 | 0 | 0 | 0 | 0
Potential to Switch
| Year | Year 0 | Year 1 | Year 2 | Year 3 | Year 4 | Year 5 | Year 6 | Year 7 | Year 8 | Year 9 | Year 10 | Year 11 | Year 12 | Year 13 | Year 14 | Year 15 | Year 16 | Year 17 | Year 18 | Year 19 | Year 20 | Year 21 | Year 22 | Year 23 | Year 24 | Year 25 | Year 26 | Year 27 | Year 28 | Year 29 | Year 30
| E1 | 0 | 0 | 0 | 0 | 0 | 0 | 0 | 0 | 0 | 0 | 0 | 0 | 0 | 0 | 0 | 0 | 0 | 0 | 0 | 0 | 0 | 0 | 0 | 0 | 0 | 0 | 0 | 0 | 0 | 0 | 0 | 0_E1_Switched Out
| E2 | 0 | 0 | 0 | 0 | 0 | 0 | 0 | 0 | 0 | 0 | 0 | 0 | 0 | 0 | 0 | 0 | 0 | 0 | 0 | 0 | 0 | 0 | 0 | 0 | 0 | 0 | 0 | 0 | 0 | 0 | 0 | 0_E2_Switched Out
| E3 | 0 | 0 | 0 | 0 | 0 | 0 | 0 | 0 | 0 | 0 | 0 | 0 | 0 | 0 | 0 | 0 | 0 | 0 | 0 | 0 | 0 | 0 | 0 | 0 | 0 | 0 | 0 | 0 | 0 | 0 | 0 | 0_E3_Switched Out
| E4 | 0 | 0 | 0 | 0 | 0 | 0 | 0 | 0 | 0 | 0 | 0 | 0 | 0 | 0 | 0 | 0 | 0 | 0 | 0 | 0 | 0 | 0 | 0 | 0 | 0 | 0 | 0 | 0 | 0 | 0 | 0 | 0_E4_Switched Out
| E5 | 0 | 0 | 0 | 0 | 0 | 0 | 0 | 0 | 0 | 0 | 0 | 0 | 0 | 0 | 0 | 0 | 0 | 0 | 0 | 0 | 0 | 0 | 0 | 0 | 0 | 0 | 0 | 0 | 0 | 0 | 0 | 0_E5_Switched Out
| E6 | 0 | 0 | 0 | 0 | 0 | 0 | 0 | 0 | 0 | 0 | 0 | 0 | 0 | 0 | 0 | 0 | 0 | 0 | 0 | 0 | 0 | 0 | 0 | 0 | 0 | 0 | 0 | 0 | 0 | 0 | 0 | 0_E6_Switched Out
| E7 | 0 | 0 | 0 | 0 | 0 | 0 | 0 | 0 | 0 | 0 | 0 | 0 | 0 | 0 | 0 | 0 | 0 | 0 | 0 | 0 | 0 | 0 | 0 | 0 | 0 | 0 | 0 | 0 | 0 | 0 | 0 | 0_E7_Switched Out
| E8 | 0 | 0 | 0 | 0 | 0 | 0 | 0 | 0 | 0 | 0 | 0 | 0 | 0 | 0 | 0 | 0 | 0 | 0 | 0 | 0 | 0 | 0 | 0 | 0 | 0 | 0 | 0 | 0 | 0 | 0 | 0 | 0_E8_Switched Out
| E9 | 0 | 0 | 0 | 0 | 0 | 0 | 0 | 0 | 0 | 0 | 0 | 0 | 0 | 0 | 0 | 0 | 0 | 0 | 0 | 0 | 0 | 0 | 0 | 0 | 0 | 0 | 0 | 0 | 0 | 0 | 0 | 0_E9_Switched Out
| E10 | 0 | 0 | 0 | 0 | 0 | 0 | 0 | 0 | 0 | 0 | 0 | 0 | 0 | 0 | 0 | 0 | 0 | 0 | 0 | 0 | 0 | 0 | 0 | 0 | 0 | 0 | 0 | 0 | 0 | 0 | 0 | 0_E10_Switched Out
Units Out
| E1 | 0 | 0 | 0 | 0 | 0 | 0 | 0 | 0 | 0 | 0 | 0 | 0 | 0 | 0 | 0 | 0 | 0 | 0 | 0 | 0 | 0 | 0 | 0 | 0 | 0 | 0 | 0 | 0 | 0 | 0 | 0
| E2 | 0 | 0 | 0 | 0 | 0 | 0 | 0 | 0 | 0 | 0 | 0 | 0 | 0 | 0 | 0 | 0 | 0 | 0 | 0 | 0 | 0 | 0 | 0 | 0 | 0 | 0 | 0 | 0 | 0 | 0 | 0
| E3 | 0 | 0 | 0 | 0 | 0 | 0 | 0 | 0 | 0 | 0 | 0 | 0 | 0 | 0 | 0 | 0 | 0 | 0 | 0 | 0 | 0 | 0 | 0 | 0 | 0 | 0 | 0 | 0 | 0 | 0 | 0
| E4 | 0 | 0 | 0 | 0 | 0 | 0 | 0 | 0 | 0 | 0 | 0 | 0 | 0 | 0 | 0 | 0 | 0 | 0 | 0 | 0 | 0 | 0 | 0 | 0 | 0 | 0 | 0 | 0 | 0 | 0 | 0
| E5 | 0 | 0 | 0 | 0 | 0 | 0 | 0 | 0 | 0 | 0 | 0 | 0 | 0 | 0 | 0 | 0 | 0 | 0 | 0 | 0 | 0 | 0 | 0 | 0 | 0 | 0 | 0 | 0 | 0 | 0 | 0
| E6 | 0 | 0 | 0 | 0 | 0 | 0 | 0 | 0 | 0 | 0 | 0 | 0 | 0 | 0 | 0 | 0 | 0 | 0 | 0 | 0 | 0 | 0 | 0 | 0 | 0 | 0 | 0 | 0 | 0 | 0 | 0
| E7 | 0 | 0 | 0 | 0 | 0 | 0 | 0 | 0 | 0 | 0 | 0 | 0 | 0 | 0 | 0 | 0 | 0 | 0 | 0 | 0 | 0 | 0 | 0 | 0 | 0 | 0 | 0 | 0 | 0 | 0 | 0
| E8 | 0 | 0 | 0 | 0 | 0 | 0 | 0 | 0 | 0 | 0 | 0 | 0 | 0 | 0 | 0 | 0 | 0 | 0 | 0 | 0 | 0 | 0 | 0 | 0 | 0 | 0 | 0 | 0 | 0 | 0 | 0
| E9 | 0 | 0 | 0 | 0 | 0 | 0 | 0 | 0 | 0 | 0 | 0 | 0 | 0 | 0 | 0 | 0 | 0 | 0 | 0 | 0 | 0 | 0 | 0 | 0 | 0 | 0 | 0 | 0 | 0 | 0 | 0
| E10 | 0 | 0 | 0 | 0 | 0 | 0 | 0 | 0 | 0 | 0 | 0 | 0 | 0 | 0 | 0 | 0 | 0 | 0 | 0 | 0 | 0 | 0 | 0 | 0 | 0 | 0 | 0 | 0 | 0 | 0 | 0
| Vintage | 0 | 0 | 0 | 0 | 0 | 0 | 0 | 0 | 0 | 0 | 0 | 0 | 0 | 0 | 0 | 0 | 0 | 0 | 0 | 0 | 0 | 0 | 0 | 0 | 0 | 0 | 0 | 0 | 0 | 0 | 0
Tech Purchase Shares
| Year | Year 0 | Year 1 | Year 2 | Year 3 | Year 4 | Year 5 | Year 6 | Year 7 | Year 8 | Year 9 | Year 10 | Year 11 | Year 12 | Year 13 | Year 14 | Year 15 | Year 16 | Year 17 | Year 18 | Year 19 | Year 20 | Year 21 | Year 22 | Year 23 | Year 24 | Year 25 | Year 26 | Year 27 | Year 28 | Year 29 | Year 30
E1 | bar: Year 0 to Year 30
E2 | bar: Year 0 to Year 30
E3 | bar: Year 0 to Year 30
E4 | bar: Year 0 to Year 30
E5 | bar: Year 0 to Year 30
E6 | bar: Year 0 to Year 30
E7 | bar: Year 0 to Year 30
E8 | bar: Year 0 to Year 30
E9 | bar: Year 0 to Year 30
E10 | bar: Year 0 to Year 30
Units In from Switching
| E1 | 0 | 0 | 0 | 0 | 0 | 0 | 0 | 0 | 0 | 0 | 0 | 0 | 0 | 0 | 0 | 0 | 0 | 0 | 0 | 0 | 0 | 0 | 0 | 0 | 0 | 0 | 0 | 0 | 0 | 0 | 0
| E2 | 0 | 0 | 0 | 0 | 0 | 0 | 0 | 0 | 0 | 0 | 0 | 0 | 0 | 0 | 0 | 0 | 0 | 0 | 0 | 0 | 0 | 0 | 0 | 0 | 0 | 0 | 0 | 0 | 0 | 0 | 0
| E3 | 0 | 0 | 0 | 0 | 0 | 0 | 0 | 0 | 0 | 0 | 0 | 0 | 0 | 0 | 0 | 0 | 0 | 0 | 0 | 0 | 0 | 0 | 0 | 0 | 0 | 0 | 0 | 0 | 0 | 0 | 0
| E4 | 0 | 0 | 0 | 0 | 0 | 0 | 0 | 0 | 0 | 0 | 0 | 0 | 0 | 0 | 0 | 0 | 0 | 0 | 0 | 0 | 0 | 0 | 0 | 0 | 0 | 0 | 0 | 0 | 0 | 0 | 0
| E5 | 0 | 0 | 0 | 0 | 0 | 0 | 0 | 0 | 0 | 0 | 0 | 0 | 0 | 0 | 0 | 0 | 0 | 0 | 0 | 0 | 0 | 0 | 0 | 0 | 0 | 0 | 0 | 0 | 0 | 0 | 0
| E6 | 0 | 0 | 0 | 0 | 0 | 0 | 0 | 0 | 0 | 0 | 0 | 0 | 0 | 0 | 0 | 0 | 0 | 0 | 0 | 0 | 0 | 0 | 0 | 0 | 0 | 0 | 0 | 0 | 0 | 0 | 0
| E7 | 0 | 0 | 0 | 0 | 0 | 0 | 0 | 0 | 0 | 0 | 0 | 0 | 0 | 0 | 0 | 0 | 0 | 0 | 0 | 0 | 0 | 0 | 0 | 0 | 0 | 0 | 0 | 0 | 0 | 0 | 0
| E8 | 0 | 0 | 0 | 0 | 0 | 0 | 0 | 0 | 0 | 0 | 0 | 0 | 0 | 0 | 0 | 0 | 0 | 0 | 0 | 0 | 0 | 0 | 0 | 0 | 0 | 0 | 0 | 0 | 0 | 0 | 0
| E9 | 0 | 0 | 0 | 0 | 0 | 0 | 0 | 0 | 0 | 0 | 0 | 0 | 0 | 0 | 0 | 0 | 0 | 0 | 0 | 0 | 0 | 0 | 0 | 0 | 0 | 0 | 0 | 0 | 0 | 0 | 0
| E10 | 0 | 0 | 0 | 0 | 0 | 0 | 0 | 0 | 0 | 0 | 0 | 0 | 0 | 0 | 0 | 0 | 0 | 0 | 0 | 0 | 0 | 0 | 0 | 0 | 0 | 0 | 0 | 0 | 0 | 0 | 0
| Vintage | 0 | 0 | 0 | 0 | 0 | 0 | 0 | 0 | 0 | 0 | 0 | 0 | 0 | 0 | 0 | 0 | 0 | 0 | 0 | 0 | 0 | 0 | 0 | 0 | 0 | 0 | 0 | 0 | 0 | 0 | 0
Net Change
| Year | Year 0 | Year 1 | Year 2 | Year 3 | Year 4 | Year 5 | Year 6 | Year 7 | Year 8 | Year 9 | Year 10 | Year 11 | Year 12 | Year 13 | Year 14 | Year 15 | Year 16 | Year 17 | Year 18 | Year 19 | Year 20 | Year 21 | Year 22 | Year 23 | Year 24 | Year 25 | Year 26 | Year 27 | Year 28 | Year 29 | Year 30 | Key
| Units | 0 | 0 | 0 | 0 | 0 | 0 | 0 | 0 | 0 | 0 | 0 | 0 | 0 | 0 | 0 | 0 | 0 | 0 | 0 | 0 | 0 | 0 | 0 | 0 | 0 | 0 | 0 | 0 | 0 | 0 | 0 | 0_Units |  |  |  |  | 301957.8232
| Usage | 0 | 0 | 0 | 0 | 0 | 0 | 0 | 0 | 0 | 0 | 0 | 0 | 0 | 0 | 0 | 0 | 0 | 0 | 0 | 0 | 0 | 0 | 0 | 0 | 0 | 0 | 0 | 0 | 0 | 0 | 0 | 0_Usage |  |  |  |  | 1698.6543
| Peak Demand (S) | 0 | 0 | 0 | 0 | 0 | 0 | 0 | 0 | 0 | 0 | 0 | 0 | 0 | 0 | 0 | 0 | 0 | 0 | 0 | 0 | 0 | 0 | 0 | 0 | 0 | 0 | 0 | 0 | 0 | 0 | 0 | 0_Peak Demand (S) |  |  |  |  | 0
| Peak Demand (W) | 0 | 0 | 0 | 0 | 0 | 0 | 0 | 0 | 0 | 0 | 0 | 0 | 0 | 0 | 0 | 0 | 0 | 0 | 0 | 0 | 0 | 0 | 0 | 0 | 0 | 0 | 0 | 0 | 0 | 0 | 0 | 0_Peak Demand (W) |  |  |  |  | 884.6119
| Turnover | 0 | 0 | 0 | 0 | 0 | 0 | 0 | 0 | 0 | 0 | 0 | 0 | 0 | 0 | 0 | 0 | 0 | 0 | 0 | 0 | 0 | 0 | 0 | 0 | 0 | 0 | 0 | 0 | 0 | 0 | 0 | 0_Turnover |  |  |  |  | 6885.4476
| Avg. Replacement Usage | 0 | 0 | 0 | 0 | 0 | 0 | 0 | 0 | 0 | 0 | 0 | 0 | 0 | 0 | 0 | 0 | 0 | 0 | 0 | 0 | 0 | 0 | 0 | 0 | 0 | 0 | 0 | 0 | 0 | 0 | 0 | 0_Avg. Replacement Usage |  |  |  |  | 5638.8522
| Avg. Replacement Demand (S) | 0 | 0 | 0 | 0 | 0 | 0 | 0 | 0 | 0 | 0 | 0 | 0 | 0 | 0 | 0 | 0 | 0 | 0 | 0 | 0 | 0 | 0 | 0 | 0 | 0 | 0 | 0 | 0 | 0 | 0 | 0 | 0_Avg. Replacement Demand (S) |  |  |  |  | 0
| Avg. Replacement Demand (W) | 0 | 0 | 0 | 0 | 0 | 0 | 0 | 0 | 0 | 0 | 0 | 0 | 0 | 0 | 0 | 0 | 0 | 0 | 0 | 0 | 0 | 0 | 0 | 0 | 0 | 0 | 0 | 0 | 0 | 0 | 0 | 0_Avg. Replacement Demand (W) |  |  |  |  | 2.9366
Purchases
| Year | Year 0 | Year 1 | Year 2 | Year 3 | Year 4 | Year 5 | Year 6 | Year 7 | Year 8 | Year 9 | Year 10 | Year 11 | Year 12 | Year 13 | Year 14 | Year 15 | Year 16 | Year 17 | Year 18 | Year 19 | Year 20 | Year 21 | Year 22 | Year 23 | Year 24 | Year 25 | Year 26 | Year 27 | Year 28 | Year 29 | Year 30
| E1 | 0 | 0 | 0 | 0 | 0 | 0 | 0 | 0 | 0 | 0 | 0 | 0 | 0 | 0 | 0 | 0 | 0 | 0 | 0 | 0 | 0 | 0 | 0 | 0 | 0 | 0 | 0 | 0 | 0 | 0 | 0 | 0_E1_Purchases |  |  |  |  | 6885.4476
| E2 | 0 | 0 | 0 | 0 | 0 | 0 | 0 | 0 | 0 | 0 | 0 | 0 | 0 | 0 | 0 | 0 | 0 | 0 | 0 | 0 | 0 | 0 | 0 | 0 | 0 | 0 | 0 | 0 | 0 | 0 | 0 | 0_E2_Purchases |  |  |  |  | 0
| E3 | 0 | 0 | 0 | 0 | 0 | 0 | 0 | 0 | 0 | 0 | 0 | 0 | 0 | 0 | 0 | 0 | 0 | 0 | 0 | 0 | 0 | 0 | 0 | 0 | 0 | 0 | 0 | 0 | 0 | 0 | 0 | 0_E3_Purchases |  |  |  |  | 0
| E4 | 0 | 0 | 0 | 0 | 0 | 0 | 0 | 0 | 0 | 0 | 0 | 0 | 0 | 0 | 0 | 0 | 0 | 0 | 0 | 0 | 0 | 0 | 0 | 0 | 0 | 0 | 0 | 0 | 0 | 0 | 0 | 0_E4_Purchases |  |  |  |  | 0
| E5 | 0 | 0 | 0 | 0 | 0 | 0 | 0 | 0 | 0 | 0 | 0 | 0 | 0 | 0 | 0 | 0 | 0 | 0 | 0 | 0 | 0 | 0 | 0 | 0 | 0 | 0 | 0 | 0 | 0 | 0 | 0 | 0_E5_Purchases |  |  |  |  | 0
| E6 | 0 | 0 | 0 | 0 | 0 | 0 | 0 | 0 | 0 | 0 | 0 | 0 | 0 | 0 | 0 | 0 | 0 | 0 | 0 | 0 | 0 | 0 | 0 | 0 | 0 | 0 | 0 | 0 | 0 | 0 | 0 | 0_E6_Purchases |  |  |  |  | 0
| E7 | 0 | 0 | 0 | 0 | 0 | 0 | 0 | 0 | 0 | 0 | 0 | 0 | 0 | 0 | 0 | 0 | 0 | 0 | 0 | 0 | 0 | 0 | 0 | 0 | 0 | 0 | 0 | 0 | 0 | 0 | 0 | 0_E7_Purchases |  |  |  |  | 0
| E8 | 0 | 0 | 0 | 0 | 0 | 0 | 0 | 0 | 0 | 0 | 0 | 0 | 0 | 0 | 0 | 0 | 0 | 0 | 0 | 0 | 0 | 0 | 0 | 0 | 0 | 0 | 0 | 0 | 0 | 0 | 0 | 0_E8_Purchases |  |  |  |  | 0
| E9 | 0 | 0 | 0 | 0 | 0 | 0 | 0 | 0 | 0 | 0 | 0 | 0 | 0 | 0 | 0 | 0 | 0 | 0 | 0 | 0 | 0 | 0 | 0 | 0 | 0 | 0 | 0 | 0 | 0 | 0 | 0 | 0_E9_Purchases |  |  |  |  | 0
| E10 | 0 | 0 | 0 | 0 | 0 | 0 | 0 | 0 | 0 | 0 | 0 | 0 | 0 | 0 | 0 | 0 | 0 | 0 | 0 | 0 | 0 | 0 | 0 | 0 | 0 | 0 | 0 | 0 | 0 | 0 | 0 | 0_E10_Purchases |  |  |  |  | 0
Stock
| Year | Year 0 | Year 1 | Year 2 | Year 3 | Year 4 | Year 5 | Year 6 | Year 7 | Year 8 | Year 9 | Year 10 | Year 11 | Year 12 | Year 13 | Year 14 | Year 15 | Year 16 | Year 17 | Year 18 | Year 19 | Year 20 | Year 21 | Year 22 | Year 23 | Year 24 | Year 25 | Year 26 | Year 27 | Year 28 | Year 29 | Year 30
| E1 | 0 | 0 | 0 | 0 | 0 | 0 | 0 | 0 | 0 | 0 | 0 | 0 | 0 | 0 | 0 | 0 | 0 | 0 | 0 | 0 | 0 | 0 | 0 | 0 | 0 | 0 | 0 | 0 | 0 | 0 | 0 | 0_E1_Stock |  |  |  |  | 13576.6093
| E2 | 0 | 0 | 0 | 0 | 0 | 0 | 0 | 0 | 0 | 0 | 0 | 0 | 0 | 0 | 0 | 0 | 0 | 0 | 0 | 0 | 0 | 0 | 0 | 0 | 0 | 0 | 0 | 0 | 0 | 0 | 0 | 0_E2_Stock |  |  |  |  | 0
| E3 | 0 | 0 | 0 | 0 | 0 | 0 | 0 | 0 | 0 | 0 | 0 | 0 | 0 | 0 | 0 | 0 | 0 | 0 | 0 | 0 | 0 | 0 | 0 | 0 | 0 | 0 | 0 | 0 | 0 | 0 | 0 | 0_E3_Stock |  |  |  |  | 0
| E4 | 0 | 0 | 0 | 0 | 0 | 0 | 0 | 0 | 0 | 0 | 0 | 0 | 0 | 0 | 0 | 0 | 0 | 0 | 0 | 0 | 0 | 0 | 0 | 0 | 0 | 0 | 0 | 0 | 0 | 0 | 0 | 0_E4_Stock |  |  |  |  | 0
| E5 | 0 | 0 | 0 | 0 | 0 | 0 | 0 | 0 | 0 | 0 | 0 | 0 | 0 | 0 | 0 | 0 | 0 | 0 | 0 | 0 | 0 | 0 | 0 | 0 | 0 | 0 | 0 | 0 | 0 | 0 | 0 | 0_E5_Stock |  |  |  |  | 0
| E6 | 0 | 0 | 0 | 0 | 0 | 0 | 0 | 0 | 0 | 0 | 0 | 0 | 0 | 0 | 0 | 0 | 0 | 0 | 0 | 0 | 0 | 0 | 0 | 0 | 0 | 0 | 0 | 0 | 0 | 0 | 0 | 0_E6_Stock |  |  |  |  | 0
| E7 | 0 | 0 | 0 | 0 | 0 | 0 | 0 | 0 | 0 | 0 | 0 | 0 | 0 | 0 | 0 | 0 | 0 | 0 | 0 | 0 | 0 | 0 | 0 | 0 | 0 | 0 | 0 | 0 | 0 | 0 | 0 | 0_E7_Stock |  |  |  |  | 0
| E8 | 0 | 0 | 0 | 0 | 0 | 0 | 0 | 0 | 0 | 0 | 0 | 0 | 0 | 0 | 0 | 0 | 0 | 0 | 0 | 0 | 0 | 0 | 0 | 0 | 0 | 0 | 0 | 0 | 0 | 0 | 0 | 0_E8_Stock |  |  |  |  | 0
| E9 | 0 | 0 | 0 | 0 | 0 | 0 | 0 | 0 | 0 | 0 | 0 | 0 | 0 | 0 | 0 | 0 | 0 | 0 | 0 | 0 | 0 | 0 | 0 | 0 | 0 | 0 | 0 | 0 | 0 | 0 | 0 | 0_E9_Stock |  |  |  |  | 0
| E10 | 0 | 0 | 0 | 0 | 0 | 0 | 0 | 0 | 0 | 0 | 0 | 0 | 0 | 0 | 0 | 0 | 0 | 0 | 0 | 0 | 0 | 0 | 0 | 0 | 0 | 0 | 0 | 0 | 0 | 0 | 0 | 0_E10_Stock |  |  |  |  | 0
| Vintage | 0 | 0 | 0 | 0 | 0 | 0 | 0 | 0 | 0 | 0 | 0 | 0 | 0 | 0 | 0 | 0 | 0 | 0 | 0 | 0 | 0 | 0 | 0 | 0 | 0 | 0 | 0 | 0 | 0 | 0 | 0 | 0_Vintage_Stock |  |  |  |  | 288381.2139
S2C1 |  | Year 0: System 2 Technology 1
Technology Variables
| Tech Key | Year 0: 0
| Peak Factor (S) | Year 0: 0
| Peak Factor (W) | Year 0: 0
| Min Vintage Lifetime | Year 0: 0
| Max Vintage Lifetime | Year 0: 0
| Turnover Style | Year 0: 0
Technology Variables
| Equipment | Year 0: Label; Year 1: Min Lifetime; Year 2: Max Lifetime; Year 3: Degradation; Year 4: Usage; Year 5: Available
| E1 | Year 1: 0; Year 2: 0; Year 3: 0%; Year 4: 0; Year 5: FALSE
| E2 | Year 1: 0; Year 2: 0; Year 3: 0%; Year 4: 0; Year 5: FALSE
| E3 | Year 1: 0; Year 2: 0; Year 3: 0%; Year 4: 0; Year 5: FALSE
| E4 | Year 1: 0; Year 2: 0; Year 3: 0%; Year 4: 0; Year 5: FALSE
| E5 | Year 1: 0; Year 2: 0; Year 3: 0%; Year 4: 0; Year 5: FALSE
| E6 | Year 1: 0; Year 2: 0; Year 3: 0%; Year 4: 0; Year 5: FALSE
| E7 | Year 1: 0; Year 2: 0; Year 3: 0%; Year 4: 0; Year 5: FALSE
| E8 | Year 1: 0; Year 2: 0; Year 3: 0%; Year 4: 0; Year 5: FALSE
| E9 | Year 1: 0; Year 2: 0; Year 3: 0%; Year 4: 0; Year 5: FALSE
| E10 | Year 1: 0; Year 2: 0; Year 3: 0%; Year 4: 0; Year 5: FALSE
Original Forecast Results
| Year | Year 0 | Year 1 | Year 2 | Year 3 | Year 4 | Year 5 | Year 6 | Year 7 | Year 8 | Year 9 | Year 10 | Year 11 | Year 12 | Year 13 | Year 14 | Year 15 | Year 16 | Year 17 | Year 18 | Year 19 | Year 20 | Year 21 | Year 22 | Year 23 | Year 24 | Year 25 | Year 26 | Year 27 | Year 28 | Year 29 | Year 30 | Key
| Units | 0 | 0 | 0 | 0 | 0 | 0 | 0 | 0 | 0 | 0 | 0 | 0 | 0 | 0 | 0 | 0 | 0 | 0 | 0 | 0 | 0 | 0 | 0 | 0 | 0 | 0 | 0 | 0 | 0 | 0 | 0 | #REF! |  |  |  |  | 301957.8232
| Usage | 0 | 0 | 0 | 0 | 0 | 0 | 0 | 0 | 0 | 0 | 0 | 0 | 0 | 0 | 0 | 0 | 0 | 0 | 0 | 0 | 0 | 0 | 0 | 0 | 0 | 0 | 0 | 0 | 0 | 0 | 0 | #REF! |  |  |  |  | 1698.6543
| Peak Demand (S) | 0 | 0 | 0 | 0 | 0 | 0 | 0 | 0 | 0 | 0 | 0 | 0 | 0 | 0 | 0 | 0 | 0 | 0 | 0 | 0 | 0 | 0 | 0 | 0 | 0 | 0 | 0 | 0 | 0 | 0 | 0 | #REF! |  |  |  |  | 0
| Peak Demand (W) | 0 | 0 | 0 | 0 | 0 | 0 | 0 | 0 | 0 | 0 | 0 | 0 | 0 | 0 | 0 | 0 | 0 | 0 | 0 | 0 | 0 | 0 | 0 | 0 | 0 | 0 | 0 | 0 | 0 | 0 | 0 | #REF! |  |  |  |  | 884.6119
| Turnover | 0 | 0 | 0 | 0 | 0 | 0 | 0 | 0 | 0 | 0 | 0 | 0 | 0 | 0 | 0 | 0 | 0 | 0 | 0 | 0 | 0 | 0 | 0 | 0 | 0 | 0 | 0 | 0 | 0 | 0 | 0 | #REF! |  |  |  |  | 6885.4476
| Avg. Replacement Usage | 0 | 0 | 0 | 0 | 0 | 0 | 0 | 0 | 0 | 0 | 0 | 0 | 0 | 0 | 0 | 0 | 0 | 0 | 0 | 0 | 0 | 0 | 0 | 0 | 0 | 0 | 0 | 0 | 0 | 0 | 0 | #REF! |  |  |  |  | 5638.8522
| Avg. Replacement Demand (S) | 0 | 0 | 0 | 0 | 0 | 0 | 0 | 0 | 0 | 0 | 0 | 0 | 0 | 0 | 0 | 0 | 0 | 0 | 0 | 0 | 0 | 0 | 0 | 0 | 0 | 0 | 0 | 0 | 0 | 0 | 0 | #REF! |  |  |  |  | 0
| Avg. Replacement Demand (W) | 0 | 0 | 0 | 0 | 0 | 0 | 0 | 0 | 0 | 0 | 0 | 0 | 0 | 0 | 0 | 0 | 0 | 0 | 0 | 0 | 0 | 0 | 0 | 0 | 0 | 0 | 0 | 0 | 0 | 0 | 0 | #REF! |  |  |  |  | 2.9366
Tech Forecast Stock
| Year | Year 0 | Year 1 | Year 2 | Year 3 | Year 4 | Year 5 | Year 6 | Year 7 | Year 8 | Year 9 | Year 10 | Year 11 | Year 12 | Year 13 | Year 14 | Year 15 | Year 16 | Year 17 | Year 18 | Year 19 | Year 20 | Year 21 | Year 22 | Year 23 | Year 24 | Year 25 | Year 26 | Year 27 | Year 28 | Year 29 | Year 30
| E1 | 0 | 0 | 0 | 0 | 0 | 0 | 0 | 0 | 0 | 0 | 0 | 0 | 0 | 0 | 0 | 0 | 0 | 0 | 0 | 0 | 0 | 0 | 0 | 0 | 0 | 0 | 0 | 0 | 0 | 0 | 0
| E2 | 0 | 0 | 0 | 0 | 0 | 0 | 0 | 0 | 0 | 0 | 0 | 0 | 0 | 0 | 0 | 0 | 0 | 0 | 0 | 0 | 0 | 0 | 0 | 0 | 0 | 0 | 0 | 0 | 0 | 0 | 0
| E3 | 0 | 0 | 0 | 0 | 0 | 0 | 0 | 0 | 0 | 0 | 0 | 0 | 0 | 0 | 0 | 0 | 0 | 0 | 0 | 0 | 0 | 0 | 0 | 0 | 0 | 0 | 0 | 0 | 0 | 0 | 0
| E4 | 0 | 0 | 0 | 0 | 0 | 0 | 0 | 0 | 0 | 0 | 0 | 0 | 0 | 0 | 0 | 0 | 0 | 0 | 0 | 0 | 0 | 0 | 0 | 0 | 0 | 0 | 0 | 0 | 0 | 0 | 0
| E5 | 0 | 0 | 0 | 0 | 0 | 0 | 0 | 0 | 0 | 0 | 0 | 0 | 0 | 0 | 0 | 0 | 0 | 0 | 0 | 0 | 0 | 0 | 0 | 0 | 0 | 0 | 0 | 0 | 0 | 0 | 0
| E6 | 0 | 0 | 0 | 0 | 0 | 0 | 0 | 0 | 0 | 0 | 0 | 0 | 0 | 0 | 0 | 0 | 0 | 0 | 0 | 0 | 0 | 0 | 0 | 0 | 0 | 0 | 0 | 0 | 0 | 0 | 0
| E7 | 0 | 0 | 0 | 0 | 0 | 0 | 0 | 0 | 0 | 0 | 0 | 0 | 0 | 0 | 0 | 0 | 0 | 0 | 0 | 0 | 0 | 0 | 0 | 0 | 0 | 0 | 0 | 0 | 0 | 0 | 0
| E8 | 0 | 0 | 0 | 0 | 0 | 0 | 0 | 0 | 0 | 0 | 0 | 0 | 0 | 0 | 0 | 0 | 0 | 0 | 0 | 0 | 0 | 0 | 0 | 0 | 0 | 0 | 0 | 0 | 0 | 0 | 0
| E9 | 0 | 0 | 0 | 0 | 0 | 0 | 0 | 0 | 0 | 0 | 0 | 0 | 0 | 0 | 0 | 0 | 0 | 0 | 0 | 0 | 0 | 0 | 0 | 0 | 0 | 0 | 0 | 0 | 0 | 0 | 0
| E10 | 0 | 0 | 0 | 0 | 0 | 0 | 0 | 0 | 0 | 0 | 0 | 0 | 0 | 0 | 0 | 0 | 0 | 0 | 0 | 0 | 0 | 0 | 0 | 0 | 0 | 0 | 0 | 0 | 0 | 0 | 0
| Vintage | 0 | 0 | 0 | 0 | 0 | 0 | 0 | 0 | 0 | 0 | 0 | 0 | 0 | 0 | 0 | 0 | 0 | 0 | 0 | 0 | 0 | 0 | 0 | 0 | 0 | 0 | 0 | 0 | 0 | 0 | 0
Stock for Switching
| Year | Year 0 | Year 1 | Year 2 | Year 3 | Year 4 | Year 5 | Year 6 | Year 7 | Year 8 | Year 9 | Year 10 | Year 11 | Year 12 | Year 13 | Year 14 | Year 15 | Year 16 | Year 17 | Year 18 | Year 19 | Year 20 | Year 21 | Year 22 | Year 23 | Year 24 | Year 25 | Year 26 | Year 27 | Year 28 | Year 29 | Year 30
| E1 | 0 | 0 | 0 | 0 | 0 | 0 | 0 | 0 | 0 | 0 | 0 | 0 | 0 | 0 | 0 | 0 | 0 | 0 | 0 | 0 | 0 | 0 | 0 | 0 | 0 | 0 | 0 | 0 | 0 | 0 | 0 | 0_E1_SysStock
| E2 | 0 | 0 | 0 | 0 | 0 | 0 | 0 | 0 | 0 | 0 | 0 | 0 | 0 | 0 | 0 | 0 | 0 | 0 | 0 | 0 | 0 | 0 | 0 | 0 | 0 | 0 | 0 | 0 | 0 | 0 | 0 | 0_E2_SysStock
| E3 | 0 | 0 | 0 | 0 | 0 | 0 | 0 | 0 | 0 | 0 | 0 | 0 | 0 | 0 | 0 | 0 | 0 | 0 | 0 | 0 | 0 | 0 | 0 | 0 | 0 | 0 | 0 | 0 | 0 | 0 | 0 | 0_E3_SysStock
| E4 | 0 | 0 | 0 | 0 | 0 | 0 | 0 | 0 | 0 | 0 | 0 | 0 | 0 | 0 | 0 | 0 | 0 | 0 | 0 | 0 | 0 | 0 | 0 | 0 | 0 | 0 | 0 | 0 | 0 | 0 | 0 | 0_E4_SysStock
| E5 | 0 | 0 | 0 | 0 | 0 | 0 | 0 | 0 | 0 | 0 | 0 | 0 | 0 | 0 | 0 | 0 | 0 | 0 | 0 | 0 | 0 | 0 | 0 | 0 | 0 | 0 | 0 | 0 | 0 | 0 | 0 | 0_E5_SysStock
| E6 | 0 | 0 | 0 | 0 | 0 | 0 | 0 | 0 | 0 | 0 | 0 | 0 | 0 | 0 | 0 | 0 | 0 | 0 | 0 | 0 | 0 | 0 | 0 | 0 | 0 | 0 | 0 | 0 | 0 | 0 | 0 | 0_E6_SysStock
| E7 | 0 | 0 | 0 | 0 | 0 | 0 | 0 | 0 | 0 | 0 | 0 | 0 | 0 | 0 | 0 | 0 | 0 | 0 | 0 | 0 | 0 | 0 | 0 | 0 | 0 | 0 | 0 | 0 | 0 | 0 | 0 | 0_E7_SysStock
| E8 | 0 | 0 | 0 | 0 | 0 | 0 | 0 | 0 | 0 | 0 | 0 | 0 | 0 | 0 | 0 | 0 | 0 | 0 | 0 | 0 | 0 | 0 | 0 | 0 | 0 | 0 | 0 | 0 | 0 | 0 | 0 | 0_E8_SysStock
| E9 | 0 | 0 | 0 | 0 | 0 | 0 | 0 | 0 | 0 | 0 | 0 | 0 | 0 | 0 | 0 | 0 | 0 | 0 | 0 | 0 | 0 | 0 | 0 | 0 | 0 | 0 | 0 | 0 | 0 | 0 | 0 | 0_E9_SysStock
| E10 | 0 | 0 | 0 | 0 | 0 | 0 | 0 | 0 | 0 | 0 | 0 | 0 | 0 | 0 | 0 | 0 | 0 | 0 | 0 | 0 | 0 | 0 | 0 | 0 | 0 | 0 | 0 | 0 | 0 | 0 | 0 | 0_E10_SysStock
| Vintage | 0 | 0 | 0 | 0 | 0 | 0 | 0 | 0 | 0 | 0 | 0 | 0 | 0 | 0 | 0 | 0 | 0 | 0 | 0 | 0 | 0 | 0 | 0 | 0 | 0 | 0 | 0 | 0 | 0 | 0 | 0 | 0_Vintage_SysStock
Tech Forecast Purchases
| Year | Year 0 | Year 1 | Year 2 | Year 3 | Year 4 | Year 5 | Year 6 | Year 7 | Year 8 | Year 9 | Year 10 | Year 11 | Year 12 | Year 13 | Year 14 | Year 15 | Year 16 | Year 17 | Year 18 | Year 19 | Year 20 | Year 21 | Year 22 | Year 23 | Year 24 | Year 25 | Year 26 | Year 27 | Year 28 | Year 29 | Year 30
| E1 | 0 | 0 | 0 | 0 | 0 | 0 | 0 | 0 | 0 | 0 | 0 | 0 | 0 | 0 | 0 | 0 | 0 | 0 | 0 | 0 | 0 | 0 | 0 | 0 | 0 | 0 | 0 | 0 | 0 | 0 | 0
| E2 | 0 | 0 | 0 | 0 | 0 | 0 | 0 | 0 | 0 | 0 | 0 | 0 | 0 | 0 | 0 | 0 | 0 | 0 | 0 | 0 | 0 | 0 | 0 | 0 | 0 | 0 | 0 | 0 | 0 | 0 | 0
| E3 | 0 | 0 | 0 | 0 | 0 | 0 | 0 | 0 | 0 | 0 | 0 | 0 | 0 | 0 | 0 | 0 | 0 | 0 | 0 | 0 | 0 | 0 | 0 | 0 | 0 | 0 | 0 | 0 | 0 | 0 | 0
| E4 | 0 | 0 | 0 | 0 | 0 | 0 | 0 | 0 | 0 | 0 | 0 | 0 | 0 | 0 | 0 | 0 | 0 | 0 | 0 | 0 | 0 | 0 | 0 | 0 | 0 | 0 | 0 | 0 | 0 | 0 | 0
| E5 | 0 | 0 | 0 | 0 | 0 | 0 | 0 | 0 | 0 | 0 | 0 | 0 | 0 | 0 | 0 | 0 | 0 | 0 | 0 | 0 | 0 | 0 | 0 | 0 | 0 | 0 | 0 | 0 | 0 | 0 | 0
| E6 | 0 | 0 | 0 | 0 | 0 | 0 | 0 | 0 | 0 | 0 | 0 | 0 | 0 | 0 | 0 | 0 | 0 | 0 | 0 | 0 | 0 | 0 | 0 | 0 | 0 | 0 | 0 | 0 | 0 | 0 | 0
| E7 | 0 | 0 | 0 | 0 | 0 | 0 | 0 | 0 | 0 | 0 | 0 | 0 | 0 | 0 | 0 | 0 | 0 | 0 | 0 | 0 | 0 | 0 | 0 | 0 | 0 | 0 | 0 | 0 | 0 | 0 | 0
| E8 | 0 | 0 | 0 | 0 | 0 | 0 | 0 | 0 | 0 | 0 | 0 | 0 | 0 | 0 | 0 | 0 | 0 | 0 | 0 | 0 | 0 | 0 | 0 | 0 | 0 | 0 | 0 | 0 | 0 | 0 | 0
| E9 | 0 | 0 | 0 | 0 | 0 | 0 | 0 | 0 | 0 | 0 | 0 | 0 | 0 | 0 | 0 | 0 | 0 | 0 | 0 | 0 | 0 | 0 | 0 | 0 | 0 | 0 | 0 | 0 | 0 | 0 | 0
| E10 | 0 | 0 | 0 | 0 | 0 | 0 | 0 | 0 | 0 | 0 | 0 | 0 | 0 | 0 | 0 | 0 | 0 | 0 | 0 | 0 | 0 | 0 | 0 | 0 | 0 | 0 | 0 | 0 | 0 | 0 | 0
Potential to Switch
| Year | Year 0 | Year 1 | Year 2 | Year 3 | Year 4 | Year 5 | Year 6 | Year 7 | Year 8 | Year 9 | Year 10 | Year 11 | Year 12 | Year 13 | Year 14 | Year 15 | Year 16 | Year 17 | Year 18 | Year 19 | Year 20 | Year 21 | Year 22 | Year 23 | Year 24 | Year 25 | Year 26 | Year 27 | Year 28 | Year 29 | Year 30
| E1 | 0 | 0 | 0 | 0 | 0 | 0 | 0 | 0 | 0 | 0 | 0 | 0 | 0 | 0 | 0 | 0 | 0 | 0 | 0 | 0 | 0 | 0 | 0 | 0 | 0 | 0 | 0 | 0 | 0 | 0 | 0 | 0_E1_Switched Out
| E2 | 0 | 0 | 0 | 0 | 0 | 0 | 0 | 0 | 0 | 0 | 0 | 0 | 0 | 0 | 0 | 0 | 0 | 0 | 0 | 0 | 0 | 0 | 0 | 0 | 0 | 0 | 0 | 0 | 0 | 0 | 0 | 0_E2_Switched Out
| E3 | 0 | 0 | 0 | 0 | 0 | 0 | 0 | 0 | 0 | 0 | 0 | 0 | 0 | 0 | 0 | 0 | 0 | 0 | 0 | 0 | 0 | 0 | 0 | 0 | 0 | 0 | 0 | 0 | 0 | 0 | 0 | 0_E3_Switched Out
| E4 | 0 | 0 | 0 | 0 | 0 | 0 | 0 | 0 | 0 | 0 | 0 | 0 | 0 | 0 | 0 | 0 | 0 | 0 | 0 | 0 | 0 | 0 | 0 | 0 | 0 | 0 | 0 | 0 | 0 | 0 | 0 | 0_E4_Switched Out
| E5 | 0 | 0 | 0 | 0 | 0 | 0 | 0 | 0 | 0 | 0 | 0 | 0 | 0 | 0 | 0 | 0 | 0 | 0 | 0 | 0 | 0 | 0 | 0 | 0 | 0 | 0 | 0 | 0 | 0 | 0 | 0 | 0_E5_Switched Out
| E6 | 0 | 0 | 0 | 0 | 0 | 0 | 0 | 0 | 0 | 0 | 0 | 0 | 0 | 0 | 0 | 0 | 0 | 0 | 0 | 0 | 0 | 0 | 0 | 0 | 0 | 0 | 0 | 0 | 0 | 0 | 0 | 0_E6_Switched Out
| E7 | 0 | 0 | 0 | 0 | 0 | 0 | 0 | 0 | 0 | 0 | 0 | 0 | 0 | 0 | 0 | 0 | 0 | 0 | 0 | 0 | 0 | 0 | 0 | 0 | 0 | 0 | 0 | 0 | 0 | 0 | 0 | 0_E7_Switched Out
| E8 | 0 | 0 | 0 | 0 | 0 | 0 | 0 | 0 | 0 | 0 | 0 | 0 | 0 | 0 | 0 | 0 | 0 | 0 | 0 | 0 | 0 | 0 | 0 | 0 | 0 | 0 | 0 | 0 | 0 | 0 | 0 | 0_E8_Switched Out
| E9 | 0 | 0 | 0 | 0 | 0 | 0 | 0 | 0 | 0 | 0 | 0 | 0 | 0 | 0 | 0 | 0 | 0 | 0 | 0 | 0 | 0 | 0 | 0 | 0 | 0 | 0 | 0 | 0 | 0 | 0 | 0 | 0_E9_Switched Out
| E10 | 0 | 0 | 0 | 0 | 0 | 0 | 0 | 0 | 0 | 0 | 0 | 0 | 0 | 0 | 0 | 0 | 0 | 0 | 0 | 0 | 0 | 0 | 0 | 0 | 0 | 0 | 0 | 0 | 0 | 0 | 0 | 0_E10_Switched Out
Units Out
| E1 | 0 | 0 | 0 | 0 | 0 | 0 | 0 | 0 | 0 | 0 | 0 | 0 | 0 | 0 | 0 | 0 | 0 | 0 | 0 | 0 | 0 | 0 | 0 | 0 | 0 | 0 | 0 | 0 | 0 | 0 | 0
| E2 | 0 | 0 | 0 | 0 | 0 | 0 | 0 | 0 | 0 | 0 | 0 | 0 | 0 | 0 | 0 | 0 | 0 | 0 | 0 | 0 | 0 | 0 | 0 | 0 | 0 | 0 | 0 | 0 | 0 | 0 | 0
| E3 | 0 | 0 | 0 | 0 | 0 | 0 | 0 | 0 | 0 | 0 | 0 | 0 | 0 | 0 | 0 | 0 | 0 | 0 | 0 | 0 | 0 | 0 | 0 | 0 | 0 | 0 | 0 | 0 | 0 | 0 | 0
| E4 | 0 | 0 | 0 | 0 | 0 | 0 | 0 | 0 | 0 | 0 | 0 | 0 | 0 | 0 | 0 | 0 | 0 | 0 | 0 | 0 | 0 | 0 | 0 | 0 | 0 | 0 | 0 | 0 | 0 | 0 | 0
| E5 | 0 | 0 | 0 | 0 | 0 | 0 | 0 | 0 | 0 | 0 | 0 | 0 | 0 | 0 | 0 | 0 | 0 | 0 | 0 | 0 | 0 | 0 | 0 | 0 | 0 | 0 | 0 | 0 | 0 | 0 | 0
| E6 | 0 | 0 | 0 | 0 | 0 | 0 | 0 | 0 | 0 | 0 | 0 | 0 | 0 | 0 | 0 | 0 | 0 | 0 | 0 | 0 | 0 | 0 | 0 | 0 | 0 | 0 | 0 | 0 | 0 | 0 | 0
| E7 | 0 | 0 | 0 | 0 | 0 | 0 | 0 | 0 | 0 | 0 | 0 | 0 | 0 | 0 | 0 | 0 | 0 | 0 | 0 | 0 | 0 | 0 | 0 | 0 | 0 | 0 | 0 | 0 | 0 | 0 | 0
| E8 | 0 | 0 | 0 | 0 | 0 | 0 | 0 | 0 | 0 | 0 | 0 | 0 | 0 | 0 | 0 | 0 | 0 | 0 | 0 | 0 | 0 | 0 | 0 | 0 | 0 | 0 | 0 | 0 | 0 | 0 | 0
| E9 | 0 | 0 | 0 | 0 | 0 | 0 | 0 | 0 | 0 | 0 | 0 | 0 | 0 | 0 | 0 | 0 | 0 | 0 | 0 | 0 | 0 | 0 | 0 | 0 | 0 | 0 | 0 | 0 | 0 | 0 | 0
| E10 | 0 | 0 | 0 | 0 | 0 | 0 | 0 | 0 | 0 | 0 | 0 | 0 | 0 | 0 | 0 | 0 | 0 | 0 | 0 | 0 | 0 | 0 | 0 | 0 | 0 | 0 | 0 | 0 | 0 | 0 | 0
| Vintage | 0 | 0 | 0 | 0 | 0 | 0 | 0 | 0 | 0 | 0 | 0 | 0 | 0 | 0 | 0 | 0 | 0 | 0 | 0 | 0 | 0 | 0 | 0 | 0 | 0 | 0 | 0 | 0 | 0 | 0 | 0
Tech Purchase Shares
| Year | Year 0 | Year 1 | Year 2 | Year 3 | Year 4 | Year 5 | Year 6 | Year 7 | Year 8 | Year 9 | Year 10 | Year 11 | Year 12 | Year 13 | Year 14 | Year 15 | Year 16 | Year 17 | Year 18 | Year 19 | Year 20 | Year 21 | Year 22 | Year 23 | Year 24 | Year 25 | Year 26 | Year 27 | Year 28 | Year 29 | Year 30
E1 | bar: Year 0 to Year 30
E2 | bar: Year 0 to Year 30
E3 | bar: Year 0 to Year 30
E4 | bar: Year 0 to Year 30
E5 | bar: Year 0 to Year 30
E6 | bar: Year 0 to Year 30
E7 | bar: Year 0 to Year 30
E8 | bar: Year 0 to Year 30
E9 | bar: Year 0 to Year 30
E10 | bar: Year 0 to Year 30
Units In from Switching
| E1 | 0 | 0 | 0 | 0 | 0 | 0 | 0 | 0 | 0 | 0 | 0 | 0 | 0 | 0 | 0 | 0 | 0 | 0 | 0 | 0 | 0 | 0 | 0 | 0 | 0 | 0 | 0 | 0 | 0 | 0 | 0
| E2 | 0 | 0 | 0 | 0 | 0 | 0 | 0 | 0 | 0 | 0 | 0 | 0 | 0 | 0 | 0 | 0 | 0 | 0 | 0 | 0 | 0 | 0 | 0 | 0 | 0 | 0 | 0 | 0 | 0 | 0 | 0
| E3 | 0 | 0 | 0 | 0 | 0 | 0 | 0 | 0 | 0 | 0 | 0 | 0 | 0 | 0 | 0 | 0 | 0 | 0 | 0 | 0 | 0 | 0 | 0 | 0 | 0 | 0 | 0 | 0 | 0 | 0 | 0
| E4 | 0 | 0 | 0 | 0 | 0 | 0 | 0 | 0 | 0 | 0 | 0 | 0 | 0 | 0 | 0 | 0 | 0 | 0 | 0 | 0 | 0 | 0 | 0 | 0 | 0 | 0 | 0 | 0 | 0 | 0 | 0
| E5 | 0 | 0 | 0 | 0 | 0 | 0 | 0 | 0 | 0 | 0 | 0 | 0 | 0 | 0 | 0 | 0 | 0 | 0 | 0 | 0 | 0 | 0 | 0 | 0 | 0 | 0 | 0 | 0 | 0 | 0 | 0
| E6 | 0 | 0 | 0 | 0 | 0 | 0 | 0 | 0 | 0 | 0 | 0 | 0 | 0 | 0 | 0 | 0 | 0 | 0 | 0 | 0 | 0 | 0 | 0 | 0 | 0 | 0 | 0 | 0 | 0 | 0 | 0
| E7 | 0 | 0 | 0 | 0 | 0 | 0 | 0 | 0 | 0 | 0 | 0 | 0 | 0 | 0 | 0 | 0 | 0 | 0 | 0 | 0 | 0 | 0 | 0 | 0 | 0 | 0 | 0 | 0 | 0 | 0 | 0
| E8 | 0 | 0 | 0 | 0 | 0 | 0 | 0 | 0 | 0 | 0 | 0 | 0 | 0 | 0 | 0 | 0 | 0 | 0 | 0 | 0 | 0 | 0 | 0 | 0 | 0 | 0 | 0 | 0 | 0 | 0 | 0
| E9 | 0 | 0 | 0 | 0 | 0 | 0 | 0 | 0 | 0 | 0 | 0 | 0 | 0 | 0 | 0 | 0 | 0 | 0 | 0 | 0 | 0 | 0 | 0 | 0 | 0 | 0 | 0 | 0 | 0 | 0 | 0
| E10 | 0 | 0 | 0 | 0 | 0 | 0 | 0 | 0 | 0 | 0 | 0 | 0 | 0 | 0 | 0 | 0 | 0 | 0 | 0 | 0 | 0 | 0 | 0 | 0 | 0 | 0 | 0 | 0 | 0 | 0 | 0
| Vintage | 0 | 0 | 0 | 0 | 0 | 0 | 0 | 0 | 0 | 0 | 0 | 0 | 0 | 0 | 0 | 0 | 0 | 0 | 0 | 0 | 0 | 0 | 0 | 0 | 0 | 0 | 0 | 0 | 0 | 0 | 0
Net Change
| Year | Year 0 | Year 1 | Year 2 | Year 3 | Year 4 | Year 5 | Year 6 | Year 7 | Year 8 | Year 9 | Year 10 | Year 11 | Year 12 | Year 13 | Year 14 | Year 15 | Year 16 | Year 17 | Year 18 | Year 19 | Year 20 | Year 21 | Year 22 | Year 23 | Year 24 | Year 25 | Year 26 | Year 27 | Year 28 | Year 29 | Year 30 | Key
| Units | 0 | 0 | 0 | 0 | 0 | 0 | 0 | 0 | 0 | 0 | 0 | 0 | 0 | 0 | 0 | 0 | 0 | 0 | 0 | 0 | 0 | 0 | 0 | 0 | 0 | 0 | 0 | 0 | 0 | 0 | 0 | 0_Units |  |  |  |  | 301957.8232
| Usage | 0 | 0 | 0 | 0 | 0 | 0 | 0 | 0 | 0 | 0 | 0 | 0 | 0 | 0 | 0 | 0 | 0 | 0 | 0 | 0 | 0 | 0 | 0 | 0 | 0 | 0 | 0 | 0 | 0 | 0 | 0 | 0_Usage |  |  |  |  | 1698.6543
| Peak Demand (S) | 0 | 0 | 0 | 0 | 0 | 0 | 0 | 0 | 0 | 0 | 0 | 0 | 0 | 0 | 0 | 0 | 0 | 0 | 0 | 0 | 0 | 0 | 0 | 0 | 0 | 0 | 0 | 0 | 0 | 0 | 0 | 0_Peak Demand (S) |  |  |  |  | 0
| Peak Demand (W) | 0 | 0 | 0 | 0 | 0 | 0 | 0 | 0 | 0 | 0 | 0 | 0 | 0 | 0 | 0 | 0 | 0 | 0 | 0 | 0 | 0 | 0 | 0 | 0 | 0 | 0 | 0 | 0 | 0 | 0 | 0 | 0_Peak Demand (W) |  |  |  |  | 884.6119
| Turnover | 0 | 0 | 0 | 0 | 0 | 0 | 0 | 0 | 0 | 0 | 0 | 0 | 0 | 0 | 0 | 0 | 0 | 0 | 0 | 0 | 0 | 0 | 0 | 0 | 0 | 0 | 0 | 0 | 0 | 0 | 0 | 0_Turnover |  |  |  |  | 6885.4476
| Avg. Replacement Usage | 0 | 0 | 0 | 0 | 0 | 0 | 0 | 0 | 0 | 0 | 0 | 0 | 0 | 0 | 0 | 0 | 0 | 0 | 0 | 0 | 0 | 0 | 0 | 0 | 0 | 0 | 0 | 0 | 0 | 0 | 0 | 0_Avg. Replacement Usage |  |  |  |  | 5638.8522
| Avg. Replacement Demand (S) | 0 | 0 | 0 | 0 | 0 | 0 | 0 | 0 | 0 | 0 | 0 | 0 | 0 | 0 | 0 | 0 | 0 | 0 | 0 | 0 | 0 | 0 | 0 | 0 | 0 | 0 | 0 | 0 | 0 | 0 | 0 | 0_Avg. Replacement Demand (S) |  |  |  |  | 0
| Avg. Replacement Demand (W) | 0 | 0 | 0 | 0 | 0 | 0 | 0 | 0 | 0 | 0 | 0 | 0 | 0 | 0 | 0 | 0 | 0 | 0 | 0 | 0 | 0 | 0 | 0 | 0 | 0 | 0 | 0 | 0 | 0 | 0 | 0 | 0_Avg. Replacement Demand (W) |  |  |  |  | 2.9366
Purchases
| Year | Year 0 | Year 1 | Year 2 | Year 3 | Year 4 | Year 5 | Year 6 | Year 7 | Year 8 | Year 9 | Year 10 | Year 11 | Year 12 | Year 13 | Year 14 | Year 15 | Year 16 | Year 17 | Year 18 | Year 19 | Year 20 | Year 21 | Year 22 | Year 23 | Year 24 | Year 25 | Year 26 | Year 27 | Year 28 | Year 29 | Year 30
| E1 | 0 | 0 | 0 | 0 | 0 | 0 | 0 | 0 | 0 | 0 | 0 | 0 | 0 | 0 | 0 | 0 | 0 | 0 | 0 | 0 | 0 | 0 | 0 | 0 | 0 | 0 | 0 | 0 | 0 | 0 | 0 | 0_E1_Purchases |  |  |  |  | 6885.4476
| E2 | 0 | 0 | 0 | 0 | 0 | 0 | 0 | 0 | 0 | 0 | 0 | 0 | 0 | 0 | 0 | 0 | 0 | 0 | 0 | 0 | 0 | 0 | 0 | 0 | 0 | 0 | 0 | 0 | 0 | 0 | 0 | 0_E2_Purchases |  |  |  |  | 0
| E3 | 0 | 0 | 0 | 0 | 0 | 0 | 0 | 0 | 0 | 0 | 0 | 0 | 0 | 0 | 0 | 0 | 0 | 0 | 0 | 0 | 0 | 0 | 0 | 0 | 0 | 0 | 0 | 0 | 0 | 0 | 0 | 0_E3_Purchases |  |  |  |  | 0
| E4 | 0 | 0 | 0 | 0 | 0 | 0 | 0 | 0 | 0 | 0 | 0 | 0 | 0 | 0 | 0 | 0 | 0 | 0 | 0 | 0 | 0 | 0 | 0 | 0 | 0 | 0 | 0 | 0 | 0 | 0 | 0 | 0_E4_Purchases |  |  |  |  | 0
| E5 | 0 | 0 | 0 | 0 | 0 | 0 | 0 | 0 | 0 | 0 | 0 | 0 | 0 | 0 | 0 | 0 | 0 | 0 | 0 | 0 | 0 | 0 | 0 | 0 | 0 | 0 | 0 | 0 | 0 | 0 | 0 | 0_E5_Purchases |  |  |  |  | 0
| E6 | 0 | 0 | 0 | 0 | 0 | 0 | 0 | 0 | 0 | 0 | 0 | 0 | 0 | 0 | 0 | 0 | 0 | 0 | 0 | 0 | 0 | 0 | 0 | 0 | 0 | 0 | 0 | 0 | 0 | 0 | 0 | 0_E6_Purchases |  |  |  |  | 0
| E7 | 0 | 0 | 0 | 0 | 0 | 0 | 0 | 0 | 0 | 0 | 0 | 0 | 0 | 0 | 0 | 0 | 0 | 0 | 0 | 0 | 0 | 0 | 0 | 0 | 0 | 0 | 0 | 0 | 0 | 0 | 0 | 0_E7_Purchases |  |  |  |  | 0
| E8 | 0 | 0 | 0 | 0 | 0 | 0 | 0 | 0 | 0 | 0 | 0 | 0 | 0 | 0 | 0 | 0 | 0 | 0 | 0 | 0 | 0 | 0 | 0 | 0 | 0 | 0 | 0 | 0 | 0 | 0 | 0 | 0_E8_Purchases |  |  |  |  | 0
| E9 | 0 | 0 | 0 | 0 | 0 | 0 | 0 | 0 | 0 | 0 | 0 | 0 | 0 | 0 | 0 | 0 | 0 | 0 | 0 | 0 | 0 | 0 | 0 | 0 | 0 | 0 | 0 | 0 | 0 | 0 | 0 | 0_E9_Purchases |  |  |  |  | 0
| E10 | 0 | 0 | 0 | 0 | 0 | 0 | 0 | 0 | 0 | 0 | 0 | 0 | 0 | 0 | 0 | 0 | 0 | 0 | 0 | 0 | 0 | 0 | 0 | 0 | 0 | 0 | 0 | 0 | 0 | 0 | 0 | 0_E10_Purchases |  |  |  |  | 0
Stock
| Year | Year 0 | Year 1 | Year 2 | Year 3 | Year 4 | Year 5 | Year 6 | Year 7 | Year 8 | Year 9 | Year 10 | Year 11 | Year 12 | Year 13 | Year 14 | Year 15 | Year 16 | Year 17 | Year 18 | Year 19 | Year 20 | Year 21 | Year 22 | Year 23 | Year 24 | Year 25 | Year 26 | Year 27 | Year 28 | Year 29 | Year 30
| E1 | 0 | 0 | 0 | 0 | 0 | 0 | 0 | 0 | 0 | 0 | 0 | 0 | 0 | 0 | 0 | 0 | 0 | 0 | 0 | 0 | 0 | 0 | 0 | 0 | 0 | 0 | 0 | 0 | 0 | 0 | 0 | 0_E1_Stock |  |  |  |  | 13576.6093
| E2 | 0 | 0 | 0 | 0 | 0 | 0 | 0 | 0 | 0 | 0 | 0 | 0 | 0 | 0 | 0 | 0 | 0 | 0 | 0 | 0 | 0 | 0 | 0 | 0 | 0 | 0 | 0 | 0 | 0 | 0 | 0 | 0_E2_Stock |  |  |  |  | 0
| E3 | 0 | 0 | 0 | 0 | 0 | 0 | 0 | 0 | 0 | 0 | 0 | 0 | 0 | 0 | 0 | 0 | 0 | 0 | 0 | 0 | 0 | 0 | 0 | 0 | 0 | 0 | 0 | 0 | 0 | 0 | 0 | 0_E3_Stock |  |  |  |  | 0
| E4 | 0 | 0 | 0 | 0 | 0 | 0 | 0 | 0 | 0 | 0 | 0 | 0 | 0 | 0 | 0 | 0 | 0 | 0 | 0 | 0 | 0 | 0 | 0 | 0 | 0 | 0 | 0 | 0 | 0 | 0 | 0 | 0_E4_Stock |  |  |  |  | 0
| E5 | 0 | 0 | 0 | 0 | 0 | 0 | 0 | 0 | 0 | 0 | 0 | 0 | 0 | 0 | 0 | 0 | 0 | 0 | 0 | 0 | 0 | 0 | 0 | 0 | 0 | 0 | 0 | 0 | 0 | 0 | 0 | 0_E5_Stock |  |  |  |  | 0
| E6 | 0 | 0 | 0 | 0 | 0 | 0 | 0 | 0 | 0 | 0 | 0 | 0 | 0 | 0 | 0 | 0 | 0 | 0 | 0 | 0 | 0 | 0 | 0 | 0 | 0 | 0 | 0 | 0 | 0 | 0 | 0 | 0_E6_Stock |  |  |  |  | 0
| E7 | 0 | 0 | 0 | 0 | 0 | 0 | 0 | 0 | 0 | 0 | 0 | 0 | 0 | 0 | 0 | 0 | 0 | 0 | 0 | 0 | 0 | 0 | 0 | 0 | 0 | 0 | 0 | 0 | 0 | 0 | 0 | 0_E7_Stock |  |  |  |  | 0
| E8 | 0 | 0 | 0 | 0 | 0 | 0 | 0 | 0 | 0 | 0 | 0 | 0 | 0 | 0 | 0 | 0 | 0 | 0 | 0 | 0 | 0 | 0 | 0 | 0 | 0 | 0 | 0 | 0 | 0 | 0 | 0 | 0_E8_Stock |  |  |  |  | 0
| E9 | 0 | 0 | 0 | 0 | 0 | 0 | 0 | 0 | 0 | 0 | 0 | 0 | 0 | 0 | 0 | 0 | 0 | 0 | 0 | 0 | 0 | 0 | 0 | 0 | 0 | 0 | 0 | 0 | 0 | 0 | 0 | 0_E9_Stock |  |  |  |  | 0
| E10 | 0 | 0 | 0 | 0 | 0 | 0 | 0 | 0 | 0 | 0 | 0 | 0 | 0 | 0 | 0 | 0 | 0 | 0 | 0 | 0 | 0 | 0 | 0 | 0 | 0 | 0 | 0 | 0 | 0 | 0 | 0 | 0_E10_Stock |  |  |  |  | 0
| Vintage | 0 | 0 | 0 | 0 | 0 | 0 | 0 | 0 | 0 | 0 | 0 | 0 | 0 | 0 | 0 | 0 | 0 | 0 | 0 | 0 | 0 | 0 | 0 | 0 | 0 | 0 | 0 | 0 | 0 | 0 | 0 | 0_Vintage_Stock |  |  |  |  | 288381.2139
S2C2 |  | Year 0: System 2 Technology 2
Technology Variables
| Tech Key | Year 0: 0
| Peak Factor (S) | Year 0: 0
| Peak Factor (W) | Year 0: 0
| Min Vintage Lifetime | Year 0: 0
| Max Vintage Lifetime | Year 0: 0
| Turnover Style | Year 0: 0
Technology Variables
| Equipment | Year 0: Label; Year 1: Min Lifetime; Year 2: Max Lifetime; Year 3: Degradation; Year 4: Usage; Year 5: Available
| E1 | Year 1: 0; Year 2: 0; Year 3: 0%; Year 4: 0; Year 5: FALSE
| E2 | Year 1: 0; Year 2: 0; Year 3: 0%; Year 4: 0; Year 5: FALSE
| E3 | Year 1: 0; Year 2: 0; Year 3: 0%; Year 4: 0; Year 5: FALSE
| E4 | Year 1: 0; Year 2: 0; Year 3: 0%; Year 4: 0; Year 5: FALSE
| E5 | Year 1: 0; Year 2: 0; Year 3: 0%; Year 4: 0; Year 5: FALSE
| E6 | Year 1: 0; Year 2: 0; Year 3: 0%; Year 4: 0; Year 5: FALSE
| E7 | Year 1: 0; Year 2: 0; Year 3: 0%; Year 4: 0; Year 5: FALSE
| E8 | Year 1: 0; Year 2: 0; Year 3: 0%; Year 4: 0; Year 5: FALSE
| E9 | Year 1: 0; Year 2: 0; Year 3: 0%; Year 4: 0; Year 5: FALSE
| E10 | Year 1: 0; Year 2: 0; Year 3: 0%; Year 4: 0; Year 5: FALSE
Original Forecast Results
| Year | Year 0 | Year 1 | Year 2 | Year 3 | Year 4 | Year 5 | Year 6 | Year 7 | Year 8 | Year 9 | Year 10 | Year 11 | Year 12 | Year 13 | Year 14 | Year 15 | Year 16 | Year 17 | Year 18 | Year 19 | Year 20 | Year 21 | Year 22 | Year 23 | Year 24 | Year 25 | Year 26 | Year 27 | Year 28 | Year 29 | Year 30 | Key
| Units | 0 | 0 | 0 | 0 | 0 | 0 | 0 | 0 | 0 | 0 | 0 | 0 | 0 | 0 | 0 | 0 | 0 | 0 | 0 | 0 | 0 | 0 | 0 | 0 | 0 | 0 | 0 | 0 | 0 | 0 | 0 | #REF! |  |  |  |  | 301957.8232
| Usage | 0 | 0 | 0 | 0 | 0 | 0 | 0 | 0 | 0 | 0 | 0 | 0 | 0 | 0 | 0 | 0 | 0 | 0 | 0 | 0 | 0 | 0 | 0 | 0 | 0 | 0 | 0 | 0 | 0 | 0 | 0 | #REF! |  |  |  |  | 1698.6543
| Peak Demand (S) | 0 | 0 | 0 | 0 | 0 | 0 | 0 | 0 | 0 | 0 | 0 | 0 | 0 | 0 | 0 | 0 | 0 | 0 | 0 | 0 | 0 | 0 | 0 | 0 | 0 | 0 | 0 | 0 | 0 | 0 | 0 | #REF! |  |  |  |  | 0
| Peak Demand (W) | 0 | 0 | 0 | 0 | 0 | 0 | 0 | 0 | 0 | 0 | 0 | 0 | 0 | 0 | 0 | 0 | 0 | 0 | 0 | 0 | 0 | 0 | 0 | 0 | 0 | 0 | 0 | 0 | 0 | 0 | 0 | #REF! |  |  |  |  | 884.6119
| Turnover | 0 | 0 | 0 | 0 | 0 | 0 | 0 | 0 | 0 | 0 | 0 | 0 | 0 | 0 | 0 | 0 | 0 | 0 | 0 | 0 | 0 | 0 | 0 | 0 | 0 | 0 | 0 | 0 | 0 | 0 | 0 | #REF! |  |  |  |  | 6885.4476
| Avg. Replacement Usage | 0 | 0 | 0 | 0 | 0 | 0 | 0 | 0 | 0 | 0 | 0 | 0 | 0 | 0 | 0 | 0 | 0 | 0 | 0 | 0 | 0 | 0 | 0 | 0 | 0 | 0 | 0 | 0 | 0 | 0 | 0 | #REF! |  |  |  |  | 5638.8522
| Avg. Replacement Demand (S) | 0 | 0 | 0 | 0 | 0 | 0 | 0 | 0 | 0 | 0 | 0 | 0 | 0 | 0 | 0 | 0 | 0 | 0 | 0 | 0 | 0 | 0 | 0 | 0 | 0 | 0 | 0 | 0 | 0 | 0 | 0 | #REF! |  |  |  |  | 0
| Avg. Replacement Demand (W) | 0 | 0 | 0 | 0 | 0 | 0 | 0 | 0 | 0 | 0 | 0 | 0 | 0 | 0 | 0 | 0 | 0 | 0 | 0 | 0 | 0 | 0 | 0 | 0 | 0 | 0 | 0 | 0 | 0 | 0 | 0 | #REF! |  |  |  |  | 2.9366
Tech Forecast Stock
| Year | Year 0 | Year 1 | Year 2 | Year 3 | Year 4 | Year 5 | Year 6 | Year 7 | Year 8 | Year 9 | Year 10 | Year 11 | Year 12 | Year 13 | Year 14 | Year 15 | Year 16 | Year 17 | Year 18 | Year 19 | Year 20 | Year 21 | Year 22 | Year 23 | Year 24 | Year 25 | Year 26 | Year 27 | Year 28 | Year 29 | Year 30
| E1 | 0 | 0 | 0 | 0 | 0 | 0 | 0 | 0 | 0 | 0 | 0 | 0 | 0 | 0 | 0 | 0 | 0 | 0 | 0 | 0 | 0 | 0 | 0 | 0 | 0 | 0 | 0 | 0 | 0 | 0 | 0
| E2 | 0 | 0 | 0 | 0 | 0 | 0 | 0 | 0 | 0 | 0 | 0 | 0 | 0 | 0 | 0 | 0 | 0 | 0 | 0 | 0 | 0 | 0 | 0 | 0 | 0 | 0 | 0 | 0 | 0 | 0 | 0
| E3 | 0 | 0 | 0 | 0 | 0 | 0 | 0 | 0 | 0 | 0 | 0 | 0 | 0 | 0 | 0 | 0 | 0 | 0 | 0 | 0 | 0 | 0 | 0 | 0 | 0 | 0 | 0 | 0 | 0 | 0 | 0
| E4 | 0 | 0 | 0 | 0 | 0 | 0 | 0 | 0 | 0 | 0 | 0 | 0 | 0 | 0 | 0 | 0 | 0 | 0 | 0 | 0 | 0 | 0 | 0 | 0 | 0 | 0 | 0 | 0 | 0 | 0 | 0
| E5 | 0 | 0 | 0 | 0 | 0 | 0 | 0 | 0 | 0 | 0 | 0 | 0 | 0 | 0 | 0 | 0 | 0 | 0 | 0 | 0 | 0 | 0 | 0 | 0 | 0 | 0 | 0 | 0 | 0 | 0 | 0
| E6 | 0 | 0 | 0 | 0 | 0 | 0 | 0 | 0 | 0 | 0 | 0 | 0 | 0 | 0 | 0 | 0 | 0 | 0 | 0 | 0 | 0 | 0 | 0 | 0 | 0 | 0 | 0 | 0 | 0 | 0 | 0
| E7 | 0 | 0 | 0 | 0 | 0 | 0 | 0 | 0 | 0 | 0 | 0 | 0 | 0 | 0 | 0 | 0 | 0 | 0 | 0 | 0 | 0 | 0 | 0 | 0 | 0 | 0 | 0 | 0 | 0 | 0 | 0
| E8 | 0 | 0 | 0 | 0 | 0 | 0 | 0 | 0 | 0 | 0 | 0 | 0 | 0 | 0 | 0 | 0 | 0 | 0 | 0 | 0 | 0 | 0 | 0 | 0 | 0 | 0 | 0 | 0 | 0 | 0 | 0
| E9 | 0 | 0 | 0 | 0 | 0 | 0 | 0 | 0 | 0 | 0 | 0 | 0 | 0 | 0 | 0 | 0 | 0 | 0 | 0 | 0 | 0 | 0 | 0 | 0 | 0 | 0 | 0 | 0 | 0 | 0 | 0
| E10 | 0 | 0 | 0 | 0 | 0 | 0 | 0 | 0 | 0 | 0 | 0 | 0 | 0 | 0 | 0 | 0 | 0 | 0 | 0 | 0 | 0 | 0 | 0 | 0 | 0 | 0 | 0 | 0 | 0 | 0 | 0
| Vintage | 0 | 0 | 0 | 0 | 0 | 0 | 0 | 0 | 0 | 0 | 0 | 0 | 0 | 0 | 0 | 0 | 0 | 0 | 0 | 0 | 0 | 0 | 0 | 0 | 0 | 0 | 0 | 0 | 0 | 0 | 0
Stock for Switching
| Year | Year 0 | Year 1 | Year 2 | Year 3 | Year 4 | Year 5 | Year 6 | Year 7 | Year 8 | Year 9 | Year 10 | Year 11 | Year 12 | Year 13 | Year 14 | Year 15 | Year 16 | Year 17 | Year 18 | Year 19 | Year 20 | Year 21 | Year 22 | Year 23 | Year 24 | Year 25 | Year 26 | Year 27 | Year 28 | Year 29 | Year 30
| E1 | 0 | 0 | 0 | 0 | 0 | 0 | 0 | 0 | 0 | 0 | 0 | 0 | 0 | 0 | 0 | 0 | 0 | 0 | 0 | 0 | 0 | 0 | 0 | 0 | 0 | 0 | 0 | 0 | 0 | 0 | 0 | 0_E1_SysStock
| E2 | 0 | 0 | 0 | 0 | 0 | 0 | 0 | 0 | 0 | 0 | 0 | 0 | 0 | 0 | 0 | 0 | 0 | 0 | 0 | 0 | 0 | 0 | 0 | 0 | 0 | 0 | 0 | 0 | 0 | 0 | 0 | 0_E2_SysStock
| E3 | 0 | 0 | 0 | 0 | 0 | 0 | 0 | 0 | 0 | 0 | 0 | 0 | 0 | 0 | 0 | 0 | 0 | 0 | 0 | 0 | 0 | 0 | 0 | 0 | 0 | 0 | 0 | 0 | 0 | 0 | 0 | 0_E3_SysStock
| E4 | 0 | 0 | 0 | 0 | 0 | 0 | 0 | 0 | 0 | 0 | 0 | 0 | 0 | 0 | 0 | 0 | 0 | 0 | 0 | 0 | 0 | 0 | 0 | 0 | 0 | 0 | 0 | 0 | 0 | 0 | 0 | 0_E4_SysStock
| E5 | 0 | 0 | 0 | 0 | 0 | 0 | 0 | 0 | 0 | 0 | 0 | 0 | 0 | 0 | 0 | 0 | 0 | 0 | 0 | 0 | 0 | 0 | 0 | 0 | 0 | 0 | 0 | 0 | 0 | 0 | 0 | 0_E5_SysStock
| E6 | 0 | 0 | 0 | 0 | 0 | 0 | 0 | 0 | 0 | 0 | 0 | 0 | 0 | 0 | 0 | 0 | 0 | 0 | 0 | 0 | 0 | 0 | 0 | 0 | 0 | 0 | 0 | 0 | 0 | 0 | 0 | 0_E6_SysStock
| E7 | 0 | 0 | 0 | 0 | 0 | 0 | 0 | 0 | 0 | 0 | 0 | 0 | 0 | 0 | 0 | 0 | 0 | 0 | 0 | 0 | 0 | 0 | 0 | 0 | 0 | 0 | 0 | 0 | 0 | 0 | 0 | 0_E7_SysStock
| E8 | 0 | 0 | 0 | 0 | 0 | 0 | 0 | 0 | 0 | 0 | 0 | 0 | 0 | 0 | 0 | 0 | 0 | 0 | 0 | 0 | 0 | 0 | 0 | 0 | 0 | 0 | 0 | 0 | 0 | 0 | 0 | 0_E8_SysStock
| E9 | 0 | 0 | 0 | 0 | 0 | 0 | 0 | 0 | 0 | 0 | 0 | 0 | 0 | 0 | 0 | 0 | 0 | 0 | 0 | 0 | 0 | 0 | 0 | 0 | 0 | 0 | 0 | 0 | 0 | 0 | 0 | 0_E9_SysStock
| E10 | 0 | 0 | 0 | 0 | 0 | 0 | 0 | 0 | 0 | 0 | 0 | 0 | 0 | 0 | 0 | 0 | 0 | 0 | 0 | 0 | 0 | 0 | 0 | 0 | 0 | 0 | 0 | 0 | 0 | 0 | 0 | 0_E10_SysStock
| Vintage | 0 | 0 | 0 | 0 | 0 | 0 | 0 | 0 | 0 | 0 | 0 | 0 | 0 | 0 | 0 | 0 | 0 | 0 | 0 | 0 | 0 | 0 | 0 | 0 | 0 | 0 | 0 | 0 | 0 | 0 | 0 | 0_Vintage_SysStock
Tech Forecast Purchases
| Year | Year 0 | Year 1 | Year 2 | Year 3 | Year 4 | Year 5 | Year 6 | Year 7 | Year 8 | Year 9 | Year 10 | Year 11 | Year 12 | Year 13 | Year 14 | Year 15 | Year 16 | Year 17 | Year 18 | Year 19 | Year 20 | Year 21 | Year 22 | Year 23 | Year 24 | Year 25 | Year 26 | Year 27 | Year 28 | Year 29 | Year 30
| E1 | 0 | 0 | 0 | 0 | 0 | 0 | 0 | 0 | 0 | 0 | 0 | 0 | 0 | 0 | 0 | 0 | 0 | 0 | 0 | 0 | 0 | 0 | 0 | 0 | 0 | 0 | 0 | 0 | 0 | 0 | 0
| E2 | 0 | 0 | 0 | 0 | 0 | 0 | 0 | 0 | 0 | 0 | 0 | 0 | 0 | 0 | 0 | 0 | 0 | 0 | 0 | 0 | 0 | 0 | 0 | 0 | 0 | 0 | 0 | 0 | 0 | 0 | 0
| E3 | 0 | 0 | 0 | 0 | 0 | 0 | 0 | 0 | 0 | 0 | 0 | 0 | 0 | 0 | 0 | 0 | 0 | 0 | 0 | 0 | 0 | 0 | 0 | 0 | 0 | 0 | 0 | 0 | 0 | 0 | 0
| E4 | 0 | 0 | 0 | 0 | 0 | 0 | 0 | 0 | 0 | 0 | 0 | 0 | 0 | 0 | 0 | 0 | 0 | 0 | 0 | 0 | 0 | 0 | 0 | 0 | 0 | 0 | 0 | 0 | 0 | 0 | 0
| E5 | 0 | 0 | 0 | 0 | 0 | 0 | 0 | 0 | 0 | 0 | 0 | 0 | 0 | 0 | 0 | 0 | 0 | 0 | 0 | 0 | 0 | 0 | 0 | 0 | 0 | 0 | 0 | 0 | 0 | 0 | 0
| E6 | 0 | 0 | 0 | 0 | 0 | 0 | 0 | 0 | 0 | 0 | 0 | 0 | 0 | 0 | 0 | 0 | 0 | 0 | 0 | 0 | 0 | 0 | 0 | 0 | 0 | 0 | 0 | 0 | 0 | 0 | 0
| E7 | 0 | 0 | 0 | 0 | 0 | 0 | 0 | 0 | 0 | 0 | 0 | 0 | 0 | 0 | 0 | 0 | 0 | 0 | 0 | 0 | 0 | 0 | 0 | 0 | 0 | 0 | 0 | 0 | 0 | 0 | 0
| E8 | 0 | 0 | 0 | 0 | 0 | 0 | 0 | 0 | 0 | 0 | 0 | 0 | 0 | 0 | 0 | 0 | 0 | 0 | 0 | 0 | 0 | 0 | 0 | 0 | 0 | 0 | 0 | 0 | 0 | 0 | 0
| E9 | 0 | 0 | 0 | 0 | 0 | 0 | 0 | 0 | 0 | 0 | 0 | 0 | 0 | 0 | 0 | 0 | 0 | 0 | 0 | 0 | 0 | 0 | 0 | 0 | 0 | 0 | 0 | 0 | 0 | 0 | 0
| E10 | 0 | 0 | 0 | 0 | 0 | 0 | 0 | 0 | 0 | 0 | 0 | 0 | 0 | 0 | 0 | 0 | 0 | 0 | 0 | 0 | 0 | 0 | 0 | 0 | 0 | 0 | 0 | 0 | 0 | 0 | 0
Potential to Switch
| Year | Year 0 | Year 1 | Year 2 | Year 3 | Year 4 | Year 5 | Year 6 | Year 7 | Year 8 | Year 9 | Year 10 | Year 11 | Year 12 | Year 13 | Year 14 | Year 15 | Year 16 | Year 17 | Year 18 | Year 19 | Year 20 | Year 21 | Year 22 | Year 23 | Year 24 | Year 25 | Year 26 | Year 27 | Year 28 | Year 29 | Year 30
| E1 | 0 | 0 | 0 | 0 | 0 | 0 | 0 | 0 | 0 | 0 | 0 | 0 | 0 | 0 | 0 | 0 | 0 | 0 | 0 | 0 | 0 | 0 | 0 | 0 | 0 | 0 | 0 | 0 | 0 | 0 | 0 | 0_E1_Switched Out
| E2 | 0 | 0 | 0 | 0 | 0 | 0 | 0 | 0 | 0 | 0 | 0 | 0 | 0 | 0 | 0 | 0 | 0 | 0 | 0 | 0 | 0 | 0 | 0 | 0 | 0 | 0 | 0 | 0 | 0 | 0 | 0 | 0_E2_Switched Out
| E3 | 0 | 0 | 0 | 0 | 0 | 0 | 0 | 0 | 0 | 0 | 0 | 0 | 0 | 0 | 0 | 0 | 0 | 0 | 0 | 0 | 0 | 0 | 0 | 0 | 0 | 0 | 0 | 0 | 0 | 0 | 0 | 0_E3_Switched Out
| E4 | 0 | 0 | 0 | 0 | 0 | 0 | 0 | 0 | 0 | 0 | 0 | 0 | 0 | 0 | 0 | 0 | 0 | 0 | 0 | 0 | 0 | 0 | 0 | 0 | 0 | 0 | 0 | 0 | 0 | 0 | 0 | 0_E4_Switched Out
| E5 | 0 | 0 | 0 | 0 | 0 | 0 | 0 | 0 | 0 | 0 | 0 | 0 | 0 | 0 | 0 | 0 | 0 | 0 | 0 | 0 | 0 | 0 | 0 | 0 | 0 | 0 | 0 | 0 | 0 | 0 | 0 | 0_E5_Switched Out
| E6 | 0 | 0 | 0 | 0 | 0 | 0 | 0 | 0 | 0 | 0 | 0 | 0 | 0 | 0 | 0 | 0 | 0 | 0 | 0 | 0 | 0 | 0 | 0 | 0 | 0 | 0 | 0 | 0 | 0 | 0 | 0 | 0_E6_Switched Out
| E7 | 0 | 0 | 0 | 0 | 0 | 0 | 0 | 0 | 0 | 0 | 0 | 0 | 0 | 0 | 0 | 0 | 0 | 0 | 0 | 0 | 0 | 0 | 0 | 0 | 0 | 0 | 0 | 0 | 0 | 0 | 0 | 0_E7_Switched Out
| E8 | 0 | 0 | 0 | 0 | 0 | 0 | 0 | 0 | 0 | 0 | 0 | 0 | 0 | 0 | 0 | 0 | 0 | 0 | 0 | 0 | 0 | 0 | 0 | 0 | 0 | 0 | 0 | 0 | 0 | 0 | 0 | 0_E8_Switched Out
| E9 | 0 | 0 | 0 | 0 | 0 | 0 | 0 | 0 | 0 | 0 | 0 | 0 | 0 | 0 | 0 | 0 | 0 | 0 | 0 | 0 | 0 | 0 | 0 | 0 | 0 | 0 | 0 | 0 | 0 | 0 | 0 | 0_E9_Switched Out
| E10 | 0 | 0 | 0 | 0 | 0 | 0 | 0 | 0 | 0 | 0 | 0 | 0 | 0 | 0 | 0 | 0 | 0 | 0 | 0 | 0 | 0 | 0 | 0 | 0 | 0 | 0 | 0 | 0 | 0 | 0 | 0 | 0_E10_Switched Out
Units Out
| E1 | 0 | 0 | 0 | 0 | 0 | 0 | 0 | 0 | 0 | 0 | 0 | 0 | 0 | 0 | 0 | 0 | 0 | 0 | 0 | 0 | 0 | 0 | 0 | 0 | 0 | 0 | 0 | 0 | 0 | 0 | 0
| E2 | 0 | 0 | 0 | 0 | 0 | 0 | 0 | 0 | 0 | 0 | 0 | 0 | 0 | 0 | 0 | 0 | 0 | 0 | 0 | 0 | 0 | 0 | 0 | 0 | 0 | 0 | 0 | 0 | 0 | 0 | 0
| E3 | 0 | 0 | 0 | 0 | 0 | 0 | 0 | 0 | 0 | 0 | 0 | 0 | 0 | 0 | 0 | 0 | 0 | 0 | 0 | 0 | 0 | 0 | 0 | 0 | 0 | 0 | 0 | 0 | 0 | 0 | 0
| E4 | 0 | 0 | 0 | 0 | 0 | 0 | 0 | 0 | 0 | 0 | 0 | 0 | 0 | 0 | 0 | 0 | 0 | 0 | 0 | 0 | 0 | 0 | 0 | 0 | 0 | 0 | 0 | 0 | 0 | 0 | 0
| E5 | 0 | 0 | 0 | 0 | 0 | 0 | 0 | 0 | 0 | 0 | 0 | 0 | 0 | 0 | 0 | 0 | 0 | 0 | 0 | 0 | 0 | 0 | 0 | 0 | 0 | 0 | 0 | 0 | 0 | 0 | 0
| E6 | 0 | 0 | 0 | 0 | 0 | 0 | 0 | 0 | 0 | 0 | 0 | 0 | 0 | 0 | 0 | 0 | 0 | 0 | 0 | 0 | 0 | 0 | 0 | 0 | 0 | 0 | 0 | 0 | 0 | 0 | 0
| E7 | 0 | 0 | 0 | 0 | 0 | 0 | 0 | 0 | 0 | 0 | 0 | 0 | 0 | 0 | 0 | 0 | 0 | 0 | 0 | 0 | 0 | 0 | 0 | 0 | 0 | 0 | 0 | 0 | 0 | 0 | 0
| E8 | 0 | 0 | 0 | 0 | 0 | 0 | 0 | 0 | 0 | 0 | 0 | 0 | 0 | 0 | 0 | 0 | 0 | 0 | 0 | 0 | 0 | 0 | 0 | 0 | 0 | 0 | 0 | 0 | 0 | 0 | 0
| E9 | 0 | 0 | 0 | 0 | 0 | 0 | 0 | 0 | 0 | 0 | 0 | 0 | 0 | 0 | 0 | 0 | 0 | 0 | 0 | 0 | 0 | 0 | 0 | 0 | 0 | 0 | 0 | 0 | 0 | 0 | 0
| E10 | 0 | 0 | 0 | 0 | 0 | 0 | 0 | 0 | 0 | 0 | 0 | 0 | 0 | 0 | 0 | 0 | 0 | 0 | 0 | 0 | 0 | 0 | 0 | 0 | 0 | 0 | 0 | 0 | 0 | 0 | 0
| Vintage | 0 | 0 | 0 | 0 | 0 | 0 | 0 | 0 | 0 | 0 | 0 | 0 | 0 | 0 | 0 | 0 | 0 | 0 | 0 | 0 | 0 | 0 | 0 | 0 | 0 | 0 | 0 | 0 | 0 | 0 | 0
Tech Purchase Shares
| Year | Year 0 | Year 1 | Year 2 | Year 3 | Year 4 | Year 5 | Year 6 | Year 7 | Year 8 | Year 9 | Year 10 | Year 11 | Year 12 | Year 13 | Year 14 | Year 15 | Year 16 | Year 17 | Year 18 | Year 19 | Year 20 | Year 21 | Year 22 | Year 23 | Year 24 | Year 25 | Year 26 | Year 27 | Year 28 | Year 29 | Year 30
E1 | bar: Year 0 to Year 30
E2 | bar: Year 0 to Year 30
E3 | bar: Year 0 to Year 30
E4 | bar: Year 0 to Year 30
E5 | bar: Year 0 to Year 30
E6 | bar: Year 0 to Year 30
E7 | bar: Year 0 to Year 30
E8 | bar: Year 0 to Year 30
E9 | bar: Year 0 to Year 30
E10 | bar: Year 0 to Year 30
Units In from Switching
| E1 | 0 | 0 | 0 | 0 | 0 | 0 | 0 | 0 | 0 | 0 | 0 | 0 | 0 | 0 | 0 | 0 | 0 | 0 | 0 | 0 | 0 | 0 | 0 | 0 | 0 | 0 | 0 | 0 | 0 | 0 | 0
| E2 | 0 | 0 | 0 | 0 | 0 | 0 | 0 | 0 | 0 | 0 | 0 | 0 | 0 | 0 | 0 | 0 | 0 | 0 | 0 | 0 | 0 | 0 | 0 | 0 | 0 | 0 | 0 | 0 | 0 | 0 | 0
| E3 | 0 | 0 | 0 | 0 | 0 | 0 | 0 | 0 | 0 | 0 | 0 | 0 | 0 | 0 | 0 | 0 | 0 | 0 | 0 | 0 | 0 | 0 | 0 | 0 | 0 | 0 | 0 | 0 | 0 | 0 | 0
| E4 | 0 | 0 | 0 | 0 | 0 | 0 | 0 | 0 | 0 | 0 | 0 | 0 | 0 | 0 | 0 | 0 | 0 | 0 | 0 | 0 | 0 | 0 | 0 | 0 | 0 | 0 | 0 | 0 | 0 | 0 | 0
| E5 | 0 | 0 | 0 | 0 | 0 | 0 | 0 | 0 | 0 | 0 | 0 | 0 | 0 | 0 | 0 | 0 | 0 | 0 | 0 | 0 | 0 | 0 | 0 | 0 | 0 | 0 | 0 | 0 | 0 | 0 | 0
| E6 | 0 | 0 | 0 | 0 | 0 | 0 | 0 | 0 | 0 | 0 | 0 | 0 | 0 | 0 | 0 | 0 | 0 | 0 | 0 | 0 | 0 | 0 | 0 | 0 | 0 | 0 | 0 | 0 | 0 | 0 | 0
| E7 | 0 | 0 | 0 | 0 | 0 | 0 | 0 | 0 | 0 | 0 | 0 | 0 | 0 | 0 | 0 | 0 | 0 | 0 | 0 | 0 | 0 | 0 | 0 | 0 | 0 | 0 | 0 | 0 | 0 | 0 | 0
| E8 | 0 | 0 | 0 | 0 | 0 | 0 | 0 | 0 | 0 | 0 | 0 | 0 | 0 | 0 | 0 | 0 | 0 | 0 | 0 | 0 | 0 | 0 | 0 | 0 | 0 | 0 | 0 | 0 | 0 | 0 | 0
| E9 | 0 | 0 | 0 | 0 | 0 | 0 | 0 | 0 | 0 | 0 | 0 | 0 | 0 | 0 | 0 | 0 | 0 | 0 | 0 | 0 | 0 | 0 | 0 | 0 | 0 | 0 | 0 | 0 | 0 | 0 | 0
| E10 | 0 | 0 | 0 | 0 | 0 | 0 | 0 | 0 | 0 | 0 | 0 | 0 | 0 | 0 | 0 | 0 | 0 | 0 | 0 | 0 | 0 | 0 | 0 | 0 | 0 | 0 | 0 | 0 | 0 | 0 | 0
| Vintage | 0 | 0 | 0 | 0 | 0 | 0 | 0 | 0 | 0 | 0 | 0 | 0 | 0 | 0 | 0 | 0 | 0 | 0 | 0 | 0 | 0 | 0 | 0 | 0 | 0 | 0 | 0 | 0 | 0 | 0 | 0
Net Change
| Year | Year 0 | Year 1 | Year 2 | Year 3 | Year 4 | Year 5 | Year 6 | Year 7 | Year 8 | Year 9 | Year 10 | Year 11 | Year 12 | Year 13 | Year 14 | Year 15 | Year 16 | Year 17 | Year 18 | Year 19 | Year 20 | Year 21 | Year 22 | Year 23 | Year 24 | Year 25 | Year 26 | Year 27 | Year 28 | Year 29 | Year 30 | Key
| Units | 0 | 0 | 0 | 0 | 0 | 0 | 0 | 0 | 0 | 0 | 0 | 0 | 0 | 0 | 0 | 0 | 0 | 0 | 0 | 0 | 0 | 0 | 0 | 0 | 0 | 0 | 0 | 0 | 0 | 0 | 0 | 0_Units |  |  |  |  | 301957.8232
| Usage | 0 | 0 | 0 | 0 | 0 | 0 | 0 | 0 | 0 | 0 | 0 | 0 | 0 | 0 | 0 | 0 | 0 | 0 | 0 | 0 | 0 | 0 | 0 | 0 | 0 | 0 | 0 | 0 | 0 | 0 | 0 | 0_Usage |  |  |  |  | 1698.6543
| Peak Demand (S) | 0 | 0 | 0 | 0 | 0 | 0 | 0 | 0 | 0 | 0 | 0 | 0 | 0 | 0 | 0 | 0 | 0 | 0 | 0 | 0 | 0 | 0 | 0 | 0 | 0 | 0 | 0 | 0 | 0 | 0 | 0 | 0_Peak Demand (S) |  |  |  |  | 0
| Peak Demand (W) | 0 | 0 | 0 | 0 | 0 | 0 | 0 | 0 | 0 | 0 | 0 | 0 | 0 | 0 | 0 | 0 | 0 | 0 | 0 | 0 | 0 | 0 | 0 | 0 | 0 | 0 | 0 | 0 | 0 | 0 | 0 | 0_Peak Demand (W) |  |  |  |  | 884.6119
| Turnover | 0 | 0 | 0 | 0 | 0 | 0 | 0 | 0 | 0 | 0 | 0 | 0 | 0 | 0 | 0 | 0 | 0 | 0 | 0 | 0 | 0 | 0 | 0 | 0 | 0 | 0 | 0 | 0 | 0 | 0 | 0 | 0_Turnover |  |  |  |  | 6885.4476
| Avg. Replacement Usage | 0 | 0 | 0 | 0 | 0 | 0 | 0 | 0 | 0 | 0 | 0 | 0 | 0 | 0 | 0 | 0 | 0 | 0 | 0 | 0 | 0 | 0 | 0 | 0 | 0 | 0 | 0 | 0 | 0 | 0 | 0 | 0_Avg. Replacement Usage |  |  |  |  | 5638.8522
| Avg. Replacement Demand (S) | 0 | 0 | 0 | 0 | 0 | 0 | 0 | 0 | 0 | 0 | 0 | 0 | 0 | 0 | 0 | 0 | 0 | 0 | 0 | 0 | 0 | 0 | 0 | 0 | 0 | 0 | 0 | 0 | 0 | 0 | 0 | 0_Avg. Replacement Demand (S) |  |  |  |  | 0
| Avg. Replacement Demand (W) | 0 | 0 | 0 | 0 | 0 | 0 | 0 | 0 | 0 | 0 | 0 | 0 | 0 | 0 | 0 | 0 | 0 | 0 | 0 | 0 | 0 | 0 | 0 | 0 | 0 | 0 | 0 | 0 | 0 | 0 | 0 | 0_Avg. Replacement Demand (W) |  |  |  |  | 2.9366
Purchases
| Year | Year 0 | Year 1 | Year 2 | Year 3 | Year 4 | Year 5 | Year 6 | Year 7 | Year 8 | Year 9 | Year 10 | Year 11 | Year 12 | Year 13 | Year 14 | Year 15 | Year 16 | Year 17 | Year 18 | Year 19 | Year 20 | Year 21 | Year 22 | Year 23 | Year 24 | Year 25 | Year 26 | Year 27 | Year 28 | Year 29 | Year 30
| E1 | 0 | 0 | 0 | 0 | 0 | 0 | 0 | 0 | 0 | 0 | 0 | 0 | 0 | 0 | 0 | 0 | 0 | 0 | 0 | 0 | 0 | 0 | 0 | 0 | 0 | 0 | 0 | 0 | 0 | 0 | 0 | 0_E1_Purchases |  |  |  |  | 6885.4476
| E2 | 0 | 0 | 0 | 0 | 0 | 0 | 0 | 0 | 0 | 0 | 0 | 0 | 0 | 0 | 0 | 0 | 0 | 0 | 0 | 0 | 0 | 0 | 0 | 0 | 0 | 0 | 0 | 0 | 0 | 0 | 0 | 0_E2_Purchases |  |  |  |  | 0
| E3 | 0 | 0 | 0 | 0 | 0 | 0 | 0 | 0 | 0 | 0 | 0 | 0 | 0 | 0 | 0 | 0 | 0 | 0 | 0 | 0 | 0 | 0 | 0 | 0 | 0 | 0 | 0 | 0 | 0 | 0 | 0 | 0_E3_Purchases |  |  |  |  | 0
| E4 | 0 | 0 | 0 | 0 | 0 | 0 | 0 | 0 | 0 | 0 | 0 | 0 | 0 | 0 | 0 | 0 | 0 | 0 | 0 | 0 | 0 | 0 | 0 | 0 | 0 | 0 | 0 | 0 | 0 | 0 | 0 | 0_E4_Purchases |  |  |  |  | 0
| E5 | 0 | 0 | 0 | 0 | 0 | 0 | 0 | 0 | 0 | 0 | 0 | 0 | 0 | 0 | 0 | 0 | 0 | 0 | 0 | 0 | 0 | 0 | 0 | 0 | 0 | 0 | 0 | 0 | 0 | 0 | 0 | 0_E5_Purchases |  |  |  |  | 0
| E6 | 0 | 0 | 0 | 0 | 0 | 0 | 0 | 0 | 0 | 0 | 0 | 0 | 0 | 0 | 0 | 0 | 0 | 0 | 0 | 0 | 0 | 0 | 0 | 0 | 0 | 0 | 0 | 0 | 0 | 0 | 0 | 0_E6_Purchases |  |  |  |  | 0
| E7 | 0 | 0 | 0 | 0 | 0 | 0 | 0 | 0 | 0 | 0 | 0 | 0 | 0 | 0 | 0 | 0 | 0 | 0 | 0 | 0 | 0 | 0 | 0 | 0 | 0 | 0 | 0 | 0 | 0 | 0 | 0 | 0_E7_Purchases |  |  |  |  | 0
| E8 | 0 | 0 | 0 | 0 | 0 | 0 | 0 | 0 | 0 | 0 | 0 | 0 | 0 | 0 | 0 | 0 | 0 | 0 | 0 | 0 | 0 | 0 | 0 | 0 | 0 | 0 | 0 | 0 | 0 | 0 | 0 | 0_E8_Purchases |  |  |  |  | 0
| E9 | 0 | 0 | 0 | 0 | 0 | 0 | 0 | 0 | 0 | 0 | 0 | 0 | 0 | 0 | 0 | 0 | 0 | 0 | 0 | 0 | 0 | 0 | 0 | 0 | 0 | 0 | 0 | 0 | 0 | 0 | 0 | 0_E9_Purchases |  |  |  |  | 0
| E10 | 0 | 0 | 0 | 0 | 0 | 0 | 0 | 0 | 0 | 0 | 0 | 0 | 0 | 0 | 0 | 0 | 0 | 0 | 0 | 0 | 0 | 0 | 0 | 0 | 0 | 0 | 0 | 0 | 0 | 0 | 0 | 0_E10_Purchases |  |  |  |  | 0
Stock
| Year | Year 0 | Year 1 | Year 2 | Year 3 | Year 4 | Year 5 | Year 6 | Year 7 | Year 8 | Year 9 | Year 10 | Year 11 | Year 12 | Year 13 | Year 14 | Year 15 | Year 16 | Year 17 | Year 18 | Year 19 | Year 20 | Year 21 | Year 22 | Year 23 | Year 24 | Year 25 | Year 26 | Year 27 | Year 28 | Year 29 | Year 30
| E1 | 0 | 0 | 0 | 0 | 0 | 0 | 0 | 0 | 0 | 0 | 0 | 0 | 0 | 0 | 0 | 0 | 0 | 0 | 0 | 0 | 0 | 0 | 0 | 0 | 0 | 0 | 0 | 0 | 0 | 0 | 0 | 0_E1_Stock |  |  |  |  | 13576.6093
| E2 | 0 | 0 | 0 | 0 | 0 | 0 | 0 | 0 | 0 | 0 | 0 | 0 | 0 | 0 | 0 | 0 | 0 | 0 | 0 | 0 | 0 | 0 | 0 | 0 | 0 | 0 | 0 | 0 | 0 | 0 | 0 | 0_E2_Stock |  |  |  |  | 0
| E3 | 0 | 0 | 0 | 0 | 0 | 0 | 0 | 0 | 0 | 0 | 0 | 0 | 0 | 0 | 0 | 0 | 0 | 0 | 0 | 0 | 0 | 0 | 0 | 0 | 0 | 0 | 0 | 0 | 0 | 0 | 0 | 0_E3_Stock |  |  |  |  | 0
| E4 | 0 | 0 | 0 | 0 | 0 | 0 | 0 | 0 | 0 | 0 | 0 | 0 | 0 | 0 | 0 | 0 | 0 | 0 | 0 | 0 | 0 | 0 | 0 | 0 | 0 | 0 | 0 | 0 | 0 | 0 | 0 | 0_E4_Stock |  |  |  |  | 0
| E5 | 0 | 0 | 0 | 0 | 0 | 0 | 0 | 0 | 0 | 0 | 0 | 0 | 0 | 0 | 0 | 0 | 0 | 0 | 0 | 0 | 0 | 0 | 0 | 0 | 0 | 0 | 0 | 0 | 0 | 0 | 0 | 0_E5_Stock |  |  |  |  | 0
| E6 | 0 | 0 | 0 | 0 | 0 | 0 | 0 | 0 | 0 | 0 | 0 | 0 | 0 | 0 | 0 | 0 | 0 | 0 | 0 | 0 | 0 | 0 | 0 | 0 | 0 | 0 | 0 | 0 | 0 | 0 | 0 | 0_E6_Stock |  |  |  |  | 0
| E7 | 0 | 0 | 0 | 0 | 0 | 0 | 0 | 0 | 0 | 0 | 0 | 0 | 0 | 0 | 0 | 0 | 0 | 0 | 0 | 0 | 0 | 0 | 0 | 0 | 0 | 0 | 0 | 0 | 0 | 0 | 0 | 0_E7_Stock |  |  |  |  | 0
| E8 | 0 | 0 | 0 | 0 | 0 | 0 | 0 | 0 | 0 | 0 | 0 | 0 | 0 | 0 | 0 | 0 | 0 | 0 | 0 | 0 | 0 | 0 | 0 | 0 | 0 | 0 | 0 | 0 | 0 | 0 | 0 | 0_E8_Stock |  |  |  |  | 0
| E9 | 0 | 0 | 0 | 0 | 0 | 0 | 0 | 0 | 0 | 0 | 0 | 0 | 0 | 0 | 0 | 0 | 0 | 0 | 0 | 0 | 0 | 0 | 0 | 0 | 0 | 0 | 0 | 0 | 0 | 0 | 0 | 0_E9_Stock |  |  |  |  | 0
| E10 | 0 | 0 | 0 | 0 | 0 | 0 | 0 | 0 | 0 | 0 | 0 | 0 | 0 | 0 | 0 | 0 | 0 | 0 | 0 | 0 | 0 | 0 | 0 | 0 | 0 | 0 | 0 | 0 | 0 | 0 | 0 | 0_E10_Stock |  |  |  |  | 0
| Vintage | 0 | 0 | 0 | 0 | 0 | 0 | 0 | 0 | 0 | 0 | 0 | 0 | 0 | 0 | 0 | 0 | 0 | 0 | 0 | 0 | 0 | 0 | 0 | 0 | 0 | 0 | 0 | 0 | 0 | 0 | 0 | 0_Vintage_Stock |  |  |  |  | 288381.2139
S2C3 |  | Year 0: System 2 Technology 3
Technology Variables
| Tech Key | Year 0: 0
| Peak Factor (S) | Year 0: 0
| Peak Factor (W) | Year 0: 0
| Min Vintage Lifetime | Year 0: 0
| Max Vintage Lifetime | Year 0: 0
| Turnover Style | Year 0: 0
Technology Variables
| Equipment | Year 0: Label; Year 1: Min Lifetime; Year 2: Max Lifetime; Year 3: Degradation; Year 4: Usage; Year 5: Available
| E1 | Year 1: 0; Year 2: 0; Year 3: 0%; Year 4: 0; Year 5: FALSE
| E2 | Year 1: 0; Year 2: 0; Year 3: 0%; Year 4: 0; Year 5: FALSE
| E3 | Year 1: 0; Year 2: 0; Year 3: 0%; Year 4: 0; Year 5: FALSE
| E4 | Year 1: 0; Year 2: 0; Year 3: 0%; Year 4: 0; Year 5: FALSE
| E5 | Year 1: 0; Year 2: 0; Year 3: 0%; Year 4: 0; Year 5: FALSE
| E6 | Year 1: 0; Year 2: 0; Year 3: 0%; Year 4: 0; Year 5: FALSE
| E7 | Year 1: 0; Year 2: 0; Year 3: 0%; Year 4: 0; Year 5: FALSE
| E8 | Year 1: 0; Year 2: 0; Year 3: 0%; Year 4: 0; Year 5: FALSE
| E9 | Year 1: 0; Year 2: 0; Year 3: 0%; Year 4: 0; Year 5: FALSE
| E10 | Year 1: 0; Year 2: 0; Year 3: 0%; Year 4: 0; Year 5: FALSE
Original Forecast Results
| Year | Year 0 | Year 1 | Year 2 | Year 3 | Year 4 | Year 5 | Year 6 | Year 7 | Year 8 | Year 9 | Year 10 | Year 11 | Year 12 | Year 13 | Year 14 | Year 15 | Year 16 | Year 17 | Year 18 | Year 19 | Year 20 | Year 21 | Year 22 | Year 23 | Year 24 | Year 25 | Year 26 | Year 27 | Year 28 | Year 29 | Year 30 | Key
| Units | 0 | 0 | 0 | 0 | 0 | 0 | 0 | 0 | 0 | 0 | 0 | 0 | 0 | 0 | 0 | 0 | 0 | 0 | 0 | 0 | 0 | 0 | 0 | 0 | 0 | 0 | 0 | 0 | 0 | 0 | 0 | #REF! |  |  |  |  | 301957.8232
| Usage | 0 | 0 | 0 | 0 | 0 | 0 | 0 | 0 | 0 | 0 | 0 | 0 | 0 | 0 | 0 | 0 | 0 | 0 | 0 | 0 | 0 | 0 | 0 | 0 | 0 | 0 | 0 | 0 | 0 | 0 | 0 | #REF! |  |  |  |  | 1698.6543
| Peak Demand (S) | 0 | 0 | 0 | 0 | 0 | 0 | 0 | 0 | 0 | 0 | 0 | 0 | 0 | 0 | 0 | 0 | 0 | 0 | 0 | 0 | 0 | 0 | 0 | 0 | 0 | 0 | 0 | 0 | 0 | 0 | 0 | #REF! |  |  |  |  | 0
| Peak Demand (W) | 0 | 0 | 0 | 0 | 0 | 0 | 0 | 0 | 0 | 0 | 0 | 0 | 0 | 0 | 0 | 0 | 0 | 0 | 0 | 0 | 0 | 0 | 0 | 0 | 0 | 0 | 0 | 0 | 0 | 0 | 0 | #REF! |  |  |  |  | 884.6119
| Turnover | 0 | 0 | 0 | 0 | 0 | 0 | 0 | 0 | 0 | 0 | 0 | 0 | 0 | 0 | 0 | 0 | 0 | 0 | 0 | 0 | 0 | 0 | 0 | 0 | 0 | 0 | 0 | 0 | 0 | 0 | 0 | #REF! |  |  |  |  | 6885.4476
| Avg. Replacement Usage | 0 | 0 | 0 | 0 | 0 | 0 | 0 | 0 | 0 | 0 | 0 | 0 | 0 | 0 | 0 | 0 | 0 | 0 | 0 | 0 | 0 | 0 | 0 | 0 | 0 | 0 | 0 | 0 | 0 | 0 | 0 | #REF! |  |  |  |  | 5638.8522
| Avg. Replacement Demand (S) | 0 | 0 | 0 | 0 | 0 | 0 | 0 | 0 | 0 | 0 | 0 | 0 | 0 | 0 | 0 | 0 | 0 | 0 | 0 | 0 | 0 | 0 | 0 | 0 | 0 | 0 | 0 | 0 | 0 | 0 | 0 | #REF! |  |  |  |  | 0
| Avg. Replacement Demand (W) | 0 | 0 | 0 | 0 | 0 | 0 | 0 | 0 | 0 | 0 | 0 | 0 | 0 | 0 | 0 | 0 | 0 | 0 | 0 | 0 | 0 | 0 | 0 | 0 | 0 | 0 | 0 | 0 | 0 | 0 | 0 | #REF! |  |  |  |  | 2.9366
Tech Forecast Stock
| Year | Year 0 | Year 1 | Year 2 | Year 3 | Year 4 | Year 5 | Year 6 | Year 7 | Year 8 | Year 9 | Year 10 | Year 11 | Year 12 | Year 13 | Year 14 | Year 15 | Year 16 | Year 17 | Year 18 | Year 19 | Year 20 | Year 21 | Year 22 | Year 23 | Year 24 | Year 25 | Year 26 | Year 27 | Year 28 | Year 29 | Year 30
| E1 | 0 | 0 | 0 | 0 | 0 | 0 | 0 | 0 | 0 | 0 | 0 | 0 | 0 | 0 | 0 | 0 | 0 | 0 | 0 | 0 | 0 | 0 | 0 | 0 | 0 | 0 | 0 | 0 | 0 | 0 | 0
| E2 | 0 | 0 | 0 | 0 | 0 | 0 | 0 | 0 | 0 | 0 | 0 | 0 | 0 | 0 | 0 | 0 | 0 | 0 | 0 | 0 | 0 | 0 | 0 | 0 | 0 | 0 | 0 | 0 | 0 | 0 | 0
| E3 | 0 | 0 | 0 | 0 | 0 | 0 | 0 | 0 | 0 | 0 | 0 | 0 | 0 | 0 | 0 | 0 | 0 | 0 | 0 | 0 | 0 | 0 | 0 | 0 | 0 | 0 | 0 | 0 | 0 | 0 | 0
| E4 | 0 | 0 | 0 | 0 | 0 | 0 | 0 | 0 | 0 | 0 | 0 | 0 | 0 | 0 | 0 | 0 | 0 | 0 | 0 | 0 | 0 | 0 | 0 | 0 | 0 | 0 | 0 | 0 | 0 | 0 | 0
| E5 | 0 | 0 | 0 | 0 | 0 | 0 | 0 | 0 | 0 | 0 | 0 | 0 | 0 | 0 | 0 | 0 | 0 | 0 | 0 | 0 | 0 | 0 | 0 | 0 | 0 | 0 | 0 | 0 | 0 | 0 | 0
| E6 | 0 | 0 | 0 | 0 | 0 | 0 | 0 | 0 | 0 | 0 | 0 | 0 | 0 | 0 | 0 | 0 | 0 | 0 | 0 | 0 | 0 | 0 | 0 | 0 | 0 | 0 | 0 | 0 | 0 | 0 | 0
| E7 | 0 | 0 | 0 | 0 | 0 | 0 | 0 | 0 | 0 | 0 | 0 | 0 | 0 | 0 | 0 | 0 | 0 | 0 | 0 | 0 | 0 | 0 | 0 | 0 | 0 | 0 | 0 | 0 | 0 | 0 | 0
| E8 | 0 | 0 | 0 | 0 | 0 | 0 | 0 | 0 | 0 | 0 | 0 | 0 | 0 | 0 | 0 | 0 | 0 | 0 | 0 | 0 | 0 | 0 | 0 | 0 | 0 | 0 | 0 | 0 | 0 | 0 | 0
| E9 | 0 | 0 | 0 | 0 | 0 | 0 | 0 | 0 | 0 | 0 | 0 | 0 | 0 | 0 | 0 | 0 | 0 | 0 | 0 | 0 | 0 | 0 | 0 | 0 | 0 | 0 | 0 | 0 | 0 | 0 | 0
| E10 | 0 | 0 | 0 | 0 | 0 | 0 | 0 | 0 | 0 | 0 | 0 | 0 | 0 | 0 | 0 | 0 | 0 | 0 | 0 | 0 | 0 | 0 | 0 | 0 | 0 | 0 | 0 | 0 | 0 | 0 | 0
| Vintage | 0 | 0 | 0 | 0 | 0 | 0 | 0 | 0 | 0 | 0 | 0 | 0 | 0 | 0 | 0 | 0 | 0 | 0 | 0 | 0 | 0 | 0 | 0 | 0 | 0 | 0 | 0 | 0 | 0 | 0 | 0
Stock for Switching
| Year | Year 0 | Year 1 | Year 2 | Year 3 | Year 4 | Year 5 | Year 6 | Year 7 | Year 8 | Year 9 | Year 10 | Year 11 | Year 12 | Year 13 | Year 14 | Year 15 | Year 16 | Year 17 | Year 18 | Year 19 | Year 20 | Year 21 | Year 22 | Year 23 | Year 24 | Year 25 | Year 26 | Year 27 | Year 28 | Year 29 | Year 30
| E1 | 0 | 0 | 0 | 0 | 0 | 0 | 0 | 0 | 0 | 0 | 0 | 0 | 0 | 0 | 0 | 0 | 0 | 0 | 0 | 0 | 0 | 0 | 0 | 0 | 0 | 0 | 0 | 0 | 0 | 0 | 0 | 0_E1_SysStock
| E2 | 0 | 0 | 0 | 0 | 0 | 0 | 0 | 0 | 0 | 0 | 0 | 0 | 0 | 0 | 0 | 0 | 0 | 0 | 0 | 0 | 0 | 0 | 0 | 0 | 0 | 0 | 0 | 0 | 0 | 0 | 0 | 0_E2_SysStock
| E3 | 0 | 0 | 0 | 0 | 0 | 0 | 0 | 0 | 0 | 0 | 0 | 0 | 0 | 0 | 0 | 0 | 0 | 0 | 0 | 0 | 0 | 0 | 0 | 0 | 0 | 0 | 0 | 0 | 0 | 0 | 0 | 0_E3_SysStock
| E4 | 0 | 0 | 0 | 0 | 0 | 0 | 0 | 0 | 0 | 0 | 0 | 0 | 0 | 0 | 0 | 0 | 0 | 0 | 0 | 0 | 0 | 0 | 0 | 0 | 0 | 0 | 0 | 0 | 0 | 0 | 0 | 0_E4_SysStock
| E5 | 0 | 0 | 0 | 0 | 0 | 0 | 0 | 0 | 0 | 0 | 0 | 0 | 0 | 0 | 0 | 0 | 0 | 0 | 0 | 0 | 0 | 0 | 0 | 0 | 0 | 0 | 0 | 0 | 0 | 0 | 0 | 0_E5_SysStock
| E6 | 0 | 0 | 0 | 0 | 0 | 0 | 0 | 0 | 0 | 0 | 0 | 0 | 0 | 0 | 0 | 0 | 0 | 0 | 0 | 0 | 0 | 0 | 0 | 0 | 0 | 0 | 0 | 0 | 0 | 0 | 0 | 0_E6_SysStock
| E7 | 0 | 0 | 0 | 0 | 0 | 0 | 0 | 0 | 0 | 0 | 0 | 0 | 0 | 0 | 0 | 0 | 0 | 0 | 0 | 0 | 0 | 0 | 0 | 0 | 0 | 0 | 0 | 0 | 0 | 0 | 0 | 0_E7_SysStock
| E8 | 0 | 0 | 0 | 0 | 0 | 0 | 0 | 0 | 0 | 0 | 0 | 0 | 0 | 0 | 0 | 0 | 0 | 0 | 0 | 0 | 0 | 0 | 0 | 0 | 0 | 0 | 0 | 0 | 0 | 0 | 0 | 0_E8_SysStock
| E9 | 0 | 0 | 0 | 0 | 0 | 0 | 0 | 0 | 0 | 0 | 0 | 0 | 0 | 0 | 0 | 0 | 0 | 0 | 0 | 0 | 0 | 0 | 0 | 0 | 0 | 0 | 0 | 0 | 0 | 0 | 0 | 0_E9_SysStock
| E10 | 0 | 0 | 0 | 0 | 0 | 0 | 0 | 0 | 0 | 0 | 0 | 0 | 0 | 0 | 0 | 0 | 0 | 0 | 0 | 0 | 0 | 0 | 0 | 0 | 0 | 0 | 0 | 0 | 0 | 0 | 0 | 0_E10_SysStock
| Vintage | 0 | 0 | 0 | 0 | 0 | 0 | 0 | 0 | 0 | 0 | 0 | 0 | 0 | 0 | 0 | 0 | 0 | 0 | 0 | 0 | 0 | 0 | 0 | 0 | 0 | 0 | 0 | 0 | 0 | 0 | 0 | 0_Vintage_SysStock
Tech Forecast Purchases
| Year | Year 0 | Year 1 | Year 2 | Year 3 | Year 4 | Year 5 | Year 6 | Year 7 | Year 8 | Year 9 | Year 10 | Year 11 | Year 12 | Year 13 | Year 14 | Year 15 | Year 16 | Year 17 | Year 18 | Year 19 | Year 20 | Year 21 | Year 22 | Year 23 | Year 24 | Year 25 | Year 26 | Year 27 | Year 28 | Year 29 | Year 30
| E1 | 0 | 0 | 0 | 0 | 0 | 0 | 0 | 0 | 0 | 0 | 0 | 0 | 0 | 0 | 0 | 0 | 0 | 0 | 0 | 0 | 0 | 0 | 0 | 0 | 0 | 0 | 0 | 0 | 0 | 0 | 0
| E2 | 0 | 0 | 0 | 0 | 0 | 0 | 0 | 0 | 0 | 0 | 0 | 0 | 0 | 0 | 0 | 0 | 0 | 0 | 0 | 0 | 0 | 0 | 0 | 0 | 0 | 0 | 0 | 0 | 0 | 0 | 0
| E3 | 0 | 0 | 0 | 0 | 0 | 0 | 0 | 0 | 0 | 0 | 0 | 0 | 0 | 0 | 0 | 0 | 0 | 0 | 0 | 0 | 0 | 0 | 0 | 0 | 0 | 0 | 0 | 0 | 0 | 0 | 0
| E4 | 0 | 0 | 0 | 0 | 0 | 0 | 0 | 0 | 0 | 0 | 0 | 0 | 0 | 0 | 0 | 0 | 0 | 0 | 0 | 0 | 0 | 0 | 0 | 0 | 0 | 0 | 0 | 0 | 0 | 0 | 0
| E5 | 0 | 0 | 0 | 0 | 0 | 0 | 0 | 0 | 0 | 0 | 0 | 0 | 0 | 0 | 0 | 0 | 0 | 0 | 0 | 0 | 0 | 0 | 0 | 0 | 0 | 0 | 0 | 0 | 0 | 0 | 0
| E6 | 0 | 0 | 0 | 0 | 0 | 0 | 0 | 0 | 0 | 0 | 0 | 0 | 0 | 0 | 0 | 0 | 0 | 0 | 0 | 0 | 0 | 0 | 0 | 0 | 0 | 0 | 0 | 0 | 0 | 0 | 0
| E7 | 0 | 0 | 0 | 0 | 0 | 0 | 0 | 0 | 0 | 0 | 0 | 0 | 0 | 0 | 0 | 0 | 0 | 0 | 0 | 0 | 0 | 0 | 0 | 0 | 0 | 0 | 0 | 0 | 0 | 0 | 0
| E8 | 0 | 0 | 0 | 0 | 0 | 0 | 0 | 0 | 0 | 0 | 0 | 0 | 0 | 0 | 0 | 0 | 0 | 0 | 0 | 0 | 0 | 0 | 0 | 0 | 0 | 0 | 0 | 0 | 0 | 0 | 0
| E9 | 0 | 0 | 0 | 0 | 0 | 0 | 0 | 0 | 0 | 0 | 0 | 0 | 0 | 0 | 0 | 0 | 0 | 0 | 0 | 0 | 0 | 0 | 0 | 0 | 0 | 0 | 0 | 0 | 0 | 0 | 0
| E10 | 0 | 0 | 0 | 0 | 0 | 0 | 0 | 0 | 0 | 0 | 0 | 0 | 0 | 0 | 0 | 0 | 0 | 0 | 0 | 0 | 0 | 0 | 0 | 0 | 0 | 0 | 0 | 0 | 0 | 0 | 0
Potential to Switch
| Year | Year 0 | Year 1 | Year 2 | Year 3 | Year 4 | Year 5 | Year 6 | Year 7 | Year 8 | Year 9 | Year 10 | Year 11 | Year 12 | Year 13 | Year 14 | Year 15 | Year 16 | Year 17 | Year 18 | Year 19 | Year 20 | Year 21 | Year 22 | Year 23 | Year 24 | Year 25 | Year 26 | Year 27 | Year 28 | Year 29 | Year 30
| E1 | 0 | 0 | 0 | 0 | 0 | 0 | 0 | 0 | 0 | 0 | 0 | 0 | 0 | 0 | 0 | 0 | 0 | 0 | 0 | 0 | 0 | 0 | 0 | 0 | 0 | 0 | 0 | 0 | 0 | 0 | 0 | 0_E1_Switched Out
| E2 | 0 | 0 | 0 | 0 | 0 | 0 | 0 | 0 | 0 | 0 | 0 | 0 | 0 | 0 | 0 | 0 | 0 | 0 | 0 | 0 | 0 | 0 | 0 | 0 | 0 | 0 | 0 | 0 | 0 | 0 | 0 | 0_E2_Switched Out
| E3 | 0 | 0 | 0 | 0 | 0 | 0 | 0 | 0 | 0 | 0 | 0 | 0 | 0 | 0 | 0 | 0 | 0 | 0 | 0 | 0 | 0 | 0 | 0 | 0 | 0 | 0 | 0 | 0 | 0 | 0 | 0 | 0_E3_Switched Out
| E4 | 0 | 0 | 0 | 0 | 0 | 0 | 0 | 0 | 0 | 0 | 0 | 0 | 0 | 0 | 0 | 0 | 0 | 0 | 0 | 0 | 0 | 0 | 0 | 0 | 0 | 0 | 0 | 0 | 0 | 0 | 0 | 0_E4_Switched Out
| E5 | 0 | 0 | 0 | 0 | 0 | 0 | 0 | 0 | 0 | 0 | 0 | 0 | 0 | 0 | 0 | 0 | 0 | 0 | 0 | 0 | 0 | 0 | 0 | 0 | 0 | 0 | 0 | 0 | 0 | 0 | 0 | 0_E5_Switched Out
| E6 | 0 | 0 | 0 | 0 | 0 | 0 | 0 | 0 | 0 | 0 | 0 | 0 | 0 | 0 | 0 | 0 | 0 | 0 | 0 | 0 | 0 | 0 | 0 | 0 | 0 | 0 | 0 | 0 | 0 | 0 | 0 | 0_E6_Switched Out
| E7 | 0 | 0 | 0 | 0 | 0 | 0 | 0 | 0 | 0 | 0 | 0 | 0 | 0 | 0 | 0 | 0 | 0 | 0 | 0 | 0 | 0 | 0 | 0 | 0 | 0 | 0 | 0 | 0 | 0 | 0 | 0 | 0_E7_Switched Out
| E8 | 0 | 0 | 0 | 0 | 0 | 0 | 0 | 0 | 0 | 0 | 0 | 0 | 0 | 0 | 0 | 0 | 0 | 0 | 0 | 0 | 0 | 0 | 0 | 0 | 0 | 0 | 0 | 0 | 0 | 0 | 0 | 0_E8_Switched Out
| E9 | 0 | 0 | 0 | 0 | 0 | 0 | 0 | 0 | 0 | 0 | 0 | 0 | 0 | 0 | 0 | 0 | 0 | 0 | 0 | 0 | 0 | 0 | 0 | 0 | 0 | 0 | 0 | 0 | 0 | 0 | 0 | 0_E9_Switched Out
| E10 | 0 | 0 | 0 | 0 | 0 | 0 | 0 | 0 | 0 | 0 | 0 | 0 | 0 | 0 | 0 | 0 | 0 | 0 | 0 | 0 | 0 | 0 | 0 | 0 | 0 | 0 | 0 | 0 | 0 | 0 | 0 | 0_E10_Switched Out
Units Out
| E1 | 0 | 0 | 0 | 0 | 0 | 0 | 0 | 0 | 0 | 0 | 0 | 0 | 0 | 0 | 0 | 0 | 0 | 0 | 0 | 0 | 0 | 0 | 0 | 0 | 0 | 0 | 0 | 0 | 0 | 0 | 0
| E2 | 0 | 0 | 0 | 0 | 0 | 0 | 0 | 0 | 0 | 0 | 0 | 0 | 0 | 0 | 0 | 0 | 0 | 0 | 0 | 0 | 0 | 0 | 0 | 0 | 0 | 0 | 0 | 0 | 0 | 0 | 0
| E3 | 0 | 0 | 0 | 0 | 0 | 0 | 0 | 0 | 0 | 0 | 0 | 0 | 0 | 0 | 0 | 0 | 0 | 0 | 0 | 0 | 0 | 0 | 0 | 0 | 0 | 0 | 0 | 0 | 0 | 0 | 0
| E4 | 0 | 0 | 0 | 0 | 0 | 0 | 0 | 0 | 0 | 0 | 0 | 0 | 0 | 0 | 0 | 0 | 0 | 0 | 0 | 0 | 0 | 0 | 0 | 0 | 0 | 0 | 0 | 0 | 0 | 0 | 0
| E5 | 0 | 0 | 0 | 0 | 0 | 0 | 0 | 0 | 0 | 0 | 0 | 0 | 0 | 0 | 0 | 0 | 0 | 0 | 0 | 0 | 0 | 0 | 0 | 0 | 0 | 0 | 0 | 0 | 0 | 0 | 0
| E6 | 0 | 0 | 0 | 0 | 0 | 0 | 0 | 0 | 0 | 0 | 0 | 0 | 0 | 0 | 0 | 0 | 0 | 0 | 0 | 0 | 0 | 0 | 0 | 0 | 0 | 0 | 0 | 0 | 0 | 0 | 0
| E7 | 0 | 0 | 0 | 0 | 0 | 0 | 0 | 0 | 0 | 0 | 0 | 0 | 0 | 0 | 0 | 0 | 0 | 0 | 0 | 0 | 0 | 0 | 0 | 0 | 0 | 0 | 0 | 0 | 0 | 0 | 0
| E8 | 0 | 0 | 0 | 0 | 0 | 0 | 0 | 0 | 0 | 0 | 0 | 0 | 0 | 0 | 0 | 0 | 0 | 0 | 0 | 0 | 0 | 0 | 0 | 0 | 0 | 0 | 0 | 0 | 0 | 0 | 0
| E9 | 0 | 0 | 0 | 0 | 0 | 0 | 0 | 0 | 0 | 0 | 0 | 0 | 0 | 0 | 0 | 0 | 0 | 0 | 0 | 0 | 0 | 0 | 0 | 0 | 0 | 0 | 0 | 0 | 0 | 0 | 0
| E10 | 0 | 0 | 0 | 0 | 0 | 0 | 0 | 0 | 0 | 0 | 0 | 0 | 0 | 0 | 0 | 0 | 0 | 0 | 0 | 0 | 0 | 0 | 0 | 0 | 0 | 0 | 0 | 0 | 0 | 0 | 0
| Vintage | 0 | 0 | 0 | 0 | 0 | 0 | 0 | 0 | 0 | 0 | 0 | 0 | 0 | 0 | 0 | 0 | 0 | 0 | 0 | 0 | 0 | 0 | 0 | 0 | 0 | 0 | 0 | 0 | 0 | 0 | 0
Tech Purchase Shares
| Year | Year 0 | Year 1 | Year 2 | Year 3 | Year 4 | Year 5 | Year 6 | Year 7 | Year 8 | Year 9 | Year 10 | Year 11 | Year 12 | Year 13 | Year 14 | Year 15 | Year 16 | Year 17 | Year 18 | Year 19 | Year 20 | Year 21 | Year 22 | Year 23 | Year 24 | Year 25 | Year 26 | Year 27 | Year 28 | Year 29 | Year 30
E1 | bar: Year 0 to Year 30
E2 | bar: Year 0 to Year 30
E3 | bar: Year 0 to Year 30
E4 | bar: Year 0 to Year 30
E5 | bar: Year 0 to Year 30
E6 | bar: Year 0 to Year 30
E7 | bar: Year 0 to Year 30
E8 | bar: Year 0 to Year 30
E9 | bar: Year 0 to Year 30
E10 | bar: Year 0 to Year 30
Units In from Switching
| E1 | 0 | 0 | 0 | 0 | 0 | 0 | 0 | 0 | 0 | 0 | 0 | 0 | 0 | 0 | 0 | 0 | 0 | 0 | 0 | 0 | 0 | 0 | 0 | 0 | 0 | 0 | 0 | 0 | 0 | 0 | 0
| E2 | 0 | 0 | 0 | 0 | 0 | 0 | 0 | 0 | 0 | 0 | 0 | 0 | 0 | 0 | 0 | 0 | 0 | 0 | 0 | 0 | 0 | 0 | 0 | 0 | 0 | 0 | 0 | 0 | 0 | 0 | 0
| E3 | 0 | 0 | 0 | 0 | 0 | 0 | 0 | 0 | 0 | 0 | 0 | 0 | 0 | 0 | 0 | 0 | 0 | 0 | 0 | 0 | 0 | 0 | 0 | 0 | 0 | 0 | 0 | 0 | 0 | 0 | 0
| E4 | 0 | 0 | 0 | 0 | 0 | 0 | 0 | 0 | 0 | 0 | 0 | 0 | 0 | 0 | 0 | 0 | 0 | 0 | 0 | 0 | 0 | 0 | 0 | 0 | 0 | 0 | 0 | 0 | 0 | 0 | 0
| E5 | 0 | 0 | 0 | 0 | 0 | 0 | 0 | 0 | 0 | 0 | 0 | 0 | 0 | 0 | 0 | 0 | 0 | 0 | 0 | 0 | 0 | 0 | 0 | 0 | 0 | 0 | 0 | 0 | 0 | 0 | 0
| E6 | 0 | 0 | 0 | 0 | 0 | 0 | 0 | 0 | 0 | 0 | 0 | 0 | 0 | 0 | 0 | 0 | 0 | 0 | 0 | 0 | 0 | 0 | 0 | 0 | 0 | 0 | 0 | 0 | 0 | 0 | 0
| E7 | 0 | 0 | 0 | 0 | 0 | 0 | 0 | 0 | 0 | 0 | 0 | 0 | 0 | 0 | 0 | 0 | 0 | 0 | 0 | 0 | 0 | 0 | 0 | 0 | 0 | 0 | 0 | 0 | 0 | 0 | 0
| E8 | 0 | 0 | 0 | 0 | 0 | 0 | 0 | 0 | 0 | 0 | 0 | 0 | 0 | 0 | 0 | 0 | 0 | 0 | 0 | 0 | 0 | 0 | 0 | 0 | 0 | 0 | 0 | 0 | 0 | 0 | 0
| E9 | 0 | 0 | 0 | 0 | 0 | 0 | 0 | 0 | 0 | 0 | 0 | 0 | 0 | 0 | 0 | 0 | 0 | 0 | 0 | 0 | 0 | 0 | 0 | 0 | 0 | 0 | 0 | 0 | 0 | 0 | 0
| E10 | 0 | 0 | 0 | 0 | 0 | 0 | 0 | 0 | 0 | 0 | 0 | 0 | 0 | 0 | 0 | 0 | 0 | 0 | 0 | 0 | 0 | 0 | 0 | 0 | 0 | 0 | 0 | 0 | 0 | 0 | 0
| Vintage | 0 | 0 | 0 | 0 | 0 | 0 | 0 | 0 | 0 | 0 | 0 | 0 | 0 | 0 | 0 | 0 | 0 | 0 | 0 | 0 | 0 | 0 | 0 | 0 | 0 | 0 | 0 | 0 | 0 | 0 | 0
Net Change
| Year | Year 0 | Year 1 | Year 2 | Year 3 | Year 4 | Year 5 | Year 6 | Year 7 | Year 8 | Year 9 | Year 10 | Year 11 | Year 12 | Year 13 | Year 14 | Year 15 | Year 16 | Year 17 | Year 18 | Year 19 | Year 20 | Year 21 | Year 22 | Year 23 | Year 24 | Year 25 | Year 26 | Year 27 | Year 28 | Year 29 | Year 30 | Key
| Units | 0 | 0 | 0 | 0 | 0 | 0 | 0 | 0 | 0 | 0 | 0 | 0 | 0 | 0 | 0 | 0 | 0 | 0 | 0 | 0 | 0 | 0 | 0 | 0 | 0 | 0 | 0 | 0 | 0 | 0 | 0 | 0_Units |  |  |  |  | 301957.8232
| Usage | 0 | 0 | 0 | 0 | 0 | 0 | 0 | 0 | 0 | 0 | 0 | 0 | 0 | 0 | 0 | 0 | 0 | 0 | 0 | 0 | 0 | 0 | 0 | 0 | 0 | 0 | 0 | 0 | 0 | 0 | 0 | 0_Usage |  |  |  |  | 1698.6543
| Peak Demand (S) | 0 | 0 | 0 | 0 | 0 | 0 | 0 | 0 | 0 | 0 | 0 | 0 | 0 | 0 | 0 | 0 | 0 | 0 | 0 | 0 | 0 | 0 | 0 | 0 | 0 | 0 | 0 | 0 | 0 | 0 | 0 | 0_Peak Demand (S) |  |  |  |  | 0
| Peak Demand (W) | 0 | 0 | 0 | 0 | 0 | 0 | 0 | 0 | 0 | 0 | 0 | 0 | 0 | 0 | 0 | 0 | 0 | 0 | 0 | 0 | 0 | 0 | 0 | 0 | 0 | 0 | 0 | 0 | 0 | 0 | 0 | 0_Peak Demand (W) |  |  |  |  | 884.6119
| Turnover | 0 | 0 | 0 | 0 | 0 | 0 | 0 | 0 | 0 | 0 | 0 | 0 | 0 | 0 | 0 | 0 | 0 | 0 | 0 | 0 | 0 | 0 | 0 | 0 | 0 | 0 | 0 | 0 | 0 | 0 | 0 | 0_Turnover |  |  |  |  | 6885.4476
| Avg. Replacement Usage | 0 | 0 | 0 | 0 | 0 | 0 | 0 | 0 | 0 | 0 | 0 | 0 | 0 | 0 | 0 | 0 | 0 | 0 | 0 | 0 | 0 | 0 | 0 | 0 | 0 | 0 | 0 | 0 | 0 | 0 | 0 | 0_Avg. Replacement Usage |  |  |  |  | 5638.8522
| Avg. Replacement Demand (S) | 0 | 0 | 0 | 0 | 0 | 0 | 0 | 0 | 0 | 0 | 0 | 0 | 0 | 0 | 0 | 0 | 0 | 0 | 0 | 0 | 0 | 0 | 0 | 0 | 0 | 0 | 0 | 0 | 0 | 0 | 0 | 0_Avg. Replacement Demand (S) |  |  |  |  | 0
| Avg. Replacement Demand (W) | 0 | 0 | 0 | 0 | 0 | 0 | 0 | 0 | 0 | 0 | 0 | 0 | 0 | 0 | 0 | 0 | 0 | 0 | 0 | 0 | 0 | 0 | 0 | 0 | 0 | 0 | 0 | 0 | 0 | 0 | 0 | 0_Avg. Replacement Demand (W) |  |  |  |  | 2.9366
Purchases
| Year | Year 0 | Year 1 | Year 2 | Year 3 | Year 4 | Year 5 | Year 6 | Year 7 | Year 8 | Year 9 | Year 10 | Year 11 | Year 12 | Year 13 | Year 14 | Year 15 | Year 16 | Year 17 | Year 18 | Year 19 | Year 20 | Year 21 | Year 22 | Year 23 | Year 24 | Year 25 | Year 26 | Year 27 | Year 28 | Year 29 | Year 30
| E1 | 0 | 0 | 0 | 0 | 0 | 0 | 0 | 0 | 0 | 0 | 0 | 0 | 0 | 0 | 0 | 0 | 0 | 0 | 0 | 0 | 0 | 0 | 0 | 0 | 0 | 0 | 0 | 0 | 0 | 0 | 0 | 0_E1_Purchases |  |  |  |  | 6885.4476
| E2 | 0 | 0 | 0 | 0 | 0 | 0 | 0 | 0 | 0 | 0 | 0 | 0 | 0 | 0 | 0 | 0 | 0 | 0 | 0 | 0 | 0 | 0 | 0 | 0 | 0 | 0 | 0 | 0 | 0 | 0 | 0 | 0_E2_Purchases |  |  |  |  | 0
| E3 | 0 | 0 | 0 | 0 | 0 | 0 | 0 | 0 | 0 | 0 | 0 | 0 | 0 | 0 | 0 | 0 | 0 | 0 | 0 | 0 | 0 | 0 | 0 | 0 | 0 | 0 | 0 | 0 | 0 | 0 | 0 | 0_E3_Purchases |  |  |  |  | 0
| E4 | 0 | 0 | 0 | 0 | 0 | 0 | 0 | 0 | 0 | 0 | 0 | 0 | 0 | 0 | 0 | 0 | 0 | 0 | 0 | 0 | 0 | 0 | 0 | 0 | 0 | 0 | 0 | 0 | 0 | 0 | 0 | 0_E4_Purchases |  |  |  |  | 0
| E5 | 0 | 0 | 0 | 0 | 0 | 0 | 0 | 0 | 0 | 0 | 0 | 0 | 0 | 0 | 0 | 0 | 0 | 0 | 0 | 0 | 0 | 0 | 0 | 0 | 0 | 0 | 0 | 0 | 0 | 0 | 0 | 0_E5_Purchases |  |  |  |  | 0
| E6 | 0 | 0 | 0 | 0 | 0 | 0 | 0 | 0 | 0 | 0 | 0 | 0 | 0 | 0 | 0 | 0 | 0 | 0 | 0 | 0 | 0 | 0 | 0 | 0 | 0 | 0 | 0 | 0 | 0 | 0 | 0 | 0_E6_Purchases |  |  |  |  | 0
| E7 | 0 | 0 | 0 | 0 | 0 | 0 | 0 | 0 | 0 | 0 | 0 | 0 | 0 | 0 | 0 | 0 | 0 | 0 | 0 | 0 | 0 | 0 | 0 | 0 | 0 | 0 | 0 | 0 | 0 | 0 | 0 | 0_E7_Purchases |  |  |  |  | 0
| E8 | 0 | 0 | 0 | 0 | 0 | 0 | 0 | 0 | 0 | 0 | 0 | 0 | 0 | 0 | 0 | 0 | 0 | 0 | 0 | 0 | 0 | 0 | 0 | 0 | 0 | 0 | 0 | 0 | 0 | 0 | 0 | 0_E8_Purchases |  |  |  |  | 0
| E9 | 0 | 0 | 0 | 0 | 0 | 0 | 0 | 0 | 0 | 0 | 0 | 0 | 0 | 0 | 0 | 0 | 0 | 0 | 0 | 0 | 0 | 0 | 0 | 0 | 0 | 0 | 0 | 0 | 0 | 0 | 0 | 0_E9_Purchases |  |  |  |  | 0
| E10 | 0 | 0 | 0 | 0 | 0 | 0 | 0 | 0 | 0 | 0 | 0 | 0 | 0 | 0 | 0 | 0 | 0 | 0 | 0 | 0 | 0 | 0 | 0 | 0 | 0 | 0 | 0 | 0 | 0 | 0 | 0 | 0_E10_Purchases |  |  |  |  | 0
Stock
| Year | Year 0 | Year 1 | Year 2 | Year 3 | Year 4 | Year 5 | Year 6 | Year 7 | Year 8 | Year 9 | Year 10 | Year 11 | Year 12 | Year 13 | Year 14 | Year 15 | Year 16 | Year 17 | Year 18 | Year 19 | Year 20 | Year 21 | Year 22 | Year 23 | Year 24 | Year 25 | Year 26 | Year 27 | Year 28 | Year 29 | Year 30
| E1 | 0 | 0 | 0 | 0 | 0 | 0 | 0 | 0 | 0 | 0 | 0 | 0 | 0 | 0 | 0 | 0 | 0 | 0 | 0 | 0 | 0 | 0 | 0 | 0 | 0 | 0 | 0 | 0 | 0 | 0 | 0 | 0_E1_Stock |  |  |  |  | 13576.6093
| E2 | 0 | 0 | 0 | 0 | 0 | 0 | 0 | 0 | 0 | 0 | 0 | 0 | 0 | 0 | 0 | 0 | 0 | 0 | 0 | 0 | 0 | 0 | 0 | 0 | 0 | 0 | 0 | 0 | 0 | 0 | 0 | 0_E2_Stock |  |  |  |  | 0
| E3 | 0 | 0 | 0 | 0 | 0 | 0 | 0 | 0 | 0 | 0 | 0 | 0 | 0 | 0 | 0 | 0 | 0 | 0 | 0 | 0 | 0 | 0 | 0 | 0 | 0 | 0 | 0 | 0 | 0 | 0 | 0 | 0_E3_Stock |  |  |  |  | 0
| E4 | 0 | 0 | 0 | 0 | 0 | 0 | 0 | 0 | 0 | 0 | 0 | 0 | 0 | 0 | 0 | 0 | 0 | 0 | 0 | 0 | 0 | 0 | 0 | 0 | 0 | 0 | 0 | 0 | 0 | 0 | 0 | 0_E4_Stock |  |  |  |  | 0
| E5 | 0 | 0 | 0 | 0 | 0 | 0 | 0 | 0 | 0 | 0 | 0 | 0 | 0 | 0 | 0 | 0 | 0 | 0 | 0 | 0 | 0 | 0 | 0 | 0 | 0 | 0 | 0 | 0 | 0 | 0 | 0 | 0_E5_Stock |  |  |  |  | 0
| E6 | 0 | 0 | 0 | 0 | 0 | 0 | 0 | 0 | 0 | 0 | 0 | 0 | 0 | 0 | 0 | 0 | 0 | 0 | 0 | 0 | 0 | 0 | 0 | 0 | 0 | 0 | 0 | 0 | 0 | 0 | 0 | 0_E6_Stock |  |  |  |  | 0
| E7 | 0 | 0 | 0 | 0 | 0 | 0 | 0 | 0 | 0 | 0 | 0 | 0 | 0 | 0 | 0 | 0 | 0 | 0 | 0 | 0 | 0 | 0 | 0 | 0 | 0 | 0 | 0 | 0 | 0 | 0 | 0 | 0_E7_Stock |  |  |  |  | 0
| E8 | 0 | 0 | 0 | 0 | 0 | 0 | 0 | 0 | 0 | 0 | 0 | 0 | 0 | 0 | 0 | 0 | 0 | 0 | 0 | 0 | 0 | 0 | 0 | 0 | 0 | 0 | 0 | 0 | 0 | 0 | 0 | 0_E8_Stock |  |  |  |  | 0
| E9 | 0 | 0 | 0 | 0 | 0 | 0 | 0 | 0 | 0 | 0 | 0 | 0 | 0 | 0 | 0 | 0 | 0 | 0 | 0 | 0 | 0 | 0 | 0 | 0 | 0 | 0 | 0 | 0 | 0 | 0 | 0 | 0_E9_Stock |  |  |  |  | 0
| E10 | 0 | 0 | 0 | 0 | 0 | 0 | 0 | 0 | 0 | 0 | 0 | 0 | 0 | 0 | 0 | 0 | 0 | 0 | 0 | 0 | 0 | 0 | 0 | 0 | 0 | 0 | 0 | 0 | 0 | 0 | 0 | 0_E10_Stock |  |  |  |  | 0
| Vintage | 0 | 0 | 0 | 0 | 0 | 0 | 0 | 0 | 0 | 0 | 0 | 0 | 0 | 0 | 0 | 0 | 0 | 0 | 0 | 0 | 0 | 0 | 0 | 0 | 0 | 0 | 0 | 0 | 0 | 0 | 0 | 0_Vintage_Stock |  |  |  |  | 288381.2139
S2C4 |  | Year 0: System 2 Technology 4
Technology Variables
| Tech Key | Year 0: 0
| Peak Factor (S) | Year 0: 0
| Peak Factor (W) | Year 0: 0
| Min Vintage Lifetime | Year 0: 0
| Max Vintage Lifetime | Year 0: 0
| Turnover Style | Year 0: 0
Technology Variables
| Equipment | Year 0: Label; Year 1: Min Lifetime; Year 2: Max Lifetime; Year 3: Degradation; Year 4: Usage; Year 5: Available
| E1 | Year 1: 0; Year 2: 0; Year 3: 0%; Year 4: 0; Year 5: FALSE
| E2 | Year 1: 0; Year 2: 0; Year 3: 0%; Year 4: 0; Year 5: FALSE
| E3 | Year 1: 0; Year 2: 0; Year 3: 0%; Year 4: 0; Year 5: FALSE
| E4 | Year 1: 0; Year 2: 0; Year 3: 0%; Year 4: 0; Year 5: FALSE
| E5 | Year 1: 0; Year 2: 0; Year 3: 0%; Year 4: 0; Year 5: FALSE
| E6 | Year 1: 0; Year 2: 0; Year 3: 0%; Year 4: 0; Year 5: FALSE
| E7 | Year 1: 0; Year 2: 0; Year 3: 0%; Year 4: 0; Year 5: FALSE
| E8 | Year 1: 0; Year 2: 0; Year 3: 0%; Year 4: 0; Year 5: FALSE
| E9 | Year 1: 0; Year 2: 0; Year 3: 0%; Year 4: 0; Year 5: FALSE
| E10 | Year 1: 0; Year 2: 0; Year 3: 0%; Year 4: 0; Year 5: FALSE
Original Forecast Results
| Year | Year 0 | Year 1 | Year 2 | Year 3 | Year 4 | Year 5 | Year 6 | Year 7 | Year 8 | Year 9 | Year 10 | Year 11 | Year 12 | Year 13 | Year 14 | Year 15 | Year 16 | Year 17 | Year 18 | Year 19 | Year 20 | Year 21 | Year 22 | Year 23 | Year 24 | Year 25 | Year 26 | Year 27 | Year 28 | Year 29 | Year 30 | Key
| Units | 0 | 0 | 0 | 0 | 0 | 0 | 0 | 0 | 0 | 0 | 0 | 0 | 0 | 0 | 0 | 0 | 0 | 0 | 0 | 0 | 0 | 0 | 0 | 0 | 0 | 0 | 0 | 0 | 0 | 0 | 0 | #REF! |  |  |  |  | 301957.8232
| Usage | 0 | 0 | 0 | 0 | 0 | 0 | 0 | 0 | 0 | 0 | 0 | 0 | 0 | 0 | 0 | 0 | 0 | 0 | 0 | 0 | 0 | 0 | 0 | 0 | 0 | 0 | 0 | 0 | 0 | 0 | 0 | #REF! |  |  |  |  | 1698.6543
| Peak Demand (S) | 0 | 0 | 0 | 0 | 0 | 0 | 0 | 0 | 0 | 0 | 0 | 0 | 0 | 0 | 0 | 0 | 0 | 0 | 0 | 0 | 0 | 0 | 0 | 0 | 0 | 0 | 0 | 0 | 0 | 0 | 0 | #REF! |  |  |  |  | 0
| Peak Demand (W) | 0 | 0 | 0 | 0 | 0 | 0 | 0 | 0 | 0 | 0 | 0 | 0 | 0 | 0 | 0 | 0 | 0 | 0 | 0 | 0 | 0 | 0 | 0 | 0 | 0 | 0 | 0 | 0 | 0 | 0 | 0 | #REF! |  |  |  |  | 884.6119
| Turnover | 0 | 0 | 0 | 0 | 0 | 0 | 0 | 0 | 0 | 0 | 0 | 0 | 0 | 0 | 0 | 0 | 0 | 0 | 0 | 0 | 0 | 0 | 0 | 0 | 0 | 0 | 0 | 0 | 0 | 0 | 0 | #REF! |  |  |  |  | 6885.4476
| Avg. Replacement Usage | 0 | 0 | 0 | 0 | 0 | 0 | 0 | 0 | 0 | 0 | 0 | 0 | 0 | 0 | 0 | 0 | 0 | 0 | 0 | 0 | 0 | 0 | 0 | 0 | 0 | 0 | 0 | 0 | 0 | 0 | 0 | #REF! |  |  |  |  | 5638.8522
| Avg. Replacement Demand (S) | 0 | 0 | 0 | 0 | 0 | 0 | 0 | 0 | 0 | 0 | 0 | 0 | 0 | 0 | 0 | 0 | 0 | 0 | 0 | 0 | 0 | 0 | 0 | 0 | 0 | 0 | 0 | 0 | 0 | 0 | 0 | #REF! |  |  |  |  | 0
| Avg. Replacement Demand (W) | 0 | 0 | 0 | 0 | 0 | 0 | 0 | 0 | 0 | 0 | 0 | 0 | 0 | 0 | 0 | 0 | 0 | 0 | 0 | 0 | 0 | 0 | 0 | 0 | 0 | 0 | 0 | 0 | 0 | 0 | 0 | #REF! |  |  |  |  | 2.9366
Tech Forecast Stock
| Year | Year 0 | Year 1 | Year 2 | Year 3 | Year 4 | Year 5 | Year 6 | Year 7 | Year 8 | Year 9 | Year 10 | Year 11 | Year 12 | Year 13 | Year 14 | Year 15 | Year 16 | Year 17 | Year 18 | Year 19 | Year 20 | Year 21 | Year 22 | Year 23 | Year 24 | Year 25 | Year 26 | Year 27 | Year 28 | Year 29 | Year 30
| E1 | 0 | 0 | 0 | 0 | 0 | 0 | 0 | 0 | 0 | 0 | 0 | 0 | 0 | 0 | 0 | 0 | 0 | 0 | 0 | 0 | 0 | 0 | 0 | 0 | 0 | 0 | 0 | 0 | 0 | 0 | 0
| E2 | 0 | 0 | 0 | 0 | 0 | 0 | 0 | 0 | 0 | 0 | 0 | 0 | 0 | 0 | 0 | 0 | 0 | 0 | 0 | 0 | 0 | 0 | 0 | 0 | 0 | 0 | 0 | 0 | 0 | 0 | 0
| E3 | 0 | 0 | 0 | 0 | 0 | 0 | 0 | 0 | 0 | 0 | 0 | 0 | 0 | 0 | 0 | 0 | 0 | 0 | 0 | 0 | 0 | 0 | 0 | 0 | 0 | 0 | 0 | 0 | 0 | 0 | 0
| E4 | 0 | 0 | 0 | 0 | 0 | 0 | 0 | 0 | 0 | 0 | 0 | 0 | 0 | 0 | 0 | 0 | 0 | 0 | 0 | 0 | 0 | 0 | 0 | 0 | 0 | 0 | 0 | 0 | 0 | 0 | 0
| E5 | 0 | 0 | 0 | 0 | 0 | 0 | 0 | 0 | 0 | 0 | 0 | 0 | 0 | 0 | 0 | 0 | 0 | 0 | 0 | 0 | 0 | 0 | 0 | 0 | 0 | 0 | 0 | 0 | 0 | 0 | 0
| E6 | 0 | 0 | 0 | 0 | 0 | 0 | 0 | 0 | 0 | 0 | 0 | 0 | 0 | 0 | 0 | 0 | 0 | 0 | 0 | 0 | 0 | 0 | 0 | 0 | 0 | 0 | 0 | 0 | 0 | 0 | 0
| E7 | 0 | 0 | 0 | 0 | 0 | 0 | 0 | 0 | 0 | 0 | 0 | 0 | 0 | 0 | 0 | 0 | 0 | 0 | 0 | 0 | 0 | 0 | 0 | 0 | 0 | 0 | 0 | 0 | 0 | 0 | 0
| E8 | 0 | 0 | 0 | 0 | 0 | 0 | 0 | 0 | 0 | 0 | 0 | 0 | 0 | 0 | 0 | 0 | 0 | 0 | 0 | 0 | 0 | 0 | 0 | 0 | 0 | 0 | 0 | 0 | 0 | 0 | 0
| E9 | 0 | 0 | 0 | 0 | 0 | 0 | 0 | 0 | 0 | 0 | 0 | 0 | 0 | 0 | 0 | 0 | 0 | 0 | 0 | 0 | 0 | 0 | 0 | 0 | 0 | 0 | 0 | 0 | 0 | 0 | 0
| E10 | 0 | 0 | 0 | 0 | 0 | 0 | 0 | 0 | 0 | 0 | 0 | 0 | 0 | 0 | 0 | 0 | 0 | 0 | 0 | 0 | 0 | 0 | 0 | 0 | 0 | 0 | 0 | 0 | 0 | 0 | 0
| Vintage | 0 | 0 | 0 | 0 | 0 | 0 | 0 | 0 | 0 | 0 | 0 | 0 | 0 | 0 | 0 | 0 | 0 | 0 | 0 | 0 | 0 | 0 | 0 | 0 | 0 | 0 | 0 | 0 | 0 | 0 | 0
Stock for Switching
| Year | Year 0 | Year 1 | Year 2 | Year 3 | Year 4 | Year 5 | Year 6 | Year 7 | Year 8 | Year 9 | Year 10 | Year 11 | Year 12 | Year 13 | Year 14 | Year 15 | Year 16 | Year 17 | Year 18 | Year 19 | Year 20 | Year 21 | Year 22 | Year 23 | Year 24 | Year 25 | Year 26 | Year 27 | Year 28 | Year 29 | Year 30
| E1 | 0 | 0 | 0 | 0 | 0 | 0 | 0 | 0 | 0 | 0 | 0 | 0 | 0 | 0 | 0 | 0 | 0 | 0 | 0 | 0 | 0 | 0 | 0 | 0 | 0 | 0 | 0 | 0 | 0 | 0 | 0 | 0_E1_SysStock
| E2 | 0 | 0 | 0 | 0 | 0 | 0 | 0 | 0 | 0 | 0 | 0 | 0 | 0 | 0 | 0 | 0 | 0 | 0 | 0 | 0 | 0 | 0 | 0 | 0 | 0 | 0 | 0 | 0 | 0 | 0 | 0 | 0_E2_SysStock
| E3 | 0 | 0 | 0 | 0 | 0 | 0 | 0 | 0 | 0 | 0 | 0 | 0 | 0 | 0 | 0 | 0 | 0 | 0 | 0 | 0 | 0 | 0 | 0 | 0 | 0 | 0 | 0 | 0 | 0 | 0 | 0 | 0_E3_SysStock
| E4 | 0 | 0 | 0 | 0 | 0 | 0 | 0 | 0 | 0 | 0 | 0 | 0 | 0 | 0 | 0 | 0 | 0 | 0 | 0 | 0 | 0 | 0 | 0 | 0 | 0 | 0 | 0 | 0 | 0 | 0 | 0 | 0_E4_SysStock
| E5 | 0 | 0 | 0 | 0 | 0 | 0 | 0 | 0 | 0 | 0 | 0 | 0 | 0 | 0 | 0 | 0 | 0 | 0 | 0 | 0 | 0 | 0 | 0 | 0 | 0 | 0 | 0 | 0 | 0 | 0 | 0 | 0_E5_SysStock
| E6 | 0 | 0 | 0 | 0 | 0 | 0 | 0 | 0 | 0 | 0 | 0 | 0 | 0 | 0 | 0 | 0 | 0 | 0 | 0 | 0 | 0 | 0 | 0 | 0 | 0 | 0 | 0 | 0 | 0 | 0 | 0 | 0_E6_SysStock
| E7 | 0 | 0 | 0 | 0 | 0 | 0 | 0 | 0 | 0 | 0 | 0 | 0 | 0 | 0 | 0 | 0 | 0 | 0 | 0 | 0 | 0 | 0 | 0 | 0 | 0 | 0 | 0 | 0 | 0 | 0 | 0 | 0_E7_SysStock
| E8 | 0 | 0 | 0 | 0 | 0 | 0 | 0 | 0 | 0 | 0 | 0 | 0 | 0 | 0 | 0 | 0 | 0 | 0 | 0 | 0 | 0 | 0 | 0 | 0 | 0 | 0 | 0 | 0 | 0 | 0 | 0 | 0_E8_SysStock
| E9 | 0 | 0 | 0 | 0 | 0 | 0 | 0 | 0 | 0 | 0 | 0 | 0 | 0 | 0 | 0 | 0 | 0 | 0 | 0 | 0 | 0 | 0 | 0 | 0 | 0 | 0 | 0 | 0 | 0 | 0 | 0 | 0_E9_SysStock
| E10 | 0 | 0 | 0 | 0 | 0 | 0 | 0 | 0 | 0 | 0 | 0 | 0 | 0 | 0 | 0 | 0 | 0 | 0 | 0 | 0 | 0 | 0 | 0 | 0 | 0 | 0 | 0 | 0 | 0 | 0 | 0 | 0_E10_SysStock
| Vintage | 0 | 0 | 0 | 0 | 0 | 0 | 0 | 0 | 0 | 0 | 0 | 0 | 0 | 0 | 0 | 0 | 0 | 0 | 0 | 0 | 0 | 0 | 0 | 0 | 0 | 0 | 0 | 0 | 0 | 0 | 0 | 0_Vintage_SysStock
Tech Forecast Purchases
| Year | Year 0 | Year 1 | Year 2 | Year 3 | Year 4 | Year 5 | Year 6 | Year 7 | Year 8 | Year 9 | Year 10 | Year 11 | Year 12 | Year 13 | Year 14 | Year 15 | Year 16 | Year 17 | Year 18 | Year 19 | Year 20 | Year 21 | Year 22 | Year 23 | Year 24 | Year 25 | Year 26 | Year 27 | Year 28 | Year 29 | Year 30
| E1 | 0 | 0 | 0 | 0 | 0 | 0 | 0 | 0 | 0 | 0 | 0 | 0 | 0 | 0 | 0 | 0 | 0 | 0 | 0 | 0 | 0 | 0 | 0 | 0 | 0 | 0 | 0 | 0 | 0 | 0 | 0
| E2 | 0 | 0 | 0 | 0 | 0 | 0 | 0 | 0 | 0 | 0 | 0 | 0 | 0 | 0 | 0 | 0 | 0 | 0 | 0 | 0 | 0 | 0 | 0 | 0 | 0 | 0 | 0 | 0 | 0 | 0 | 0
| E3 | 0 | 0 | 0 | 0 | 0 | 0 | 0 | 0 | 0 | 0 | 0 | 0 | 0 | 0 | 0 | 0 | 0 | 0 | 0 | 0 | 0 | 0 | 0 | 0 | 0 | 0 | 0 | 0 | 0 | 0 | 0
| E4 | 0 | 0 | 0 | 0 | 0 | 0 | 0 | 0 | 0 | 0 | 0 | 0 | 0 | 0 | 0 | 0 | 0 | 0 | 0 | 0 | 0 | 0 | 0 | 0 | 0 | 0 | 0 | 0 | 0 | 0 | 0
| E5 | 0 | 0 | 0 | 0 | 0 | 0 | 0 | 0 | 0 | 0 | 0 | 0 | 0 | 0 | 0 | 0 | 0 | 0 | 0 | 0 | 0 | 0 | 0 | 0 | 0 | 0 | 0 | 0 | 0 | 0 | 0
| E6 | 0 | 0 | 0 | 0 | 0 | 0 | 0 | 0 | 0 | 0 | 0 | 0 | 0 | 0 | 0 | 0 | 0 | 0 | 0 | 0 | 0 | 0 | 0 | 0 | 0 | 0 | 0 | 0 | 0 | 0 | 0
| E7 | 0 | 0 | 0 | 0 | 0 | 0 | 0 | 0 | 0 | 0 | 0 | 0 | 0 | 0 | 0 | 0 | 0 | 0 | 0 | 0 | 0 | 0 | 0 | 0 | 0 | 0 | 0 | 0 | 0 | 0 | 0
| E8 | 0 | 0 | 0 | 0 | 0 | 0 | 0 | 0 | 0 | 0 | 0 | 0 | 0 | 0 | 0 | 0 | 0 | 0 | 0 | 0 | 0 | 0 | 0 | 0 | 0 | 0 | 0 | 0 | 0 | 0 | 0
| E9 | 0 | 0 | 0 | 0 | 0 | 0 | 0 | 0 | 0 | 0 | 0 | 0 | 0 | 0 | 0 | 0 | 0 | 0 | 0 | 0 | 0 | 0 | 0 | 0 | 0 | 0 | 0 | 0 | 0 | 0 | 0
| E10 | 0 | 0 | 0 | 0 | 0 | 0 | 0 | 0 | 0 | 0 | 0 | 0 | 0 | 0 | 0 | 0 | 0 | 0 | 0 | 0 | 0 | 0 | 0 | 0 | 0 | 0 | 0 | 0 | 0 | 0 | 0
Potential to Switch
| Year | Year 0 | Year 1 | Year 2 | Year 3 | Year 4 | Year 5 | Year 6 | Year 7 | Year 8 | Year 9 | Year 10 | Year 11 | Year 12 | Year 13 | Year 14 | Year 15 | Year 16 | Year 17 | Year 18 | Year 19 | Year 20 | Year 21 | Year 22 | Year 23 | Year 24 | Year 25 | Year 26 | Year 27 | Year 28 | Year 29 | Year 30
| E1 | 0 | 0 | 0 | 0 | 0 | 0 | 0 | 0 | 0 | 0 | 0 | 0 | 0 | 0 | 0 | 0 | 0 | 0 | 0 | 0 | 0 | 0 | 0 | 0 | 0 | 0 | 0 | 0 | 0 | 0 | 0 | 0_E1_Switched Out
| E2 | 0 | 0 | 0 | 0 | 0 | 0 | 0 | 0 | 0 | 0 | 0 | 0 | 0 | 0 | 0 | 0 | 0 | 0 | 0 | 0 | 0 | 0 | 0 | 0 | 0 | 0 | 0 | 0 | 0 | 0 | 0 | 0_E2_Switched Out
| E3 | 0 | 0 | 0 | 0 | 0 | 0 | 0 | 0 | 0 | 0 | 0 | 0 | 0 | 0 | 0 | 0 | 0 | 0 | 0 | 0 | 0 | 0 | 0 | 0 | 0 | 0 | 0 | 0 | 0 | 0 | 0 | 0_E3_Switched Out
| E4 | 0 | 0 | 0 | 0 | 0 | 0 | 0 | 0 | 0 | 0 | 0 | 0 | 0 | 0 | 0 | 0 | 0 | 0 | 0 | 0 | 0 | 0 | 0 | 0 | 0 | 0 | 0 | 0 | 0 | 0 | 0 | 0_E4_Switched Out
| E5 | 0 | 0 | 0 | 0 | 0 | 0 | 0 | 0 | 0 | 0 | 0 | 0 | 0 | 0 | 0 | 0 | 0 | 0 | 0 | 0 | 0 | 0 | 0 | 0 | 0 | 0 | 0 | 0 | 0 | 0 | 0 | 0_E5_Switched Out
| E6 | 0 | 0 | 0 | 0 | 0 | 0 | 0 | 0 | 0 | 0 | 0 | 0 | 0 | 0 | 0 | 0 | 0 | 0 | 0 | 0 | 0 | 0 | 0 | 0 | 0 | 0 | 0 | 0 | 0 | 0 | 0 | 0_E6_Switched Out
| E7 | 0 | 0 | 0 | 0 | 0 | 0 | 0 | 0 | 0 | 0 | 0 | 0 | 0 | 0 | 0 | 0 | 0 | 0 | 0 | 0 | 0 | 0 | 0 | 0 | 0 | 0 | 0 | 0 | 0 | 0 | 0 | 0_E7_Switched Out
| E8 | 0 | 0 | 0 | 0 | 0 | 0 | 0 | 0 | 0 | 0 | 0 | 0 | 0 | 0 | 0 | 0 | 0 | 0 | 0 | 0 | 0 | 0 | 0 | 0 | 0 | 0 | 0 | 0 | 0 | 0 | 0 | 0_E8_Switched Out
| E9 | 0 | 0 | 0 | 0 | 0 | 0 | 0 | 0 | 0 | 0 | 0 | 0 | 0 | 0 | 0 | 0 | 0 | 0 | 0 | 0 | 0 | 0 | 0 | 0 | 0 | 0 | 0 | 0 | 0 | 0 | 0 | 0_E9_Switched Out
| E10 | 0 | 0 | 0 | 0 | 0 | 0 | 0 | 0 | 0 | 0 | 0 | 0 | 0 | 0 | 0 | 0 | 0 | 0 | 0 | 0 | 0 | 0 | 0 | 0 | 0 | 0 | 0 | 0 | 0 | 0 | 0 | 0_E10_Switched Out
Units Out
| E1 | 0 | 0 | 0 | 0 | 0 | 0 | 0 | 0 | 0 | 0 | 0 | 0 | 0 | 0 | 0 | 0 | 0 | 0 | 0 | 0 | 0 | 0 | 0 | 0 | 0 | 0 | 0 | 0 | 0 | 0 | 0
| E2 | 0 | 0 | 0 | 0 | 0 | 0 | 0 | 0 | 0 | 0 | 0 | 0 | 0 | 0 | 0 | 0 | 0 | 0 | 0 | 0 | 0 | 0 | 0 | 0 | 0 | 0 | 0 | 0 | 0 | 0 | 0
| E3 | 0 | 0 | 0 | 0 | 0 | 0 | 0 | 0 | 0 | 0 | 0 | 0 | 0 | 0 | 0 | 0 | 0 | 0 | 0 | 0 | 0 | 0 | 0 | 0 | 0 | 0 | 0 | 0 | 0 | 0 | 0
| E4 | 0 | 0 | 0 | 0 | 0 | 0 | 0 | 0 | 0 | 0 | 0 | 0 | 0 | 0 | 0 | 0 | 0 | 0 | 0 | 0 | 0 | 0 | 0 | 0 | 0 | 0 | 0 | 0 | 0 | 0 | 0
| E5 | 0 | 0 | 0 | 0 | 0 | 0 | 0 | 0 | 0 | 0 | 0 | 0 | 0 | 0 | 0 | 0 | 0 | 0 | 0 | 0 | 0 | 0 | 0 | 0 | 0 | 0 | 0 | 0 | 0 | 0 | 0
| E6 | 0 | 0 | 0 | 0 | 0 | 0 | 0 | 0 | 0 | 0 | 0 | 0 | 0 | 0 | 0 | 0 | 0 | 0 | 0 | 0 | 0 | 0 | 0 | 0 | 0 | 0 | 0 | 0 | 0 | 0 | 0
| E7 | 0 | 0 | 0 | 0 | 0 | 0 | 0 | 0 | 0 | 0 | 0 | 0 | 0 | 0 | 0 | 0 | 0 | 0 | 0 | 0 | 0 | 0 | 0 | 0 | 0 | 0 | 0 | 0 | 0 | 0 | 0
| E8 | 0 | 0 | 0 | 0 | 0 | 0 | 0 | 0 | 0 | 0 | 0 | 0 | 0 | 0 | 0 | 0 | 0 | 0 | 0 | 0 | 0 | 0 | 0 | 0 | 0 | 0 | 0 | 0 | 0 | 0 | 0
| E9 | 0 | 0 | 0 | 0 | 0 | 0 | 0 | 0 | 0 | 0 | 0 | 0 | 0 | 0 | 0 | 0 | 0 | 0 | 0 | 0 | 0 | 0 | 0 | 0 | 0 | 0 | 0 | 0 | 0 | 0 | 0
| E10 | 0 | 0 | 0 | 0 | 0 | 0 | 0 | 0 | 0 | 0 | 0 | 0 | 0 | 0 | 0 | 0 | 0 | 0 | 0 | 0 | 0 | 0 | 0 | 0 | 0 | 0 | 0 | 0 | 0 | 0 | 0
| Vintage | 0 | 0 | 0 | 0 | 0 | 0 | 0 | 0 | 0 | 0 | 0 | 0 | 0 | 0 | 0 | 0 | 0 | 0 | 0 | 0 | 0 | 0 | 0 | 0 | 0 | 0 | 0 | 0 | 0 | 0 | 0
Tech Purchase Shares
| Year | Year 0 | Year 1 | Year 2 | Year 3 | Year 4 | Year 5 | Year 6 | Year 7 | Year 8 | Year 9 | Year 10 | Year 11 | Year 12 | Year 13 | Year 14 | Year 15 | Year 16 | Year 17 | Year 18 | Year 19 | Year 20 | Year 21 | Year 22 | Year 23 | Year 24 | Year 25 | Year 26 | Year 27 | Year 28 | Year 29 | Year 30
E1 | bar: Year 0 to Year 30
E2 | bar: Year 0 to Year 30
E3 | bar: Year 0 to Year 30
E4 | bar: Year 0 to Year 30
E5 | bar: Year 0 to Year 30
E6 | bar: Year 0 to Year 30
E7 | bar: Year 0 to Year 30
E8 | bar: Year 0 to Year 30
E9 | bar: Year 0 to Year 30
E10 | bar: Year 0 to Year 30
Units In from Switching
| E1 | 0 | 0 | 0 | 0 | 0 | 0 | 0 | 0 | 0 | 0 | 0 | 0 | 0 | 0 | 0 | 0 | 0 | 0 | 0 | 0 | 0 | 0 | 0 | 0 | 0 | 0 | 0 | 0 | 0 | 0 | 0
| E2 | 0 | 0 | 0 | 0 | 0 | 0 | 0 | 0 | 0 | 0 | 0 | 0 | 0 | 0 | 0 | 0 | 0 | 0 | 0 | 0 | 0 | 0 | 0 | 0 | 0 | 0 | 0 | 0 | 0 | 0 | 0
| E3 | 0 | 0 | 0 | 0 | 0 | 0 | 0 | 0 | 0 | 0 | 0 | 0 | 0 | 0 | 0 | 0 | 0 | 0 | 0 | 0 | 0 | 0 | 0 | 0 | 0 | 0 | 0 | 0 | 0 | 0 | 0
| E4 | 0 | 0 | 0 | 0 | 0 | 0 | 0 | 0 | 0 | 0 | 0 | 0 | 0 | 0 | 0 | 0 | 0 | 0 | 0 | 0 | 0 | 0 | 0 | 0 | 0 | 0 | 0 | 0 | 0 | 0 | 0
| E5 | 0 | 0 | 0 | 0 | 0 | 0 | 0 | 0 | 0 | 0 | 0 | 0 | 0 | 0 | 0 | 0 | 0 | 0 | 0 | 0 | 0 | 0 | 0 | 0 | 0 | 0 | 0 | 0 | 0 | 0 | 0
| E6 | 0 | 0 | 0 | 0 | 0 | 0 | 0 | 0 | 0 | 0 | 0 | 0 | 0 | 0 | 0 | 0 | 0 | 0 | 0 | 0 | 0 | 0 | 0 | 0 | 0 | 0 | 0 | 0 | 0 | 0 | 0
| E7 | 0 | 0 | 0 | 0 | 0 | 0 | 0 | 0 | 0 | 0 | 0 | 0 | 0 | 0 | 0 | 0 | 0 | 0 | 0 | 0 | 0 | 0 | 0 | 0 | 0 | 0 | 0 | 0 | 0 | 0 | 0
| E8 | 0 | 0 | 0 | 0 | 0 | 0 | 0 | 0 | 0 | 0 | 0 | 0 | 0 | 0 | 0 | 0 | 0 | 0 | 0 | 0 | 0 | 0 | 0 | 0 | 0 | 0 | 0 | 0 | 0 | 0 | 0
| E9 | 0 | 0 | 0 | 0 | 0 | 0 | 0 | 0 | 0 | 0 | 0 | 0 | 0 | 0 | 0 | 0 | 0 | 0 | 0 | 0 | 0 | 0 | 0 | 0 | 0 | 0 | 0 | 0 | 0 | 0 | 0
| E10 | 0 | 0 | 0 | 0 | 0 | 0 | 0 | 0 | 0 | 0 | 0 | 0 | 0 | 0 | 0 | 0 | 0 | 0 | 0 | 0 | 0 | 0 | 0 | 0 | 0 | 0 | 0 | 0 | 0 | 0 | 0
| Vintage | 0 | 0 | 0 | 0 | 0 | 0 | 0 | 0 | 0 | 0 | 0 | 0 | 0 | 0 | 0 | 0 | 0 | 0 | 0 | 0 | 0 | 0 | 0 | 0 | 0 | 0 | 0 | 0 | 0 | 0 | 0
Net Change
| Year | Year 0 | Year 1 | Year 2 | Year 3 | Year 4 | Year 5 | Year 6 | Year 7 | Year 8 | Year 9 | Year 10 | Year 11 | Year 12 | Year 13 | Year 14 | Year 15 | Year 16 | Year 17 | Year 18 | Year 19 | Year 20 | Year 21 | Year 22 | Year 23 | Year 24 | Year 25 | Year 26 | Year 27 | Year 28 | Year 29 | Year 30 | Key
| Units | 0 | 0 | 0 | 0 | 0 | 0 | 0 | 0 | 0 | 0 | 0 | 0 | 0 | 0 | 0 | 0 | 0 | 0 | 0 | 0 | 0 | 0 | 0 | 0 | 0 | 0 | 0 | 0 | 0 | 0 | 0 | 0_Units |  |  |  |  | 301957.8232
| Usage | 0 | 0 | 0 | 0 | 0 | 0 | 0 | 0 | 0 | 0 | 0 | 0 | 0 | 0 | 0 | 0 | 0 | 0 | 0 | 0 | 0 | 0 | 0 | 0 | 0 | 0 | 0 | 0 | 0 | 0 | 0 | 0_Usage |  |  |  |  | 1698.6543
| Peak Demand (S) | 0 | 0 | 0 | 0 | 0 | 0 | 0 | 0 | 0 | 0 | 0 | 0 | 0 | 0 | 0 | 0 | 0 | 0 | 0 | 0 | 0 | 0 | 0 | 0 | 0 | 0 | 0 | 0 | 0 | 0 | 0 | 0_Peak Demand (S) |  |  |  |  | 0
| Peak Demand (W) | 0 | 0 | 0 | 0 | 0 | 0 | 0 | 0 | 0 | 0 | 0 | 0 | 0 | 0 | 0 | 0 | 0 | 0 | 0 | 0 | 0 | 0 | 0 | 0 | 0 | 0 | 0 | 0 | 0 | 0 | 0 | 0_Peak Demand (W) |  |  |  |  | 884.6119
| Turnover | 0 | 0 | 0 | 0 | 0 | 0 | 0 | 0 | 0 | 0 | 0 | 0 | 0 | 0 | 0 | 0 | 0 | 0 | 0 | 0 | 0 | 0 | 0 | 0 | 0 | 0 | 0 | 0 | 0 | 0 | 0 | 0_Turnover |  |  |  |  | 6885.4476
| Avg. Replacement Usage | 0 | 0 | 0 | 0 | 0 | 0 | 0 | 0 | 0 | 0 | 0 | 0 | 0 | 0 | 0 | 0 | 0 | 0 | 0 | 0 | 0 | 0 | 0 | 0 | 0 | 0 | 0 | 0 | 0 | 0 | 0 | 0_Avg. Replacement Usage |  |  |  |  | 5638.8522
| Avg. Replacement Demand (S) | 0 | 0 | 0 | 0 | 0 | 0 | 0 | 0 | 0 | 0 | 0 | 0 | 0 | 0 | 0 | 0 | 0 | 0 | 0 | 0 | 0 | 0 | 0 | 0 | 0 | 0 | 0 | 0 | 0 | 0 | 0 | 0_Avg. Replacement Demand (S) |  |  |  |  | 0
| Avg. Replacement Demand (W) | 0 | 0 | 0 | 0 | 0 | 0 | 0 | 0 | 0 | 0 | 0 | 0 | 0 | 0 | 0 | 0 | 0 | 0 | 0 | 0 | 0 | 0 | 0 | 0 | 0 | 0 | 0 | 0 | 0 | 0 | 0 | 0_Avg. Replacement Demand (W) |  |  |  |  | 2.9366
Purchases
| Year | Year 0 | Year 1 | Year 2 | Year 3 | Year 4 | Year 5 | Year 6 | Year 7 | Year 8 | Year 9 | Year 10 | Year 11 | Year 12 | Year 13 | Year 14 | Year 15 | Year 16 | Year 17 | Year 18 | Year 19 | Year 20 | Year 21 | Year 22 | Year 23 | Year 24 | Year 25 | Year 26 | Year 27 | Year 28 | Year 29 | Year 30
| E1 | 0 | 0 | 0 | 0 | 0 | 0 | 0 | 0 | 0 | 0 | 0 | 0 | 0 | 0 | 0 | 0 | 0 | 0 | 0 | 0 | 0 | 0 | 0 | 0 | 0 | 0 | 0 | 0 | 0 | 0 | 0 | 0_E1_Purchases |  |  |  |  | 6885.4476
| E2 | 0 | 0 | 0 | 0 | 0 | 0 | 0 | 0 | 0 | 0 | 0 | 0 | 0 | 0 | 0 | 0 | 0 | 0 | 0 | 0 | 0 | 0 | 0 | 0 | 0 | 0 | 0 | 0 | 0 | 0 | 0 | 0_E2_Purchases |  |  |  |  | 0
| E3 | 0 | 0 | 0 | 0 | 0 | 0 | 0 | 0 | 0 | 0 | 0 | 0 | 0 | 0 | 0 | 0 | 0 | 0 | 0 | 0 | 0 | 0 | 0 | 0 | 0 | 0 | 0 | 0 | 0 | 0 | 0 | 0_E3_Purchases |  |  |  |  | 0
| E4 | 0 | 0 | 0 | 0 | 0 | 0 | 0 | 0 | 0 | 0 | 0 | 0 | 0 | 0 | 0 | 0 | 0 | 0 | 0 | 0 | 0 | 0 | 0 | 0 | 0 | 0 | 0 | 0 | 0 | 0 | 0 | 0_E4_Purchases |  |  |  |  | 0
| E5 | 0 | 0 | 0 | 0 | 0 | 0 | 0 | 0 | 0 | 0 | 0 | 0 | 0 | 0 | 0 | 0 | 0 | 0 | 0 | 0 | 0 | 0 | 0 | 0 | 0 | 0 | 0 | 0 | 0 | 0 | 0 | 0_E5_Purchases |  |  |  |  | 0
| E6 | 0 | 0 | 0 | 0 | 0 | 0 | 0 | 0 | 0 | 0 | 0 | 0 | 0 | 0 | 0 | 0 | 0 | 0 | 0 | 0 | 0 | 0 | 0 | 0 | 0 | 0 | 0 | 0 | 0 | 0 | 0 | 0_E6_Purchases |  |  |  |  | 0
| E7 | 0 | 0 | 0 | 0 | 0 | 0 | 0 | 0 | 0 | 0 | 0 | 0 | 0 | 0 | 0 | 0 | 0 | 0 | 0 | 0 | 0 | 0 | 0 | 0 | 0 | 0 | 0 | 0 | 0 | 0 | 0 | 0_E7_Purchases |  |  |  |  | 0
| E8 | 0 | 0 | 0 | 0 | 0 | 0 | 0 | 0 | 0 | 0 | 0 | 0 | 0 | 0 | 0 | 0 | 0 | 0 | 0 | 0 | 0 | 0 | 0 | 0 | 0 | 0 | 0 | 0 | 0 | 0 | 0 | 0_E8_Purchases |  |  |  |  | 0
| E9 | 0 | 0 | 0 | 0 | 0 | 0 | 0 | 0 | 0 | 0 | 0 | 0 | 0 | 0 | 0 | 0 | 0 | 0 | 0 | 0 | 0 | 0 | 0 | 0 | 0 | 0 | 0 | 0 | 0 | 0 | 0 | 0_E9_Purchases |  |  |  |  | 0
| E10 | 0 | 0 | 0 | 0 | 0 | 0 | 0 | 0 | 0 | 0 | 0 | 0 | 0 | 0 | 0 | 0 | 0 | 0 | 0 | 0 | 0 | 0 | 0 | 0 | 0 | 0 | 0 | 0 | 0 | 0 | 0 | 0_E10_Purchases |  |  |  |  | 0
Stock
| Year | Year 0 | Year 1 | Year 2 | Year 3 | Year 4 | Year 5 | Year 6 | Year 7 | Year 8 | Year 9 | Year 10 | Year 11 | Year 12 | Year 13 | Year 14 | Year 15 | Year 16 | Year 17 | Year 18 | Year 19 | Year 20 | Year 21 | Year 22 | Year 23 | Year 24 | Year 25 | Year 26 | Year 27 | Year 28 | Year 29 | Year 30
| E1 | 0 | 0 | 0 | 0 | 0 | 0 | 0 | 0 | 0 | 0 | 0 | 0 | 0 | 0 | 0 | 0 | 0 | 0 | 0 | 0 | 0 | 0 | 0 | 0 | 0 | 0 | 0 | 0 | 0 | 0 | 0 | 0_E1_Stock |  |  |  |  | 13576.6093
| E2 | 0 | 0 | 0 | 0 | 0 | 0 | 0 | 0 | 0 | 0 | 0 | 0 | 0 | 0 | 0 | 0 | 0 | 0 | 0 | 0 | 0 | 0 | 0 | 0 | 0 | 0 | 0 | 0 | 0 | 0 | 0 | 0_E2_Stock |  |  |  |  | 0
| E3 | 0 | 0 | 0 | 0 | 0 | 0 | 0 | 0 | 0 | 0 | 0 | 0 | 0 | 0 | 0 | 0 | 0 | 0 | 0 | 0 | 0 | 0 | 0 | 0 | 0 | 0 | 0 | 0 | 0 | 0 | 0 | 0_E3_Stock |  |  |  |  | 0
| E4 | 0 | 0 | 0 | 0 | 0 | 0 | 0 | 0 | 0 | 0 | 0 | 0 | 0 | 0 | 0 | 0 | 0 | 0 | 0 | 0 | 0 | 0 | 0 | 0 | 0 | 0 | 0 | 0 | 0 | 0 | 0 | 0_E4_Stock |  |  |  |  | 0
| E5 | 0 | 0 | 0 | 0 | 0 | 0 | 0 | 0 | 0 | 0 | 0 | 0 | 0 | 0 | 0 | 0 | 0 | 0 | 0 | 0 | 0 | 0 | 0 | 0 | 0 | 0 | 0 | 0 | 0 | 0 | 0 | 0_E5_Stock |  |  |  |  | 0
| E6 | 0 | 0 | 0 | 0 | 0 | 0 | 0 | 0 | 0 | 0 | 0 | 0 | 0 | 0 | 0 | 0 | 0 | 0 | 0 | 0 | 0 | 0 | 0 | 0 | 0 | 0 | 0 | 0 | 0 | 0 | 0 | 0_E6_Stock |  |  |  |  | 0
| E7 | 0 | 0 | 0 | 0 | 0 | 0 | 0 | 0 | 0 | 0 | 0 | 0 | 0 | 0 | 0 | 0 | 0 | 0 | 0 | 0 | 0 | 0 | 0 | 0 | 0 | 0 | 0 | 0 | 0 | 0 | 0 | 0_E7_Stock |  |  |  |  | 0
| E8 | 0 | 0 | 0 | 0 | 0 | 0 | 0 | 0 | 0 | 0 | 0 | 0 | 0 | 0 | 0 | 0 | 0 | 0 | 0 | 0 | 0 | 0 | 0 | 0 | 0 | 0 | 0 | 0 | 0 | 0 | 0 | 0_E8_Stock |  |  |  |  | 0
| E9 | 0 | 0 | 0 | 0 | 0 | 0 | 0 | 0 | 0 | 0 | 0 | 0 | 0 | 0 | 0 | 0 | 0 | 0 | 0 | 0 | 0 | 0 | 0 | 0 | 0 | 0 | 0 | 0 | 0 | 0 | 0 | 0_E9_Stock |  |  |  |  | 0
| E10 | 0 | 0 | 0 | 0 | 0 | 0 | 0 | 0 | 0 | 0 | 0 | 0 | 0 | 0 | 0 | 0 | 0 | 0 | 0 | 0 | 0 | 0 | 0 | 0 | 0 | 0 | 0 | 0 | 0 | 0 | 0 | 0_E10_Stock |  |  |  |  | 0
| Vintage | 0 | 0 | 0 | 0 | 0 | 0 | 0 | 0 | 0 | 0 | 0 | 0 | 0 | 0 | 0 | 0 | 0 | 0 | 0 | 0 | 0 | 0 | 0 | 0 | 0 | 0 | 0 | 0 | 0 | 0 | 0 | 0_Vintage_Stock |  |  |  |  | 288381.2139
S2C5 |  | Year 0: System 2 Technology 5
Technology Variables
| Tech Key | Year 0: 0
| Peak Factor (S) | Year 0: 0
| Peak Factor (W) | Year 0: 0
| Min Vintage Lifetime | Year 0: 0
| Max Vintage Lifetime | Year 0: 0
| Turnover Style | Year 0: 0
Technology Variables
| Equipment | Year 0: Label; Year 1: Min Lifetime; Year 2: Max Lifetime; Year 3: Degradation; Year 4: Usage; Year 5: Available
| E1 | Year 1: 0; Year 2: 0; Year 3: 0%; Year 4: 0; Year 5: FALSE
| E2 | Year 1: 0; Year 2: 0; Year 3: 0%; Year 4: 0; Year 5: FALSE
| E3 | Year 1: 0; Year 2: 0; Year 3: 0%; Year 4: 0; Year 5: FALSE
| E4 | Year 1: 0; Year 2: 0; Year 3: 0%; Year 4: 0; Year 5: FALSE
| E5 | Year 1: 0; Year 2: 0; Year 3: 0%; Year 4: 0; Year 5: FALSE
| E6 | Year 1: 0; Year 2: 0; Year 3: 0%; Year 4: 0; Year 5: FALSE
| E7 | Year 1: 0; Year 2: 0; Year 3: 0%; Year 4: 0; Year 5: FALSE
| E8 | Year 1: 0; Year 2: 0; Year 3: 0%; Year 4: 0; Year 5: FALSE
| E9 | Year 1: 0; Year 2: 0; Year 3: 0%; Year 4: 0; Year 5: FALSE
| E10 | Year 1: 0; Year 2: 0; Year 3: 0%; Year 4: 0; Year 5: FALSE
Original Forecast Results
| Year | Year 0 | Year 1 | Year 2 | Year 3 | Year 4 | Year 5 | Year 6 | Year 7 | Year 8 | Year 9 | Year 10 | Year 11 | Year 12 | Year 13 | Year 14 | Year 15 | Year 16 | Year 17 | Year 18 | Year 19 | Year 20 | Year 21 | Year 22 | Year 23 | Year 24 | Year 25 | Year 26 | Year 27 | Year 28 | Year 29 | Year 30 | Key
| Units | 0 | 0 | 0 | 0 | 0 | 0 | 0 | 0 | 0 | 0 | 0 | 0 | 0 | 0 | 0 | 0 | 0 | 0 | 0 | 0 | 0 | 0 | 0 | 0 | 0 | 0 | 0 | 0 | 0 | 0 | 0 | #REF! |  |  |  |  | 301957.8232
| Usage | 0 | 0 | 0 | 0 | 0 | 0 | 0 | 0 | 0 | 0 | 0 | 0 | 0 | 0 | 0 | 0 | 0 | 0 | 0 | 0 | 0 | 0 | 0 | 0 | 0 | 0 | 0 | 0 | 0 | 0 | 0 | #REF! |  |  |  |  | 1698.6543
| Peak Demand (S) | 0 | 0 | 0 | 0 | 0 | 0 | 0 | 0 | 0 | 0 | 0 | 0 | 0 | 0 | 0 | 0 | 0 | 0 | 0 | 0 | 0 | 0 | 0 | 0 | 0 | 0 | 0 | 0 | 0 | 0 | 0 | #REF! |  |  |  |  | 0
| Peak Demand (W) | 0 | 0 | 0 | 0 | 0 | 0 | 0 | 0 | 0 | 0 | 0 | 0 | 0 | 0 | 0 | 0 | 0 | 0 | 0 | 0 | 0 | 0 | 0 | 0 | 0 | 0 | 0 | 0 | 0 | 0 | 0 | #REF! |  |  |  |  | 884.6119
| Turnover | 0 | 0 | 0 | 0 | 0 | 0 | 0 | 0 | 0 | 0 | 0 | 0 | 0 | 0 | 0 | 0 | 0 | 0 | 0 | 0 | 0 | 0 | 0 | 0 | 0 | 0 | 0 | 0 | 0 | 0 | 0 | #REF! |  |  |  |  | 6885.4476
| Avg. Replacement Usage | 0 | 0 | 0 | 0 | 0 | 0 | 0 | 0 | 0 | 0 | 0 | 0 | 0 | 0 | 0 | 0 | 0 | 0 | 0 | 0 | 0 | 0 | 0 | 0 | 0 | 0 | 0 | 0 | 0 | 0 | 0 | #REF! |  |  |  |  | 5638.8522
| Avg. Replacement Demand (S) | 0 | 0 | 0 | 0 | 0 | 0 | 0 | 0 | 0 | 0 | 0 | 0 | 0 | 0 | 0 | 0 | 0 | 0 | 0 | 0 | 0 | 0 | 0 | 0 | 0 | 0 | 0 | 0 | 0 | 0 | 0 | #REF! |  |  |  |  | 0
| Avg. Replacement Demand (W) | 0 | 0 | 0 | 0 | 0 | 0 | 0 | 0 | 0 | 0 | 0 | 0 | 0 | 0 | 0 | 0 | 0 | 0 | 0 | 0 | 0 | 0 | 0 | 0 | 0 | 0 | 0 | 0 | 0 | 0 | 0 | #REF! |  |  |  |  | 2.9366
Tech Forecast Stock
| Year | Year 0 | Year 1 | Year 2 | Year 3 | Year 4 | Year 5 | Year 6 | Year 7 | Year 8 | Year 9 | Year 10 | Year 11 | Year 12 | Year 13 | Year 14 | Year 15 | Year 16 | Year 17 | Year 18 | Year 19 | Year 20 | Year 21 | Year 22 | Year 23 | Year 24 | Year 25 | Year 26 | Year 27 | Year 28 | Year 29 | Year 30
| E1 | 0 | 0 | 0 | 0 | 0 | 0 | 0 | 0 | 0 | 0 | 0 | 0 | 0 | 0 | 0 | 0 | 0 | 0 | 0 | 0 | 0 | 0 | 0 | 0 | 0 | 0 | 0 | 0 | 0 | 0 | 0
| E2 | 0 | 0 | 0 | 0 | 0 | 0 | 0 | 0 | 0 | 0 | 0 | 0 | 0 | 0 | 0 | 0 | 0 | 0 | 0 | 0 | 0 | 0 | 0 | 0 | 0 | 0 | 0 | 0 | 0 | 0 | 0
| E3 | 0 | 0 | 0 | 0 | 0 | 0 | 0 | 0 | 0 | 0 | 0 | 0 | 0 | 0 | 0 | 0 | 0 | 0 | 0 | 0 | 0 | 0 | 0 | 0 | 0 | 0 | 0 | 0 | 0 | 0 | 0
| E4 | 0 | 0 | 0 | 0 | 0 | 0 | 0 | 0 | 0 | 0 | 0 | 0 | 0 | 0 | 0 | 0 | 0 | 0 | 0 | 0 | 0 | 0 | 0 | 0 | 0 | 0 | 0 | 0 | 0 | 0 | 0
| E5 | 0 | 0 | 0 | 0 | 0 | 0 | 0 | 0 | 0 | 0 | 0 | 0 | 0 | 0 | 0 | 0 | 0 | 0 | 0 | 0 | 0 | 0 | 0 | 0 | 0 | 0 | 0 | 0 | 0 | 0 | 0
| E6 | 0 | 0 | 0 | 0 | 0 | 0 | 0 | 0 | 0 | 0 | 0 | 0 | 0 | 0 | 0 | 0 | 0 | 0 | 0 | 0 | 0 | 0 | 0 | 0 | 0 | 0 | 0 | 0 | 0 | 0 | 0
| E7 | 0 | 0 | 0 | 0 | 0 | 0 | 0 | 0 | 0 | 0 | 0 | 0 | 0 | 0 | 0 | 0 | 0 | 0 | 0 | 0 | 0 | 0 | 0 | 0 | 0 | 0 | 0 | 0 | 0 | 0 | 0
| E8 | 0 | 0 | 0 | 0 | 0 | 0 | 0 | 0 | 0 | 0 | 0 | 0 | 0 | 0 | 0 | 0 | 0 | 0 | 0 | 0 | 0 | 0 | 0 | 0 | 0 | 0 | 0 | 0 | 0 | 0 | 0
| E9 | 0 | 0 | 0 | 0 | 0 | 0 | 0 | 0 | 0 | 0 | 0 | 0 | 0 | 0 | 0 | 0 | 0 | 0 | 0 | 0 | 0 | 0 | 0 | 0 | 0 | 0 | 0 | 0 | 0 | 0 | 0
| E10 | 0 | 0 | 0 | 0 | 0 | 0 | 0 | 0 | 0 | 0 | 0 | 0 | 0 | 0 | 0 | 0 | 0 | 0 | 0 | 0 | 0 | 0 | 0 | 0 | 0 | 0 | 0 | 0 | 0 | 0 | 0
| Vintage | 0 | 0 | 0 | 0 | 0 | 0 | 0 | 0 | 0 | 0 | 0 | 0 | 0 | 0 | 0 | 0 | 0 | 0 | 0 | 0 | 0 | 0 | 0 | 0 | 0 | 0 | 0 | 0 | 0 | 0 | 0
Stock for Switching
| Year | Year 0 | Year 1 | Year 2 | Year 3 | Year 4 | Year 5 | Year 6 | Year 7 | Year 8 | Year 9 | Year 10 | Year 11 | Year 12 | Year 13 | Year 14 | Year 15 | Year 16 | Year 17 | Year 18 | Year 19 | Year 20 | Year 21 | Year 22 | Year 23 | Year 24 | Year 25 | Year 26 | Year 27 | Year 28 | Year 29 | Year 30
| E1 | 0 | 0 | 0 | 0 | 0 | 0 | 0 | 0 | 0 | 0 | 0 | 0 | 0 | 0 | 0 | 0 | 0 | 0 | 0 | 0 | 0 | 0 | 0 | 0 | 0 | 0 | 0 | 0 | 0 | 0 | 0 | 0_E1_SysStock
| E2 | 0 | 0 | 0 | 0 | 0 | 0 | 0 | 0 | 0 | 0 | 0 | 0 | 0 | 0 | 0 | 0 | 0 | 0 | 0 | 0 | 0 | 0 | 0 | 0 | 0 | 0 | 0 | 0 | 0 | 0 | 0 | 0_E2_SysStock
| E3 | 0 | 0 | 0 | 0 | 0 | 0 | 0 | 0 | 0 | 0 | 0 | 0 | 0 | 0 | 0 | 0 | 0 | 0 | 0 | 0 | 0 | 0 | 0 | 0 | 0 | 0 | 0 | 0 | 0 | 0 | 0 | 0_E3_SysStock
| E4 | 0 | 0 | 0 | 0 | 0 | 0 | 0 | 0 | 0 | 0 | 0 | 0 | 0 | 0 | 0 | 0 | 0 | 0 | 0 | 0 | 0 | 0 | 0 | 0 | 0 | 0 | 0 | 0 | 0 | 0 | 0 | 0_E4_SysStock
| E5 | 0 | 0 | 0 | 0 | 0 | 0 | 0 | 0 | 0 | 0 | 0 | 0 | 0 | 0 | 0 | 0 | 0 | 0 | 0 | 0 | 0 | 0 | 0 | 0 | 0 | 0 | 0 | 0 | 0 | 0 | 0 | 0_E5_SysStock
| E6 | 0 | 0 | 0 | 0 | 0 | 0 | 0 | 0 | 0 | 0 | 0 | 0 | 0 | 0 | 0 | 0 | 0 | 0 | 0 | 0 | 0 | 0 | 0 | 0 | 0 | 0 | 0 | 0 | 0 | 0 | 0 | 0_E6_SysStock
| E7 | 0 | 0 | 0 | 0 | 0 | 0 | 0 | 0 | 0 | 0 | 0 | 0 | 0 | 0 | 0 | 0 | 0 | 0 | 0 | 0 | 0 | 0 | 0 | 0 | 0 | 0 | 0 | 0 | 0 | 0 | 0 | 0_E7_SysStock
| E8 | 0 | 0 | 0 | 0 | 0 | 0 | 0 | 0 | 0 | 0 | 0 | 0 | 0 | 0 | 0 | 0 | 0 | 0 | 0 | 0 | 0 | 0 | 0 | 0 | 0 | 0 | 0 | 0 | 0 | 0 | 0 | 0_E8_SysStock
| E9 | 0 | 0 | 0 | 0 | 0 | 0 | 0 | 0 | 0 | 0 | 0 | 0 | 0 | 0 | 0 | 0 | 0 | 0 | 0 | 0 | 0 | 0 | 0 | 0 | 0 | 0 | 0 | 0 | 0 | 0 | 0 | 0_E9_SysStock
| E10 | 0 | 0 | 0 | 0 | 0 | 0 | 0 | 0 | 0 | 0 | 0 | 0 | 0 | 0 | 0 | 0 | 0 | 0 | 0 | 0 | 0 | 0 | 0 | 0 | 0 | 0 | 0 | 0 | 0 | 0 | 0 | 0_E10_SysStock
| Vintage | 0 | 0 | 0 | 0 | 0 | 0 | 0 | 0 | 0 | 0 | 0 | 0 | 0 | 0 | 0 | 0 | 0 | 0 | 0 | 0 | 0 | 0 | 0 | 0 | 0 | 0 | 0 | 0 | 0 | 0 | 0 | 0_Vintage_SysStock
Tech Forecast Purchases
| Year | Year 0 | Year 1 | Year 2 | Year 3 | Year 4 | Year 5 | Year 6 | Year 7 | Year 8 | Year 9 | Year 10 | Year 11 | Year 12 | Year 13 | Year 14 | Year 15 | Year 16 | Year 17 | Year 18 | Year 19 | Year 20 | Year 21 | Year 22 | Year 23 | Year 24 | Year 25 | Year 26 | Year 27 | Year 28 | Year 29 | Year 30
| E1 | 0 | 0 | 0 | 0 | 0 | 0 | 0 | 0 | 0 | 0 | 0 | 0 | 0 | 0 | 0 | 0 | 0 | 0 | 0 | 0 | 0 | 0 | 0 | 0 | 0 | 0 | 0 | 0 | 0 | 0 | 0
| E2 | 0 | 0 | 0 | 0 | 0 | 0 | 0 | 0 | 0 | 0 | 0 | 0 | 0 | 0 | 0 | 0 | 0 | 0 | 0 | 0 | 0 | 0 | 0 | 0 | 0 | 0 | 0 | 0 | 0 | 0 | 0
| E3 | 0 | 0 | 0 | 0 | 0 | 0 | 0 | 0 | 0 | 0 | 0 | 0 | 0 | 0 | 0 | 0 | 0 | 0 | 0 | 0 | 0 | 0 | 0 | 0 | 0 | 0 | 0 | 0 | 0 | 0 | 0
| E4 | 0 | 0 | 0 | 0 | 0 | 0 | 0 | 0 | 0 | 0 | 0 | 0 | 0 | 0 | 0 | 0 | 0 | 0 | 0 | 0 | 0 | 0 | 0 | 0 | 0 | 0 | 0 | 0 | 0 | 0 | 0
| E5 | 0 | 0 | 0 | 0 | 0 | 0 | 0 | 0 | 0 | 0 | 0 | 0 | 0 | 0 | 0 | 0 | 0 | 0 | 0 | 0 | 0 | 0 | 0 | 0 | 0 | 0 | 0 | 0 | 0 | 0 | 0
| E6 | 0 | 0 | 0 | 0 | 0 | 0 | 0 | 0 | 0 | 0 | 0 | 0 | 0 | 0 | 0 | 0 | 0 | 0 | 0 | 0 | 0 | 0 | 0 | 0 | 0 | 0 | 0 | 0 | 0 | 0 | 0
| E7 | 0 | 0 | 0 | 0 | 0 | 0 | 0 | 0 | 0 | 0 | 0 | 0 | 0 | 0 | 0 | 0 | 0 | 0 | 0 | 0 | 0 | 0 | 0 | 0 | 0 | 0 | 0 | 0 | 0 | 0 | 0
| E8 | 0 | 0 | 0 | 0 | 0 | 0 | 0 | 0 | 0 | 0 | 0 | 0 | 0 | 0 | 0 | 0 | 0 | 0 | 0 | 0 | 0 | 0 | 0 | 0 | 0 | 0 | 0 | 0 | 0 | 0 | 0
| E9 | 0 | 0 | 0 | 0 | 0 | 0 | 0 | 0 | 0 | 0 | 0 | 0 | 0 | 0 | 0 | 0 | 0 | 0 | 0 | 0 | 0 | 0 | 0 | 0 | 0 | 0 | 0 | 0 | 0 | 0 | 0
| E10 | 0 | 0 | 0 | 0 | 0 | 0 | 0 | 0 | 0 | 0 | 0 | 0 | 0 | 0 | 0 | 0 | 0 | 0 | 0 | 0 | 0 | 0 | 0 | 0 | 0 | 0 | 0 | 0 | 0 | 0 | 0
Potential to Switch
| Year | Year 0 | Year 1 | Year 2 | Year 3 | Year 4 | Year 5 | Year 6 | Year 7 | Year 8 | Year 9 | Year 10 | Year 11 | Year 12 | Year 13 | Year 14 | Year 15 | Year 16 | Year 17 | Year 18 | Year 19 | Year 20 | Year 21 | Year 22 | Year 23 | Year 24 | Year 25 | Year 26 | Year 27 | Year 28 | Year 29 | Year 30
| E1 | 0 | 0 | 0 | 0 | 0 | 0 | 0 | 0 | 0 | 0 | 0 | 0 | 0 | 0 | 0 | 0 | 0 | 0 | 0 | 0 | 0 | 0 | 0 | 0 | 0 | 0 | 0 | 0 | 0 | 0 | 0 | 0_E1_Switched Out
| E2 | 0 | 0 | 0 | 0 | 0 | 0 | 0 | 0 | 0 | 0 | 0 | 0 | 0 | 0 | 0 | 0 | 0 | 0 | 0 | 0 | 0 | 0 | 0 | 0 | 0 | 0 | 0 | 0 | 0 | 0 | 0 | 0_E2_Switched Out
| E3 | 0 | 0 | 0 | 0 | 0 | 0 | 0 | 0 | 0 | 0 | 0 | 0 | 0 | 0 | 0 | 0 | 0 | 0 | 0 | 0 | 0 | 0 | 0 | 0 | 0 | 0 | 0 | 0 | 0 | 0 | 0 | 0_E3_Switched Out
| E4 | 0 | 0 | 0 | 0 | 0 | 0 | 0 | 0 | 0 | 0 | 0 | 0 | 0 | 0 | 0 | 0 | 0 | 0 | 0 | 0 | 0 | 0 | 0 | 0 | 0 | 0 | 0 | 0 | 0 | 0 | 0 | 0_E4_Switched Out
| E5 | 0 | 0 | 0 | 0 | 0 | 0 | 0 | 0 | 0 | 0 | 0 | 0 | 0 | 0 | 0 | 0 | 0 | 0 | 0 | 0 | 0 | 0 | 0 | 0 | 0 | 0 | 0 | 0 | 0 | 0 | 0 | 0_E5_Switched Out
| E6 | 0 | 0 | 0 | 0 | 0 | 0 | 0 | 0 | 0 | 0 | 0 | 0 | 0 | 0 | 0 | 0 | 0 | 0 | 0 | 0 | 0 | 0 | 0 | 0 | 0 | 0 | 0 | 0 | 0 | 0 | 0 | 0_E6_Switched Out
| E7 | 0 | 0 | 0 | 0 | 0 | 0 | 0 | 0 | 0 | 0 | 0 | 0 | 0 | 0 | 0 | 0 | 0 | 0 | 0 | 0 | 0 | 0 | 0 | 0 | 0 | 0 | 0 | 0 | 0 | 0 | 0 | 0_E7_Switched Out
| E8 | 0 | 0 | 0 | 0 | 0 | 0 | 0 | 0 | 0 | 0 | 0 | 0 | 0 | 0 | 0 | 0 | 0 | 0 | 0 | 0 | 0 | 0 | 0 | 0 | 0 | 0 | 0 | 0 | 0 | 0 | 0 | 0_E8_Switched Out
| E9 | 0 | 0 | 0 | 0 | 0 | 0 | 0 | 0 | 0 | 0 | 0 | 0 | 0 | 0 | 0 | 0 | 0 | 0 | 0 | 0 | 0 | 0 | 0 | 0 | 0 | 0 | 0 | 0 | 0 | 0 | 0 | 0_E9_Switched Out
| E10 | 0 | 0 | 0 | 0 | 0 | 0 | 0 | 0 | 0 | 0 | 0 | 0 | 0 | 0 | 0 | 0 | 0 | 0 | 0 | 0 | 0 | 0 | 0 | 0 | 0 | 0 | 0 | 0 | 0 | 0 | 0 | 0_E10_Switched Out
Units Out
| E1 | 0 | 0 | 0 | 0 | 0 | 0 | 0 | 0 | 0 | 0 | 0 | 0 | 0 | 0 | 0 | 0 | 0 | 0 | 0 | 0 | 0 | 0 | 0 | 0 | 0 | 0 | 0 | 0 | 0 | 0 | 0
| E2 | 0 | 0 | 0 | 0 | 0 | 0 | 0 | 0 | 0 | 0 | 0 | 0 | 0 | 0 | 0 | 0 | 0 | 0 | 0 | 0 | 0 | 0 | 0 | 0 | 0 | 0 | 0 | 0 | 0 | 0 | 0
| E3 | 0 | 0 | 0 | 0 | 0 | 0 | 0 | 0 | 0 | 0 | 0 | 0 | 0 | 0 | 0 | 0 | 0 | 0 | 0 | 0 | 0 | 0 | 0 | 0 | 0 | 0 | 0 | 0 | 0 | 0 | 0
| E4 | 0 | 0 | 0 | 0 | 0 | 0 | 0 | 0 | 0 | 0 | 0 | 0 | 0 | 0 | 0 | 0 | 0 | 0 | 0 | 0 | 0 | 0 | 0 | 0 | 0 | 0 | 0 | 0 | 0 | 0 | 0
| E5 | 0 | 0 | 0 | 0 | 0 | 0 | 0 | 0 | 0 | 0 | 0 | 0 | 0 | 0 | 0 | 0 | 0 | 0 | 0 | 0 | 0 | 0 | 0 | 0 | 0 | 0 | 0 | 0 | 0 | 0 | 0
| E6 | 0 | 0 | 0 | 0 | 0 | 0 | 0 | 0 | 0 | 0 | 0 | 0 | 0 | 0 | 0 | 0 | 0 | 0 | 0 | 0 | 0 | 0 | 0 | 0 | 0 | 0 | 0 | 0 | 0 | 0 | 0
| E7 | 0 | 0 | 0 | 0 | 0 | 0 | 0 | 0 | 0 | 0 | 0 | 0 | 0 | 0 | 0 | 0 | 0 | 0 | 0 | 0 | 0 | 0 | 0 | 0 | 0 | 0 | 0 | 0 | 0 | 0 | 0
| E8 | 0 | 0 | 0 | 0 | 0 | 0 | 0 | 0 | 0 | 0 | 0 | 0 | 0 | 0 | 0 | 0 | 0 | 0 | 0 | 0 | 0 | 0 | 0 | 0 | 0 | 0 | 0 | 0 | 0 | 0 | 0
| E9 | 0 | 0 | 0 | 0 | 0 | 0 | 0 | 0 | 0 | 0 | 0 | 0 | 0 | 0 | 0 | 0 | 0 | 0 | 0 | 0 | 0 | 0 | 0 | 0 | 0 | 0 | 0 | 0 | 0 | 0 | 0
| E10 | 0 | 0 | 0 | 0 | 0 | 0 | 0 | 0 | 0 | 0 | 0 | 0 | 0 | 0 | 0 | 0 | 0 | 0 | 0 | 0 | 0 | 0 | 0 | 0 | 0 | 0 | 0 | 0 | 0 | 0 | 0
| Vintage | 0 | 0 | 0 | 0 | 0 | 0 | 0 | 0 | 0 | 0 | 0 | 0 | 0 | 0 | 0 | 0 | 0 | 0 | 0 | 0 | 0 | 0 | 0 | 0 | 0 | 0 | 0 | 0 | 0 | 0 | 0
Tech Purchase Shares
| Year | Year 0 | Year 1 | Year 2 | Year 3 | Year 4 | Year 5 | Year 6 | Year 7 | Year 8 | Year 9 | Year 10 | Year 11 | Year 12 | Year 13 | Year 14 | Year 15 | Year 16 | Year 17 | Year 18 | Year 19 | Year 20 | Year 21 | Year 22 | Year 23 | Year 24 | Year 25 | Year 26 | Year 27 | Year 28 | Year 29 | Year 30
E1 | bar: Year 0 to Year 30
E2 | bar: Year 0 to Year 30
E3 | bar: Year 0 to Year 30
E4 | bar: Year 0 to Year 30
E5 | bar: Year 0 to Year 30
E6 | bar: Year 0 to Year 30
E7 | bar: Year 0 to Year 30
E8 | bar: Year 0 to Year 30
E9 | bar: Year 0 to Year 30
E10 | bar: Year 0 to Year 30
Units In from Switching
| E1 | 0 | 0 | 0 | 0 | 0 | 0 | 0 | 0 | 0 | 0 | 0 | 0 | 0 | 0 | 0 | 0 | 0 | 0 | 0 | 0 | 0 | 0 | 0 | 0 | 0 | 0 | 0 | 0 | 0 | 0 | 0
| E2 | 0 | 0 | 0 | 0 | 0 | 0 | 0 | 0 | 0 | 0 | 0 | 0 | 0 | 0 | 0 | 0 | 0 | 0 | 0 | 0 | 0 | 0 | 0 | 0 | 0 | 0 | 0 | 0 | 0 | 0 | 0
| E3 | 0 | 0 | 0 | 0 | 0 | 0 | 0 | 0 | 0 | 0 | 0 | 0 | 0 | 0 | 0 | 0 | 0 | 0 | 0 | 0 | 0 | 0 | 0 | 0 | 0 | 0 | 0 | 0 | 0 | 0 | 0
| E4 | 0 | 0 | 0 | 0 | 0 | 0 | 0 | 0 | 0 | 0 | 0 | 0 | 0 | 0 | 0 | 0 | 0 | 0 | 0 | 0 | 0 | 0 | 0 | 0 | 0 | 0 | 0 | 0 | 0 | 0 | 0
| E5 | 0 | 0 | 0 | 0 | 0 | 0 | 0 | 0 | 0 | 0 | 0 | 0 | 0 | 0 | 0 | 0 | 0 | 0 | 0 | 0 | 0 | 0 | 0 | 0 | 0 | 0 | 0 | 0 | 0 | 0 | 0
| E6 | 0 | 0 | 0 | 0 | 0 | 0 | 0 | 0 | 0 | 0 | 0 | 0 | 0 | 0 | 0 | 0 | 0 | 0 | 0 | 0 | 0 | 0 | 0 | 0 | 0 | 0 | 0 | 0 | 0 | 0 | 0
| E7 | 0 | 0 | 0 | 0 | 0 | 0 | 0 | 0 | 0 | 0 | 0 | 0 | 0 | 0 | 0 | 0 | 0 | 0 | 0 | 0 | 0 | 0 | 0 | 0 | 0 | 0 | 0 | 0 | 0 | 0 | 0
| E8 | 0 | 0 | 0 | 0 | 0 | 0 | 0 | 0 | 0 | 0 | 0 | 0 | 0 | 0 | 0 | 0 | 0 | 0 | 0 | 0 | 0 | 0 | 0 | 0 | 0 | 0 | 0 | 0 | 0 | 0 | 0
| E9 | 0 | 0 | 0 | 0 | 0 | 0 | 0 | 0 | 0 | 0 | 0 | 0 | 0 | 0 | 0 | 0 | 0 | 0 | 0 | 0 | 0 | 0 | 0 | 0 | 0 | 0 | 0 | 0 | 0 | 0 | 0
| E10 | 0 | 0 | 0 | 0 | 0 | 0 | 0 | 0 | 0 | 0 | 0 | 0 | 0 | 0 | 0 | 0 | 0 | 0 | 0 | 0 | 0 | 0 | 0 | 0 | 0 | 0 | 0 | 0 | 0 | 0 | 0
| Vintage | 0 | 0 | 0 | 0 | 0 | 0 | 0 | 0 | 0 | 0 | 0 | 0 | 0 | 0 | 0 | 0 | 0 | 0 | 0 | 0 | 0 | 0 | 0 | 0 | 0 | 0 | 0 | 0 | 0 | 0 | 0
Net Change
| Year | Year 0 | Year 1 | Year 2 | Year 3 | Year 4 | Year 5 | Year 6 | Year 7 | Year 8 | Year 9 | Year 10 | Year 11 | Year 12 | Year 13 | Year 14 | Year 15 | Year 16 | Year 17 | Year 18 | Year 19 | Year 20 | Year 21 | Year 22 | Year 23 | Year 24 | Year 25 | Year 26 | Year 27 | Year 28 | Year 29 | Year 30 | Key
| Units | 0 | 0 | 0 | 0 | 0 | 0 | 0 | 0 | 0 | 0 | 0 | 0 | 0 | 0 | 0 | 0 | 0 | 0 | 0 | 0 | 0 | 0 | 0 | 0 | 0 | 0 | 0 | 0 | 0 | 0 | 0 | 0_Units |  |  |  |  | 301957.8232
| Usage | 0 | 0 | 0 | 0 | 0 | 0 | 0 | 0 | 0 | 0 | 0 | 0 | 0 | 0 | 0 | 0 | 0 | 0 | 0 | 0 | 0 | 0 | 0 | 0 | 0 | 0 | 0 | 0 | 0 | 0 | 0 | 0_Usage |  |  |  |  | 1698.6543
| Peak Demand (S) | 0 | 0 | 0 | 0 | 0 | 0 | 0 | 0 | 0 | 0 | 0 | 0 | 0 | 0 | 0 | 0 | 0 | 0 | 0 | 0 | 0 | 0 | 0 | 0 | 0 | 0 | 0 | 0 | 0 | 0 | 0 | 0_Peak Demand (S) |  |  |  |  | 0
| Peak Demand (W) | 0 | 0 | 0 | 0 | 0 | 0 | 0 | 0 | 0 | 0 | 0 | 0 | 0 | 0 | 0 | 0 | 0 | 0 | 0 | 0 | 0 | 0 | 0 | 0 | 0 | 0 | 0 | 0 | 0 | 0 | 0 | 0_Peak Demand (W) |  |  |  |  | 884.6119
| Turnover | 0 | 0 | 0 | 0 | 0 | 0 | 0 | 0 | 0 | 0 | 0 | 0 | 0 | 0 | 0 | 0 | 0 | 0 | 0 | 0 | 0 | 0 | 0 | 0 | 0 | 0 | 0 | 0 | 0 | 0 | 0 | 0_Turnover |  |  |  |  | 6885.4476
| Avg. Replacement Usage | 0 | 0 | 0 | 0 | 0 | 0 | 0 | 0 | 0 | 0 | 0 | 0 | 0 | 0 | 0 | 0 | 0 | 0 | 0 | 0 | 0 | 0 | 0 | 0 | 0 | 0 | 0 | 0 | 0 | 0 | 0 | 0_Avg. Replacement Usage |  |  |  |  | 5638.8522
| Avg. Replacement Demand (S) | 0 | 0 | 0 | 0 | 0 | 0 | 0 | 0 | 0 | 0 | 0 | 0 | 0 | 0 | 0 | 0 | 0 | 0 | 0 | 0 | 0 | 0 | 0 | 0 | 0 | 0 | 0 | 0 | 0 | 0 | 0 | 0_Avg. Replacement Demand (S) |  |  |  |  | 0
| Avg. Replacement Demand (W) | 0 | 0 | 0 | 0 | 0 | 0 | 0 | 0 | 0 | 0 | 0 | 0 | 0 | 0 | 0 | 0 | 0 | 0 | 0 | 0 | 0 | 0 | 0 | 0 | 0 | 0 | 0 | 0 | 0 | 0 | 0 | 0_Avg. Replacement Demand (W) |  |  |  |  | 2.9366
Purchases
| Year | Year 0 | Year 1 | Year 2 | Year 3 | Year 4 | Year 5 | Year 6 | Year 7 | Year 8 | Year 9 | Year 10 | Year 11 | Year 12 | Year 13 | Year 14 | Year 15 | Year 16 | Year 17 | Year 18 | Year 19 | Year 20 | Year 21 | Year 22 | Year 23 | Year 24 | Year 25 | Year 26 | Year 27 | Year 28 | Year 29 | Year 30
| E1 | 0 | 0 | 0 | 0 | 0 | 0 | 0 | 0 | 0 | 0 | 0 | 0 | 0 | 0 | 0 | 0 | 0 | 0 | 0 | 0 | 0 | 0 | 0 | 0 | 0 | 0 | 0 | 0 | 0 | 0 | 0 | 0_E1_Purchases |  |  |  |  | 6885.4476
| E2 | 0 | 0 | 0 | 0 | 0 | 0 | 0 | 0 | 0 | 0 | 0 | 0 | 0 | 0 | 0 | 0 | 0 | 0 | 0 | 0 | 0 | 0 | 0 | 0 | 0 | 0 | 0 | 0 | 0 | 0 | 0 | 0_E2_Purchases |  |  |  |  | 0
| E3 | 0 | 0 | 0 | 0 | 0 | 0 | 0 | 0 | 0 | 0 | 0 | 0 | 0 | 0 | 0 | 0 | 0 | 0 | 0 | 0 | 0 | 0 | 0 | 0 | 0 | 0 | 0 | 0 | 0 | 0 | 0 | 0_E3_Purchases |  |  |  |  | 0
| E4 | 0 | 0 | 0 | 0 | 0 | 0 | 0 | 0 | 0 | 0 | 0 | 0 | 0 | 0 | 0 | 0 | 0 | 0 | 0 | 0 | 0 | 0 | 0 | 0 | 0 | 0 | 0 | 0 | 0 | 0 | 0 | 0_E4_Purchases |  |  |  |  | 0
| E5 | 0 | 0 | 0 | 0 | 0 | 0 | 0 | 0 | 0 | 0 | 0 | 0 | 0 | 0 | 0 | 0 | 0 | 0 | 0 | 0 | 0 | 0 | 0 | 0 | 0 | 0 | 0 | 0 | 0 | 0 | 0 | 0_E5_Purchases |  |  |  |  | 0
| E6 | 0 | 0 | 0 | 0 | 0 | 0 | 0 | 0 | 0 | 0 | 0 | 0 | 0 | 0 | 0 | 0 | 0 | 0 | 0 | 0 | 0 | 0 | 0 | 0 | 0 | 0 | 0 | 0 | 0 | 0 | 0 | 0_E6_Purchases |  |  |  |  | 0
| E7 | 0 | 0 | 0 | 0 | 0 | 0 | 0 | 0 | 0 | 0 | 0 | 0 | 0 | 0 | 0 | 0 | 0 | 0 | 0 | 0 | 0 | 0 | 0 | 0 | 0 | 0 | 0 | 0 | 0 | 0 | 0 | 0_E7_Purchases |  |  |  |  | 0
| E8 | 0 | 0 | 0 | 0 | 0 | 0 | 0 | 0 | 0 | 0 | 0 | 0 | 0 | 0 | 0 | 0 | 0 | 0 | 0 | 0 | 0 | 0 | 0 | 0 | 0 | 0 | 0 | 0 | 0 | 0 | 0 | 0_E8_Purchases |  |  |  |  | 0
| E9 | 0 | 0 | 0 | 0 | 0 | 0 | 0 | 0 | 0 | 0 | 0 | 0 | 0 | 0 | 0 | 0 | 0 | 0 | 0 | 0 | 0 | 0 | 0 | 0 | 0 | 0 | 0 | 0 | 0 | 0 | 0 | 0_E9_Purchases |  |  |  |  | 0
| E10 | 0 | 0 | 0 | 0 | 0 | 0 | 0 | 0 | 0 | 0 | 0 | 0 | 0 | 0 | 0 | 0 | 0 | 0 | 0 | 0 | 0 | 0 | 0 | 0 | 0 | 0 | 0 | 0 | 0 | 0 | 0 | 0_E10_Purchases |  |  |  |  | 0
Stock
| Year | Year 0 | Year 1 | Year 2 | Year 3 | Year 4 | Year 5 | Year 6 | Year 7 | Year 8 | Year 9 | Year 10 | Year 11 | Year 12 | Year 13 | Year 14 | Year 15 | Year 16 | Year 17 | Year 18 | Year 19 | Year 20 | Year 21 | Year 22 | Year 23 | Year 24 | Year 25 | Year 26 | Year 27 | Year 28 | Year 29 | Year 30
| E1 | 0 | 0 | 0 | 0 | 0 | 0 | 0 | 0 | 0 | 0 | 0 | 0 | 0 | 0 | 0 | 0 | 0 | 0 | 0 | 0 | 0 | 0 | 0 | 0 | 0 | 0 | 0 | 0 | 0 | 0 | 0 | 0_E1_Stock |  |  |  |  | 13576.6093
| E2 | 0 | 0 | 0 | 0 | 0 | 0 | 0 | 0 | 0 | 0 | 0 | 0 | 0 | 0 | 0 | 0 | 0 | 0 | 0 | 0 | 0 | 0 | 0 | 0 | 0 | 0 | 0 | 0 | 0 | 0 | 0 | 0_E2_Stock |  |  |  |  | 0
| E3 | 0 | 0 | 0 | 0 | 0 | 0 | 0 | 0 | 0 | 0 | 0 | 0 | 0 | 0 | 0 | 0 | 0 | 0 | 0 | 0 | 0 | 0 | 0 | 0 | 0 | 0 | 0 | 0 | 0 | 0 | 0 | 0_E3_Stock |  |  |  |  | 0
| E4 | 0 | 0 | 0 | 0 | 0 | 0 | 0 | 0 | 0 | 0 | 0 | 0 | 0 | 0 | 0 | 0 | 0 | 0 | 0 | 0 | 0 | 0 | 0 | 0 | 0 | 0 | 0 | 0 | 0 | 0 | 0 | 0_E4_Stock |  |  |  |  | 0
| E5 | 0 | 0 | 0 | 0 | 0 | 0 | 0 | 0 | 0 | 0 | 0 | 0 | 0 | 0 | 0 | 0 | 0 | 0 | 0 | 0 | 0 | 0 | 0 | 0 | 0 | 0 | 0 | 0 | 0 | 0 | 0 | 0_E5_Stock |  |  |  |  | 0
| E6 | 0 | 0 | 0 | 0 | 0 | 0 | 0 | 0 | 0 | 0 | 0 | 0 | 0 | 0 | 0 | 0 | 0 | 0 | 0 | 0 | 0 | 0 | 0 | 0 | 0 | 0 | 0 | 0 | 0 | 0 | 0 | 0_E6_Stock |  |  |  |  | 0
| E7 | 0 | 0 | 0 | 0 | 0 | 0 | 0 | 0 | 0 | 0 | 0 | 0 | 0 | 0 | 0 | 0 | 0 | 0 | 0 | 0 | 0 | 0 | 0 | 0 | 0 | 0 | 0 | 0 | 0 | 0 | 0 | 0_E7_Stock |  |  |  |  | 0
| E8 | 0 | 0 | 0 | 0 | 0 | 0 | 0 | 0 | 0 | 0 | 0 | 0 | 0 | 0 | 0 | 0 | 0 | 0 | 0 | 0 | 0 | 0 | 0 | 0 | 0 | 0 | 0 | 0 | 0 | 0 | 0 | 0_E8_Stock |  |  |  |  | 0
| E9 | 0 | 0 | 0 | 0 | 0 | 0 | 0 | 0 | 0 | 0 | 0 | 0 | 0 | 0 | 0 | 0 | 0 | 0 | 0 | 0 | 0 | 0 | 0 | 0 | 0 | 0 | 0 | 0 | 0 | 0 | 0 | 0_E9_Stock |  |  |  |  | 0
| E10 | 0 | 0 | 0 | 0 | 0 | 0 | 0 | 0 | 0 | 0 | 0 | 0 | 0 | 0 | 0 | 0 | 0 | 0 | 0 | 0 | 0 | 0 | 0 | 0 | 0 | 0 | 0 | 0 | 0 | 0 | 0 | 0_E10_Stock |  |  |  |  | 0
| Vintage | 0 | 0 | 0 | 0 | 0 | 0 | 0 | 0 | 0 | 0 | 0 | 0 | 0 | 0 | 0 | 0 | 0 | 0 | 0 | 0 | 0 | 0 | 0 | 0 | 0 | 0 | 0 | 0 | 0 | 0 | 0 | 0_Vintage_Stock |  |  |  |  | 288381.2139
S3C1 |  | Year 0: System 3 Technology 1
Technology Variables
| Tech Key | Year 0: 0
| Peak Factor (S) | Year 0: 0
| Peak Factor (W) | Year 0: 0
| Min Vintage Lifetime | Year 0: 0
| Max Vintage Lifetime | Year 0: 0
| Turnover Style | Year 0: 0
Technology Variables
| Equipment | Year 0: Label; Year 1: Min Lifetime; Year 2: Max Lifetime; Year 3: Degradation; Year 4: Usage; Year 5: Available
| E1 | Year 1: 0; Year 2: 0; Year 3: 0%; Year 4: 0; Year 5: FALSE
| E2 | Year 1: 0; Year 2: 0; Year 3: 0%; Year 4: 0; Year 5: FALSE
| E3 | Year 1: 0; Year 2: 0; Year 3: 0%; Year 4: 0; Year 5: FALSE
| E4 | Year 1: 0; Year 2: 0; Year 3: 0%; Year 4: 0; Year 5: FALSE
| E5 | Year 1: 0; Year 2: 0; Year 3: 0%; Year 4: 0; Year 5: FALSE
| E6 | Year 1: 0; Year 2: 0; Year 3: 0%; Year 4: 0; Year 5: FALSE
| E7 | Year 1: 0; Year 2: 0; Year 3: 0%; Year 4: 0; Year 5: FALSE
| E8 | Year 1: 0; Year 2: 0; Year 3: 0%; Year 4: 0; Year 5: FALSE
| E9 | Year 1: 0; Year 2: 0; Year 3: 0%; Year 4: 0; Year 5: FALSE
| E10 | Year 1: 0; Year 2: 0; Year 3: 0%; Year 4: 0; Year 5: FALSE
Original Forecast Results
| Year | Year 0 | Year 1 | Year 2 | Year 3 | Year 4 | Year 5 | Year 6 | Year 7 | Year 8 | Year 9 | Year 10 | Year 11 | Year 12 | Year 13 | Year 14 | Year 15 | Year 16 | Year 17 | Year 18 | Year 19 | Year 20 | Year 21 | Year 22 | Year 23 | Year 24 | Year 25 | Year 26 | Year 27 | Year 28 | Year 29 | Year 30 | Key
| Units | 0 | 0 | 0 | 0 | 0 | 0 | 0 | 0 | 0 | 0 | 0 | 0 | 0 | 0 | 0 | 0 | 0 | 0 | 0 | 0 | 0 | 0 | 0 | 0 | 0 | 0 | 0 | 0 | 0 | 0 | 0 | #REF! |  |  |  |  | 301957.8232
| Usage | 0 | 0 | 0 | 0 | 0 | 0 | 0 | 0 | 0 | 0 | 0 | 0 | 0 | 0 | 0 | 0 | 0 | 0 | 0 | 0 | 0 | 0 | 0 | 0 | 0 | 0 | 0 | 0 | 0 | 0 | 0 | #REF! |  |  |  |  | 1698.6543
| Peak Demand (S) | 0 | 0 | 0 | 0 | 0 | 0 | 0 | 0 | 0 | 0 | 0 | 0 | 0 | 0 | 0 | 0 | 0 | 0 | 0 | 0 | 0 | 0 | 0 | 0 | 0 | 0 | 0 | 0 | 0 | 0 | 0 | #REF! |  |  |  |  | 0
| Peak Demand (W) | 0 | 0 | 0 | 0 | 0 | 0 | 0 | 0 | 0 | 0 | 0 | 0 | 0 | 0 | 0 | 0 | 0 | 0 | 0 | 0 | 0 | 0 | 0 | 0 | 0 | 0 | 0 | 0 | 0 | 0 | 0 | #REF! |  |  |  |  | 884.6119
| Turnover | 0 | 0 | 0 | 0 | 0 | 0 | 0 | 0 | 0 | 0 | 0 | 0 | 0 | 0 | 0 | 0 | 0 | 0 | 0 | 0 | 0 | 0 | 0 | 0 | 0 | 0 | 0 | 0 | 0 | 0 | 0 | #REF! |  |  |  |  | 6885.4476
| Avg. Replacement Usage | 0 | 0 | 0 | 0 | 0 | 0 | 0 | 0 | 0 | 0 | 0 | 0 | 0 | 0 | 0 | 0 | 0 | 0 | 0 | 0 | 0 | 0 | 0 | 0 | 0 | 0 | 0 | 0 | 0 | 0 | 0 | #REF! |  |  |  |  | 5638.8522
| Avg. Replacement Demand (S) | 0 | 0 | 0 | 0 | 0 | 0 | 0 | 0 | 0 | 0 | 0 | 0 | 0 | 0 | 0 | 0 | 0 | 0 | 0 | 0 | 0 | 0 | 0 | 0 | 0 | 0 | 0 | 0 | 0 | 0 | 0 | #REF! |  |  |  |  | 0
| Avg. Replacement Demand (W) | 0 | 0 | 0 | 0 | 0 | 0 | 0 | 0 | 0 | 0 | 0 | 0 | 0 | 0 | 0 | 0 | 0 | 0 | 0 | 0 | 0 | 0 | 0 | 0 | 0 | 0 | 0 | 0 | 0 | 0 | 0 | #REF! |  |  |  |  | 2.9366
Tech Forecast Stock
| Year | Year 0 | Year 1 | Year 2 | Year 3 | Year 4 | Year 5 | Year 6 | Year 7 | Year 8 | Year 9 | Year 10 | Year 11 | Year 12 | Year 13 | Year 14 | Year 15 | Year 16 | Year 17 | Year 18 | Year 19 | Year 20 | Year 21 | Year 22 | Year 23 | Year 24 | Year 25 | Year 26 | Year 27 | Year 28 | Year 29 | Year 30
| E1 | 0 | 0 | 0 | 0 | 0 | 0 | 0 | 0 | 0 | 0 | 0 | 0 | 0 | 0 | 0 | 0 | 0 | 0 | 0 | 0 | 0 | 0 | 0 | 0 | 0 | 0 | 0 | 0 | 0 | 0 | 0
| E2 | 0 | 0 | 0 | 0 | 0 | 0 | 0 | 0 | 0 | 0 | 0 | 0 | 0 | 0 | 0 | 0 | 0 | 0 | 0 | 0 | 0 | 0 | 0 | 0 | 0 | 0 | 0 | 0 | 0 | 0 | 0
| E3 | 0 | 0 | 0 | 0 | 0 | 0 | 0 | 0 | 0 | 0 | 0 | 0 | 0 | 0 | 0 | 0 | 0 | 0 | 0 | 0 | 0 | 0 | 0 | 0 | 0 | 0 | 0 | 0 | 0 | 0 | 0
| E4 | 0 | 0 | 0 | 0 | 0 | 0 | 0 | 0 | 0 | 0 | 0 | 0 | 0 | 0 | 0 | 0 | 0 | 0 | 0 | 0 | 0 | 0 | 0 | 0 | 0 | 0 | 0 | 0 | 0 | 0 | 0
| E5 | 0 | 0 | 0 | 0 | 0 | 0 | 0 | 0 | 0 | 0 | 0 | 0 | 0 | 0 | 0 | 0 | 0 | 0 | 0 | 0 | 0 | 0 | 0 | 0 | 0 | 0 | 0 | 0 | 0 | 0 | 0
| E6 | 0 | 0 | 0 | 0 | 0 | 0 | 0 | 0 | 0 | 0 | 0 | 0 | 0 | 0 | 0 | 0 | 0 | 0 | 0 | 0 | 0 | 0 | 0 | 0 | 0 | 0 | 0 | 0 | 0 | 0 | 0
| E7 | 0 | 0 | 0 | 0 | 0 | 0 | 0 | 0 | 0 | 0 | 0 | 0 | 0 | 0 | 0 | 0 | 0 | 0 | 0 | 0 | 0 | 0 | 0 | 0 | 0 | 0 | 0 | 0 | 0 | 0 | 0
| E8 | 0 | 0 | 0 | 0 | 0 | 0 | 0 | 0 | 0 | 0 | 0 | 0 | 0 | 0 | 0 | 0 | 0 | 0 | 0 | 0 | 0 | 0 | 0 | 0 | 0 | 0 | 0 | 0 | 0 | 0 | 0
| E9 | 0 | 0 | 0 | 0 | 0 | 0 | 0 | 0 | 0 | 0 | 0 | 0 | 0 | 0 | 0 | 0 | 0 | 0 | 0 | 0 | 0 | 0 | 0 | 0 | 0 | 0 | 0 | 0 | 0 | 0 | 0
| E10 | 0 | 0 | 0 | 0 | 0 | 0 | 0 | 0 | 0 | 0 | 0 | 0 | 0 | 0 | 0 | 0 | 0 | 0 | 0 | 0 | 0 | 0 | 0 | 0 | 0 | 0 | 0 | 0 | 0 | 0 | 0
| Vintage | 0 | 0 | 0 | 0 | 0 | 0 | 0 | 0 | 0 | 0 | 0 | 0 | 0 | 0 | 0 | 0 | 0 | 0 | 0 | 0 | 0 | 0 | 0 | 0 | 0 | 0 | 0 | 0 | 0 | 0 | 0
Stock for Switching
| Year | Year 0 | Year 1 | Year 2 | Year 3 | Year 4 | Year 5 | Year 6 | Year 7 | Year 8 | Year 9 | Year 10 | Year 11 | Year 12 | Year 13 | Year 14 | Year 15 | Year 16 | Year 17 | Year 18 | Year 19 | Year 20 | Year 21 | Year 22 | Year 23 | Year 24 | Year 25 | Year 26 | Year 27 | Year 28 | Year 29 | Year 30
| E1 | 0 | 0 | 0 | 0 | 0 | 0 | 0 | 0 | 0 | 0 | 0 | 0 | 0 | 0 | 0 | 0 | 0 | 0 | 0 | 0 | 0 | 0 | 0 | 0 | 0 | 0 | 0 | 0 | 0 | 0 | 0 | 0_E1_SysStock
| E2 | 0 | 0 | 0 | 0 | 0 | 0 | 0 | 0 | 0 | 0 | 0 | 0 | 0 | 0 | 0 | 0 | 0 | 0 | 0 | 0 | 0 | 0 | 0 | 0 | 0 | 0 | 0 | 0 | 0 | 0 | 0 | 0_E2_SysStock
| E3 | 0 | 0 | 0 | 0 | 0 | 0 | 0 | 0 | 0 | 0 | 0 | 0 | 0 | 0 | 0 | 0 | 0 | 0 | 0 | 0 | 0 | 0 | 0 | 0 | 0 | 0 | 0 | 0 | 0 | 0 | 0 | 0_E3_SysStock
| E4 | 0 | 0 | 0 | 0 | 0 | 0 | 0 | 0 | 0 | 0 | 0 | 0 | 0 | 0 | 0 | 0 | 0 | 0 | 0 | 0 | 0 | 0 | 0 | 0 | 0 | 0 | 0 | 0 | 0 | 0 | 0 | 0_E4_SysStock
| E5 | 0 | 0 | 0 | 0 | 0 | 0 | 0 | 0 | 0 | 0 | 0 | 0 | 0 | 0 | 0 | 0 | 0 | 0 | 0 | 0 | 0 | 0 | 0 | 0 | 0 | 0 | 0 | 0 | 0 | 0 | 0 | 0_E5_SysStock
| E6 | 0 | 0 | 0 | 0 | 0 | 0 | 0 | 0 | 0 | 0 | 0 | 0 | 0 | 0 | 0 | 0 | 0 | 0 | 0 | 0 | 0 | 0 | 0 | 0 | 0 | 0 | 0 | 0 | 0 | 0 | 0 | 0_E6_SysStock
| E7 | 0 | 0 | 0 | 0 | 0 | 0 | 0 | 0 | 0 | 0 | 0 | 0 | 0 | 0 | 0 | 0 | 0 | 0 | 0 | 0 | 0 | 0 | 0 | 0 | 0 | 0 | 0 | 0 | 0 | 0 | 0 | 0_E7_SysStock
| E8 | 0 | 0 | 0 | 0 | 0 | 0 | 0 | 0 | 0 | 0 | 0 | 0 | 0 | 0 | 0 | 0 | 0 | 0 | 0 | 0 | 0 | 0 | 0 | 0 | 0 | 0 | 0 | 0 | 0 | 0 | 0 | 0_E8_SysStock
| E9 | 0 | 0 | 0 | 0 | 0 | 0 | 0 | 0 | 0 | 0 | 0 | 0 | 0 | 0 | 0 | 0 | 0 | 0 | 0 | 0 | 0 | 0 | 0 | 0 | 0 | 0 | 0 | 0 | 0 | 0 | 0 | 0_E9_SysStock
| E10 | 0 | 0 | 0 | 0 | 0 | 0 | 0 | 0 | 0 | 0 | 0 | 0 | 0 | 0 | 0 | 0 | 0 | 0 | 0 | 0 | 0 | 0 | 0 | 0 | 0 | 0 | 0 | 0 | 0 | 0 | 0 | 0_E10_SysStock
| Vintage | 0 | 0 | 0 | 0 | 0 | 0 | 0 | 0 | 0 | 0 | 0 | 0 | 0 | 0 | 0 | 0 | 0 | 0 | 0 | 0 | 0 | 0 | 0 | 0 | 0 | 0 | 0 | 0 | 0 | 0 | 0 | 0_Vintage_SysStock
Tech Forecast Purchases
| Year | Year 0 | Year 1 | Year 2 | Year 3 | Year 4 | Year 5 | Year 6 | Year 7 | Year 8 | Year 9 | Year 10 | Year 11 | Year 12 | Year 13 | Year 14 | Year 15 | Year 16 | Year 17 | Year 18 | Year 19 | Year 20 | Year 21 | Year 22 | Year 23 | Year 24 | Year 25 | Year 26 | Year 27 | Year 28 | Year 29 | Year 30
| E1 | 0 | 0 | 0 | 0 | 0 | 0 | 0 | 0 | 0 | 0 | 0 | 0 | 0 | 0 | 0 | 0 | 0 | 0 | 0 | 0 | 0 | 0 | 0 | 0 | 0 | 0 | 0 | 0 | 0 | 0 | 0
| E2 | 0 | 0 | 0 | 0 | 0 | 0 | 0 | 0 | 0 | 0 | 0 | 0 | 0 | 0 | 0 | 0 | 0 | 0 | 0 | 0 | 0 | 0 | 0 | 0 | 0 | 0 | 0 | 0 | 0 | 0 | 0
| E3 | 0 | 0 | 0 | 0 | 0 | 0 | 0 | 0 | 0 | 0 | 0 | 0 | 0 | 0 | 0 | 0 | 0 | 0 | 0 | 0 | 0 | 0 | 0 | 0 | 0 | 0 | 0 | 0 | 0 | 0 | 0
| E4 | 0 | 0 | 0 | 0 | 0 | 0 | 0 | 0 | 0 | 0 | 0 | 0 | 0 | 0 | 0 | 0 | 0 | 0 | 0 | 0 | 0 | 0 | 0 | 0 | 0 | 0 | 0 | 0 | 0 | 0 | 0
| E5 | 0 | 0 | 0 | 0 | 0 | 0 | 0 | 0 | 0 | 0 | 0 | 0 | 0 | 0 | 0 | 0 | 0 | 0 | 0 | 0 | 0 | 0 | 0 | 0 | 0 | 0 | 0 | 0 | 0 | 0 | 0
| E6 | 0 | 0 | 0 | 0 | 0 | 0 | 0 | 0 | 0 | 0 | 0 | 0 | 0 | 0 | 0 | 0 | 0 | 0 | 0 | 0 | 0 | 0 | 0 | 0 | 0 | 0 | 0 | 0 | 0 | 0 | 0
| E7 | 0 | 0 | 0 | 0 | 0 | 0 | 0 | 0 | 0 | 0 | 0 | 0 | 0 | 0 | 0 | 0 | 0 | 0 | 0 | 0 | 0 | 0 | 0 | 0 | 0 | 0 | 0 | 0 | 0 | 0 | 0
| E8 | 0 | 0 | 0 | 0 | 0 | 0 | 0 | 0 | 0 | 0 | 0 | 0 | 0 | 0 | 0 | 0 | 0 | 0 | 0 | 0 | 0 | 0 | 0 | 0 | 0 | 0 | 0 | 0 | 0 | 0 | 0
| E9 | 0 | 0 | 0 | 0 | 0 | 0 | 0 | 0 | 0 | 0 | 0 | 0 | 0 | 0 | 0 | 0 | 0 | 0 | 0 | 0 | 0 | 0 | 0 | 0 | 0 | 0 | 0 | 0 | 0 | 0 | 0
| E10 | 0 | 0 | 0 | 0 | 0 | 0 | 0 | 0 | 0 | 0 | 0 | 0 | 0 | 0 | 0 | 0 | 0 | 0 | 0 | 0 | 0 | 0 | 0 | 0 | 0 | 0 | 0 | 0 | 0 | 0 | 0
Potential to Switch
| Year | Year 0 | Year 1 | Year 2 | Year 3 | Year 4 | Year 5 | Year 6 | Year 7 | Year 8 | Year 9 | Year 10 | Year 11 | Year 12 | Year 13 | Year 14 | Year 15 | Year 16 | Year 17 | Year 18 | Year 19 | Year 20 | Year 21 | Year 22 | Year 23 | Year 24 | Year 25 | Year 26 | Year 27 | Year 28 | Year 29 | Year 30
| E1 | 0 | 0 | 0 | 0 | 0 | 0 | 0 | 0 | 0 | 0 | 0 | 0 | 0 | 0 | 0 | 0 | 0 | 0 | 0 | 0 | 0 | 0 | 0 | 0 | 0 | 0 | 0 | 0 | 0 | 0 | 0 | 0_E1_Switched Out
| E2 | 0 | 0 | 0 | 0 | 0 | 0 | 0 | 0 | 0 | 0 | 0 | 0 | 0 | 0 | 0 | 0 | 0 | 0 | 0 | 0 | 0 | 0 | 0 | 0 | 0 | 0 | 0 | 0 | 0 | 0 | 0 | 0_E2_Switched Out
| E3 | 0 | 0 | 0 | 0 | 0 | 0 | 0 | 0 | 0 | 0 | 0 | 0 | 0 | 0 | 0 | 0 | 0 | 0 | 0 | 0 | 0 | 0 | 0 | 0 | 0 | 0 | 0 | 0 | 0 | 0 | 0 | 0_E3_Switched Out
| E4 | 0 | 0 | 0 | 0 | 0 | 0 | 0 | 0 | 0 | 0 | 0 | 0 | 0 | 0 | 0 | 0 | 0 | 0 | 0 | 0 | 0 | 0 | 0 | 0 | 0 | 0 | 0 | 0 | 0 | 0 | 0 | 0_E4_Switched Out
| E5 | 0 | 0 | 0 | 0 | 0 | 0 | 0 | 0 | 0 | 0 | 0 | 0 | 0 | 0 | 0 | 0 | 0 | 0 | 0 | 0 | 0 | 0 | 0 | 0 | 0 | 0 | 0 | 0 | 0 | 0 | 0 | 0_E5_Switched Out
| E6 | 0 | 0 | 0 | 0 | 0 | 0 | 0 | 0 | 0 | 0 | 0 | 0 | 0 | 0 | 0 | 0 | 0 | 0 | 0 | 0 | 0 | 0 | 0 | 0 | 0 | 0 | 0 | 0 | 0 | 0 | 0 | 0_E6_Switched Out
| E7 | 0 | 0 | 0 | 0 | 0 | 0 | 0 | 0 | 0 | 0 | 0 | 0 | 0 | 0 | 0 | 0 | 0 | 0 | 0 | 0 | 0 | 0 | 0 | 0 | 0 | 0 | 0 | 0 | 0 | 0 | 0 | 0_E7_Switched Out
| E8 | 0 | 0 | 0 | 0 | 0 | 0 | 0 | 0 | 0 | 0 | 0 | 0 | 0 | 0 | 0 | 0 | 0 | 0 | 0 | 0 | 0 | 0 | 0 | 0 | 0 | 0 | 0 | 0 | 0 | 0 | 0 | 0_E8_Switched Out
| E9 | 0 | 0 | 0 | 0 | 0 | 0 | 0 | 0 | 0 | 0 | 0 | 0 | 0 | 0 | 0 | 0 | 0 | 0 | 0 | 0 | 0 | 0 | 0 | 0 | 0 | 0 | 0 | 0 | 0 | 0 | 0 | 0_E9_Switched Out
| E10 | 0 | 0 | 0 | 0 | 0 | 0 | 0 | 0 | 0 | 0 | 0 | 0 | 0 | 0 | 0 | 0 | 0 | 0 | 0 | 0 | 0 | 0 | 0 | 0 | 0 | 0 | 0 | 0 | 0 | 0 | 0 | 0_E10_Switched Out
Units Out
| E1 | 0 | 0 | 0 | 0 | 0 | 0 | 0 | 0 | 0 | 0 | 0 | 0 | 0 | 0 | 0 | 0 | 0 | 0 | 0 | 0 | 0 | 0 | 0 | 0 | 0 | 0 | 0 | 0 | 0 | 0 | 0
| E2 | 0 | 0 | 0 | 0 | 0 | 0 | 0 | 0 | 0 | 0 | 0 | 0 | 0 | 0 | 0 | 0 | 0 | 0 | 0 | 0 | 0 | 0 | 0 | 0 | 0 | 0 | 0 | 0 | 0 | 0 | 0
| E3 | 0 | 0 | 0 | 0 | 0 | 0 | 0 | 0 | 0 | 0 | 0 | 0 | 0 | 0 | 0 | 0 | 0 | 0 | 0 | 0 | 0 | 0 | 0 | 0 | 0 | 0 | 0 | 0 | 0 | 0 | 0
| E4 | 0 | 0 | 0 | 0 | 0 | 0 | 0 | 0 | 0 | 0 | 0 | 0 | 0 | 0 | 0 | 0 | 0 | 0 | 0 | 0 | 0 | 0 | 0 | 0 | 0 | 0 | 0 | 0 | 0 | 0 | 0
| E5 | 0 | 0 | 0 | 0 | 0 | 0 | 0 | 0 | 0 | 0 | 0 | 0 | 0 | 0 | 0 | 0 | 0 | 0 | 0 | 0 | 0 | 0 | 0 | 0 | 0 | 0 | 0 | 0 | 0 | 0 | 0
| E6 | 0 | 0 | 0 | 0 | 0 | 0 | 0 | 0 | 0 | 0 | 0 | 0 | 0 | 0 | 0 | 0 | 0 | 0 | 0 | 0 | 0 | 0 | 0 | 0 | 0 | 0 | 0 | 0 | 0 | 0 | 0
| E7 | 0 | 0 | 0 | 0 | 0 | 0 | 0 | 0 | 0 | 0 | 0 | 0 | 0 | 0 | 0 | 0 | 0 | 0 | 0 | 0 | 0 | 0 | 0 | 0 | 0 | 0 | 0 | 0 | 0 | 0 | 0
| E8 | 0 | 0 | 0 | 0 | 0 | 0 | 0 | 0 | 0 | 0 | 0 | 0 | 0 | 0 | 0 | 0 | 0 | 0 | 0 | 0 | 0 | 0 | 0 | 0 | 0 | 0 | 0 | 0 | 0 | 0 | 0
| E9 | 0 | 0 | 0 | 0 | 0 | 0 | 0 | 0 | 0 | 0 | 0 | 0 | 0 | 0 | 0 | 0 | 0 | 0 | 0 | 0 | 0 | 0 | 0 | 0 | 0 | 0 | 0 | 0 | 0 | 0 | 0
| E10 | 0 | 0 | 0 | 0 | 0 | 0 | 0 | 0 | 0 | 0 | 0 | 0 | 0 | 0 | 0 | 0 | 0 | 0 | 0 | 0 | 0 | 0 | 0 | 0 | 0 | 0 | 0 | 0 | 0 | 0 | 0
| Vintage | 0 | 0 | 0 | 0 | 0 | 0 | 0 | 0 | 0 | 0 | 0 | 0 | 0 | 0 | 0 | 0 | 0 | 0 | 0 | 0 | 0 | 0 | 0 | 0 | 0 | 0 | 0 | 0 | 0 | 0 | 0
Tech Purchase Shares
| Year | Year 0 | Year 1 | Year 2 | Year 3 | Year 4 | Year 5 | Year 6 | Year 7 | Year 8 | Year 9 | Year 10 | Year 11 | Year 12 | Year 13 | Year 14 | Year 15 | Year 16 | Year 17 | Year 18 | Year 19 | Year 20 | Year 21 | Year 22 | Year 23 | Year 24 | Year 25 | Year 26 | Year 27 | Year 28 | Year 29 | Year 30
E1 | bar: Year 0 to Year 30
E2 | bar: Year 0 to Year 30
E3 | bar: Year 0 to Year 30
E4 | bar: Year 0 to Year 30
E5 | bar: Year 0 to Year 30
E6 | bar: Year 0 to Year 30
E7 | bar: Year 0 to Year 30
E8 | bar: Year 0 to Year 30
E9 | bar: Year 0 to Year 30
E10 | bar: Year 0 to Year 30
Units In from Switching
| E1 | 0 | 0 | 0 | 0 | 0 | 0 | 0 | 0 | 0 | 0 | 0 | 0 | 0 | 0 | 0 | 0 | 0 | 0 | 0 | 0 | 0 | 0 | 0 | 0 | 0 | 0 | 0 | 0 | 0 | 0 | 0
| E2 | 0 | 0 | 0 | 0 | 0 | 0 | 0 | 0 | 0 | 0 | 0 | 0 | 0 | 0 | 0 | 0 | 0 | 0 | 0 | 0 | 0 | 0 | 0 | 0 | 0 | 0 | 0 | 0 | 0 | 0 | 0
| E3 | 0 | 0 | 0 | 0 | 0 | 0 | 0 | 0 | 0 | 0 | 0 | 0 | 0 | 0 | 0 | 0 | 0 | 0 | 0 | 0 | 0 | 0 | 0 | 0 | 0 | 0 | 0 | 0 | 0 | 0 | 0
| E4 | 0 | 0 | 0 | 0 | 0 | 0 | 0 | 0 | 0 | 0 | 0 | 0 | 0 | 0 | 0 | 0 | 0 | 0 | 0 | 0 | 0 | 0 | 0 | 0 | 0 | 0 | 0 | 0 | 0 | 0 | 0
| E5 | 0 | 0 | 0 | 0 | 0 | 0 | 0 | 0 | 0 | 0 | 0 | 0 | 0 | 0 | 0 | 0 | 0 | 0 | 0 | 0 | 0 | 0 | 0 | 0 | 0 | 0 | 0 | 0 | 0 | 0 | 0
| E6 | 0 | 0 | 0 | 0 | 0 | 0 | 0 | 0 | 0 | 0 | 0 | 0 | 0 | 0 | 0 | 0 | 0 | 0 | 0 | 0 | 0 | 0 | 0 | 0 | 0 | 0 | 0 | 0 | 0 | 0 | 0
| E7 | 0 | 0 | 0 | 0 | 0 | 0 | 0 | 0 | 0 | 0 | 0 | 0 | 0 | 0 | 0 | 0 | 0 | 0 | 0 | 0 | 0 | 0 | 0 | 0 | 0 | 0 | 0 | 0 | 0 | 0 | 0
| E8 | 0 | 0 | 0 | 0 | 0 | 0 | 0 | 0 | 0 | 0 | 0 | 0 | 0 | 0 | 0 | 0 | 0 | 0 | 0 | 0 | 0 | 0 | 0 | 0 | 0 | 0 | 0 | 0 | 0 | 0 | 0
| E9 | 0 | 0 | 0 | 0 | 0 | 0 | 0 | 0 | 0 | 0 | 0 | 0 | 0 | 0 | 0 | 0 | 0 | 0 | 0 | 0 | 0 | 0 | 0 | 0 | 0 | 0 | 0 | 0 | 0 | 0 | 0
| E10 | 0 | 0 | 0 | 0 | 0 | 0 | 0 | 0 | 0 | 0 | 0 | 0 | 0 | 0 | 0 | 0 | 0 | 0 | 0 | 0 | 0 | 0 | 0 | 0 | 0 | 0 | 0 | 0 | 0 | 0 | 0
| Vintage | 0 | 0 | 0 | 0 | 0 | 0 | 0 | 0 | 0 | 0 | 0 | 0 | 0 | 0 | 0 | 0 | 0 | 0 | 0 | 0 | 0 | 0 | 0 | 0 | 0 | 0 | 0 | 0 | 0 | 0 | 0
Net Change
| Year | Year 0 | Year 1 | Year 2 | Year 3 | Year 4 | Year 5 | Year 6 | Year 7 | Year 8 | Year 9 | Year 10 | Year 11 | Year 12 | Year 13 | Year 14 | Year 15 | Year 16 | Year 17 | Year 18 | Year 19 | Year 20 | Year 21 | Year 22 | Year 23 | Year 24 | Year 25 | Year 26 | Year 27 | Year 28 | Year 29 | Year 30 | Key
| Units | 0 | 0 | 0 | 0 | 0 | 0 | 0 | 0 | 0 | 0 | 0 | 0 | 0 | 0 | 0 | 0 | 0 | 0 | 0 | 0 | 0 | 0 | 0 | 0 | 0 | 0 | 0 | 0 | 0 | 0 | 0 | 0_Units |  |  |  |  | 301957.8232
| Usage | 0 | 0 | 0 | 0 | 0 | 0 | 0 | 0 | 0 | 0 | 0 | 0 | 0 | 0 | 0 | 0 | 0 | 0 | 0 | 0 | 0 | 0 | 0 | 0 | 0 | 0 | 0 | 0 | 0 | 0 | 0 | 0_Usage |  |  |  |  | 1698.6543
| Peak Demand (S) | 0 | 0 | 0 | 0 | 0 | 0 | 0 | 0 | 0 | 0 | 0 | 0 | 0 | 0 | 0 | 0 | 0 | 0 | 0 | 0 | 0 | 0 | 0 | 0 | 0 | 0 | 0 | 0 | 0 | 0 | 0 | 0_Peak Demand (S) |  |  |  |  | 0
| Peak Demand (W) | 0 | 0 | 0 | 0 | 0 | 0 | 0 | 0 | 0 | 0 | 0 | 0 | 0 | 0 | 0 | 0 | 0 | 0 | 0 | 0 | 0 | 0 | 0 | 0 | 0 | 0 | 0 | 0 | 0 | 0 | 0 | 0_Peak Demand (W) |  |  |  |  | 884.6119
| Turnover | 0 | 0 | 0 | 0 | 0 | 0 | 0 | 0 | 0 | 0 | 0 | 0 | 0 | 0 | 0 | 0 | 0 | 0 | 0 | 0 | 0 | 0 | 0 | 0 | 0 | 0 | 0 | 0 | 0 | 0 | 0 | 0_Turnover |  |  |  |  | 6885.4476
| Avg. Replacement Usage | 0 | 0 | 0 | 0 | 0 | 0 | 0 | 0 | 0 | 0 | 0 | 0 | 0 | 0 | 0 | 0 | 0 | 0 | 0 | 0 | 0 | 0 | 0 | 0 | 0 | 0 | 0 | 0 | 0 | 0 | 0 | 0_Avg. Replacement Usage |  |  |  |  | 5638.8522
| Avg. Replacement Demand (S) | 0 | 0 | 0 | 0 | 0 | 0 | 0 | 0 | 0 | 0 | 0 | 0 | 0 | 0 | 0 | 0 | 0 | 0 | 0 | 0 | 0 | 0 | 0 | 0 | 0 | 0 | 0 | 0 | 0 | 0 | 0 | 0_Avg. Replacement Demand (S) |  |  |  |  | 0
| Avg. Replacement Demand (W) | 0 | 0 | 0 | 0 | 0 | 0 | 0 | 0 | 0 | 0 | 0 | 0 | 0 | 0 | 0 | 0 | 0 | 0 | 0 | 0 | 0 | 0 | 0 | 0 | 0 | 0 | 0 | 0 | 0 | 0 | 0 | 0_Avg. Replacement Demand (W) |  |  |  |  | 2.9366
Purchases
| Year | Year 0 | Year 1 | Year 2 | Year 3 | Year 4 | Year 5 | Year 6 | Year 7 | Year 8 | Year 9 | Year 10 | Year 11 | Year 12 | Year 13 | Year 14 | Year 15 | Year 16 | Year 17 | Year 18 | Year 19 | Year 20 | Year 21 | Year 22 | Year 23 | Year 24 | Year 25 | Year 26 | Year 27 | Year 28 | Year 29 | Year 30
| E1 | 0 | 0 | 0 | 0 | 0 | 0 | 0 | 0 | 0 | 0 | 0 | 0 | 0 | 0 | 0 | 0 | 0 | 0 | 0 | 0 | 0 | 0 | 0 | 0 | 0 | 0 | 0 | 0 | 0 | 0 | 0 | 0_E1_Purchases |  |  |  |  | 6885.4476
| E2 | 0 | 0 | 0 | 0 | 0 | 0 | 0 | 0 | 0 | 0 | 0 | 0 | 0 | 0 | 0 | 0 | 0 | 0 | 0 | 0 | 0 | 0 | 0 | 0 | 0 | 0 | 0 | 0 | 0 | 0 | 0 | 0_E2_Purchases |  |  |  |  | 0
| E3 | 0 | 0 | 0 | 0 | 0 | 0 | 0 | 0 | 0 | 0 | 0 | 0 | 0 | 0 | 0 | 0 | 0 | 0 | 0 | 0 | 0 | 0 | 0 | 0 | 0 | 0 | 0 | 0 | 0 | 0 | 0 | 0_E3_Purchases |  |  |  |  | 0
| E4 | 0 | 0 | 0 | 0 | 0 | 0 | 0 | 0 | 0 | 0 | 0 | 0 | 0 | 0 | 0 | 0 | 0 | 0 | 0 | 0 | 0 | 0 | 0 | 0 | 0 | 0 | 0 | 0 | 0 | 0 | 0 | 0_E4_Purchases |  |  |  |  | 0
| E5 | 0 | 0 | 0 | 0 | 0 | 0 | 0 | 0 | 0 | 0 | 0 | 0 | 0 | 0 | 0 | 0 | 0 | 0 | 0 | 0 | 0 | 0 | 0 | 0 | 0 | 0 | 0 | 0 | 0 | 0 | 0 | 0_E5_Purchases |  |  |  |  | 0
| E6 | 0 | 0 | 0 | 0 | 0 | 0 | 0 | 0 | 0 | 0 | 0 | 0 | 0 | 0 | 0 | 0 | 0 | 0 | 0 | 0 | 0 | 0 | 0 | 0 | 0 | 0 | 0 | 0 | 0 | 0 | 0 | 0_E6_Purchases |  |  |  |  | 0
| E7 | 0 | 0 | 0 | 0 | 0 | 0 | 0 | 0 | 0 | 0 | 0 | 0 | 0 | 0 | 0 | 0 | 0 | 0 | 0 | 0 | 0 | 0 | 0 | 0 | 0 | 0 | 0 | 0 | 0 | 0 | 0 | 0_E7_Purchases |  |  |  |  | 0
| E8 | 0 | 0 | 0 | 0 | 0 | 0 | 0 | 0 | 0 | 0 | 0 | 0 | 0 | 0 | 0 | 0 | 0 | 0 | 0 | 0 | 0 | 0 | 0 | 0 | 0 | 0 | 0 | 0 | 0 | 0 | 0 | 0_E8_Purchases |  |  |  |  | 0
| E9 | 0 | 0 | 0 | 0 | 0 | 0 | 0 | 0 | 0 | 0 | 0 | 0 | 0 | 0 | 0 | 0 | 0 | 0 | 0 | 0 | 0 | 0 | 0 | 0 | 0 | 0 | 0 | 0 | 0 | 0 | 0 | 0_E9_Purchases |  |  |  |  | 0
| E10 | 0 | 0 | 0 | 0 | 0 | 0 | 0 | 0 | 0 | 0 | 0 | 0 | 0 | 0 | 0 | 0 | 0 | 0 | 0 | 0 | 0 | 0 | 0 | 0 | 0 | 0 | 0 | 0 | 0 | 0 | 0 | 0_E10_Purchases |  |  |  |  | 0
Stock
| Year | Year 0 | Year 1 | Year 2 | Year 3 | Year 4 | Year 5 | Year 6 | Year 7 | Year 8 | Year 9 | Year 10 | Year 11 | Year 12 | Year 13 | Year 14 | Year 15 | Year 16 | Year 17 | Year 18 | Year 19 | Year 20 | Year 21 | Year 22 | Year 23 | Year 24 | Year 25 | Year 26 | Year 27 | Year 28 | Year 29 | Year 30
| E1 | 0 | 0 | 0 | 0 | 0 | 0 | 0 | 0 | 0 | 0 | 0 | 0 | 0 | 0 | 0 | 0 | 0 | 0 | 0 | 0 | 0 | 0 | 0 | 0 | 0 | 0 | 0 | 0 | 0 | 0 | 0 | 0_E1_Stock |  |  |  |  | 13576.6093
| E2 | 0 | 0 | 0 | 0 | 0 | 0 | 0 | 0 | 0 | 0 | 0 | 0 | 0 | 0 | 0 | 0 | 0 | 0 | 0 | 0 | 0 | 0 | 0 | 0 | 0 | 0 | 0 | 0 | 0 | 0 | 0 | 0_E2_Stock |  |  |  |  | 0
| E3 | 0 | 0 | 0 | 0 | 0 | 0 | 0 | 0 | 0 | 0 | 0 | 0 | 0 | 0 | 0 | 0 | 0 | 0 | 0 | 0 | 0 | 0 | 0 | 0 | 0 | 0 | 0 | 0 | 0 | 0 | 0 | 0_E3_Stock |  |  |  |  | 0
| E4 | 0 | 0 | 0 | 0 | 0 | 0 | 0 | 0 | 0 | 0 | 0 | 0 | 0 | 0 | 0 | 0 | 0 | 0 | 0 | 0 | 0 | 0 | 0 | 0 | 0 | 0 | 0 | 0 | 0 | 0 | 0 | 0_E4_Stock |  |  |  |  | 0
| E5 | 0 | 0 | 0 | 0 | 0 | 0 | 0 | 0 | 0 | 0 | 0 | 0 | 0 | 0 | 0 | 0 | 0 | 0 | 0 | 0 | 0 | 0 | 0 | 0 | 0 | 0 | 0 | 0 | 0 | 0 | 0 | 0_E5_Stock |  |  |  |  | 0
| E6 | 0 | 0 | 0 | 0 | 0 | 0 | 0 | 0 | 0 | 0 | 0 | 0 | 0 | 0 | 0 | 0 | 0 | 0 | 0 | 0 | 0 | 0 | 0 | 0 | 0 | 0 | 0 | 0 | 0 | 0 | 0 | 0_E6_Stock |  |  |  |  | 0
| E7 | 0 | 0 | 0 | 0 | 0 | 0 | 0 | 0 | 0 | 0 | 0 | 0 | 0 | 0 | 0 | 0 | 0 | 0 | 0 | 0 | 0 | 0 | 0 | 0 | 0 | 0 | 0 | 0 | 0 | 0 | 0 | 0_E7_Stock |  |  |  |  | 0
| E8 | 0 | 0 | 0 | 0 | 0 | 0 | 0 | 0 | 0 | 0 | 0 | 0 | 0 | 0 | 0 | 0 | 0 | 0 | 0 | 0 | 0 | 0 | 0 | 0 | 0 | 0 | 0 | 0 | 0 | 0 | 0 | 0_E8_Stock |  |  |  |  | 0
| E9 | 0 | 0 | 0 | 0 | 0 | 0 | 0 | 0 | 0 | 0 | 0 | 0 | 0 | 0 | 0 | 0 | 0 | 0 | 0 | 0 | 0 | 0 | 0 | 0 | 0 | 0 | 0 | 0 | 0 | 0 | 0 | 0_E9_Stock |  |  |  |  | 0
| E10 | 0 | 0 | 0 | 0 | 0 | 0 | 0 | 0 | 0 | 0 | 0 | 0 | 0 | 0 | 0 | 0 | 0 | 0 | 0 | 0 | 0 | 0 | 0 | 0 | 0 | 0 | 0 | 0 | 0 | 0 | 0 | 0_E10_Stock |  |  |  |  | 0
| Vintage | 0 | 0 | 0 | 0 | 0 | 0 | 0 | 0 | 0 | 0 | 0 | 0 | 0 | 0 | 0 | 0 | 0 | 0 | 0 | 0 | 0 | 0 | 0 | 0 | 0 | 0 | 0 | 0 | 0 | 0 | 0 | 0_Vintage_Stock |  |  |  |  | 288381.2139
S3C2 |  | Year 0: System 3 Technology 2
Technology Variables
| Tech Key | Year 0: 0
| Peak Factor (S) | Year 0: 0
| Peak Factor (W) | Year 0: 0
| Min Vintage Lifetime | Year 0: 0
| Max Vintage Lifetime | Year 0: 0
| Turnover Style | Year 0: 0
Technology Variables
| Equipment | Year 0: Label; Year 1: Min Lifetime; Year 2: Max Lifetime; Year 3: Degradation; Year 4: Usage; Year 5: Available
| E1 | Year 1: 0; Year 2: 0; Year 3: 0%; Year 4: 0; Year 5: FALSE
| E2 | Year 1: 0; Year 2: 0; Year 3: 0%; Year 4: 0; Year 5: FALSE
| E3 | Year 1: 0; Year 2: 0; Year 3: 0%; Year 4: 0; Year 5: FALSE
| E4 | Year 1: 0; Year 2: 0; Year 3: 0%; Year 4: 0; Year 5: FALSE
| E5 | Year 1: 0; Year 2: 0; Year 3: 0%; Year 4: 0; Year 5: FALSE
| E6 | Year 1: 0; Year 2: 0; Year 3: 0%; Year 4: 0; Year 5: FALSE
| E7 | Year 1: 0; Year 2: 0; Year 3: 0%; Year 4: 0; Year 5: FALSE
| E8 | Year 1: 0; Year 2: 0; Year 3: 0%; Year 4: 0; Year 5: FALSE
| E9 | Year 1: 0; Year 2: 0; Year 3: 0%; Year 4: 0; Year 5: FALSE
| E10 | Year 1: 0; Year 2: 0; Year 3: 0%; Year 4: 0; Year 5: FALSE
Original Forecast Results
| Year | Year 0 | Year 1 | Year 2 | Year 3 | Year 4 | Year 5 | Year 6 | Year 7 | Year 8 | Year 9 | Year 10 | Year 11 | Year 12 | Year 13 | Year 14 | Year 15 | Year 16 | Year 17 | Year 18 | Year 19 | Year 20 | Year 21 | Year 22 | Year 23 | Year 24 | Year 25 | Year 26 | Year 27 | Year 28 | Year 29 | Year 30 | Key
| Units | 0 | 0 | 0 | 0 | 0 | 0 | 0 | 0 | 0 | 0 | 0 | 0 | 0 | 0 | 0 | 0 | 0 | 0 | 0 | 0 | 0 | 0 | 0 | 0 | 0 | 0 | 0 | 0 | 0 | 0 | 0 | #REF! |  |  |  |  | 301957.8232
| Usage | 0 | 0 | 0 | 0 | 0 | 0 | 0 | 0 | 0 | 0 | 0 | 0 | 0 | 0 | 0 | 0 | 0 | 0 | 0 | 0 | 0 | 0 | 0 | 0 | 0 | 0 | 0 | 0 | 0 | 0 | 0 | #REF! |  |  |  |  | 1698.6543
| Peak Demand (S) | 0 | 0 | 0 | 0 | 0 | 0 | 0 | 0 | 0 | 0 | 0 | 0 | 0 | 0 | 0 | 0 | 0 | 0 | 0 | 0 | 0 | 0 | 0 | 0 | 0 | 0 | 0 | 0 | 0 | 0 | 0 | #REF! |  |  |  |  | 0
| Peak Demand (W) | 0 | 0 | 0 | 0 | 0 | 0 | 0 | 0 | 0 | 0 | 0 | 0 | 0 | 0 | 0 | 0 | 0 | 0 | 0 | 0 | 0 | 0 | 0 | 0 | 0 | 0 | 0 | 0 | 0 | 0 | 0 | #REF! |  |  |  |  | 884.6119
| Turnover | 0 | 0 | 0 | 0 | 0 | 0 | 0 | 0 | 0 | 0 | 0 | 0 | 0 | 0 | 0 | 0 | 0 | 0 | 0 | 0 | 0 | 0 | 0 | 0 | 0 | 0 | 0 | 0 | 0 | 0 | 0 | #REF! |  |  |  |  | 6885.4476
| Avg. Replacement Usage | 0 | 0 | 0 | 0 | 0 | 0 | 0 | 0 | 0 | 0 | 0 | 0 | 0 | 0 | 0 | 0 | 0 | 0 | 0 | 0 | 0 | 0 | 0 | 0 | 0 | 0 | 0 | 0 | 0 | 0 | 0 | #REF! |  |  |  |  | 5638.8522
| Avg. Replacement Demand (S) | 0 | 0 | 0 | 0 | 0 | 0 | 0 | 0 | 0 | 0 | 0 | 0 | 0 | 0 | 0 | 0 | 0 | 0 | 0 | 0 | 0 | 0 | 0 | 0 | 0 | 0 | 0 | 0 | 0 | 0 | 0 | #REF! |  |  |  |  | 0
| Avg. Replacement Demand (W) | 0 | 0 | 0 | 0 | 0 | 0 | 0 | 0 | 0 | 0 | 0 | 0 | 0 | 0 | 0 | 0 | 0 | 0 | 0 | 0 | 0 | 0 | 0 | 0 | 0 | 0 | 0 | 0 | 0 | 0 | 0 | #REF! |  |  |  |  | 2.9366
Tech Forecast Stock
| Year | Year 0 | Year 1 | Year 2 | Year 3 | Year 4 | Year 5 | Year 6 | Year 7 | Year 8 | Year 9 | Year 10 | Year 11 | Year 12 | Year 13 | Year 14 | Year 15 | Year 16 | Year 17 | Year 18 | Year 19 | Year 20 | Year 21 | Year 22 | Year 23 | Year 24 | Year 25 | Year 26 | Year 27 | Year 28 | Year 29 | Year 30
| E1 | 0 | 0 | 0 | 0 | 0 | 0 | 0 | 0 | 0 | 0 | 0 | 0 | 0 | 0 | 0 | 0 | 0 | 0 | 0 | 0 | 0 | 0 | 0 | 0 | 0 | 0 | 0 | 0 | 0 | 0 | 0
| E2 | 0 | 0 | 0 | 0 | 0 | 0 | 0 | 0 | 0 | 0 | 0 | 0 | 0 | 0 | 0 | 0 | 0 | 0 | 0 | 0 | 0 | 0 | 0 | 0 | 0 | 0 | 0 | 0 | 0 | 0 | 0
| E3 | 0 | 0 | 0 | 0 | 0 | 0 | 0 | 0 | 0 | 0 | 0 | 0 | 0 | 0 | 0 | 0 | 0 | 0 | 0 | 0 | 0 | 0 | 0 | 0 | 0 | 0 | 0 | 0 | 0 | 0 | 0
| E4 | 0 | 0 | 0 | 0 | 0 | 0 | 0 | 0 | 0 | 0 | 0 | 0 | 0 | 0 | 0 | 0 | 0 | 0 | 0 | 0 | 0 | 0 | 0 | 0 | 0 | 0 | 0 | 0 | 0 | 0 | 0
| E5 | 0 | 0 | 0 | 0 | 0 | 0 | 0 | 0 | 0 | 0 | 0 | 0 | 0 | 0 | 0 | 0 | 0 | 0 | 0 | 0 | 0 | 0 | 0 | 0 | 0 | 0 | 0 | 0 | 0 | 0 | 0
| E6 | 0 | 0 | 0 | 0 | 0 | 0 | 0 | 0 | 0 | 0 | 0 | 0 | 0 | 0 | 0 | 0 | 0 | 0 | 0 | 0 | 0 | 0 | 0 | 0 | 0 | 0 | 0 | 0 | 0 | 0 | 0
| E7 | 0 | 0 | 0 | 0 | 0 | 0 | 0 | 0 | 0 | 0 | 0 | 0 | 0 | 0 | 0 | 0 | 0 | 0 | 0 | 0 | 0 | 0 | 0 | 0 | 0 | 0 | 0 | 0 | 0 | 0 | 0
| E8 | 0 | 0 | 0 | 0 | 0 | 0 | 0 | 0 | 0 | 0 | 0 | 0 | 0 | 0 | 0 | 0 | 0 | 0 | 0 | 0 | 0 | 0 | 0 | 0 | 0 | 0 | 0 | 0 | 0 | 0 | 0
| E9 | 0 | 0 | 0 | 0 | 0 | 0 | 0 | 0 | 0 | 0 | 0 | 0 | 0 | 0 | 0 | 0 | 0 | 0 | 0 | 0 | 0 | 0 | 0 | 0 | 0 | 0 | 0 | 0 | 0 | 0 | 0
| E10 | 0 | 0 | 0 | 0 | 0 | 0 | 0 | 0 | 0 | 0 | 0 | 0 | 0 | 0 | 0 | 0 | 0 | 0 | 0 | 0 | 0 | 0 | 0 | 0 | 0 | 0 | 0 | 0 | 0 | 0 | 0
| Vintage | 0 | 0 | 0 | 0 | 0 | 0 | 0 | 0 | 0 | 0 | 0 | 0 | 0 | 0 | 0 | 0 | 0 | 0 | 0 | 0 | 0 | 0 | 0 | 0 | 0 | 0 | 0 | 0 | 0 | 0 | 0
Stock for Switching
| Year | Year 0 | Year 1 | Year 2 | Year 3 | Year 4 | Year 5 | Year 6 | Year 7 | Year 8 | Year 9 | Year 10 | Year 11 | Year 12 | Year 13 | Year 14 | Year 15 | Year 16 | Year 17 | Year 18 | Year 19 | Year 20 | Year 21 | Year 22 | Year 23 | Year 24 | Year 25 | Year 26 | Year 27 | Year 28 | Year 29 | Year 30
| E1 | 0 | 0 | 0 | 0 | 0 | 0 | 0 | 0 | 0 | 0 | 0 | 0 | 0 | 0 | 0 | 0 | 0 | 0 | 0 | 0 | 0 | 0 | 0 | 0 | 0 | 0 | 0 | 0 | 0 | 0 | 0 | 0_E1_SysStock
| E2 | 0 | 0 | 0 | 0 | 0 | 0 | 0 | 0 | 0 | 0 | 0 | 0 | 0 | 0 | 0 | 0 | 0 | 0 | 0 | 0 | 0 | 0 | 0 | 0 | 0 | 0 | 0 | 0 | 0 | 0 | 0 | 0_E2_SysStock
| E3 | 0 | 0 | 0 | 0 | 0 | 0 | 0 | 0 | 0 | 0 | 0 | 0 | 0 | 0 | 0 | 0 | 0 | 0 | 0 | 0 | 0 | 0 | 0 | 0 | 0 | 0 | 0 | 0 | 0 | 0 | 0 | 0_E3_SysStock
| E4 | 0 | 0 | 0 | 0 | 0 | 0 | 0 | 0 | 0 | 0 | 0 | 0 | 0 | 0 | 0 | 0 | 0 | 0 | 0 | 0 | 0 | 0 | 0 | 0 | 0 | 0 | 0 | 0 | 0 | 0 | 0 | 0_E4_SysStock
| E5 | 0 | 0 | 0 | 0 | 0 | 0 | 0 | 0 | 0 | 0 | 0 | 0 | 0 | 0 | 0 | 0 | 0 | 0 | 0 | 0 | 0 | 0 | 0 | 0 | 0 | 0 | 0 | 0 | 0 | 0 | 0 | 0_E5_SysStock
| E6 | 0 | 0 | 0 | 0 | 0 | 0 | 0 | 0 | 0 | 0 | 0 | 0 | 0 | 0 | 0 | 0 | 0 | 0 | 0 | 0 | 0 | 0 | 0 | 0 | 0 | 0 | 0 | 0 | 0 | 0 | 0 | 0_E6_SysStock
| E7 | 0 | 0 | 0 | 0 | 0 | 0 | 0 | 0 | 0 | 0 | 0 | 0 | 0 | 0 | 0 | 0 | 0 | 0 | 0 | 0 | 0 | 0 | 0 | 0 | 0 | 0 | 0 | 0 | 0 | 0 | 0 | 0_E7_SysStock
| E8 | 0 | 0 | 0 | 0 | 0 | 0 | 0 | 0 | 0 | 0 | 0 | 0 | 0 | 0 | 0 | 0 | 0 | 0 | 0 | 0 | 0 | 0 | 0 | 0 | 0 | 0 | 0 | 0 | 0 | 0 | 0 | 0_E8_SysStock
| E9 | 0 | 0 | 0 | 0 | 0 | 0 | 0 | 0 | 0 | 0 | 0 | 0 | 0 | 0 | 0 | 0 | 0 | 0 | 0 | 0 | 0 | 0 | 0 | 0 | 0 | 0 | 0 | 0 | 0 | 0 | 0 | 0_E9_SysStock
| E10 | 0 | 0 | 0 | 0 | 0 | 0 | 0 | 0 | 0 | 0 | 0 | 0 | 0 | 0 | 0 | 0 | 0 | 0 | 0 | 0 | 0 | 0 | 0 | 0 | 0 | 0 | 0 | 0 | 0 | 0 | 0 | 0_E10_SysStock
| Vintage | 0 | 0 | 0 | 0 | 0 | 0 | 0 | 0 | 0 | 0 | 0 | 0 | 0 | 0 | 0 | 0 | 0 | 0 | 0 | 0 | 0 | 0 | 0 | 0 | 0 | 0 | 0 | 0 | 0 | 0 | 0 | 0_Vintage_SysStock
Tech Forecast Purchases
| Year | Year 0 | Year 1 | Year 2 | Year 3 | Year 4 | Year 5 | Year 6 | Year 7 | Year 8 | Year 9 | Year 10 | Year 11 | Year 12 | Year 13 | Year 14 | Year 15 | Year 16 | Year 17 | Year 18 | Year 19 | Year 20 | Year 21 | Year 22 | Year 23 | Year 24 | Year 25 | Year 26 | Year 27 | Year 28 | Year 29 | Year 30
| E1 | 0 | 0 | 0 | 0 | 0 | 0 | 0 | 0 | 0 | 0 | 0 | 0 | 0 | 0 | 0 | 0 | 0 | 0 | 0 | 0 | 0 | 0 | 0 | 0 | 0 | 0 | 0 | 0 | 0 | 0 | 0
| E2 | 0 | 0 | 0 | 0 | 0 | 0 | 0 | 0 | 0 | 0 | 0 | 0 | 0 | 0 | 0 | 0 | 0 | 0 | 0 | 0 | 0 | 0 | 0 | 0 | 0 | 0 | 0 | 0 | 0 | 0 | 0
| E3 | 0 | 0 | 0 | 0 | 0 | 0 | 0 | 0 | 0 | 0 | 0 | 0 | 0 | 0 | 0 | 0 | 0 | 0 | 0 | 0 | 0 | 0 | 0 | 0 | 0 | 0 | 0 | 0 | 0 | 0 | 0
| E4 | 0 | 0 | 0 | 0 | 0 | 0 | 0 | 0 | 0 | 0 | 0 | 0 | 0 | 0 | 0 | 0 | 0 | 0 | 0 | 0 | 0 | 0 | 0 | 0 | 0 | 0 | 0 | 0 | 0 | 0 | 0
| E5 | 0 | 0 | 0 | 0 | 0 | 0 | 0 | 0 | 0 | 0 | 0 | 0 | 0 | 0 | 0 | 0 | 0 | 0 | 0 | 0 | 0 | 0 | 0 | 0 | 0 | 0 | 0 | 0 | 0 | 0 | 0
| E6 | 0 | 0 | 0 | 0 | 0 | 0 | 0 | 0 | 0 | 0 | 0 | 0 | 0 | 0 | 0 | 0 | 0 | 0 | 0 | 0 | 0 | 0 | 0 | 0 | 0 | 0 | 0 | 0 | 0 | 0 | 0
| E7 | 0 | 0 | 0 | 0 | 0 | 0 | 0 | 0 | 0 | 0 | 0 | 0 | 0 | 0 | 0 | 0 | 0 | 0 | 0 | 0 | 0 | 0 | 0 | 0 | 0 | 0 | 0 | 0 | 0 | 0 | 0
| E8 | 0 | 0 | 0 | 0 | 0 | 0 | 0 | 0 | 0 | 0 | 0 | 0 | 0 | 0 | 0 | 0 | 0 | 0 | 0 | 0 | 0 | 0 | 0 | 0 | 0 | 0 | 0 | 0 | 0 | 0 | 0
| E9 | 0 | 0 | 0 | 0 | 0 | 0 | 0 | 0 | 0 | 0 | 0 | 0 | 0 | 0 | 0 | 0 | 0 | 0 | 0 | 0 | 0 | 0 | 0 | 0 | 0 | 0 | 0 | 0 | 0 | 0 | 0
| E10 | 0 | 0 | 0 | 0 | 0 | 0 | 0 | 0 | 0 | 0 | 0 | 0 | 0 | 0 | 0 | 0 | 0 | 0 | 0 | 0 | 0 | 0 | 0 | 0 | 0 | 0 | 0 | 0 | 0 | 0 | 0
Potential to Switch
| Year | Year 0 | Year 1 | Year 2 | Year 3 | Year 4 | Year 5 | Year 6 | Year 7 | Year 8 | Year 9 | Year 10 | Year 11 | Year 12 | Year 13 | Year 14 | Year 15 | Year 16 | Year 17 | Year 18 | Year 19 | Year 20 | Year 21 | Year 22 | Year 23 | Year 24 | Year 25 | Year 26 | Year 27 | Year 28 | Year 29 | Year 30
| E1 | 0 | 0 | 0 | 0 | 0 | 0 | 0 | 0 | 0 | 0 | 0 | 0 | 0 | 0 | 0 | 0 | 0 | 0 | 0 | 0 | 0 | 0 | 0 | 0 | 0 | 0 | 0 | 0 | 0 | 0 | 0 | 0_E1_Switched Out
| E2 | 0 | 0 | 0 | 0 | 0 | 0 | 0 | 0 | 0 | 0 | 0 | 0 | 0 | 0 | 0 | 0 | 0 | 0 | 0 | 0 | 0 | 0 | 0 | 0 | 0 | 0 | 0 | 0 | 0 | 0 | 0 | 0_E2_Switched Out
| E3 | 0 | 0 | 0 | 0 | 0 | 0 | 0 | 0 | 0 | 0 | 0 | 0 | 0 | 0 | 0 | 0 | 0 | 0 | 0 | 0 | 0 | 0 | 0 | 0 | 0 | 0 | 0 | 0 | 0 | 0 | 0 | 0_E3_Switched Out
| E4 | 0 | 0 | 0 | 0 | 0 | 0 | 0 | 0 | 0 | 0 | 0 | 0 | 0 | 0 | 0 | 0 | 0 | 0 | 0 | 0 | 0 | 0 | 0 | 0 | 0 | 0 | 0 | 0 | 0 | 0 | 0 | 0_E4_Switched Out
| E5 | 0 | 0 | 0 | 0 | 0 | 0 | 0 | 0 | 0 | 0 | 0 | 0 | 0 | 0 | 0 | 0 | 0 | 0 | 0 | 0 | 0 | 0 | 0 | 0 | 0 | 0 | 0 | 0 | 0 | 0 | 0 | 0_E5_Switched Out
| E6 | 0 | 0 | 0 | 0 | 0 | 0 | 0 | 0 | 0 | 0 | 0 | 0 | 0 | 0 | 0 | 0 | 0 | 0 | 0 | 0 | 0 | 0 | 0 | 0 | 0 | 0 | 0 | 0 | 0 | 0 | 0 | 0_E6_Switched Out
| E7 | 0 | 0 | 0 | 0 | 0 | 0 | 0 | 0 | 0 | 0 | 0 | 0 | 0 | 0 | 0 | 0 | 0 | 0 | 0 | 0 | 0 | 0 | 0 | 0 | 0 | 0 | 0 | 0 | 0 | 0 | 0 | 0_E7_Switched Out
| E8 | 0 | 0 | 0 | 0 | 0 | 0 | 0 | 0 | 0 | 0 | 0 | 0 | 0 | 0 | 0 | 0 | 0 | 0 | 0 | 0 | 0 | 0 | 0 | 0 | 0 | 0 | 0 | 0 | 0 | 0 | 0 | 0_E8_Switched Out
| E9 | 0 | 0 | 0 | 0 | 0 | 0 | 0 | 0 | 0 | 0 | 0 | 0 | 0 | 0 | 0 | 0 | 0 | 0 | 0 | 0 | 0 | 0 | 0 | 0 | 0 | 0 | 0 | 0 | 0 | 0 | 0 | 0_E9_Switched Out
| E10 | 0 | 0 | 0 | 0 | 0 | 0 | 0 | 0 | 0 | 0 | 0 | 0 | 0 | 0 | 0 | 0 | 0 | 0 | 0 | 0 | 0 | 0 | 0 | 0 | 0 | 0 | 0 | 0 | 0 | 0 | 0 | 0_E10_Switched Out
Units Out
| E1 | 0 | 0 | 0 | 0 | 0 | 0 | 0 | 0 | 0 | 0 | 0 | 0 | 0 | 0 | 0 | 0 | 0 | 0 | 0 | 0 | 0 | 0 | 0 | 0 | 0 | 0 | 0 | 0 | 0 | 0 | 0
| E2 | 0 | 0 | 0 | 0 | 0 | 0 | 0 | 0 | 0 | 0 | 0 | 0 | 0 | 0 | 0 | 0 | 0 | 0 | 0 | 0 | 0 | 0 | 0 | 0 | 0 | 0 | 0 | 0 | 0 | 0 | 0
| E3 | 0 | 0 | 0 | 0 | 0 | 0 | 0 | 0 | 0 | 0 | 0 | 0 | 0 | 0 | 0 | 0 | 0 | 0 | 0 | 0 | 0 | 0 | 0 | 0 | 0 | 0 | 0 | 0 | 0 | 0 | 0
| E4 | 0 | 0 | 0 | 0 | 0 | 0 | 0 | 0 | 0 | 0 | 0 | 0 | 0 | 0 | 0 | 0 | 0 | 0 | 0 | 0 | 0 | 0 | 0 | 0 | 0 | 0 | 0 | 0 | 0 | 0 | 0
| E5 | 0 | 0 | 0 | 0 | 0 | 0 | 0 | 0 | 0 | 0 | 0 | 0 | 0 | 0 | 0 | 0 | 0 | 0 | 0 | 0 | 0 | 0 | 0 | 0 | 0 | 0 | 0 | 0 | 0 | 0 | 0
| E6 | 0 | 0 | 0 | 0 | 0 | 0 | 0 | 0 | 0 | 0 | 0 | 0 | 0 | 0 | 0 | 0 | 0 | 0 | 0 | 0 | 0 | 0 | 0 | 0 | 0 | 0 | 0 | 0 | 0 | 0 | 0
| E7 | 0 | 0 | 0 | 0 | 0 | 0 | 0 | 0 | 0 | 0 | 0 | 0 | 0 | 0 | 0 | 0 | 0 | 0 | 0 | 0 | 0 | 0 | 0 | 0 | 0 | 0 | 0 | 0 | 0 | 0 | 0
| E8 | 0 | 0 | 0 | 0 | 0 | 0 | 0 | 0 | 0 | 0 | 0 | 0 | 0 | 0 | 0 | 0 | 0 | 0 | 0 | 0 | 0 | 0 | 0 | 0 | 0 | 0 | 0 | 0 | 0 | 0 | 0
| E9 | 0 | 0 | 0 | 0 | 0 | 0 | 0 | 0 | 0 | 0 | 0 | 0 | 0 | 0 | 0 | 0 | 0 | 0 | 0 | 0 | 0 | 0 | 0 | 0 | 0 | 0 | 0 | 0 | 0 | 0 | 0
| E10 | 0 | 0 | 0 | 0 | 0 | 0 | 0 | 0 | 0 | 0 | 0 | 0 | 0 | 0 | 0 | 0 | 0 | 0 | 0 | 0 | 0 | 0 | 0 | 0 | 0 | 0 | 0 | 0 | 0 | 0 | 0
| Vintage | 0 | 0 | 0 | 0 | 0 | 0 | 0 | 0 | 0 | 0 | 0 | 0 | 0 | 0 | 0 | 0 | 0 | 0 | 0 | 0 | 0 | 0 | 0 | 0 | 0 | 0 | 0 | 0 | 0 | 0 | 0
Tech Purchase Shares
| Year | Year 0 | Year 1 | Year 2 | Year 3 | Year 4 | Year 5 | Year 6 | Year 7 | Year 8 | Year 9 | Year 10 | Year 11 | Year 12 | Year 13 | Year 14 | Year 15 | Year 16 | Year 17 | Year 18 | Year 19 | Year 20 | Year 21 | Year 22 | Year 23 | Year 24 | Year 25 | Year 26 | Year 27 | Year 28 | Year 29 | Year 30
E1 | bar: Year 0 to Year 30
E2 | bar: Year 0 to Year 30
E3 | bar: Year 0 to Year 30
E4 | bar: Year 0 to Year 30
E5 | bar: Year 0 to Year 30
E6 | bar: Year 0 to Year 30
E7 | bar: Year 0 to Year 30
E8 | bar: Year 0 to Year 30
E9 | bar: Year 0 to Year 30
E10 | bar: Year 0 to Year 30
Units In from Switching
| E1 | 0 | 0 | 0 | 0 | 0 | 0 | 0 | 0 | 0 | 0 | 0 | 0 | 0 | 0 | 0 | 0 | 0 | 0 | 0 | 0 | 0 | 0 | 0 | 0 | 0 | 0 | 0 | 0 | 0 | 0 | 0
| E2 | 0 | 0 | 0 | 0 | 0 | 0 | 0 | 0 | 0 | 0 | 0 | 0 | 0 | 0 | 0 | 0 | 0 | 0 | 0 | 0 | 0 | 0 | 0 | 0 | 0 | 0 | 0 | 0 | 0 | 0 | 0
| E3 | 0 | 0 | 0 | 0 | 0 | 0 | 0 | 0 | 0 | 0 | 0 | 0 | 0 | 0 | 0 | 0 | 0 | 0 | 0 | 0 | 0 | 0 | 0 | 0 | 0 | 0 | 0 | 0 | 0 | 0 | 0
| E4 | 0 | 0 | 0 | 0 | 0 | 0 | 0 | 0 | 0 | 0 | 0 | 0 | 0 | 0 | 0 | 0 | 0 | 0 | 0 | 0 | 0 | 0 | 0 | 0 | 0 | 0 | 0 | 0 | 0 | 0 | 0
| E5 | 0 | 0 | 0 | 0 | 0 | 0 | 0 | 0 | 0 | 0 | 0 | 0 | 0 | 0 | 0 | 0 | 0 | 0 | 0 | 0 | 0 | 0 | 0 | 0 | 0 | 0 | 0 | 0 | 0 | 0 | 0
| E6 | 0 | 0 | 0 | 0 | 0 | 0 | 0 | 0 | 0 | 0 | 0 | 0 | 0 | 0 | 0 | 0 | 0 | 0 | 0 | 0 | 0 | 0 | 0 | 0 | 0 | 0 | 0 | 0 | 0 | 0 | 0
| E7 | 0 | 0 | 0 | 0 | 0 | 0 | 0 | 0 | 0 | 0 | 0 | 0 | 0 | 0 | 0 | 0 | 0 | 0 | 0 | 0 | 0 | 0 | 0 | 0 | 0 | 0 | 0 | 0 | 0 | 0 | 0
| E8 | 0 | 0 | 0 | 0 | 0 | 0 | 0 | 0 | 0 | 0 | 0 | 0 | 0 | 0 | 0 | 0 | 0 | 0 | 0 | 0 | 0 | 0 | 0 | 0 | 0 | 0 | 0 | 0 | 0 | 0 | 0
| E9 | 0 | 0 | 0 | 0 | 0 | 0 | 0 | 0 | 0 | 0 | 0 | 0 | 0 | 0 | 0 | 0 | 0 | 0 | 0 | 0 | 0 | 0 | 0 | 0 | 0 | 0 | 0 | 0 | 0 | 0 | 0
| E10 | 0 | 0 | 0 | 0 | 0 | 0 | 0 | 0 | 0 | 0 | 0 | 0 | 0 | 0 | 0 | 0 | 0 | 0 | 0 | 0 | 0 | 0 | 0 | 0 | 0 | 0 | 0 | 0 | 0 | 0 | 0
| Vintage | 0 | 0 | 0 | 0 | 0 | 0 | 0 | 0 | 0 | 0 | 0 | 0 | 0 | 0 | 0 | 0 | 0 | 0 | 0 | 0 | 0 | 0 | 0 | 0 | 0 | 0 | 0 | 0 | 0 | 0 | 0
Net Change
| Year | Year 0 | Year 1 | Year 2 | Year 3 | Year 4 | Year 5 | Year 6 | Year 7 | Year 8 | Year 9 | Year 10 | Year 11 | Year 12 | Year 13 | Year 14 | Year 15 | Year 16 | Year 17 | Year 18 | Year 19 | Year 20 | Year 21 | Year 22 | Year 23 | Year 24 | Year 25 | Year 26 | Year 27 | Year 28 | Year 29 | Year 30 | Key
| Units | 0 | 0 | 0 | 0 | 0 | 0 | 0 | 0 | 0 | 0 | 0 | 0 | 0 | 0 | 0 | 0 | 0 | 0 | 0 | 0 | 0 | 0 | 0 | 0 | 0 | 0 | 0 | 0 | 0 | 0 | 0 | 0_Units |  |  |  |  | 301957.8232
| Usage | 0 | 0 | 0 | 0 | 0 | 0 | 0 | 0 | 0 | 0 | 0 | 0 | 0 | 0 | 0 | 0 | 0 | 0 | 0 | 0 | 0 | 0 | 0 | 0 | 0 | 0 | 0 | 0 | 0 | 0 | 0 | 0_Usage |  |  |  |  | 1698.6543
| Peak Demand (S) | 0 | 0 | 0 | 0 | 0 | 0 | 0 | 0 | 0 | 0 | 0 | 0 | 0 | 0 | 0 | 0 | 0 | 0 | 0 | 0 | 0 | 0 | 0 | 0 | 0 | 0 | 0 | 0 | 0 | 0 | 0 | 0_Peak Demand (S) |  |  |  |  | 0
| Peak Demand (W) | 0 | 0 | 0 | 0 | 0 | 0 | 0 | 0 | 0 | 0 | 0 | 0 | 0 | 0 | 0 | 0 | 0 | 0 | 0 | 0 | 0 | 0 | 0 | 0 | 0 | 0 | 0 | 0 | 0 | 0 | 0 | 0_Peak Demand (W) |  |  |  |  | 884.6119
| Turnover | 0 | 0 | 0 | 0 | 0 | 0 | 0 | 0 | 0 | 0 | 0 | 0 | 0 | 0 | 0 | 0 | 0 | 0 | 0 | 0 | 0 | 0 | 0 | 0 | 0 | 0 | 0 | 0 | 0 | 0 | 0 | 0_Turnover |  |  |  |  | 6885.4476
| Avg. Replacement Usage | 0 | 0 | 0 | 0 | 0 | 0 | 0 | 0 | 0 | 0 | 0 | 0 | 0 | 0 | 0 | 0 | 0 | 0 | 0 | 0 | 0 | 0 | 0 | 0 | 0 | 0 | 0 | 0 | 0 | 0 | 0 | 0_Avg. Replacement Usage |  |  |  |  | 5638.8522
| Avg. Replacement Demand (S) | 0 | 0 | 0 | 0 | 0 | 0 | 0 | 0 | 0 | 0 | 0 | 0 | 0 | 0 | 0 | 0 | 0 | 0 | 0 | 0 | 0 | 0 | 0 | 0 | 0 | 0 | 0 | 0 | 0 | 0 | 0 | 0_Avg. Replacement Demand (S) |  |  |  |  | 0
| Avg. Replacement Demand (W) | 0 | 0 | 0 | 0 | 0 | 0 | 0 | 0 | 0 | 0 | 0 | 0 | 0 | 0 | 0 | 0 | 0 | 0 | 0 | 0 | 0 | 0 | 0 | 0 | 0 | 0 | 0 | 0 | 0 | 0 | 0 | 0_Avg. Replacement Demand (W) |  |  |  |  | 2.9366
Purchases
| Year | Year 0 | Year 1 | Year 2 | Year 3 | Year 4 | Year 5 | Year 6 | Year 7 | Year 8 | Year 9 | Year 10 | Year 11 | Year 12 | Year 13 | Year 14 | Year 15 | Year 16 | Year 17 | Year 18 | Year 19 | Year 20 | Year 21 | Year 22 | Year 23 | Year 24 | Year 25 | Year 26 | Year 27 | Year 28 | Year 29 | Year 30
| E1 | 0 | 0 | 0 | 0 | 0 | 0 | 0 | 0 | 0 | 0 | 0 | 0 | 0 | 0 | 0 | 0 | 0 | 0 | 0 | 0 | 0 | 0 | 0 | 0 | 0 | 0 | 0 | 0 | 0 | 0 | 0 | 0_E1_Purchases |  |  |  |  | 6885.4476
| E2 | 0 | 0 | 0 | 0 | 0 | 0 | 0 | 0 | 0 | 0 | 0 | 0 | 0 | 0 | 0 | 0 | 0 | 0 | 0 | 0 | 0 | 0 | 0 | 0 | 0 | 0 | 0 | 0 | 0 | 0 | 0 | 0_E2_Purchases |  |  |  |  | 0
| E3 | 0 | 0 | 0 | 0 | 0 | 0 | 0 | 0 | 0 | 0 | 0 | 0 | 0 | 0 | 0 | 0 | 0 | 0 | 0 | 0 | 0 | 0 | 0 | 0 | 0 | 0 | 0 | 0 | 0 | 0 | 0 | 0_E3_Purchases |  |  |  |  | 0
| E4 | 0 | 0 | 0 | 0 | 0 | 0 | 0 | 0 | 0 | 0 | 0 | 0 | 0 | 0 | 0 | 0 | 0 | 0 | 0 | 0 | 0 | 0 | 0 | 0 | 0 | 0 | 0 | 0 | 0 | 0 | 0 | 0_E4_Purchases |  |  |  |  | 0
| E5 | 0 | 0 | 0 | 0 | 0 | 0 | 0 | 0 | 0 | 0 | 0 | 0 | 0 | 0 | 0 | 0 | 0 | 0 | 0 | 0 | 0 | 0 | 0 | 0 | 0 | 0 | 0 | 0 | 0 | 0 | 0 | 0_E5_Purchases |  |  |  |  | 0
| E6 | 0 | 0 | 0 | 0 | 0 | 0 | 0 | 0 | 0 | 0 | 0 | 0 | 0 | 0 | 0 | 0 | 0 | 0 | 0 | 0 | 0 | 0 | 0 | 0 | 0 | 0 | 0 | 0 | 0 | 0 | 0 | 0_E6_Purchases |  |  |  |  | 0
| E7 | 0 | 0 | 0 | 0 | 0 | 0 | 0 | 0 | 0 | 0 | 0 | 0 | 0 | 0 | 0 | 0 | 0 | 0 | 0 | 0 | 0 | 0 | 0 | 0 | 0 | 0 | 0 | 0 | 0 | 0 | 0 | 0_E7_Purchases |  |  |  |  | 0
| E8 | 0 | 0 | 0 | 0 | 0 | 0 | 0 | 0 | 0 | 0 | 0 | 0 | 0 | 0 | 0 | 0 | 0 | 0 | 0 | 0 | 0 | 0 | 0 | 0 | 0 | 0 | 0 | 0 | 0 | 0 | 0 | 0_E8_Purchases |  |  |  |  | 0
| E9 | 0 | 0 | 0 | 0 | 0 | 0 | 0 | 0 | 0 | 0 | 0 | 0 | 0 | 0 | 0 | 0 | 0 | 0 | 0 | 0 | 0 | 0 | 0 | 0 | 0 | 0 | 0 | 0 | 0 | 0 | 0 | 0_E9_Purchases |  |  |  |  | 0
| E10 | 0 | 0 | 0 | 0 | 0 | 0 | 0 | 0 | 0 | 0 | 0 | 0 | 0 | 0 | 0 | 0 | 0 | 0 | 0 | 0 | 0 | 0 | 0 | 0 | 0 | 0 | 0 | 0 | 0 | 0 | 0 | 0_E10_Purchases |  |  |  |  | 0
Stock
| Year | Year 0 | Year 1 | Year 2 | Year 3 | Year 4 | Year 5 | Year 6 | Year 7 | Year 8 | Year 9 | Year 10 | Year 11 | Year 12 | Year 13 | Year 14 | Year 15 | Year 16 | Year 17 | Year 18 | Year 19 | Year 20 | Year 21 | Year 22 | Year 23 | Year 24 | Year 25 | Year 26 | Year 27 | Year 28 | Year 29 | Year 30
| E1 | 0 | 0 | 0 | 0 | 0 | 0 | 0 | 0 | 0 | 0 | 0 | 0 | 0 | 0 | 0 | 0 | 0 | 0 | 0 | 0 | 0 | 0 | 0 | 0 | 0 | 0 | 0 | 0 | 0 | 0 | 0 | 0_E1_Stock |  |  |  |  | 13576.6093
| E2 | 0 | 0 | 0 | 0 | 0 | 0 | 0 | 0 | 0 | 0 | 0 | 0 | 0 | 0 | 0 | 0 | 0 | 0 | 0 | 0 | 0 | 0 | 0 | 0 | 0 | 0 | 0 | 0 | 0 | 0 | 0 | 0_E2_Stock |  |  |  |  | 0
| E3 | 0 | 0 | 0 | 0 | 0 | 0 | 0 | 0 | 0 | 0 | 0 | 0 | 0 | 0 | 0 | 0 | 0 | 0 | 0 | 0 | 0 | 0 | 0 | 0 | 0 | 0 | 0 | 0 | 0 | 0 | 0 | 0_E3_Stock |  |  |  |  | 0
| E4 | 0 | 0 | 0 | 0 | 0 | 0 | 0 | 0 | 0 | 0 | 0 | 0 | 0 | 0 | 0 | 0 | 0 | 0 | 0 | 0 | 0 | 0 | 0 | 0 | 0 | 0 | 0 | 0 | 0 | 0 | 0 | 0_E4_Stock |  |  |  |  | 0
| E5 | 0 | 0 | 0 | 0 | 0 | 0 | 0 | 0 | 0 | 0 | 0 | 0 | 0 | 0 | 0 | 0 | 0 | 0 | 0 | 0 | 0 | 0 | 0 | 0 | 0 | 0 | 0 | 0 | 0 | 0 | 0 | 0_E5_Stock |  |  |  |  | 0
| E6 | 0 | 0 | 0 | 0 | 0 | 0 | 0 | 0 | 0 | 0 | 0 | 0 | 0 | 0 | 0 | 0 | 0 | 0 | 0 | 0 | 0 | 0 | 0 | 0 | 0 | 0 | 0 | 0 | 0 | 0 | 0 | 0_E6_Stock |  |  |  |  | 0
| E7 | 0 | 0 | 0 | 0 | 0 | 0 | 0 | 0 | 0 | 0 | 0 | 0 | 0 | 0 | 0 | 0 | 0 | 0 | 0 | 0 | 0 | 0 | 0 | 0 | 0 | 0 | 0 | 0 | 0 | 0 | 0 | 0_E7_Stock |  |  |  |  | 0
| E8 | 0 | 0 | 0 | 0 | 0 | 0 | 0 | 0 | 0 | 0 | 0 | 0 | 0 | 0 | 0 | 0 | 0 | 0 | 0 | 0 | 0 | 0 | 0 | 0 | 0 | 0 | 0 | 0 | 0 | 0 | 0 | 0_E8_Stock |  |  |  |  | 0
| E9 | 0 | 0 | 0 | 0 | 0 | 0 | 0 | 0 | 0 | 0 | 0 | 0 | 0 | 0 | 0 | 0 | 0 | 0 | 0 | 0 | 0 | 0 | 0 | 0 | 0 | 0 | 0 | 0 | 0 | 0 | 0 | 0_E9_Stock |  |  |  |  | 0
| E10 | 0 | 0 | 0 | 0 | 0 | 0 | 0 | 0 | 0 | 0 | 0 | 0 | 0 | 0 | 0 | 0 | 0 | 0 | 0 | 0 | 0 | 0 | 0 | 0 | 0 | 0 | 0 | 0 | 0 | 0 | 0 | 0_E10_Stock |  |  |  |  | 0
| Vintage | 0 | 0 | 0 | 0 | 0 | 0 | 0 | 0 | 0 | 0 | 0 | 0 | 0 | 0 | 0 | 0 | 0 | 0 | 0 | 0 | 0 | 0 | 0 | 0 | 0 | 0 | 0 | 0 | 0 | 0 | 0 | 0_Vintage_Stock |  |  |  |  | 288381.2139
S3C3 |  | Year 0: System 3 Technology 3
Technology Variables
| Tech Key | Year 0: 0
| Peak Factor (S) | Year 0: 0
| Peak Factor (W) | Year 0: 0
| Min Vintage Lifetime | Year 0: 0
| Max Vintage Lifetime | Year 0: 0
| Turnover Style | Year 0: 0
Technology Variables
| Equipment | Year 0: Label; Year 1: Min Lifetime; Year 2: Max Lifetime; Year 3: Degradation; Year 4: Usage; Year 5: Available
| E1 | Year 1: 0; Year 2: 0; Year 3: 0%; Year 4: 0; Year 5: FALSE
| E2 | Year 1: 0; Year 2: 0; Year 3: 0%; Year 4: 0; Year 5: FALSE
| E3 | Year 1: 0; Year 2: 0; Year 3: 0%; Year 4: 0; Year 5: FALSE
| E4 | Year 1: 0; Year 2: 0; Year 3: 0%; Year 4: 0; Year 5: FALSE
| E5 | Year 1: 0; Year 2: 0; Year 3: 0%; Year 4: 0; Year 5: FALSE
| E6 | Year 1: 0; Year 2: 0; Year 3: 0%; Year 4: 0; Year 5: FALSE
| E7 | Year 1: 0; Year 2: 0; Year 3: 0%; Year 4: 0; Year 5: FALSE
| E8 | Year 1: 0; Year 2: 0; Year 3: 0%; Year 4: 0; Year 5: FALSE
| E9 | Year 1: 0; Year 2: 0; Year 3: 0%; Year 4: 0; Year 5: FALSE
| E10 | Year 1: 0; Year 2: 0; Year 3: 0%; Year 4: 0; Year 5: FALSE
Original Forecast Results
| Year | Year 0 | Year 1 | Year 2 | Year 3 | Year 4 | Year 5 | Year 6 | Year 7 | Year 8 | Year 9 | Year 10 | Year 11 | Year 12 | Year 13 | Year 14 | Year 15 | Year 16 | Year 17 | Year 18 | Year 19 | Year 20 | Year 21 | Year 22 | Year 23 | Year 24 | Year 25 | Year 26 | Year 27 | Year 28 | Year 29 | Year 30 | Key
| Units | 0 | 0 | 0 | 0 | 0 | 0 | 0 | 0 | 0 | 0 | 0 | 0 | 0 | 0 | 0 | 0 | 0 | 0 | 0 | 0 | 0 | 0 | 0 | 0 | 0 | 0 | 0 | 0 | 0 | 0 | 0 | #REF! |  |  |  |  | 301957.8232
| Usage | 0 | 0 | 0 | 0 | 0 | 0 | 0 | 0 | 0 | 0 | 0 | 0 | 0 | 0 | 0 | 0 | 0 | 0 | 0 | 0 | 0 | 0 | 0 | 0 | 0 | 0 | 0 | 0 | 0 | 0 | 0 | #REF! |  |  |  |  | 1698.6543
| Peak Demand (S) | 0 | 0 | 0 | 0 | 0 | 0 | 0 | 0 | 0 | 0 | 0 | 0 | 0 | 0 | 0 | 0 | 0 | 0 | 0 | 0 | 0 | 0 | 0 | 0 | 0 | 0 | 0 | 0 | 0 | 0 | 0 | #REF! |  |  |  |  | 0
| Peak Demand (W) | 0 | 0 | 0 | 0 | 0 | 0 | 0 | 0 | 0 | 0 | 0 | 0 | 0 | 0 | 0 | 0 | 0 | 0 | 0 | 0 | 0 | 0 | 0 | 0 | 0 | 0 | 0 | 0 | 0 | 0 | 0 | #REF! |  |  |  |  | 884.6119
| Turnover | 0 | 0 | 0 | 0 | 0 | 0 | 0 | 0 | 0 | 0 | 0 | 0 | 0 | 0 | 0 | 0 | 0 | 0 | 0 | 0 | 0 | 0 | 0 | 0 | 0 | 0 | 0 | 0 | 0 | 0 | 0 | #REF! |  |  |  |  | 6885.4476
| Avg. Replacement Usage | 0 | 0 | 0 | 0 | 0 | 0 | 0 | 0 | 0 | 0 | 0 | 0 | 0 | 0 | 0 | 0 | 0 | 0 | 0 | 0 | 0 | 0 | 0 | 0 | 0 | 0 | 0 | 0 | 0 | 0 | 0 | #REF! |  |  |  |  | 5638.8522
| Avg. Replacement Demand (S) | 0 | 0 | 0 | 0 | 0 | 0 | 0 | 0 | 0 | 0 | 0 | 0 | 0 | 0 | 0 | 0 | 0 | 0 | 0 | 0 | 0 | 0 | 0 | 0 | 0 | 0 | 0 | 0 | 0 | 0 | 0 | #REF! |  |  |  |  | 0
| Avg. Replacement Demand (W) | 0 | 0 | 0 | 0 | 0 | 0 | 0 | 0 | 0 | 0 | 0 | 0 | 0 | 0 | 0 | 0 | 0 | 0 | 0 | 0 | 0 | 0 | 0 | 0 | 0 | 0 | 0 | 0 | 0 | 0 | 0 | #REF! |  |  |  |  | 2.9366
Tech Forecast Stock
| Year | Year 0 | Year 1 | Year 2 | Year 3 | Year 4 | Year 5 | Year 6 | Year 7 | Year 8 | Year 9 | Year 10 | Year 11 | Year 12 | Year 13 | Year 14 | Year 15 | Year 16 | Year 17 | Year 18 | Year 19 | Year 20 | Year 21 | Year 22 | Year 23 | Year 24 | Year 25 | Year 26 | Year 27 | Year 28 | Year 29 | Year 30
| E1 | 0 | 0 | 0 | 0 | 0 | 0 | 0 | 0 | 0 | 0 | 0 | 0 | 0 | 0 | 0 | 0 | 0 | 0 | 0 | 0 | 0 | 0 | 0 | 0 | 0 | 0 | 0 | 0 | 0 | 0 | 0
| E2 | 0 | 0 | 0 | 0 | 0 | 0 | 0 | 0 | 0 | 0 | 0 | 0 | 0 | 0 | 0 | 0 | 0 | 0 | 0 | 0 | 0 | 0 | 0 | 0 | 0 | 0 | 0 | 0 | 0 | 0 | 0
| E3 | 0 | 0 | 0 | 0 | 0 | 0 | 0 | 0 | 0 | 0 | 0 | 0 | 0 | 0 | 0 | 0 | 0 | 0 | 0 | 0 | 0 | 0 | 0 | 0 | 0 | 0 | 0 | 0 | 0 | 0 | 0
| E4 | 0 | 0 | 0 | 0 | 0 | 0 | 0 | 0 | 0 | 0 | 0 | 0 | 0 | 0 | 0 | 0 | 0 | 0 | 0 | 0 | 0 | 0 | 0 | 0 | 0 | 0 | 0 | 0 | 0 | 0 | 0
| E5 | 0 | 0 | 0 | 0 | 0 | 0 | 0 | 0 | 0 | 0 | 0 | 0 | 0 | 0 | 0 | 0 | 0 | 0 | 0 | 0 | 0 | 0 | 0 | 0 | 0 | 0 | 0 | 0 | 0 | 0 | 0
| E6 | 0 | 0 | 0 | 0 | 0 | 0 | 0 | 0 | 0 | 0 | 0 | 0 | 0 | 0 | 0 | 0 | 0 | 0 | 0 | 0 | 0 | 0 | 0 | 0 | 0 | 0 | 0 | 0 | 0 | 0 | 0
| E7 | 0 | 0 | 0 | 0 | 0 | 0 | 0 | 0 | 0 | 0 | 0 | 0 | 0 | 0 | 0 | 0 | 0 | 0 | 0 | 0 | 0 | 0 | 0 | 0 | 0 | 0 | 0 | 0 | 0 | 0 | 0
| E8 | 0 | 0 | 0 | 0 | 0 | 0 | 0 | 0 | 0 | 0 | 0 | 0 | 0 | 0 | 0 | 0 | 0 | 0 | 0 | 0 | 0 | 0 | 0 | 0 | 0 | 0 | 0 | 0 | 0 | 0 | 0
| E9 | 0 | 0 | 0 | 0 | 0 | 0 | 0 | 0 | 0 | 0 | 0 | 0 | 0 | 0 | 0 | 0 | 0 | 0 | 0 | 0 | 0 | 0 | 0 | 0 | 0 | 0 | 0 | 0 | 0 | 0 | 0
| E10 | 0 | 0 | 0 | 0 | 0 | 0 | 0 | 0 | 0 | 0 | 0 | 0 | 0 | 0 | 0 | 0 | 0 | 0 | 0 | 0 | 0 | 0 | 0 | 0 | 0 | 0 | 0 | 0 | 0 | 0 | 0
| Vintage | 0 | 0 | 0 | 0 | 0 | 0 | 0 | 0 | 0 | 0 | 0 | 0 | 0 | 0 | 0 | 0 | 0 | 0 | 0 | 0 | 0 | 0 | 0 | 0 | 0 | 0 | 0 | 0 | 0 | 0 | 0
Stock for Switching
| Year | Year 0 | Year 1 | Year 2 | Year 3 | Year 4 | Year 5 | Year 6 | Year 7 | Year 8 | Year 9 | Year 10 | Year 11 | Year 12 | Year 13 | Year 14 | Year 15 | Year 16 | Year 17 | Year 18 | Year 19 | Year 20 | Year 21 | Year 22 | Year 23 | Year 24 | Year 25 | Year 26 | Year 27 | Year 28 | Year 29 | Year 30
| E1 | 0 | 0 | 0 | 0 | 0 | 0 | 0 | 0 | 0 | 0 | 0 | 0 | 0 | 0 | 0 | 0 | 0 | 0 | 0 | 0 | 0 | 0 | 0 | 0 | 0 | 0 | 0 | 0 | 0 | 0 | 0 | 0_E1_SysStock
| E2 | 0 | 0 | 0 | 0 | 0 | 0 | 0 | 0 | 0 | 0 | 0 | 0 | 0 | 0 | 0 | 0 | 0 | 0 | 0 | 0 | 0 | 0 | 0 | 0 | 0 | 0 | 0 | 0 | 0 | 0 | 0 | 0_E2_SysStock
| E3 | 0 | 0 | 0 | 0 | 0 | 0 | 0 | 0 | 0 | 0 | 0 | 0 | 0 | 0 | 0 | 0 | 0 | 0 | 0 | 0 | 0 | 0 | 0 | 0 | 0 | 0 | 0 | 0 | 0 | 0 | 0 | 0_E3_SysStock
| E4 | 0 | 0 | 0 | 0 | 0 | 0 | 0 | 0 | 0 | 0 | 0 | 0 | 0 | 0 | 0 | 0 | 0 | 0 | 0 | 0 | 0 | 0 | 0 | 0 | 0 | 0 | 0 | 0 | 0 | 0 | 0 | 0_E4_SysStock
| E5 | 0 | 0 | 0 | 0 | 0 | 0 | 0 | 0 | 0 | 0 | 0 | 0 | 0 | 0 | 0 | 0 | 0 | 0 | 0 | 0 | 0 | 0 | 0 | 0 | 0 | 0 | 0 | 0 | 0 | 0 | 0 | 0_E5_SysStock
| E6 | 0 | 0 | 0 | 0 | 0 | 0 | 0 | 0 | 0 | 0 | 0 | 0 | 0 | 0 | 0 | 0 | 0 | 0 | 0 | 0 | 0 | 0 | 0 | 0 | 0 | 0 | 0 | 0 | 0 | 0 | 0 | 0_E6_SysStock
| E7 | 0 | 0 | 0 | 0 | 0 | 0 | 0 | 0 | 0 | 0 | 0 | 0 | 0 | 0 | 0 | 0 | 0 | 0 | 0 | 0 | 0 | 0 | 0 | 0 | 0 | 0 | 0 | 0 | 0 | 0 | 0 | 0_E7_SysStock
| E8 | 0 | 0 | 0 | 0 | 0 | 0 | 0 | 0 | 0 | 0 | 0 | 0 | 0 | 0 | 0 | 0 | 0 | 0 | 0 | 0 | 0 | 0 | 0 | 0 | 0 | 0 | 0 | 0 | 0 | 0 | 0 | 0_E8_SysStock
| E9 | 0 | 0 | 0 | 0 | 0 | 0 | 0 | 0 | 0 | 0 | 0 | 0 | 0 | 0 | 0 | 0 | 0 | 0 | 0 | 0 | 0 | 0 | 0 | 0 | 0 | 0 | 0 | 0 | 0 | 0 | 0 | 0_E9_SysStock
| E10 | 0 | 0 | 0 | 0 | 0 | 0 | 0 | 0 | 0 | 0 | 0 | 0 | 0 | 0 | 0 | 0 | 0 | 0 | 0 | 0 | 0 | 0 | 0 | 0 | 0 | 0 | 0 | 0 | 0 | 0 | 0 | 0_E10_SysStock
| Vintage | 0 | 0 | 0 | 0 | 0 | 0 | 0 | 0 | 0 | 0 | 0 | 0 | 0 | 0 | 0 | 0 | 0 | 0 | 0 | 0 | 0 | 0 | 0 | 0 | 0 | 0 | 0 | 0 | 0 | 0 | 0 | 0_Vintage_SysStock
Tech Forecast Purchases
| Year | Year 0 | Year 1 | Year 2 | Year 3 | Year 4 | Year 5 | Year 6 | Year 7 | Year 8 | Year 9 | Year 10 | Year 11 | Year 12 | Year 13 | Year 14 | Year 15 | Year 16 | Year 17 | Year 18 | Year 19 | Year 20 | Year 21 | Year 22 | Year 23 | Year 24 | Year 25 | Year 26 | Year 27 | Year 28 | Year 29 | Year 30
| E1 | 0 | 0 | 0 | 0 | 0 | 0 | 0 | 0 | 0 | 0 | 0 | 0 | 0 | 0 | 0 | 0 | 0 | 0 | 0 | 0 | 0 | 0 | 0 | 0 | 0 | 0 | 0 | 0 | 0 | 0 | 0
| E2 | 0 | 0 | 0 | 0 | 0 | 0 | 0 | 0 | 0 | 0 | 0 | 0 | 0 | 0 | 0 | 0 | 0 | 0 | 0 | 0 | 0 | 0 | 0 | 0 | 0 | 0 | 0 | 0 | 0 | 0 | 0
| E3 | 0 | 0 | 0 | 0 | 0 | 0 | 0 | 0 | 0 | 0 | 0 | 0 | 0 | 0 | 0 | 0 | 0 | 0 | 0 | 0 | 0 | 0 | 0 | 0 | 0 | 0 | 0 | 0 | 0 | 0 | 0
| E4 | 0 | 0 | 0 | 0 | 0 | 0 | 0 | 0 | 0 | 0 | 0 | 0 | 0 | 0 | 0 | 0 | 0 | 0 | 0 | 0 | 0 | 0 | 0 | 0 | 0 | 0 | 0 | 0 | 0 | 0 | 0
| E5 | 0 | 0 | 0 | 0 | 0 | 0 | 0 | 0 | 0 | 0 | 0 | 0 | 0 | 0 | 0 | 0 | 0 | 0 | 0 | 0 | 0 | 0 | 0 | 0 | 0 | 0 | 0 | 0 | 0 | 0 | 0
| E6 | 0 | 0 | 0 | 0 | 0 | 0 | 0 | 0 | 0 | 0 | 0 | 0 | 0 | 0 | 0 | 0 | 0 | 0 | 0 | 0 | 0 | 0 | 0 | 0 | 0 | 0 | 0 | 0 | 0 | 0 | 0
| E7 | 0 | 0 | 0 | 0 | 0 | 0 | 0 | 0 | 0 | 0 | 0 | 0 | 0 | 0 | 0 | 0 | 0 | 0 | 0 | 0 | 0 | 0 | 0 | 0 | 0 | 0 | 0 | 0 | 0 | 0 | 0
| E8 | 0 | 0 | 0 | 0 | 0 | 0 | 0 | 0 | 0 | 0 | 0 | 0 | 0 | 0 | 0 | 0 | 0 | 0 | 0 | 0 | 0 | 0 | 0 | 0 | 0 | 0 | 0 | 0 | 0 | 0 | 0
| E9 | 0 | 0 | 0 | 0 | 0 | 0 | 0 | 0 | 0 | 0 | 0 | 0 | 0 | 0 | 0 | 0 | 0 | 0 | 0 | 0 | 0 | 0 | 0 | 0 | 0 | 0 | 0 | 0 | 0 | 0 | 0
| E10 | 0 | 0 | 0 | 0 | 0 | 0 | 0 | 0 | 0 | 0 | 0 | 0 | 0 | 0 | 0 | 0 | 0 | 0 | 0 | 0 | 0 | 0 | 0 | 0 | 0 | 0 | 0 | 0 | 0 | 0 | 0
Potential to Switch
| Year | Year 0 | Year 1 | Year 2 | Year 3 | Year 4 | Year 5 | Year 6 | Year 7 | Year 8 | Year 9 | Year 10 | Year 11 | Year 12 | Year 13 | Year 14 | Year 15 | Year 16 | Year 17 | Year 18 | Year 19 | Year 20 | Year 21 | Year 22 | Year 23 | Year 24 | Year 25 | Year 26 | Year 27 | Year 28 | Year 29 | Year 30
| E1 | 0 | 0 | 0 | 0 | 0 | 0 | 0 | 0 | 0 | 0 | 0 | 0 | 0 | 0 | 0 | 0 | 0 | 0 | 0 | 0 | 0 | 0 | 0 | 0 | 0 | 0 | 0 | 0 | 0 | 0 | 0 | 0_E1_Switched Out
| E2 | 0 | 0 | 0 | 0 | 0 | 0 | 0 | 0 | 0 | 0 | 0 | 0 | 0 | 0 | 0 | 0 | 0 | 0 | 0 | 0 | 0 | 0 | 0 | 0 | 0 | 0 | 0 | 0 | 0 | 0 | 0 | 0_E2_Switched Out
| E3 | 0 | 0 | 0 | 0 | 0 | 0 | 0 | 0 | 0 | 0 | 0 | 0 | 0 | 0 | 0 | 0 | 0 | 0 | 0 | 0 | 0 | 0 | 0 | 0 | 0 | 0 | 0 | 0 | 0 | 0 | 0 | 0_E3_Switched Out
| E4 | 0 | 0 | 0 | 0 | 0 | 0 | 0 | 0 | 0 | 0 | 0 | 0 | 0 | 0 | 0 | 0 | 0 | 0 | 0 | 0 | 0 | 0 | 0 | 0 | 0 | 0 | 0 | 0 | 0 | 0 | 0 | 0_E4_Switched Out
| E5 | 0 | 0 | 0 | 0 | 0 | 0 | 0 | 0 | 0 | 0 | 0 | 0 | 0 | 0 | 0 | 0 | 0 | 0 | 0 | 0 | 0 | 0 | 0 | 0 | 0 | 0 | 0 | 0 | 0 | 0 | 0 | 0_E5_Switched Out
| E6 | 0 | 0 | 0 | 0 | 0 | 0 | 0 | 0 | 0 | 0 | 0 | 0 | 0 | 0 | 0 | 0 | 0 | 0 | 0 | 0 | 0 | 0 | 0 | 0 | 0 | 0 | 0 | 0 | 0 | 0 | 0 | 0_E6_Switched Out
| E7 | 0 | 0 | 0 | 0 | 0 | 0 | 0 | 0 | 0 | 0 | 0 | 0 | 0 | 0 | 0 | 0 | 0 | 0 | 0 | 0 | 0 | 0 | 0 | 0 | 0 | 0 | 0 | 0 | 0 | 0 | 0 | 0_E7_Switched Out
| E8 | 0 | 0 | 0 | 0 | 0 | 0 | 0 | 0 | 0 | 0 | 0 | 0 | 0 | 0 | 0 | 0 | 0 | 0 | 0 | 0 | 0 | 0 | 0 | 0 | 0 | 0 | 0 | 0 | 0 | 0 | 0 | 0_E8_Switched Out
| E9 | 0 | 0 | 0 | 0 | 0 | 0 | 0 | 0 | 0 | 0 | 0 | 0 | 0 | 0 | 0 | 0 | 0 | 0 | 0 | 0 | 0 | 0 | 0 | 0 | 0 | 0 | 0 | 0 | 0 | 0 | 0 | 0_E9_Switched Out
| E10 | 0 | 0 | 0 | 0 | 0 | 0 | 0 | 0 | 0 | 0 | 0 | 0 | 0 | 0 | 0 | 0 | 0 | 0 | 0 | 0 | 0 | 0 | 0 | 0 | 0 | 0 | 0 | 0 | 0 | 0 | 0 | 0_E10_Switched Out
Units Out
| E1 | 0 | 0 | 0 | 0 | 0 | 0 | 0 | 0 | 0 | 0 | 0 | 0 | 0 | 0 | 0 | 0 | 0 | 0 | 0 | 0 | 0 | 0 | 0 | 0 | 0 | 0 | 0 | 0 | 0 | 0 | 0
| E2 | 0 | 0 | 0 | 0 | 0 | 0 | 0 | 0 | 0 | 0 | 0 | 0 | 0 | 0 | 0 | 0 | 0 | 0 | 0 | 0 | 0 | 0 | 0 | 0 | 0 | 0 | 0 | 0 | 0 | 0 | 0
| E3 | 0 | 0 | 0 | 0 | 0 | 0 | 0 | 0 | 0 | 0 | 0 | 0 | 0 | 0 | 0 | 0 | 0 | 0 | 0 | 0 | 0 | 0 | 0 | 0 | 0 | 0 | 0 | 0 | 0 | 0 | 0
| E4 | 0 | 0 | 0 | 0 | 0 | 0 | 0 | 0 | 0 | 0 | 0 | 0 | 0 | 0 | 0 | 0 | 0 | 0 | 0 | 0 | 0 | 0 | 0 | 0 | 0 | 0 | 0 | 0 | 0 | 0 | 0
| E5 | 0 | 0 | 0 | 0 | 0 | 0 | 0 | 0 | 0 | 0 | 0 | 0 | 0 | 0 | 0 | 0 | 0 | 0 | 0 | 0 | 0 | 0 | 0 | 0 | 0 | 0 | 0 | 0 | 0 | 0 | 0
| E6 | 0 | 0 | 0 | 0 | 0 | 0 | 0 | 0 | 0 | 0 | 0 | 0 | 0 | 0 | 0 | 0 | 0 | 0 | 0 | 0 | 0 | 0 | 0 | 0 | 0 | 0 | 0 | 0 | 0 | 0 | 0
| E7 | 0 | 0 | 0 | 0 | 0 | 0 | 0 | 0 | 0 | 0 | 0 | 0 | 0 | 0 | 0 | 0 | 0 | 0 | 0 | 0 | 0 | 0 | 0 | 0 | 0 | 0 | 0 | 0 | 0 | 0 | 0
| E8 | 0 | 0 | 0 | 0 | 0 | 0 | 0 | 0 | 0 | 0 | 0 | 0 | 0 | 0 | 0 | 0 | 0 | 0 | 0 | 0 | 0 | 0 | 0 | 0 | 0 | 0 | 0 | 0 | 0 | 0 | 0
| E9 | 0 | 0 | 0 | 0 | 0 | 0 | 0 | 0 | 0 | 0 | 0 | 0 | 0 | 0 | 0 | 0 | 0 | 0 | 0 | 0 | 0 | 0 | 0 | 0 | 0 | 0 | 0 | 0 | 0 | 0 | 0
| E10 | 0 | 0 | 0 | 0 | 0 | 0 | 0 | 0 | 0 | 0 | 0 | 0 | 0 | 0 | 0 | 0 | 0 | 0 | 0 | 0 | 0 | 0 | 0 | 0 | 0 | 0 | 0 | 0 | 0 | 0 | 0
| Vintage | 0 | 0 | 0 | 0 | 0 | 0 | 0 | 0 | 0 | 0 | 0 | 0 | 0 | 0 | 0 | 0 | 0 | 0 | 0 | 0 | 0 | 0 | 0 | 0 | 0 | 0 | 0 | 0 | 0 | 0 | 0
Tech Purchase Shares
| Year | Year 0 | Year 1 | Year 2 | Year 3 | Year 4 | Year 5 | Year 6 | Year 7 | Year 8 | Year 9 | Year 10 | Year 11 | Year 12 | Year 13 | Year 14 | Year 15 | Year 16 | Year 17 | Year 18 | Year 19 | Year 20 | Year 21 | Year 22 | Year 23 | Year 24 | Year 25 | Year 26 | Year 27 | Year 28 | Year 29 | Year 30
E1 | bar: Year 0 to Year 30
E2 | bar: Year 0 to Year 30
E3 | bar: Year 0 to Year 30
E4 | bar: Year 0 to Year 30
E5 | bar: Year 0 to Year 30
E6 | bar: Year 0 to Year 30
E7 | bar: Year 0 to Year 30
E8 | bar: Year 0 to Year 30
E9 | bar: Year 0 to Year 30
E10 | bar: Year 0 to Year 30
Units In from Switching
| E1 | 0 | 0 | 0 | 0 | 0 | 0 | 0 | 0 | 0 | 0 | 0 | 0 | 0 | 0 | 0 | 0 | 0 | 0 | 0 | 0 | 0 | 0 | 0 | 0 | 0 | 0 | 0 | 0 | 0 | 0 | 0
| E2 | 0 | 0 | 0 | 0 | 0 | 0 | 0 | 0 | 0 | 0 | 0 | 0 | 0 | 0 | 0 | 0 | 0 | 0 | 0 | 0 | 0 | 0 | 0 | 0 | 0 | 0 | 0 | 0 | 0 | 0 | 0
| E3 | 0 | 0 | 0 | 0 | 0 | 0 | 0 | 0 | 0 | 0 | 0 | 0 | 0 | 0 | 0 | 0 | 0 | 0 | 0 | 0 | 0 | 0 | 0 | 0 | 0 | 0 | 0 | 0 | 0 | 0 | 0
| E4 | 0 | 0 | 0 | 0 | 0 | 0 | 0 | 0 | 0 | 0 | 0 | 0 | 0 | 0 | 0 | 0 | 0 | 0 | 0 | 0 | 0 | 0 | 0 | 0 | 0 | 0 | 0 | 0 | 0 | 0 | 0
| E5 | 0 | 0 | 0 | 0 | 0 | 0 | 0 | 0 | 0 | 0 | 0 | 0 | 0 | 0 | 0 | 0 | 0 | 0 | 0 | 0 | 0 | 0 | 0 | 0 | 0 | 0 | 0 | 0 | 0 | 0 | 0
| E6 | 0 | 0 | 0 | 0 | 0 | 0 | 0 | 0 | 0 | 0 | 0 | 0 | 0 | 0 | 0 | 0 | 0 | 0 | 0 | 0 | 0 | 0 | 0 | 0 | 0 | 0 | 0 | 0 | 0 | 0 | 0
| E7 | 0 | 0 | 0 | 0 | 0 | 0 | 0 | 0 | 0 | 0 | 0 | 0 | 0 | 0 | 0 | 0 | 0 | 0 | 0 | 0 | 0 | 0 | 0 | 0 | 0 | 0 | 0 | 0 | 0 | 0 | 0
| E8 | 0 | 0 | 0 | 0 | 0 | 0 | 0 | 0 | 0 | 0 | 0 | 0 | 0 | 0 | 0 | 0 | 0 | 0 | 0 | 0 | 0 | 0 | 0 | 0 | 0 | 0 | 0 | 0 | 0 | 0 | 0
| E9 | 0 | 0 | 0 | 0 | 0 | 0 | 0 | 0 | 0 | 0 | 0 | 0 | 0 | 0 | 0 | 0 | 0 | 0 | 0 | 0 | 0 | 0 | 0 | 0 | 0 | 0 | 0 | 0 | 0 | 0 | 0
| E10 | 0 | 0 | 0 | 0 | 0 | 0 | 0 | 0 | 0 | 0 | 0 | 0 | 0 | 0 | 0 | 0 | 0 | 0 | 0 | 0 | 0 | 0 | 0 | 0 | 0 | 0 | 0 | 0 | 0 | 0 | 0
| Vintage | 0 | 0 | 0 | 0 | 0 | 0 | 0 | 0 | 0 | 0 | 0 | 0 | 0 | 0 | 0 | 0 | 0 | 0 | 0 | 0 | 0 | 0 | 0 | 0 | 0 | 0 | 0 | 0 | 0 | 0 | 0
Net Change
| Year | Year 0 | Year 1 | Year 2 | Year 3 | Year 4 | Year 5 | Year 6 | Year 7 | Year 8 | Year 9 | Year 10 | Year 11 | Year 12 | Year 13 | Year 14 | Year 15 | Year 16 | Year 17 | Year 18 | Year 19 | Year 20 | Year 21 | Year 22 | Year 23 | Year 24 | Year 25 | Year 26 | Year 27 | Year 28 | Year 29 | Year 30 | Key
| Units | 0 | 0 | 0 | 0 | 0 | 0 | 0 | 0 | 0 | 0 | 0 | 0 | 0 | 0 | 0 | 0 | 0 | 0 | 0 | 0 | 0 | 0 | 0 | 0 | 0 | 0 | 0 | 0 | 0 | 0 | 0 | 0_Units |  |  |  |  | 301957.8232
| Usage | 0 | 0 | 0 | 0 | 0 | 0 | 0 | 0 | 0 | 0 | 0 | 0 | 0 | 0 | 0 | 0 | 0 | 0 | 0 | 0 | 0 | 0 | 0 | 0 | 0 | 0 | 0 | 0 | 0 | 0 | 0 | 0_Usage |  |  |  |  | 1698.6543
| Peak Demand (S) | 0 | 0 | 0 | 0 | 0 | 0 | 0 | 0 | 0 | 0 | 0 | 0 | 0 | 0 | 0 | 0 | 0 | 0 | 0 | 0 | 0 | 0 | 0 | 0 | 0 | 0 | 0 | 0 | 0 | 0 | 0 | 0_Peak Demand (S) |  |  |  |  | 0
| Peak Demand (W) | 0 | 0 | 0 | 0 | 0 | 0 | 0 | 0 | 0 | 0 | 0 | 0 | 0 | 0 | 0 | 0 | 0 | 0 | 0 | 0 | 0 | 0 | 0 | 0 | 0 | 0 | 0 | 0 | 0 | 0 | 0 | 0_Peak Demand (W) |  |  |  |  | 884.6119
| Turnover | 0 | 0 | 0 | 0 | 0 | 0 | 0 | 0 | 0 | 0 | 0 | 0 | 0 | 0 | 0 | 0 | 0 | 0 | 0 | 0 | 0 | 0 | 0 | 0 | 0 | 0 | 0 | 0 | 0 | 0 | 0 | 0_Turnover |  |  |  |  | 6885.4476
| Avg. Replacement Usage | 0 | 0 | 0 | 0 | 0 | 0 | 0 | 0 | 0 | 0 | 0 | 0 | 0 | 0 | 0 | 0 | 0 | 0 | 0 | 0 | 0 | 0 | 0 | 0 | 0 | 0 | 0 | 0 | 0 | 0 | 0 | 0_Avg. Replacement Usage |  |  |  |  | 5638.8522
| Avg. Replacement Demand (S) | 0 | 0 | 0 | 0 | 0 | 0 | 0 | 0 | 0 | 0 | 0 | 0 | 0 | 0 | 0 | 0 | 0 | 0 | 0 | 0 | 0 | 0 | 0 | 0 | 0 | 0 | 0 | 0 | 0 | 0 | 0 | 0_Avg. Replacement Demand (S) |  |  |  |  | 0
| Avg. Replacement Demand (W) | 0 | 0 | 0 | 0 | 0 | 0 | 0 | 0 | 0 | 0 | 0 | 0 | 0 | 0 | 0 | 0 | 0 | 0 | 0 | 0 | 0 | 0 | 0 | 0 | 0 | 0 | 0 | 0 | 0 | 0 | 0 | 0_Avg. Replacement Demand (W) |  |  |  |  | 2.9366
Purchases
| Year | Year 0 | Year 1 | Year 2 | Year 3 | Year 4 | Year 5 | Year 6 | Year 7 | Year 8 | Year 9 | Year 10 | Year 11 | Year 12 | Year 13 | Year 14 | Year 15 | Year 16 | Year 17 | Year 18 | Year 19 | Year 20 | Year 21 | Year 22 | Year 23 | Year 24 | Year 25 | Year 26 | Year 27 | Year 28 | Year 29 | Year 30
| E1 | 0 | 0 | 0 | 0 | 0 | 0 | 0 | 0 | 0 | 0 | 0 | 0 | 0 | 0 | 0 | 0 | 0 | 0 | 0 | 0 | 0 | 0 | 0 | 0 | 0 | 0 | 0 | 0 | 0 | 0 | 0 | 0_E1_Purchases |  |  |  |  | 6885.4476
| E2 | 0 | 0 | 0 | 0 | 0 | 0 | 0 | 0 | 0 | 0 | 0 | 0 | 0 | 0 | 0 | 0 | 0 | 0 | 0 | 0 | 0 | 0 | 0 | 0 | 0 | 0 | 0 | 0 | 0 | 0 | 0 | 0_E2_Purchases |  |  |  |  | 0
| E3 | 0 | 0 | 0 | 0 | 0 | 0 | 0 | 0 | 0 | 0 | 0 | 0 | 0 | 0 | 0 | 0 | 0 | 0 | 0 | 0 | 0 | 0 | 0 | 0 | 0 | 0 | 0 | 0 | 0 | 0 | 0 | 0_E3_Purchases |  |  |  |  | 0
| E4 | 0 | 0 | 0 | 0 | 0 | 0 | 0 | 0 | 0 | 0 | 0 | 0 | 0 | 0 | 0 | 0 | 0 | 0 | 0 | 0 | 0 | 0 | 0 | 0 | 0 | 0 | 0 | 0 | 0 | 0 | 0 | 0_E4_Purchases |  |  |  |  | 0
| E5 | 0 | 0 | 0 | 0 | 0 | 0 | 0 | 0 | 0 | 0 | 0 | 0 | 0 | 0 | 0 | 0 | 0 | 0 | 0 | 0 | 0 | 0 | 0 | 0 | 0 | 0 | 0 | 0 | 0 | 0 | 0 | 0_E5_Purchases |  |  |  |  | 0
| E6 | 0 | 0 | 0 | 0 | 0 | 0 | 0 | 0 | 0 | 0 | 0 | 0 | 0 | 0 | 0 | 0 | 0 | 0 | 0 | 0 | 0 | 0 | 0 | 0 | 0 | 0 | 0 | 0 | 0 | 0 | 0 | 0_E6_Purchases |  |  |  |  | 0
| E7 | 0 | 0 | 0 | 0 | 0 | 0 | 0 | 0 | 0 | 0 | 0 | 0 | 0 | 0 | 0 | 0 | 0 | 0 | 0 | 0 | 0 | 0 | 0 | 0 | 0 | 0 | 0 | 0 | 0 | 0 | 0 | 0_E7_Purchases |  |  |  |  | 0
| E8 | 0 | 0 | 0 | 0 | 0 | 0 | 0 | 0 | 0 | 0 | 0 | 0 | 0 | 0 | 0 | 0 | 0 | 0 | 0 | 0 | 0 | 0 | 0 | 0 | 0 | 0 | 0 | 0 | 0 | 0 | 0 | 0_E8_Purchases |  |  |  |  | 0
| E9 | 0 | 0 | 0 | 0 | 0 | 0 | 0 | 0 | 0 | 0 | 0 | 0 | 0 | 0 | 0 | 0 | 0 | 0 | 0 | 0 | 0 | 0 | 0 | 0 | 0 | 0 | 0 | 0 | 0 | 0 | 0 | 0_E9_Purchases |  |  |  |  | 0
| E10 | 0 | 0 | 0 | 0 | 0 | 0 | 0 | 0 | 0 | 0 | 0 | 0 | 0 | 0 | 0 | 0 | 0 | 0 | 0 | 0 | 0 | 0 | 0 | 0 | 0 | 0 | 0 | 0 | 0 | 0 | 0 | 0_E10_Purchases |  |  |  |  | 0
Stock
| Year | Year 0 | Year 1 | Year 2 | Year 3 | Year 4 | Year 5 | Year 6 | Year 7 | Year 8 | Year 9 | Year 10 | Year 11 | Year 12 | Year 13 | Year 14 | Year 15 | Year 16 | Year 17 | Year 18 | Year 19 | Year 20 | Year 21 | Year 22 | Year 23 | Year 24 | Year 25 | Year 26 | Year 27 | Year 28 | Year 29 | Year 30
| E1 | 0 | 0 | 0 | 0 | 0 | 0 | 0 | 0 | 0 | 0 | 0 | 0 | 0 | 0 | 0 | 0 | 0 | 0 | 0 | 0 | 0 | 0 | 0 | 0 | 0 | 0 | 0 | 0 | 0 | 0 | 0 | 0_E1_Stock |  |  |  |  | 13576.6093
| E2 | 0 | 0 | 0 | 0 | 0 | 0 | 0 | 0 | 0 | 0 | 0 | 0 | 0 | 0 | 0 | 0 | 0 | 0 | 0 | 0 | 0 | 0 | 0 | 0 | 0 | 0 | 0 | 0 | 0 | 0 | 0 | 0_E2_Stock |  |  |  |  | 0
| E3 | 0 | 0 | 0 | 0 | 0 | 0 | 0 | 0 | 0 | 0 | 0 | 0 | 0 | 0 | 0 | 0 | 0 | 0 | 0 | 0 | 0 | 0 | 0 | 0 | 0 | 0 | 0 | 0 | 0 | 0 | 0 | 0_E3_Stock |  |  |  |  | 0
| E4 | 0 | 0 | 0 | 0 | 0 | 0 | 0 | 0 | 0 | 0 | 0 | 0 | 0 | 0 | 0 | 0 | 0 | 0 | 0 | 0 | 0 | 0 | 0 | 0 | 0 | 0 | 0 | 0 | 0 | 0 | 0 | 0_E4_Stock |  |  |  |  | 0
| E5 | 0 | 0 | 0 | 0 | 0 | 0 | 0 | 0 | 0 | 0 | 0 | 0 | 0 | 0 | 0 | 0 | 0 | 0 | 0 | 0 | 0 | 0 | 0 | 0 | 0 | 0 | 0 | 0 | 0 | 0 | 0 | 0_E5_Stock |  |  |  |  | 0
| E6 | 0 | 0 | 0 | 0 | 0 | 0 | 0 | 0 | 0 | 0 | 0 | 0 | 0 | 0 | 0 | 0 | 0 | 0 | 0 | 0 | 0 | 0 | 0 | 0 | 0 | 0 | 0 | 0 | 0 | 0 | 0 | 0_E6_Stock |  |  |  |  | 0
| E7 | 0 | 0 | 0 | 0 | 0 | 0 | 0 | 0 | 0 | 0 | 0 | 0 | 0 | 0 | 0 | 0 | 0 | 0 | 0 | 0 | 0 | 0 | 0 | 0 | 0 | 0 | 0 | 0 | 0 | 0 | 0 | 0_E7_Stock |  |  |  |  | 0
| E8 | 0 | 0 | 0 | 0 | 0 | 0 | 0 | 0 | 0 | 0 | 0 | 0 | 0 | 0 | 0 | 0 | 0 | 0 | 0 | 0 | 0 | 0 | 0 | 0 | 0 | 0 | 0 | 0 | 0 | 0 | 0 | 0_E8_Stock |  |  |  |  | 0
| E9 | 0 | 0 | 0 | 0 | 0 | 0 | 0 | 0 | 0 | 0 | 0 | 0 | 0 | 0 | 0 | 0 | 0 | 0 | 0 | 0 | 0 | 0 | 0 | 0 | 0 | 0 | 0 | 0 | 0 | 0 | 0 | 0_E9_Stock |  |  |  |  | 0
| E10 | 0 | 0 | 0 | 0 | 0 | 0 | 0 | 0 | 0 | 0 | 0 | 0 | 0 | 0 | 0 | 0 | 0 | 0 | 0 | 0 | 0 | 0 | 0 | 0 | 0 | 0 | 0 | 0 | 0 | 0 | 0 | 0_E10_Stock |  |  |  |  | 0
| Vintage | 0 | 0 | 0 | 0 | 0 | 0 | 0 | 0 | 0 | 0 | 0 | 0 | 0 | 0 | 0 | 0 | 0 | 0 | 0 | 0 | 0 | 0 | 0 | 0 | 0 | 0 | 0 | 0 | 0 | 0 | 0 | 0_Vintage_Stock |  |  |  |  | 288381.2139
S3C4 |  | Year 0: System 3 Technology 4
Technology Variables
| Tech Key | Year 0: 0
| Peak Factor (S) | Year 0: 0
| Peak Factor (W) | Year 0: 0
| Min Vintage Lifetime | Year 0: 0
| Max Vintage Lifetime | Year 0: 0
| Turnover Style | Year 0: 0
Technology Variables
| Equipment | Year 0: Label; Year 1: Min Lifetime; Year 2: Max Lifetime; Year 3: Degradation; Year 4: Usage; Year 5: Available
| E1 | Year 1: 0; Year 2: 0; Year 3: 0%; Year 4: 0; Year 5: FALSE
| E2 | Year 1: 0; Year 2: 0; Year 3: 0%; Year 4: 0; Year 5: FALSE
| E3 | Year 1: 0; Year 2: 0; Year 3: 0%; Year 4: 0; Year 5: FALSE
| E4 | Year 1: 0; Year 2: 0; Year 3: 0%; Year 4: 0; Year 5: FALSE
| E5 | Year 1: 0; Year 2: 0; Year 3: 0%; Year 4: 0; Year 5: FALSE
| E6 | Year 1: 0; Year 2: 0; Year 3: 0%; Year 4: 0; Year 5: FALSE
| E7 | Year 1: 0; Year 2: 0; Year 3: 0%; Year 4: 0; Year 5: FALSE
| E8 | Year 1: 0; Year 2: 0; Year 3: 0%; Year 4: 0; Year 5: FALSE
| E9 | Year 1: 0; Year 2: 0; Year 3: 0%; Year 4: 0; Year 5: FALSE
| E10 | Year 1: 0; Year 2: 0; Year 3: 0%; Year 4: 0; Year 5: FALSE
Original Forecast Results
| Year | Year 0 | Year 1 | Year 2 | Year 3 | Year 4 | Year 5 | Year 6 | Year 7 | Year 8 | Year 9 | Year 10 | Year 11 | Year 12 | Year 13 | Year 14 | Year 15 | Year 16 | Year 17 | Year 18 | Year 19 | Year 20 | Year 21 | Year 22 | Year 23 | Year 24 | Year 25 | Year 26 | Year 27 | Year 28 | Year 29 | Year 30 | Key
| Units | 0 | 0 | 0 | 0 | 0 | 0 | 0 | 0 | 0 | 0 | 0 | 0 | 0 | 0 | 0 | 0 | 0 | 0 | 0 | 0 | 0 | 0 | 0 | 0 | 0 | 0 | 0 | 0 | 0 | 0 | 0 | #REF! |  |  |  |  | 301957.8232
| Usage | 0 | 0 | 0 | 0 | 0 | 0 | 0 | 0 | 0 | 0 | 0 | 0 | 0 | 0 | 0 | 0 | 0 | 0 | 0 | 0 | 0 | 0 | 0 | 0 | 0 | 0 | 0 | 0 | 0 | 0 | 0 | #REF! |  |  |  |  | 1698.6543
| Peak Demand (S) | 0 | 0 | 0 | 0 | 0 | 0 | 0 | 0 | 0 | 0 | 0 | 0 | 0 | 0 | 0 | 0 | 0 | 0 | 0 | 0 | 0 | 0 | 0 | 0 | 0 | 0 | 0 | 0 | 0 | 0 | 0 | #REF! |  |  |  |  | 0
| Peak Demand (W) | 0 | 0 | 0 | 0 | 0 | 0 | 0 | 0 | 0 | 0 | 0 | 0 | 0 | 0 | 0 | 0 | 0 | 0 | 0 | 0 | 0 | 0 | 0 | 0 | 0 | 0 | 0 | 0 | 0 | 0 | 0 | #REF! |  |  |  |  | 884.6119
| Turnover | 0 | 0 | 0 | 0 | 0 | 0 | 0 | 0 | 0 | 0 | 0 | 0 | 0 | 0 | 0 | 0 | 0 | 0 | 0 | 0 | 0 | 0 | 0 | 0 | 0 | 0 | 0 | 0 | 0 | 0 | 0 | #REF! |  |  |  |  | 6885.4476
| Avg. Replacement Usage | 0 | 0 | 0 | 0 | 0 | 0 | 0 | 0 | 0 | 0 | 0 | 0 | 0 | 0 | 0 | 0 | 0 | 0 | 0 | 0 | 0 | 0 | 0 | 0 | 0 | 0 | 0 | 0 | 0 | 0 | 0 | #REF! |  |  |  |  | 5638.8522
| Avg. Replacement Demand (S) | 0 | 0 | 0 | 0 | 0 | 0 | 0 | 0 | 0 | 0 | 0 | 0 | 0 | 0 | 0 | 0 | 0 | 0 | 0 | 0 | 0 | 0 | 0 | 0 | 0 | 0 | 0 | 0 | 0 | 0 | 0 | #REF! |  |  |  |  | 0
| Avg. Replacement Demand (W) | 0 | 0 | 0 | 0 | 0 | 0 | 0 | 0 | 0 | 0 | 0 | 0 | 0 | 0 | 0 | 0 | 0 | 0 | 0 | 0 | 0 | 0 | 0 | 0 | 0 | 0 | 0 | 0 | 0 | 0 | 0 | #REF! |  |  |  |  | 2.9366
Tech Forecast Stock
| Year | Year 0 | Year 1 | Year 2 | Year 3 | Year 4 | Year 5 | Year 6 | Year 7 | Year 8 | Year 9 | Year 10 | Year 11 | Year 12 | Year 13 | Year 14 | Year 15 | Year 16 | Year 17 | Year 18 | Year 19 | Year 20 | Year 21 | Year 22 | Year 23 | Year 24 | Year 25 | Year 26 | Year 27 | Year 28 | Year 29 | Year 30
| E1 | 0 | 0 | 0 | 0 | 0 | 0 | 0 | 0 | 0 | 0 | 0 | 0 | 0 | 0 | 0 | 0 | 0 | 0 | 0 | 0 | 0 | 0 | 0 | 0 | 0 | 0 | 0 | 0 | 0 | 0 | 0
| E2 | 0 | 0 | 0 | 0 | 0 | 0 | 0 | 0 | 0 | 0 | 0 | 0 | 0 | 0 | 0 | 0 | 0 | 0 | 0 | 0 | 0 | 0 | 0 | 0 | 0 | 0 | 0 | 0 | 0 | 0 | 0
| E3 | 0 | 0 | 0 | 0 | 0 | 0 | 0 | 0 | 0 | 0 | 0 | 0 | 0 | 0 | 0 | 0 | 0 | 0 | 0 | 0 | 0 | 0 | 0 | 0 | 0 | 0 | 0 | 0 | 0 | 0 | 0
| E4 | 0 | 0 | 0 | 0 | 0 | 0 | 0 | 0 | 0 | 0 | 0 | 0 | 0 | 0 | 0 | 0 | 0 | 0 | 0 | 0 | 0 | 0 | 0 | 0 | 0 | 0 | 0 | 0 | 0 | 0 | 0
| E5 | 0 | 0 | 0 | 0 | 0 | 0 | 0 | 0 | 0 | 0 | 0 | 0 | 0 | 0 | 0 | 0 | 0 | 0 | 0 | 0 | 0 | 0 | 0 | 0 | 0 | 0 | 0 | 0 | 0 | 0 | 0
| E6 | 0 | 0 | 0 | 0 | 0 | 0 | 0 | 0 | 0 | 0 | 0 | 0 | 0 | 0 | 0 | 0 | 0 | 0 | 0 | 0 | 0 | 0 | 0 | 0 | 0 | 0 | 0 | 0 | 0 | 0 | 0
| E7 | 0 | 0 | 0 | 0 | 0 | 0 | 0 | 0 | 0 | 0 | 0 | 0 | 0 | 0 | 0 | 0 | 0 | 0 | 0 | 0 | 0 | 0 | 0 | 0 | 0 | 0 | 0 | 0 | 0 | 0 | 0
| E8 | 0 | 0 | 0 | 0 | 0 | 0 | 0 | 0 | 0 | 0 | 0 | 0 | 0 | 0 | 0 | 0 | 0 | 0 | 0 | 0 | 0 | 0 | 0 | 0 | 0 | 0 | 0 | 0 | 0 | 0 | 0
| E9 | 0 | 0 | 0 | 0 | 0 | 0 | 0 | 0 | 0 | 0 | 0 | 0 | 0 | 0 | 0 | 0 | 0 | 0 | 0 | 0 | 0 | 0 | 0 | 0 | 0 | 0 | 0 | 0 | 0 | 0 | 0
| E10 | 0 | 0 | 0 | 0 | 0 | 0 | 0 | 0 | 0 | 0 | 0 | 0 | 0 | 0 | 0 | 0 | 0 | 0 | 0 | 0 | 0 | 0 | 0 | 0 | 0 | 0 | 0 | 0 | 0 | 0 | 0
| Vintage | 0 | 0 | 0 | 0 | 0 | 0 | 0 | 0 | 0 | 0 | 0 | 0 | 0 | 0 | 0 | 0 | 0 | 0 | 0 | 0 | 0 | 0 | 0 | 0 | 0 | 0 | 0 | 0 | 0 | 0 | 0
Stock for Switching
| Year | Year 0 | Year 1 | Year 2 | Year 3 | Year 4 | Year 5 | Year 6 | Year 7 | Year 8 | Year 9 | Year 10 | Year 11 | Year 12 | Year 13 | Year 14 | Year 15 | Year 16 | Year 17 | Year 18 | Year 19 | Year 20 | Year 21 | Year 22 | Year 23 | Year 24 | Year 25 | Year 26 | Year 27 | Year 28 | Year 29 | Year 30
| E1 | 0 | 0 | 0 | 0 | 0 | 0 | 0 | 0 | 0 | 0 | 0 | 0 | 0 | 0 | 0 | 0 | 0 | 0 | 0 | 0 | 0 | 0 | 0 | 0 | 0 | 0 | 0 | 0 | 0 | 0 | 0 | 0_E1_SysStock
| E2 | 0 | 0 | 0 | 0 | 0 | 0 | 0 | 0 | 0 | 0 | 0 | 0 | 0 | 0 | 0 | 0 | 0 | 0 | 0 | 0 | 0 | 0 | 0 | 0 | 0 | 0 | 0 | 0 | 0 | 0 | 0 | 0_E2_SysStock
| E3 | 0 | 0 | 0 | 0 | 0 | 0 | 0 | 0 | 0 | 0 | 0 | 0 | 0 | 0 | 0 | 0 | 0 | 0 | 0 | 0 | 0 | 0 | 0 | 0 | 0 | 0 | 0 | 0 | 0 | 0 | 0 | 0_E3_SysStock
| E4 | 0 | 0 | 0 | 0 | 0 | 0 | 0 | 0 | 0 | 0 | 0 | 0 | 0 | 0 | 0 | 0 | 0 | 0 | 0 | 0 | 0 | 0 | 0 | 0 | 0 | 0 | 0 | 0 | 0 | 0 | 0 | 0_E4_SysStock
| E5 | 0 | 0 | 0 | 0 | 0 | 0 | 0 | 0 | 0 | 0 | 0 | 0 | 0 | 0 | 0 | 0 | 0 | 0 | 0 | 0 | 0 | 0 | 0 | 0 | 0 | 0 | 0 | 0 | 0 | 0 | 0 | 0_E5_SysStock
| E6 | 0 | 0 | 0 | 0 | 0 | 0 | 0 | 0 | 0 | 0 | 0 | 0 | 0 | 0 | 0 | 0 | 0 | 0 | 0 | 0 | 0 | 0 | 0 | 0 | 0 | 0 | 0 | 0 | 0 | 0 | 0 | 0_E6_SysStock
| E7 | 0 | 0 | 0 | 0 | 0 | 0 | 0 | 0 | 0 | 0 | 0 | 0 | 0 | 0 | 0 | 0 | 0 | 0 | 0 | 0 | 0 | 0 | 0 | 0 | 0 | 0 | 0 | 0 | 0 | 0 | 0 | 0_E7_SysStock
| E8 | 0 | 0 | 0 | 0 | 0 | 0 | 0 | 0 | 0 | 0 | 0 | 0 | 0 | 0 | 0 | 0 | 0 | 0 | 0 | 0 | 0 | 0 | 0 | 0 | 0 | 0 | 0 | 0 | 0 | 0 | 0 | 0_E8_SysStock
| E9 | 0 | 0 | 0 | 0 | 0 | 0 | 0 | 0 | 0 | 0 | 0 | 0 | 0 | 0 | 0 | 0 | 0 | 0 | 0 | 0 | 0 | 0 | 0 | 0 | 0 | 0 | 0 | 0 | 0 | 0 | 0 | 0_E9_SysStock
| E10 | 0 | 0 | 0 | 0 | 0 | 0 | 0 | 0 | 0 | 0 | 0 | 0 | 0 | 0 | 0 | 0 | 0 | 0 | 0 | 0 | 0 | 0 | 0 | 0 | 0 | 0 | 0 | 0 | 0 | 0 | 0 | 0_E10_SysStock
| Vintage | 0 | 0 | 0 | 0 | 0 | 0 | 0 | 0 | 0 | 0 | 0 | 0 | 0 | 0 | 0 | 0 | 0 | 0 | 0 | 0 | 0 | 0 | 0 | 0 | 0 | 0 | 0 | 0 | 0 | 0 | 0 | 0_Vintage_SysStock
Tech Forecast Purchases
| Year | Year 0 | Year 1 | Year 2 | Year 3 | Year 4 | Year 5 | Year 6 | Year 7 | Year 8 | Year 9 | Year 10 | Year 11 | Year 12 | Year 13 | Year 14 | Year 15 | Year 16 | Year 17 | Year 18 | Year 19 | Year 20 | Year 21 | Year 22 | Year 23 | Year 24 | Year 25 | Year 26 | Year 27 | Year 28 | Year 29 | Year 30
| E1 | 0 | 0 | 0 | 0 | 0 | 0 | 0 | 0 | 0 | 0 | 0 | 0 | 0 | 0 | 0 | 0 | 0 | 0 | 0 | 0 | 0 | 0 | 0 | 0 | 0 | 0 | 0 | 0 | 0 | 0 | 0
| E2 | 0 | 0 | 0 | 0 | 0 | 0 | 0 | 0 | 0 | 0 | 0 | 0 | 0 | 0 | 0 | 0 | 0 | 0 | 0 | 0 | 0 | 0 | 0 | 0 | 0 | 0 | 0 | 0 | 0 | 0 | 0
| E3 | 0 | 0 | 0 | 0 | 0 | 0 | 0 | 0 | 0 | 0 | 0 | 0 | 0 | 0 | 0 | 0 | 0 | 0 | 0 | 0 | 0 | 0 | 0 | 0 | 0 | 0 | 0 | 0 | 0 | 0 | 0
| E4 | 0 | 0 | 0 | 0 | 0 | 0 | 0 | 0 | 0 | 0 | 0 | 0 | 0 | 0 | 0 | 0 | 0 | 0 | 0 | 0 | 0 | 0 | 0 | 0 | 0 | 0 | 0 | 0 | 0 | 0 | 0
| E5 | 0 | 0 | 0 | 0 | 0 | 0 | 0 | 0 | 0 | 0 | 0 | 0 | 0 | 0 | 0 | 0 | 0 | 0 | 0 | 0 | 0 | 0 | 0 | 0 | 0 | 0 | 0 | 0 | 0 | 0 | 0
| E6 | 0 | 0 | 0 | 0 | 0 | 0 | 0 | 0 | 0 | 0 | 0 | 0 | 0 | 0 | 0 | 0 | 0 | 0 | 0 | 0 | 0 | 0 | 0 | 0 | 0 | 0 | 0 | 0 | 0 | 0 | 0
| E7 | 0 | 0 | 0 | 0 | 0 | 0 | 0 | 0 | 0 | 0 | 0 | 0 | 0 | 0 | 0 | 0 | 0 | 0 | 0 | 0 | 0 | 0 | 0 | 0 | 0 | 0 | 0 | 0 | 0 | 0 | 0
| E8 | 0 | 0 | 0 | 0 | 0 | 0 | 0 | 0 | 0 | 0 | 0 | 0 | 0 | 0 | 0 | 0 | 0 | 0 | 0 | 0 | 0 | 0 | 0 | 0 | 0 | 0 | 0 | 0 | 0 | 0 | 0
| E9 | 0 | 0 | 0 | 0 | 0 | 0 | 0 | 0 | 0 | 0 | 0 | 0 | 0 | 0 | 0 | 0 | 0 | 0 | 0 | 0 | 0 | 0 | 0 | 0 | 0 | 0 | 0 | 0 | 0 | 0 | 0
| E10 | 0 | 0 | 0 | 0 | 0 | 0 | 0 | 0 | 0 | 0 | 0 | 0 | 0 | 0 | 0 | 0 | 0 | 0 | 0 | 0 | 0 | 0 | 0 | 0 | 0 | 0 | 0 | 0 | 0 | 0 | 0
Potential to Switch
| Year | Year 0 | Year 1 | Year 2 | Year 3 | Year 4 | Year 5 | Year 6 | Year 7 | Year 8 | Year 9 | Year 10 | Year 11 | Year 12 | Year 13 | Year 14 | Year 15 | Year 16 | Year 17 | Year 18 | Year 19 | Year 20 | Year 21 | Year 22 | Year 23 | Year 24 | Year 25 | Year 26 | Year 27 | Year 28 | Year 29 | Year 30
| E1 | 0 | 0 | 0 | 0 | 0 | 0 | 0 | 0 | 0 | 0 | 0 | 0 | 0 | 0 | 0 | 0 | 0 | 0 | 0 | 0 | 0 | 0 | 0 | 0 | 0 | 0 | 0 | 0 | 0 | 0 | 0 | 0_E1_Switched Out
| E2 | 0 | 0 | 0 | 0 | 0 | 0 | 0 | 0 | 0 | 0 | 0 | 0 | 0 | 0 | 0 | 0 | 0 | 0 | 0 | 0 | 0 | 0 | 0 | 0 | 0 | 0 | 0 | 0 | 0 | 0 | 0 | 0_E2_Switched Out
| E3 | 0 | 0 | 0 | 0 | 0 | 0 | 0 | 0 | 0 | 0 | 0 | 0 | 0 | 0 | 0 | 0 | 0 | 0 | 0 | 0 | 0 | 0 | 0 | 0 | 0 | 0 | 0 | 0 | 0 | 0 | 0 | 0_E3_Switched Out
| E4 | 0 | 0 | 0 | 0 | 0 | 0 | 0 | 0 | 0 | 0 | 0 | 0 | 0 | 0 | 0 | 0 | 0 | 0 | 0 | 0 | 0 | 0 | 0 | 0 | 0 | 0 | 0 | 0 | 0 | 0 | 0 | 0_E4_Switched Out
| E5 | 0 | 0 | 0 | 0 | 0 | 0 | 0 | 0 | 0 | 0 | 0 | 0 | 0 | 0 | 0 | 0 | 0 | 0 | 0 | 0 | 0 | 0 | 0 | 0 | 0 | 0 | 0 | 0 | 0 | 0 | 0 | 0_E5_Switched Out
| E6 | 0 | 0 | 0 | 0 | 0 | 0 | 0 | 0 | 0 | 0 | 0 | 0 | 0 | 0 | 0 | 0 | 0 | 0 | 0 | 0 | 0 | 0 | 0 | 0 | 0 | 0 | 0 | 0 | 0 | 0 | 0 | 0_E6_Switched Out
| E7 | 0 | 0 | 0 | 0 | 0 | 0 | 0 | 0 | 0 | 0 | 0 | 0 | 0 | 0 | 0 | 0 | 0 | 0 | 0 | 0 | 0 | 0 | 0 | 0 | 0 | 0 | 0 | 0 | 0 | 0 | 0 | 0_E7_Switched Out
| E8 | 0 | 0 | 0 | 0 | 0 | 0 | 0 | 0 | 0 | 0 | 0 | 0 | 0 | 0 | 0 | 0 | 0 | 0 | 0 | 0 | 0 | 0 | 0 | 0 | 0 | 0 | 0 | 0 | 0 | 0 | 0 | 0_E8_Switched Out
| E9 | 0 | 0 | 0 | 0 | 0 | 0 | 0 | 0 | 0 | 0 | 0 | 0 | 0 | 0 | 0 | 0 | 0 | 0 | 0 | 0 | 0 | 0 | 0 | 0 | 0 | 0 | 0 | 0 | 0 | 0 | 0 | 0_E9_Switched Out
| E10 | 0 | 0 | 0 | 0 | 0 | 0 | 0 | 0 | 0 | 0 | 0 | 0 | 0 | 0 | 0 | 0 | 0 | 0 | 0 | 0 | 0 | 0 | 0 | 0 | 0 | 0 | 0 | 0 | 0 | 0 | 0 | 0_E10_Switched Out
Units Out
| E1 | 0 | 0 | 0 | 0 | 0 | 0 | 0 | 0 | 0 | 0 | 0 | 0 | 0 | 0 | 0 | 0 | 0 | 0 | 0 | 0 | 0 | 0 | 0 | 0 | 0 | 0 | 0 | 0 | 0 | 0 | 0
| E2 | 0 | 0 | 0 | 0 | 0 | 0 | 0 | 0 | 0 | 0 | 0 | 0 | 0 | 0 | 0 | 0 | 0 | 0 | 0 | 0 | 0 | 0 | 0 | 0 | 0 | 0 | 0 | 0 | 0 | 0 | 0
| E3 | 0 | 0 | 0 | 0 | 0 | 0 | 0 | 0 | 0 | 0 | 0 | 0 | 0 | 0 | 0 | 0 | 0 | 0 | 0 | 0 | 0 | 0 | 0 | 0 | 0 | 0 | 0 | 0 | 0 | 0 | 0
| E4 | 0 | 0 | 0 | 0 | 0 | 0 | 0 | 0 | 0 | 0 | 0 | 0 | 0 | 0 | 0 | 0 | 0 | 0 | 0 | 0 | 0 | 0 | 0 | 0 | 0 | 0 | 0 | 0 | 0 | 0 | 0
| E5 | 0 | 0 | 0 | 0 | 0 | 0 | 0 | 0 | 0 | 0 | 0 | 0 | 0 | 0 | 0 | 0 | 0 | 0 | 0 | 0 | 0 | 0 | 0 | 0 | 0 | 0 | 0 | 0 | 0 | 0 | 0
| E6 | 0 | 0 | 0 | 0 | 0 | 0 | 0 | 0 | 0 | 0 | 0 | 0 | 0 | 0 | 0 | 0 | 0 | 0 | 0 | 0 | 0 | 0 | 0 | 0 | 0 | 0 | 0 | 0 | 0 | 0 | 0
| E7 | 0 | 0 | 0 | 0 | 0 | 0 | 0 | 0 | 0 | 0 | 0 | 0 | 0 | 0 | 0 | 0 | 0 | 0 | 0 | 0 | 0 | 0 | 0 | 0 | 0 | 0 | 0 | 0 | 0 | 0 | 0
| E8 | 0 | 0 | 0 | 0 | 0 | 0 | 0 | 0 | 0 | 0 | 0 | 0 | 0 | 0 | 0 | 0 | 0 | 0 | 0 | 0 | 0 | 0 | 0 | 0 | 0 | 0 | 0 | 0 | 0 | 0 | 0
| E9 | 0 | 0 | 0 | 0 | 0 | 0 | 0 | 0 | 0 | 0 | 0 | 0 | 0 | 0 | 0 | 0 | 0 | 0 | 0 | 0 | 0 | 0 | 0 | 0 | 0 | 0 | 0 | 0 | 0 | 0 | 0
| E10 | 0 | 0 | 0 | 0 | 0 | 0 | 0 | 0 | 0 | 0 | 0 | 0 | 0 | 0 | 0 | 0 | 0 | 0 | 0 | 0 | 0 | 0 | 0 | 0 | 0 | 0 | 0 | 0 | 0 | 0 | 0
| Vintage | 0 | 0 | 0 | 0 | 0 | 0 | 0 | 0 | 0 | 0 | 0 | 0 | 0 | 0 | 0 | 0 | 0 | 0 | 0 | 0 | 0 | 0 | 0 | 0 | 0 | 0 | 0 | 0 | 0 | 0 | 0
Tech Purchase Shares
| Year | Year 0 | Year 1 | Year 2 | Year 3 | Year 4 | Year 5 | Year 6 | Year 7 | Year 8 | Year 9 | Year 10 | Year 11 | Year 12 | Year 13 | Year 14 | Year 15 | Year 16 | Year 17 | Year 18 | Year 19 | Year 20 | Year 21 | Year 22 | Year 23 | Year 24 | Year 25 | Year 26 | Year 27 | Year 28 | Year 29 | Year 30
E1 | bar: Year 0 to Year 30
E2 | bar: Year 0 to Year 30
E3 | bar: Year 0 to Year 30
E4 | bar: Year 0 to Year 30
E5 | bar: Year 0 to Year 30
E6 | bar: Year 0 to Year 30
E7 | bar: Year 0 to Year 30
E8 | bar: Year 0 to Year 30
E9 | bar: Year 0 to Year 30
E10 | bar: Year 0 to Year 30
Units In from Switching
| E1 | 0 | 0 | 0 | 0 | 0 | 0 | 0 | 0 | 0 | 0 | 0 | 0 | 0 | 0 | 0 | 0 | 0 | 0 | 0 | 0 | 0 | 0 | 0 | 0 | 0 | 0 | 0 | 0 | 0 | 0 | 0
| E2 | 0 | 0 | 0 | 0 | 0 | 0 | 0 | 0 | 0 | 0 | 0 | 0 | 0 | 0 | 0 | 0 | 0 | 0 | 0 | 0 | 0 | 0 | 0 | 0 | 0 | 0 | 0 | 0 | 0 | 0 | 0
| E3 | 0 | 0 | 0 | 0 | 0 | 0 | 0 | 0 | 0 | 0 | 0 | 0 | 0 | 0 | 0 | 0 | 0 | 0 | 0 | 0 | 0 | 0 | 0 | 0 | 0 | 0 | 0 | 0 | 0 | 0 | 0
| E4 | 0 | 0 | 0 | 0 | 0 | 0 | 0 | 0 | 0 | 0 | 0 | 0 | 0 | 0 | 0 | 0 | 0 | 0 | 0 | 0 | 0 | 0 | 0 | 0 | 0 | 0 | 0 | 0 | 0 | 0 | 0
| E5 | 0 | 0 | 0 | 0 | 0 | 0 | 0 | 0 | 0 | 0 | 0 | 0 | 0 | 0 | 0 | 0 | 0 | 0 | 0 | 0 | 0 | 0 | 0 | 0 | 0 | 0 | 0 | 0 | 0 | 0 | 0
| E6 | 0 | 0 | 0 | 0 | 0 | 0 | 0 | 0 | 0 | 0 | 0 | 0 | 0 | 0 | 0 | 0 | 0 | 0 | 0 | 0 | 0 | 0 | 0 | 0 | 0 | 0 | 0 | 0 | 0 | 0 | 0
| E7 | 0 | 0 | 0 | 0 | 0 | 0 | 0 | 0 | 0 | 0 | 0 | 0 | 0 | 0 | 0 | 0 | 0 | 0 | 0 | 0 | 0 | 0 | 0 | 0 | 0 | 0 | 0 | 0 | 0 | 0 | 0
| E8 | 0 | 0 | 0 | 0 | 0 | 0 | 0 | 0 | 0 | 0 | 0 | 0 | 0 | 0 | 0 | 0 | 0 | 0 | 0 | 0 | 0 | 0 | 0 | 0 | 0 | 0 | 0 | 0 | 0 | 0 | 0
| E9 | 0 | 0 | 0 | 0 | 0 | 0 | 0 | 0 | 0 | 0 | 0 | 0 | 0 | 0 | 0 | 0 | 0 | 0 | 0 | 0 | 0 | 0 | 0 | 0 | 0 | 0 | 0 | 0 | 0 | 0 | 0
| E10 | 0 | 0 | 0 | 0 | 0 | 0 | 0 | 0 | 0 | 0 | 0 | 0 | 0 | 0 | 0 | 0 | 0 | 0 | 0 | 0 | 0 | 0 | 0 | 0 | 0 | 0 | 0 | 0 | 0 | 0 | 0
| Vintage | 0 | 0 | 0 | 0 | 0 | 0 | 0 | 0 | 0 | 0 | 0 | 0 | 0 | 0 | 0 | 0 | 0 | 0 | 0 | 0 | 0 | 0 | 0 | 0 | 0 | 0 | 0 | 0 | 0 | 0 | 0
Net Change
| Year | Year 0 | Year 1 | Year 2 | Year 3 | Year 4 | Year 5 | Year 6 | Year 7 | Year 8 | Year 9 | Year 10 | Year 11 | Year 12 | Year 13 | Year 14 | Year 15 | Year 16 | Year 17 | Year 18 | Year 19 | Year 20 | Year 21 | Year 22 | Year 23 | Year 24 | Year 25 | Year 26 | Year 27 | Year 28 | Year 29 | Year 30 | Key
| Units | 0 | 0 | 0 | 0 | 0 | 0 | 0 | 0 | 0 | 0 | 0 | 0 | 0 | 0 | 0 | 0 | 0 | 0 | 0 | 0 | 0 | 0 | 0 | 0 | 0 | 0 | 0 | 0 | 0 | 0 | 0 | 0_Units |  |  |  |  | 301957.8232
| Usage | 0 | 0 | 0 | 0 | 0 | 0 | 0 | 0 | 0 | 0 | 0 | 0 | 0 | 0 | 0 | 0 | 0 | 0 | 0 | 0 | 0 | 0 | 0 | 0 | 0 | 0 | 0 | 0 | 0 | 0 | 0 | 0_Usage |  |  |  |  | 1698.6543
| Peak Demand (S) | 0 | 0 | 0 | 0 | 0 | 0 | 0 | 0 | 0 | 0 | 0 | 0 | 0 | 0 | 0 | 0 | 0 | 0 | 0 | 0 | 0 | 0 | 0 | 0 | 0 | 0 | 0 | 0 | 0 | 0 | 0 | 0_Peak Demand (S) |  |  |  |  | 0
| Peak Demand (W) | 0 | 0 | 0 | 0 | 0 | 0 | 0 | 0 | 0 | 0 | 0 | 0 | 0 | 0 | 0 | 0 | 0 | 0 | 0 | 0 | 0 | 0 | 0 | 0 | 0 | 0 | 0 | 0 | 0 | 0 | 0 | 0_Peak Demand (W) |  |  |  |  | 884.6119
| Turnover | 0 | 0 | 0 | 0 | 0 | 0 | 0 | 0 | 0 | 0 | 0 | 0 | 0 | 0 | 0 | 0 | 0 | 0 | 0 | 0 | 0 | 0 | 0 | 0 | 0 | 0 | 0 | 0 | 0 | 0 | 0 | 0_Turnover |  |  |  |  | 6885.4476
| Avg. Replacement Usage | 0 | 0 | 0 | 0 | 0 | 0 | 0 | 0 | 0 | 0 | 0 | 0 | 0 | 0 | 0 | 0 | 0 | 0 | 0 | 0 | 0 | 0 | 0 | 0 | 0 | 0 | 0 | 0 | 0 | 0 | 0 | 0_Avg. Replacement Usage |  |  |  |  | 5638.8522
| Avg. Replacement Demand (S) | 0 | 0 | 0 | 0 | 0 | 0 | 0 | 0 | 0 | 0 | 0 | 0 | 0 | 0 | 0 | 0 | 0 | 0 | 0 | 0 | 0 | 0 | 0 | 0 | 0 | 0 | 0 | 0 | 0 | 0 | 0 | 0_Avg. Replacement Demand (S) |  |  |  |  | 0
| Avg. Replacement Demand (W) | 0 | 0 | 0 | 0 | 0 | 0 | 0 | 0 | 0 | 0 | 0 | 0 | 0 | 0 | 0 | 0 | 0 | 0 | 0 | 0 | 0 | 0 | 0 | 0 | 0 | 0 | 0 | 0 | 0 | 0 | 0 | 0_Avg. Replacement Demand (W) |  |  |  |  | 2.9366
Purchases
| Year | Year 0 | Year 1 | Year 2 | Year 3 | Year 4 | Year 5 | Year 6 | Year 7 | Year 8 | Year 9 | Year 10 | Year 11 | Year 12 | Year 13 | Year 14 | Year 15 | Year 16 | Year 17 | Year 18 | Year 19 | Year 20 | Year 21 | Year 22 | Year 23 | Year 24 | Year 25 | Year 26 | Year 27 | Year 28 | Year 29 | Year 30
| E1 | 0 | 0 | 0 | 0 | 0 | 0 | 0 | 0 | 0 | 0 | 0 | 0 | 0 | 0 | 0 | 0 | 0 | 0 | 0 | 0 | 0 | 0 | 0 | 0 | 0 | 0 | 0 | 0 | 0 | 0 | 0 | 0_E1_Purchases |  |  |  |  | 6885.4476
| E2 | 0 | 0 | 0 | 0 | 0 | 0 | 0 | 0 | 0 | 0 | 0 | 0 | 0 | 0 | 0 | 0 | 0 | 0 | 0 | 0 | 0 | 0 | 0 | 0 | 0 | 0 | 0 | 0 | 0 | 0 | 0 | 0_E2_Purchases |  |  |  |  | 0
| E3 | 0 | 0 | 0 | 0 | 0 | 0 | 0 | 0 | 0 | 0 | 0 | 0 | 0 | 0 | 0 | 0 | 0 | 0 | 0 | 0 | 0 | 0 | 0 | 0 | 0 | 0 | 0 | 0 | 0 | 0 | 0 | 0_E3_Purchases |  |  |  |  | 0
| E4 | 0 | 0 | 0 | 0 | 0 | 0 | 0 | 0 | 0 | 0 | 0 | 0 | 0 | 0 | 0 | 0 | 0 | 0 | 0 | 0 | 0 | 0 | 0 | 0 | 0 | 0 | 0 | 0 | 0 | 0 | 0 | 0_E4_Purchases |  |  |  |  | 0
| E5 | 0 | 0 | 0 | 0 | 0 | 0 | 0 | 0 | 0 | 0 | 0 | 0 | 0 | 0 | 0 | 0 | 0 | 0 | 0 | 0 | 0 | 0 | 0 | 0 | 0 | 0 | 0 | 0 | 0 | 0 | 0 | 0_E5_Purchases |  |  |  |  | 0
| E6 | 0 | 0 | 0 | 0 | 0 | 0 | 0 | 0 | 0 | 0 | 0 | 0 | 0 | 0 | 0 | 0 | 0 | 0 | 0 | 0 | 0 | 0 | 0 | 0 | 0 | 0 | 0 | 0 | 0 | 0 | 0 | 0_E6_Purchases |  |  |  |  | 0
| E7 | 0 | 0 | 0 | 0 | 0 | 0 | 0 | 0 | 0 | 0 | 0 | 0 | 0 | 0 | 0 | 0 | 0 | 0 | 0 | 0 | 0 | 0 | 0 | 0 | 0 | 0 | 0 | 0 | 0 | 0 | 0 | 0_E7_Purchases |  |  |  |  | 0
| E8 | 0 | 0 | 0 | 0 | 0 | 0 | 0 | 0 | 0 | 0 | 0 | 0 | 0 | 0 | 0 | 0 | 0 | 0 | 0 | 0 | 0 | 0 | 0 | 0 | 0 | 0 | 0 | 0 | 0 | 0 | 0 | 0_E8_Purchases |  |  |  |  | 0
| E9 | 0 | 0 | 0 | 0 | 0 | 0 | 0 | 0 | 0 | 0 | 0 | 0 | 0 | 0 | 0 | 0 | 0 | 0 | 0 | 0 | 0 | 0 | 0 | 0 | 0 | 0 | 0 | 0 | 0 | 0 | 0 | 0_E9_Purchases |  |  |  |  | 0
| E10 | 0 | 0 | 0 | 0 | 0 | 0 | 0 | 0 | 0 | 0 | 0 | 0 | 0 | 0 | 0 | 0 | 0 | 0 | 0 | 0 | 0 | 0 | 0 | 0 | 0 | 0 | 0 | 0 | 0 | 0 | 0 | 0_E10_Purchases |  |  |  |  | 0
Stock
| Year | Year 0 | Year 1 | Year 2 | Year 3 | Year 4 | Year 5 | Year 6 | Year 7 | Year 8 | Year 9 | Year 10 | Year 11 | Year 12 | Year 13 | Year 14 | Year 15 | Year 16 | Year 17 | Year 18 | Year 19 | Year 20 | Year 21 | Year 22 | Year 23 | Year 24 | Year 25 | Year 26 | Year 27 | Year 28 | Year 29 | Year 30
| E1 | 0 | 0 | 0 | 0 | 0 | 0 | 0 | 0 | 0 | 0 | 0 | 0 | 0 | 0 | 0 | 0 | 0 | 0 | 0 | 0 | 0 | 0 | 0 | 0 | 0 | 0 | 0 | 0 | 0 | 0 | 0 | 0_E1_Stock |  |  |  |  | 13576.6093
| E2 | 0 | 0 | 0 | 0 | 0 | 0 | 0 | 0 | 0 | 0 | 0 | 0 | 0 | 0 | 0 | 0 | 0 | 0 | 0 | 0 | 0 | 0 | 0 | 0 | 0 | 0 | 0 | 0 | 0 | 0 | 0 | 0_E2_Stock |  |  |  |  | 0
| E3 | 0 | 0 | 0 | 0 | 0 | 0 | 0 | 0 | 0 | 0 | 0 | 0 | 0 | 0 | 0 | 0 | 0 | 0 | 0 | 0 | 0 | 0 | 0 | 0 | 0 | 0 | 0 | 0 | 0 | 0 | 0 | 0_E3_Stock |  |  |  |  | 0
| E4 | 0 | 0 | 0 | 0 | 0 | 0 | 0 | 0 | 0 | 0 | 0 | 0 | 0 | 0 | 0 | 0 | 0 | 0 | 0 | 0 | 0 | 0 | 0 | 0 | 0 | 0 | 0 | 0 | 0 | 0 | 0 | 0_E4_Stock |  |  |  |  | 0
| E5 | 0 | 0 | 0 | 0 | 0 | 0 | 0 | 0 | 0 | 0 | 0 | 0 | 0 | 0 | 0 | 0 | 0 | 0 | 0 | 0 | 0 | 0 | 0 | 0 | 0 | 0 | 0 | 0 | 0 | 0 | 0 | 0_E5_Stock |  |  |  |  | 0
| E6 | 0 | 0 | 0 | 0 | 0 | 0 | 0 | 0 | 0 | 0 | 0 | 0 | 0 | 0 | 0 | 0 | 0 | 0 | 0 | 0 | 0 | 0 | 0 | 0 | 0 | 0 | 0 | 0 | 0 | 0 | 0 | 0_E6_Stock |  |  |  |  | 0
| E7 | 0 | 0 | 0 | 0 | 0 | 0 | 0 | 0 | 0 | 0 | 0 | 0 | 0 | 0 | 0 | 0 | 0 | 0 | 0 | 0 | 0 | 0 | 0 | 0 | 0 | 0 | 0 | 0 | 0 | 0 | 0 | 0_E7_Stock |  |  |  |  | 0
| E8 | 0 | 0 | 0 | 0 | 0 | 0 | 0 | 0 | 0 | 0 | 0 | 0 | 0 | 0 | 0 | 0 | 0 | 0 | 0 | 0 | 0 | 0 | 0 | 0 | 0 | 0 | 0 | 0 | 0 | 0 | 0 | 0_E8_Stock |  |  |  |  | 0
| E9 | 0 | 0 | 0 | 0 | 0 | 0 | 0 | 0 | 0 | 0 | 0 | 0 | 0 | 0 | 0 | 0 | 0 | 0 | 0 | 0 | 0 | 0 | 0 | 0 | 0 | 0 | 0 | 0 | 0 | 0 | 0 | 0_E9_Stock |  |  |  |  | 0
| E10 | 0 | 0 | 0 | 0 | 0 | 0 | 0 | 0 | 0 | 0 | 0 | 0 | 0 | 0 | 0 | 0 | 0 | 0 | 0 | 0 | 0 | 0 | 0 | 0 | 0 | 0 | 0 | 0 | 0 | 0 | 0 | 0_E10_Stock |  |  |  |  | 0
| Vintage | 0 | 0 | 0 | 0 | 0 | 0 | 0 | 0 | 0 | 0 | 0 | 0 | 0 | 0 | 0 | 0 | 0 | 0 | 0 | 0 | 0 | 0 | 0 | 0 | 0 | 0 | 0 | 0 | 0 | 0 | 0 | 0_Vintage_Stock |  |  |  |  | 288381.2139
S3C5 |  | Year 0: System 3 Technology 5
Technology Variables
| Tech Key | Year 0: 0
| Peak Factor (S) | Year 0: 0
| Peak Factor (W) | Year 0: 0
| Min Vintage Lifetime | Year 0: 0
| Max Vintage Lifetime | Year 0: 0
| Turnover Style | Year 0: 0
Technology Variables
| Equipment | Year 0: Label; Year 1: Min Lifetime; Year 2: Max Lifetime; Year 3: Degradation; Year 4: Usage; Year 5: Available
| E1 | Year 1: 0; Year 2: 0; Year 3: 0%; Year 4: 0; Year 5: FALSE
| E2 | Year 1: 0; Year 2: 0; Year 3: 0%; Year 4: 0; Year 5: FALSE
| E3 | Year 1: 0; Year 2: 0; Year 3: 0%; Year 4: 0; Year 5: FALSE
| E4 | Year 1: 0; Year 2: 0; Year 3: 0%; Year 4: 0; Year 5: FALSE
| E5 | Year 1: 0; Year 2: 0; Year 3: 0%; Year 4: 0; Year 5: FALSE
| E6 | Year 1: 0; Year 2: 0; Year 3: 0%; Year 4: 0; Year 5: FALSE
| E7 | Year 1: 0; Year 2: 0; Year 3: 0%; Year 4: 0; Year 5: FALSE
| E8 | Year 1: 0; Year 2: 0; Year 3: 0%; Year 4: 0; Year 5: FALSE
| E9 | Year 1: 0; Year 2: 0; Year 3: 0%; Year 4: 0; Year 5: FALSE
| E10 | Year 1: 0; Year 2: 0; Year 3: 0%; Year 4: 0; Year 5: FALSE
Original Forecast Results
| Year | Year 0 | Year 1 | Year 2 | Year 3 | Year 4 | Year 5 | Year 6 | Year 7 | Year 8 | Year 9 | Year 10 | Year 11 | Year 12 | Year 13 | Year 14 | Year 15 | Year 16 | Year 17 | Year 18 | Year 19 | Year 20 | Year 21 | Year 22 | Year 23 | Year 24 | Year 25 | Year 26 | Year 27 | Year 28 | Year 29 | Year 30 | Key
| Units | 0 | 0 | 0 | 0 | 0 | 0 | 0 | 0 | 0 | 0 | 0 | 0 | 0 | 0 | 0 | 0 | 0 | 0 | 0 | 0 | 0 | 0 | 0 | 0 | 0 | 0 | 0 | 0 | 0 | 0 | 0 | #REF! |  |  |  |  | 301957.8232
| Usage | 0 | 0 | 0 | 0 | 0 | 0 | 0 | 0 | 0 | 0 | 0 | 0 | 0 | 0 | 0 | 0 | 0 | 0 | 0 | 0 | 0 | 0 | 0 | 0 | 0 | 0 | 0 | 0 | 0 | 0 | 0 | #REF! |  |  |  |  | 1698.6543
| Peak Demand (S) | 0 | 0 | 0 | 0 | 0 | 0 | 0 | 0 | 0 | 0 | 0 | 0 | 0 | 0 | 0 | 0 | 0 | 0 | 0 | 0 | 0 | 0 | 0 | 0 | 0 | 0 | 0 | 0 | 0 | 0 | 0 | #REF! |  |  |  |  | 0
| Peak Demand (W) | 0 | 0 | 0 | 0 | 0 | 0 | 0 | 0 | 0 | 0 | 0 | 0 | 0 | 0 | 0 | 0 | 0 | 0 | 0 | 0 | 0 | 0 | 0 | 0 | 0 | 0 | 0 | 0 | 0 | 0 | 0 | #REF! |  |  |  |  | 884.6119
| Turnover | 0 | 0 | 0 | 0 | 0 | 0 | 0 | 0 | 0 | 0 | 0 | 0 | 0 | 0 | 0 | 0 | 0 | 0 | 0 | 0 | 0 | 0 | 0 | 0 | 0 | 0 | 0 | 0 | 0 | 0 | 0 | #REF! |  |  |  |  | 6885.4476
| Avg. Replacement Usage | 0 | 0 | 0 | 0 | 0 | 0 | 0 | 0 | 0 | 0 | 0 | 0 | 0 | 0 | 0 | 0 | 0 | 0 | 0 | 0 | 0 | 0 | 0 | 0 | 0 | 0 | 0 | 0 | 0 | 0 | 0 | #REF! |  |  |  |  | 5638.8522
| Avg. Replacement Demand (S) | 0 | 0 | 0 | 0 | 0 | 0 | 0 | 0 | 0 | 0 | 0 | 0 | 0 | 0 | 0 | 0 | 0 | 0 | 0 | 0 | 0 | 0 | 0 | 0 | 0 | 0 | 0 | 0 | 0 | 0 | 0 | #REF! |  |  |  |  | 0
| Avg. Replacement Demand (W) | 0 | 0 | 0 | 0 | 0 | 0 | 0 | 0 | 0 | 0 | 0 | 0 | 0 | 0 | 0 | 0 | 0 | 0 | 0 | 0 | 0 | 0 | 0 | 0 | 0 | 0 | 0 | 0 | 0 | 0 | 0 | #REF! |  |  |  |  | 2.9366
Tech Forecast Stock
| Year | Year 0 | Year 1 | Year 2 | Year 3 | Year 4 | Year 5 | Year 6 | Year 7 | Year 8 | Year 9 | Year 10 | Year 11 | Year 12 | Year 13 | Year 14 | Year 15 | Year 16 | Year 17 | Year 18 | Year 19 | Year 20 | Year 21 | Year 22 | Year 23 | Year 24 | Year 25 | Year 26 | Year 27 | Year 28 | Year 29 | Year 30
| E1 | 0 | 0 | 0 | 0 | 0 | 0 | 0 | 0 | 0 | 0 | 0 | 0 | 0 | 0 | 0 | 0 | 0 | 0 | 0 | 0 | 0 | 0 | 0 | 0 | 0 | 0 | 0 | 0 | 0 | 0 | 0
| E2 | 0 | 0 | 0 | 0 | 0 | 0 | 0 | 0 | 0 | 0 | 0 | 0 | 0 | 0 | 0 | 0 | 0 | 0 | 0 | 0 | 0 | 0 | 0 | 0 | 0 | 0 | 0 | 0 | 0 | 0 | 0
| E3 | 0 | 0 | 0 | 0 | 0 | 0 | 0 | 0 | 0 | 0 | 0 | 0 | 0 | 0 | 0 | 0 | 0 | 0 | 0 | 0 | 0 | 0 | 0 | 0 | 0 | 0 | 0 | 0 | 0 | 0 | 0
| E4 | 0 | 0 | 0 | 0 | 0 | 0 | 0 | 0 | 0 | 0 | 0 | 0 | 0 | 0 | 0 | 0 | 0 | 0 | 0 | 0 | 0 | 0 | 0 | 0 | 0 | 0 | 0 | 0 | 0 | 0 | 0
| E5 | 0 | 0 | 0 | 0 | 0 | 0 | 0 | 0 | 0 | 0 | 0 | 0 | 0 | 0 | 0 | 0 | 0 | 0 | 0 | 0 | 0 | 0 | 0 | 0 | 0 | 0 | 0 | 0 | 0 | 0 | 0
| E6 | 0 | 0 | 0 | 0 | 0 | 0 | 0 | 0 | 0 | 0 | 0 | 0 | 0 | 0 | 0 | 0 | 0 | 0 | 0 | 0 | 0 | 0 | 0 | 0 | 0 | 0 | 0 | 0 | 0 | 0 | 0
| E7 | 0 | 0 | 0 | 0 | 0 | 0 | 0 | 0 | 0 | 0 | 0 | 0 | 0 | 0 | 0 | 0 | 0 | 0 | 0 | 0 | 0 | 0 | 0 | 0 | 0 | 0 | 0 | 0 | 0 | 0 | 0
| E8 | 0 | 0 | 0 | 0 | 0 | 0 | 0 | 0 | 0 | 0 | 0 | 0 | 0 | 0 | 0 | 0 | 0 | 0 | 0 | 0 | 0 | 0 | 0 | 0 | 0 | 0 | 0 | 0 | 0 | 0 | 0
| E9 | 0 | 0 | 0 | 0 | 0 | 0 | 0 | 0 | 0 | 0 | 0 | 0 | 0 | 0 | 0 | 0 | 0 | 0 | 0 | 0 | 0 | 0 | 0 | 0 | 0 | 0 | 0 | 0 | 0 | 0 | 0
| E10 | 0 | 0 | 0 | 0 | 0 | 0 | 0 | 0 | 0 | 0 | 0 | 0 | 0 | 0 | 0 | 0 | 0 | 0 | 0 | 0 | 0 | 0 | 0 | 0 | 0 | 0 | 0 | 0 | 0 | 0 | 0
| Vintage | 0 | 0 | 0 | 0 | 0 | 0 | 0 | 0 | 0 | 0 | 0 | 0 | 0 | 0 | 0 | 0 | 0 | 0 | 0 | 0 | 0 | 0 | 0 | 0 | 0 | 0 | 0 | 0 | 0 | 0 | 0
Stock for Switching
| Year | Year 0 | Year 1 | Year 2 | Year 3 | Year 4 | Year 5 | Year 6 | Year 7 | Year 8 | Year 9 | Year 10 | Year 11 | Year 12 | Year 13 | Year 14 | Year 15 | Year 16 | Year 17 | Year 18 | Year 19 | Year 20 | Year 21 | Year 22 | Year 23 | Year 24 | Year 25 | Year 26 | Year 27 | Year 28 | Year 29 | Year 30
| E1 | 0 | 0 | 0 | 0 | 0 | 0 | 0 | 0 | 0 | 0 | 0 | 0 | 0 | 0 | 0 | 0 | 0 | 0 | 0 | 0 | 0 | 0 | 0 | 0 | 0 | 0 | 0 | 0 | 0 | 0 | 0 | 0_E1_SysStock
| E2 | 0 | 0 | 0 | 0 | 0 | 0 | 0 | 0 | 0 | 0 | 0 | 0 | 0 | 0 | 0 | 0 | 0 | 0 | 0 | 0 | 0 | 0 | 0 | 0 | 0 | 0 | 0 | 0 | 0 | 0 | 0 | 0_E2_SysStock
| E3 | 0 | 0 | 0 | 0 | 0 | 0 | 0 | 0 | 0 | 0 | 0 | 0 | 0 | 0 | 0 | 0 | 0 | 0 | 0 | 0 | 0 | 0 | 0 | 0 | 0 | 0 | 0 | 0 | 0 | 0 | 0 | 0_E3_SysStock
| E4 | 0 | 0 | 0 | 0 | 0 | 0 | 0 | 0 | 0 | 0 | 0 | 0 | 0 | 0 | 0 | 0 | 0 | 0 | 0 | 0 | 0 | 0 | 0 | 0 | 0 | 0 | 0 | 0 | 0 | 0 | 0 | 0_E4_SysStock
| E5 | 0 | 0 | 0 | 0 | 0 | 0 | 0 | 0 | 0 | 0 | 0 | 0 | 0 | 0 | 0 | 0 | 0 | 0 | 0 | 0 | 0 | 0 | 0 | 0 | 0 | 0 | 0 | 0 | 0 | 0 | 0 | 0_E5_SysStock
| E6 | 0 | 0 | 0 | 0 | 0 | 0 | 0 | 0 | 0 | 0 | 0 | 0 | 0 | 0 | 0 | 0 | 0 | 0 | 0 | 0 | 0 | 0 | 0 | 0 | 0 | 0 | 0 | 0 | 0 | 0 | 0 | 0_E6_SysStock
| E7 | 0 | 0 | 0 | 0 | 0 | 0 | 0 | 0 | 0 | 0 | 0 | 0 | 0 | 0 | 0 | 0 | 0 | 0 | 0 | 0 | 0 | 0 | 0 | 0 | 0 | 0 | 0 | 0 | 0 | 0 | 0 | 0_E7_SysStock
| E8 | 0 | 0 | 0 | 0 | 0 | 0 | 0 | 0 | 0 | 0 | 0 | 0 | 0 | 0 | 0 | 0 | 0 | 0 | 0 | 0 | 0 | 0 | 0 | 0 | 0 | 0 | 0 | 0 | 0 | 0 | 0 | 0_E8_SysStock
| E9 | 0 | 0 | 0 | 0 | 0 | 0 | 0 | 0 | 0 | 0 | 0 | 0 | 0 | 0 | 0 | 0 | 0 | 0 | 0 | 0 | 0 | 0 | 0 | 0 | 0 | 0 | 0 | 0 | 0 | 0 | 0 | 0_E9_SysStock
| E10 | 0 | 0 | 0 | 0 | 0 | 0 | 0 | 0 | 0 | 0 | 0 | 0 | 0 | 0 | 0 | 0 | 0 | 0 | 0 | 0 | 0 | 0 | 0 | 0 | 0 | 0 | 0 | 0 | 0 | 0 | 0 | 0_E10_SysStock
| Vintage | 0 | 0 | 0 | 0 | 0 | 0 | 0 | 0 | 0 | 0 | 0 | 0 | 0 | 0 | 0 | 0 | 0 | 0 | 0 | 0 | 0 | 0 | 0 | 0 | 0 | 0 | 0 | 0 | 0 | 0 | 0 | 0_Vintage_SysStock
Tech Forecast Purchases
| Year | Year 0 | Year 1 | Year 2 | Year 3 | Year 4 | Year 5 | Year 6 | Year 7 | Year 8 | Year 9 | Year 10 | Year 11 | Year 12 | Year 13 | Year 14 | Year 15 | Year 16 | Year 17 | Year 18 | Year 19 | Year 20 | Year 21 | Year 22 | Year 23 | Year 24 | Year 25 | Year 26 | Year 27 | Year 28 | Year 29 | Year 30
| E1 | 0 | 0 | 0 | 0 | 0 | 0 | 0 | 0 | 0 | 0 | 0 | 0 | 0 | 0 | 0 | 0 | 0 | 0 | 0 | 0 | 0 | 0 | 0 | 0 | 0 | 0 | 0 | 0 | 0 | 0 | 0
| E2 | 0 | 0 | 0 | 0 | 0 | 0 | 0 | 0 | 0 | 0 | 0 | 0 | 0 | 0 | 0 | 0 | 0 | 0 | 0 | 0 | 0 | 0 | 0 | 0 | 0 | 0 | 0 | 0 | 0 | 0 | 0
| E3 | 0 | 0 | 0 | 0 | 0 | 0 | 0 | 0 | 0 | 0 | 0 | 0 | 0 | 0 | 0 | 0 | 0 | 0 | 0 | 0 | 0 | 0 | 0 | 0 | 0 | 0 | 0 | 0 | 0 | 0 | 0
| E4 | 0 | 0 | 0 | 0 | 0 | 0 | 0 | 0 | 0 | 0 | 0 | 0 | 0 | 0 | 0 | 0 | 0 | 0 | 0 | 0 | 0 | 0 | 0 | 0 | 0 | 0 | 0 | 0 | 0 | 0 | 0
| E5 | 0 | 0 | 0 | 0 | 0 | 0 | 0 | 0 | 0 | 0 | 0 | 0 | 0 | 0 | 0 | 0 | 0 | 0 | 0 | 0 | 0 | 0 | 0 | 0 | 0 | 0 | 0 | 0 | 0 | 0 | 0
| E6 | 0 | 0 | 0 | 0 | 0 | 0 | 0 | 0 | 0 | 0 | 0 | 0 | 0 | 0 | 0 | 0 | 0 | 0 | 0 | 0 | 0 | 0 | 0 | 0 | 0 | 0 | 0 | 0 | 0 | 0 | 0
| E7 | 0 | 0 | 0 | 0 | 0 | 0 | 0 | 0 | 0 | 0 | 0 | 0 | 0 | 0 | 0 | 0 | 0 | 0 | 0 | 0 | 0 | 0 | 0 | 0 | 0 | 0 | 0 | 0 | 0 | 0 | 0
| E8 | 0 | 0 | 0 | 0 | 0 | 0 | 0 | 0 | 0 | 0 | 0 | 0 | 0 | 0 | 0 | 0 | 0 | 0 | 0 | 0 | 0 | 0 | 0 | 0 | 0 | 0 | 0 | 0 | 0 | 0 | 0
| E9 | 0 | 0 | 0 | 0 | 0 | 0 | 0 | 0 | 0 | 0 | 0 | 0 | 0 | 0 | 0 | 0 | 0 | 0 | 0 | 0 | 0 | 0 | 0 | 0 | 0 | 0 | 0 | 0 | 0 | 0 | 0
| E10 | 0 | 0 | 0 | 0 | 0 | 0 | 0 | 0 | 0 | 0 | 0 | 0 | 0 | 0 | 0 | 0 | 0 | 0 | 0 | 0 | 0 | 0 | 0 | 0 | 0 | 0 | 0 | 0 | 0 | 0 | 0
Potential to Switch
| Year | Year 0 | Year 1 | Year 2 | Year 3 | Year 4 | Year 5 | Year 6 | Year 7 | Year 8 | Year 9 | Year 10 | Year 11 | Year 12 | Year 13 | Year 14 | Year 15 | Year 16 | Year 17 | Year 18 | Year 19 | Year 20 | Year 21 | Year 22 | Year 23 | Year 24 | Year 25 | Year 26 | Year 27 | Year 28 | Year 29 | Year 30
| E1 | 0 | 0 | 0 | 0 | 0 | 0 | 0 | 0 | 0 | 0 | 0 | 0 | 0 | 0 | 0 | 0 | 0 | 0 | 0 | 0 | 0 | 0 | 0 | 0 | 0 | 0 | 0 | 0 | 0 | 0 | 0 | 0_E1_Switched Out
| E2 | 0 | 0 | 0 | 0 | 0 | 0 | 0 | 0 | 0 | 0 | 0 | 0 | 0 | 0 | 0 | 0 | 0 | 0 | 0 | 0 | 0 | 0 | 0 | 0 | 0 | 0 | 0 | 0 | 0 | 0 | 0 | 0_E2_Switched Out
| E3 | 0 | 0 | 0 | 0 | 0 | 0 | 0 | 0 | 0 | 0 | 0 | 0 | 0 | 0 | 0 | 0 | 0 | 0 | 0 | 0 | 0 | 0 | 0 | 0 | 0 | 0 | 0 | 0 | 0 | 0 | 0 | 0_E3_Switched Out
| E4 | 0 | 0 | 0 | 0 | 0 | 0 | 0 | 0 | 0 | 0 | 0 | 0 | 0 | 0 | 0 | 0 | 0 | 0 | 0 | 0 | 0 | 0 | 0 | 0 | 0 | 0 | 0 | 0 | 0 | 0 | 0 | 0_E4_Switched Out
| E5 | 0 | 0 | 0 | 0 | 0 | 0 | 0 | 0 | 0 | 0 | 0 | 0 | 0 | 0 | 0 | 0 | 0 | 0 | 0 | 0 | 0 | 0 | 0 | 0 | 0 | 0 | 0 | 0 | 0 | 0 | 0 | 0_E5_Switched Out
| E6 | 0 | 0 | 0 | 0 | 0 | 0 | 0 | 0 | 0 | 0 | 0 | 0 | 0 | 0 | 0 | 0 | 0 | 0 | 0 | 0 | 0 | 0 | 0 | 0 | 0 | 0 | 0 | 0 | 0 | 0 | 0 | 0_E6_Switched Out
| E7 | 0 | 0 | 0 | 0 | 0 | 0 | 0 | 0 | 0 | 0 | 0 | 0 | 0 | 0 | 0 | 0 | 0 | 0 | 0 | 0 | 0 | 0 | 0 | 0 | 0 | 0 | 0 | 0 | 0 | 0 | 0 | 0_E7_Switched Out
| E8 | 0 | 0 | 0 | 0 | 0 | 0 | 0 | 0 | 0 | 0 | 0 | 0 | 0 | 0 | 0 | 0 | 0 | 0 | 0 | 0 | 0 | 0 | 0 | 0 | 0 | 0 | 0 | 0 | 0 | 0 | 0 | 0_E8_Switched Out
| E9 | 0 | 0 | 0 | 0 | 0 | 0 | 0 | 0 | 0 | 0 | 0 | 0 | 0 | 0 | 0 | 0 | 0 | 0 | 0 | 0 | 0 | 0 | 0 | 0 | 0 | 0 | 0 | 0 | 0 | 0 | 0 | 0_E9_Switched Out
| E10 | 0 | 0 | 0 | 0 | 0 | 0 | 0 | 0 | 0 | 0 | 0 | 0 | 0 | 0 | 0 | 0 | 0 | 0 | 0 | 0 | 0 | 0 | 0 | 0 | 0 | 0 | 0 | 0 | 0 | 0 | 0 | 0_E10_Switched Out
Units Out
| E1 | 0 | 0 | 0 | 0 | 0 | 0 | 0 | 0 | 0 | 0 | 0 | 0 | 0 | 0 | 0 | 0 | 0 | 0 | 0 | 0 | 0 | 0 | 0 | 0 | 0 | 0 | 0 | 0 | 0 | 0 | 0
| E2 | 0 | 0 | 0 | 0 | 0 | 0 | 0 | 0 | 0 | 0 | 0 | 0 | 0 | 0 | 0 | 0 | 0 | 0 | 0 | 0 | 0 | 0 | 0 | 0 | 0 | 0 | 0 | 0 | 0 | 0 | 0
| E3 | 0 | 0 | 0 | 0 | 0 | 0 | 0 | 0 | 0 | 0 | 0 | 0 | 0 | 0 | 0 | 0 | 0 | 0 | 0 | 0 | 0 | 0 | 0 | 0 | 0 | 0 | 0 | 0 | 0 | 0 | 0
| E4 | 0 | 0 | 0 | 0 | 0 | 0 | 0 | 0 | 0 | 0 | 0 | 0 | 0 | 0 | 0 | 0 | 0 | 0 | 0 | 0 | 0 | 0 | 0 | 0 | 0 | 0 | 0 | 0 | 0 | 0 | 0
| E5 | 0 | 0 | 0 | 0 | 0 | 0 | 0 | 0 | 0 | 0 | 0 | 0 | 0 | 0 | 0 | 0 | 0 | 0 | 0 | 0 | 0 | 0 | 0 | 0 | 0 | 0 | 0 | 0 | 0 | 0 | 0
| E6 | 0 | 0 | 0 | 0 | 0 | 0 | 0 | 0 | 0 | 0 | 0 | 0 | 0 | 0 | 0 | 0 | 0 | 0 | 0 | 0 | 0 | 0 | 0 | 0 | 0 | 0 | 0 | 0 | 0 | 0 | 0
| E7 | 0 | 0 | 0 | 0 | 0 | 0 | 0 | 0 | 0 | 0 | 0 | 0 | 0 | 0 | 0 | 0 | 0 | 0 | 0 | 0 | 0 | 0 | 0 | 0 | 0 | 0 | 0 | 0 | 0 | 0 | 0
| E8 | 0 | 0 | 0 | 0 | 0 | 0 | 0 | 0 | 0 | 0 | 0 | 0 | 0 | 0 | 0 | 0 | 0 | 0 | 0 | 0 | 0 | 0 | 0 | 0 | 0 | 0 | 0 | 0 | 0 | 0 | 0
| E9 | 0 | 0 | 0 | 0 | 0 | 0 | 0 | 0 | 0 | 0 | 0 | 0 | 0 | 0 | 0 | 0 | 0 | 0 | 0 | 0 | 0 | 0 | 0 | 0 | 0 | 0 | 0 | 0 | 0 | 0 | 0
| E10 | 0 | 0 | 0 | 0 | 0 | 0 | 0 | 0 | 0 | 0 | 0 | 0 | 0 | 0 | 0 | 0 | 0 | 0 | 0 | 0 | 0 | 0 | 0 | 0 | 0 | 0 | 0 | 0 | 0 | 0 | 0
| Vintage | 0 | 0 | 0 | 0 | 0 | 0 | 0 | 0 | 0 | 0 | 0 | 0 | 0 | 0 | 0 | 0 | 0 | 0 | 0 | 0 | 0 | 0 | 0 | 0 | 0 | 0 | 0 | 0 | 0 | 0 | 0
Tech Purchase Shares
| Year | Year 0 | Year 1 | Year 2 | Year 3 | Year 4 | Year 5 | Year 6 | Year 7 | Year 8 | Year 9 | Year 10 | Year 11 | Year 12 | Year 13 | Year 14 | Year 15 | Year 16 | Year 17 | Year 18 | Year 19 | Year 20 | Year 21 | Year 22 | Year 23 | Year 24 | Year 25 | Year 26 | Year 27 | Year 28 | Year 29 | Year 30
E1 | bar: Year 0 to Year 30
E2 | bar: Year 0 to Year 30
E3 | bar: Year 0 to Year 30
E4 | bar: Year 0 to Year 30
E5 | bar: Year 0 to Year 30
E6 | bar: Year 0 to Year 30
E7 | bar: Year 0 to Year 30
E8 | bar: Year 0 to Year 30
E9 | bar: Year 0 to Year 30
E10 | bar: Year 0 to Year 30
Units In from Switching
| E1 | 0 | 0 | 0 | 0 | 0 | 0 | 0 | 0 | 0 | 0 | 0 | 0 | 0 | 0 | 0 | 0 | 0 | 0 | 0 | 0 | 0 | 0 | 0 | 0 | 0 | 0 | 0 | 0 | 0 | 0 | 0
| E2 | 0 | 0 | 0 | 0 | 0 | 0 | 0 | 0 | 0 | 0 | 0 | 0 | 0 | 0 | 0 | 0 | 0 | 0 | 0 | 0 | 0 | 0 | 0 | 0 | 0 | 0 | 0 | 0 | 0 | 0 | 0
| E3 | 0 | 0 | 0 | 0 | 0 | 0 | 0 | 0 | 0 | 0 | 0 | 0 | 0 | 0 | 0 | 0 | 0 | 0 | 0 | 0 | 0 | 0 | 0 | 0 | 0 | 0 | 0 | 0 | 0 | 0 | 0
| E4 | 0 | 0 | 0 | 0 | 0 | 0 | 0 | 0 | 0 | 0 | 0 | 0 | 0 | 0 | 0 | 0 | 0 | 0 | 0 | 0 | 0 | 0 | 0 | 0 | 0 | 0 | 0 | 0 | 0 | 0 | 0
| E5 | 0 | 0 | 0 | 0 | 0 | 0 | 0 | 0 | 0 | 0 | 0 | 0 | 0 | 0 | 0 | 0 | 0 | 0 | 0 | 0 | 0 | 0 | 0 | 0 | 0 | 0 | 0 | 0 | 0 | 0 | 0
| E6 | 0 | 0 | 0 | 0 | 0 | 0 | 0 | 0 | 0 | 0 | 0 | 0 | 0 | 0 | 0 | 0 | 0 | 0 | 0 | 0 | 0 | 0 | 0 | 0 | 0 | 0 | 0 | 0 | 0 | 0 | 0
| E7 | 0 | 0 | 0 | 0 | 0 | 0 | 0 | 0 | 0 | 0 | 0 | 0 | 0 | 0 | 0 | 0 | 0 | 0 | 0 | 0 | 0 | 0 | 0 | 0 | 0 | 0 | 0 | 0 | 0 | 0 | 0
| E8 | 0 | 0 | 0 | 0 | 0 | 0 | 0 | 0 | 0 | 0 | 0 | 0 | 0 | 0 | 0 | 0 | 0 | 0 | 0 | 0 | 0 | 0 | 0 | 0 | 0 | 0 | 0 | 0 | 0 | 0 | 0
| E9 | 0 | 0 | 0 | 0 | 0 | 0 | 0 | 0 | 0 | 0 | 0 | 0 | 0 | 0 | 0 | 0 | 0 | 0 | 0 | 0 | 0 | 0 | 0 | 0 | 0 | 0 | 0 | 0 | 0 | 0 | 0
| E10 | 0 | 0 | 0 | 0 | 0 | 0 | 0 | 0 | 0 | 0 | 0 | 0 | 0 | 0 | 0 | 0 | 0 | 0 | 0 | 0 | 0 | 0 | 0 | 0 | 0 | 0 | 0 | 0 | 0 | 0 | 0
| Vintage | 0 | 0 | 0 | 0 | 0 | 0 | 0 | 0 | 0 | 0 | 0 | 0 | 0 | 0 | 0 | 0 | 0 | 0 | 0 | 0 | 0 | 0 | 0 | 0 | 0 | 0 | 0 | 0 | 0 | 0 | 0
Net Change
| Year | Year 0 | Year 1 | Year 2 | Year 3 | Year 4 | Year 5 | Year 6 | Year 7 | Year 8 | Year 9 | Year 10 | Year 11 | Year 12 | Year 13 | Year 14 | Year 15 | Year 16 | Year 17 | Year 18 | Year 19 | Year 20 | Year 21 | Year 22 | Year 23 | Year 24 | Year 25 | Year 26 | Year 27 | Year 28 | Year 29 | Year 30 | Key
| Units | 0 | 0 | 0 | 0 | 0 | 0 | 0 | 0 | 0 | 0 | 0 | 0 | 0 | 0 | 0 | 0 | 0 | 0 | 0 | 0 | 0 | 0 | 0 | 0 | 0 | 0 | 0 | 0 | 0 | 0 | 0 | 0_Units |  |  |  |  | 301957.8232
| Usage | 0 | 0 | 0 | 0 | 0 | 0 | 0 | 0 | 0 | 0 | 0 | 0 | 0 | 0 | 0 | 0 | 0 | 0 | 0 | 0 | 0 | 0 | 0 | 0 | 0 | 0 | 0 | 0 | 0 | 0 | 0 | 0_Usage |  |  |  |  | 1698.6543
| Peak Demand (S) | 0 | 0 | 0 | 0 | 0 | 0 | 0 | 0 | 0 | 0 | 0 | 0 | 0 | 0 | 0 | 0 | 0 | 0 | 0 | 0 | 0 | 0 | 0 | 0 | 0 | 0 | 0 | 0 | 0 | 0 | 0 | 0_Peak Demand (S) |  |  |  |  | 0
| Peak Demand (W) | 0 | 0 | 0 | 0 | 0 | 0 | 0 | 0 | 0 | 0 | 0 | 0 | 0 | 0 | 0 | 0 | 0 | 0 | 0 | 0 | 0 | 0 | 0 | 0 | 0 | 0 | 0 | 0 | 0 | 0 | 0 | 0_Peak Demand (W) |  |  |  |  | 884.6119
| Turnover | 0 | 0 | 0 | 0 | 0 | 0 | 0 | 0 | 0 | 0 | 0 | 0 | 0 | 0 | 0 | 0 | 0 | 0 | 0 | 0 | 0 | 0 | 0 | 0 | 0 | 0 | 0 | 0 | 0 | 0 | 0 | 0_Turnover |  |  |  |  | 6885.4476
| Avg. Replacement Usage | 0 | 0 | 0 | 0 | 0 | 0 | 0 | 0 | 0 | 0 | 0 | 0 | 0 | 0 | 0 | 0 | 0 | 0 | 0 | 0 | 0 | 0 | 0 | 0 | 0 | 0 | 0 | 0 | 0 | 0 | 0 | 0_Avg. Replacement Usage |  |  |  |  | 5638.8522
| Avg. Replacement Demand (S) | 0 | 0 | 0 | 0 | 0 | 0 | 0 | 0 | 0 | 0 | 0 | 0 | 0 | 0 | 0 | 0 | 0 | 0 | 0 | 0 | 0 | 0 | 0 | 0 | 0 | 0 | 0 | 0 | 0 | 0 | 0 | 0_Avg. Replacement Demand (S) |  |  |  |  | 0
| Avg. Replacement Demand (W) | 0 | 0 | 0 | 0 | 0 | 0 | 0 | 0 | 0 | 0 | 0 | 0 | 0 | 0 | 0 | 0 | 0 | 0 | 0 | 0 | 0 | 0 | 0 | 0 | 0 | 0 | 0 | 0 | 0 | 0 | 0 | 0_Avg. Replacement Demand (W) |  |  |  |  | 2.9366
Purchases
| Year | Year 0 | Year 1 | Year 2 | Year 3 | Year 4 | Year 5 | Year 6 | Year 7 | Year 8 | Year 9 | Year 10 | Year 11 | Year 12 | Year 13 | Year 14 | Year 15 | Year 16 | Year 17 | Year 18 | Year 19 | Year 20 | Year 21 | Year 22 | Year 23 | Year 24 | Year 25 | Year 26 | Year 27 | Year 28 | Year 29 | Year 30
| E1 | 0 | 0 | 0 | 0 | 0 | 0 | 0 | 0 | 0 | 0 | 0 | 0 | 0 | 0 | 0 | 0 | 0 | 0 | 0 | 0 | 0 | 0 | 0 | 0 | 0 | 0 | 0 | 0 | 0 | 0 | 0 | 0_E1_Purchases |  |  |  |  | 6885.4476
| E2 | 0 | 0 | 0 | 0 | 0 | 0 | 0 | 0 | 0 | 0 | 0 | 0 | 0 | 0 | 0 | 0 | 0 | 0 | 0 | 0 | 0 | 0 | 0 | 0 | 0 | 0 | 0 | 0 | 0 | 0 | 0 | 0_E2_Purchases |  |  |  |  | 0
| E3 | 0 | 0 | 0 | 0 | 0 | 0 | 0 | 0 | 0 | 0 | 0 | 0 | 0 | 0 | 0 | 0 | 0 | 0 | 0 | 0 | 0 | 0 | 0 | 0 | 0 | 0 | 0 | 0 | 0 | 0 | 0 | 0_E3_Purchases |  |  |  |  | 0
| E4 | 0 | 0 | 0 | 0 | 0 | 0 | 0 | 0 | 0 | 0 | 0 | 0 | 0 | 0 | 0 | 0 | 0 | 0 | 0 | 0 | 0 | 0 | 0 | 0 | 0 | 0 | 0 | 0 | 0 | 0 | 0 | 0_E4_Purchases |  |  |  |  | 0
| E5 | 0 | 0 | 0 | 0 | 0 | 0 | 0 | 0 | 0 | 0 | 0 | 0 | 0 | 0 | 0 | 0 | 0 | 0 | 0 | 0 | 0 | 0 | 0 | 0 | 0 | 0 | 0 | 0 | 0 | 0 | 0 | 0_E5_Purchases |  |  |  |  | 0
| E6 | 0 | 0 | 0 | 0 | 0 | 0 | 0 | 0 | 0 | 0 | 0 | 0 | 0 | 0 | 0 | 0 | 0 | 0 | 0 | 0 | 0 | 0 | 0 | 0 | 0 | 0 | 0 | 0 | 0 | 0 | 0 | 0_E6_Purchases |  |  |  |  | 0
| E7 | 0 | 0 | 0 | 0 | 0 | 0 | 0 | 0 | 0 | 0 | 0 | 0 | 0 | 0 | 0 | 0 | 0 | 0 | 0 | 0 | 0 | 0 | 0 | 0 | 0 | 0 | 0 | 0 | 0 | 0 | 0 | 0_E7_Purchases |  |  |  |  | 0
| E8 | 0 | 0 | 0 | 0 | 0 | 0 | 0 | 0 | 0 | 0 | 0 | 0 | 0 | 0 | 0 | 0 | 0 | 0 | 0 | 0 | 0 | 0 | 0 | 0 | 0 | 0 | 0 | 0 | 0 | 0 | 0 | 0_E8_Purchases |  |  |  |  | 0
| E9 | 0 | 0 | 0 | 0 | 0 | 0 | 0 | 0 | 0 | 0 | 0 | 0 | 0 | 0 | 0 | 0 | 0 | 0 | 0 | 0 | 0 | 0 | 0 | 0 | 0 | 0 | 0 | 0 | 0 | 0 | 0 | 0_E9_Purchases |  |  |  |  | 0
| E10 | 0 | 0 | 0 | 0 | 0 | 0 | 0 | 0 | 0 | 0 | 0 | 0 | 0 | 0 | 0 | 0 | 0 | 0 | 0 | 0 | 0 | 0 | 0 | 0 | 0 | 0 | 0 | 0 | 0 | 0 | 0 | 0_E10_Purchases |  |  |  |  | 0
Stock
| Year | Year 0 | Year 1 | Year 2 | Year 3 | Year 4 | Year 5 | Year 6 | Year 7 | Year 8 | Year 9 | Year 10 | Year 11 | Year 12 | Year 13 | Year 14 | Year 15 | Year 16 | Year 17 | Year 18 | Year 19 | Year 20 | Year 21 | Year 22 | Year 23 | Year 24 | Year 25 | Year 26 | Year 27 | Year 28 | Year 29 | Year 30
| E1 | 0 | 0 | 0 | 0 | 0 | 0 | 0 | 0 | 0 | 0 | 0 | 0 | 0 | 0 | 0 | 0 | 0 | 0 | 0 | 0 | 0 | 0 | 0 | 0 | 0 | 0 | 0 | 0 | 0 | 0 | 0 | 0_E1_Stock |  |  |  |  | 13576.6093
| E2 | 0 | 0 | 0 | 0 | 0 | 0 | 0 | 0 | 0 | 0 | 0 | 0 | 0 | 0 | 0 | 0 | 0 | 0 | 0 | 0 | 0 | 0 | 0 | 0 | 0 | 0 | 0 | 0 | 0 | 0 | 0 | 0_E2_Stock |  |  |  |  | 0
| E3 | 0 | 0 | 0 | 0 | 0 | 0 | 0 | 0 | 0 | 0 | 0 | 0 | 0 | 0 | 0 | 0 | 0 | 0 | 0 | 0 | 0 | 0 | 0 | 0 | 0 | 0 | 0 | 0 | 0 | 0 | 0 | 0_E3_Stock |  |  |  |  | 0
| E4 | 0 | 0 | 0 | 0 | 0 | 0 | 0 | 0 | 0 | 0 | 0 | 0 | 0 | 0 | 0 | 0 | 0 | 0 | 0 | 0 | 0 | 0 | 0 | 0 | 0 | 0 | 0 | 0 | 0 | 0 | 0 | 0_E4_Stock |  |  |  |  | 0
| E5 | 0 | 0 | 0 | 0 | 0 | 0 | 0 | 0 | 0 | 0 | 0 | 0 | 0 | 0 | 0 | 0 | 0 | 0 | 0 | 0 | 0 | 0 | 0 | 0 | 0 | 0 | 0 | 0 | 0 | 0 | 0 | 0_E5_Stock |  |  |  |  | 0
| E6 | 0 | 0 | 0 | 0 | 0 | 0 | 0 | 0 | 0 | 0 | 0 | 0 | 0 | 0 | 0 | 0 | 0 | 0 | 0 | 0 | 0 | 0 | 0 | 0 | 0 | 0 | 0 | 0 | 0 | 0 | 0 | 0_E6_Stock |  |  |  |  | 0
| E7 | 0 | 0 | 0 | 0 | 0 | 0 | 0 | 0 | 0 | 0 | 0 | 0 | 0 | 0 | 0 | 0 | 0 | 0 | 0 | 0 | 0 | 0 | 0 | 0 | 0 | 0 | 0 | 0 | 0 | 0 | 0 | 0_E7_Stock |  |  |  |  | 0
| E8 | 0 | 0 | 0 | 0 | 0 | 0 | 0 | 0 | 0 | 0 | 0 | 0 | 0 | 0 | 0 | 0 | 0 | 0 | 0 | 0 | 0 | 0 | 0 | 0 | 0 | 0 | 0 | 0 | 0 | 0 | 0 | 0_E8_Stock |  |  |  |  | 0
| E9 | 0 | 0 | 0 | 0 | 0 | 0 | 0 | 0 | 0 | 0 | 0 | 0 | 0 | 0 | 0 | 0 | 0 | 0 | 0 | 0 | 0 | 0 | 0 | 0 | 0 | 0 | 0 | 0 | 0 | 0 | 0 | 0_E9_Stock |  |  |  |  | 0
| E10 | 0 | 0 | 0 | 0 | 0 | 0 | 0 | 0 | 0 | 0 | 0 | 0 | 0 | 0 | 0 | 0 | 0 | 0 | 0 | 0 | 0 | 0 | 0 | 0 | 0 | 0 | 0 | 0 | 0 | 0 | 0 | 0_E10_Stock |  |  |  |  | 0
| Vintage | 0 | 0 | 0 | 0 | 0 | 0 | 0 | 0 | 0 | 0 | 0 | 0 | 0 | 0 | 0 | 0 | 0 | 0 | 0 | 0 | 0 | 0 | 0 | 0 | 0 | 0 | 0 | 0 | 0 | 0 | 0 | 0_Vintage_Stock |  |  |  |  | 288381.2139
S4C1 |  | Year 0: System 4 Technology 1
Technology Variables
| Tech Key | Year 0: 0
| Peak Factor (S) | Year 0: 0
| Peak Factor (W) | Year 0: 0
| Min Vintage Lifetime | Year 0: 0
| Max Vintage Lifetime | Year 0: 0
| Turnover Style | Year 0: 0
Technology Variables
| Equipment | Year 0: Label; Year 1: Min Lifetime; Year 2: Max Lifetime; Year 3: Degradation; Year 4: Usage; Year 5: Available
| E1 | Year 1: 0; Year 2: 0; Year 3: 0%; Year 4: 0; Year 5: FALSE
| E2 | Year 1: 0; Year 2: 0; Year 3: 0%; Year 4: 0; Year 5: FALSE
| E3 | Year 1: 0; Year 2: 0; Year 3: 0%; Year 4: 0; Year 5: FALSE
| E4 | Year 1: 0; Year 2: 0; Year 3: 0%; Year 4: 0; Year 5: FALSE
| E5 | Year 1: 0; Year 2: 0; Year 3: 0%; Year 4: 0; Year 5: FALSE
| E6 | Year 1: 0; Year 2: 0; Year 3: 0%; Year 4: 0; Year 5: FALSE
| E7 | Year 1: 0; Year 2: 0; Year 3: 0%; Year 4: 0; Year 5: FALSE
| E8 | Year 1: 0; Year 2: 0; Year 3: 0%; Year 4: 0; Year 5: FALSE
| E9 | Year 1: 0; Year 2: 0; Year 3: 0%; Year 4: 0; Year 5: FALSE
| E10 | Year 1: 0; Year 2: 0; Year 3: 0%; Year 4: 0; Year 5: FALSE
Original Forecast Results
| Year | Year 0 | Year 1 | Year 2 | Year 3 | Year 4 | Year 5 | Year 6 | Year 7 | Year 8 | Year 9 | Year 10 | Year 11 | Year 12 | Year 13 | Year 14 | Year 15 | Year 16 | Year 17 | Year 18 | Year 19 | Year 20 | Year 21 | Year 22 | Year 23 | Year 24 | Year 25 | Year 26 | Year 27 | Year 28 | Year 29 | Year 30 | Key
| Units | 0 | 0 | 0 | 0 | 0 | 0 | 0 | 0 | 0 | 0 | 0 | 0 | 0 | 0 | 0 | 0 | 0 | 0 | 0 | 0 | 0 | 0 | 0 | 0 | 0 | 0 | 0 | 0 | 0 | 0 | 0 | #REF! |  |  |  |  | 301957.8232
| Usage | 0 | 0 | 0 | 0 | 0 | 0 | 0 | 0 | 0 | 0 | 0 | 0 | 0 | 0 | 0 | 0 | 0 | 0 | 0 | 0 | 0 | 0 | 0 | 0 | 0 | 0 | 0 | 0 | 0 | 0 | 0 | #REF! |  |  |  |  | 1698.6543
| Peak Demand (S) | 0 | 0 | 0 | 0 | 0 | 0 | 0 | 0 | 0 | 0 | 0 | 0 | 0 | 0 | 0 | 0 | 0 | 0 | 0 | 0 | 0 | 0 | 0 | 0 | 0 | 0 | 0 | 0 | 0 | 0 | 0 | #REF! |  |  |  |  | 0
| Peak Demand (W) | 0 | 0 | 0 | 0 | 0 | 0 | 0 | 0 | 0 | 0 | 0 | 0 | 0 | 0 | 0 | 0 | 0 | 0 | 0 | 0 | 0 | 0 | 0 | 0 | 0 | 0 | 0 | 0 | 0 | 0 | 0 | #REF! |  |  |  |  | 884.6119
| Turnover | 0 | 0 | 0 | 0 | 0 | 0 | 0 | 0 | 0 | 0 | 0 | 0 | 0 | 0 | 0 | 0 | 0 | 0 | 0 | 0 | 0 | 0 | 0 | 0 | 0 | 0 | 0 | 0 | 0 | 0 | 0 | #REF! |  |  |  |  | 6885.4476
| Avg. Replacement Usage | 0 | 0 | 0 | 0 | 0 | 0 | 0 | 0 | 0 | 0 | 0 | 0 | 0 | 0 | 0 | 0 | 0 | 0 | 0 | 0 | 0 | 0 | 0 | 0 | 0 | 0 | 0 | 0 | 0 | 0 | 0 | #REF! |  |  |  |  | 5638.8522
| Avg. Replacement Demand (S) | 0 | 0 | 0 | 0 | 0 | 0 | 0 | 0 | 0 | 0 | 0 | 0 | 0 | 0 | 0 | 0 | 0 | 0 | 0 | 0 | 0 | 0 | 0 | 0 | 0 | 0 | 0 | 0 | 0 | 0 | 0 | #REF! |  |  |  |  | 0
| Avg. Replacement Demand (W) | 0 | 0 | 0 | 0 | 0 | 0 | 0 | 0 | 0 | 0 | 0 | 0 | 0 | 0 | 0 | 0 | 0 | 0 | 0 | 0 | 0 | 0 | 0 | 0 | 0 | 0 | 0 | 0 | 0 | 0 | 0 | #REF! |  |  |  |  | 2.9366
Tech Forecast Stock
| Year | Year 0 | Year 1 | Year 2 | Year 3 | Year 4 | Year 5 | Year 6 | Year 7 | Year 8 | Year 9 | Year 10 | Year 11 | Year 12 | Year 13 | Year 14 | Year 15 | Year 16 | Year 17 | Year 18 | Year 19 | Year 20 | Year 21 | Year 22 | Year 23 | Year 24 | Year 25 | Year 26 | Year 27 | Year 28 | Year 29 | Year 30
| E1 | 0 | 0 | 0 | 0 | 0 | 0 | 0 | 0 | 0 | 0 | 0 | 0 | 0 | 0 | 0 | 0 | 0 | 0 | 0 | 0 | 0 | 0 | 0 | 0 | 0 | 0 | 0 | 0 | 0 | 0 | 0
| E2 | 0 | 0 | 0 | 0 | 0 | 0 | 0 | 0 | 0 | 0 | 0 | 0 | 0 | 0 | 0 | 0 | 0 | 0 | 0 | 0 | 0 | 0 | 0 | 0 | 0 | 0 | 0 | 0 | 0 | 0 | 0
| E3 | 0 | 0 | 0 | 0 | 0 | 0 | 0 | 0 | 0 | 0 | 0 | 0 | 0 | 0 | 0 | 0 | 0 | 0 | 0 | 0 | 0 | 0 | 0 | 0 | 0 | 0 | 0 | 0 | 0 | 0 | 0
| E4 | 0 | 0 | 0 | 0 | 0 | 0 | 0 | 0 | 0 | 0 | 0 | 0 | 0 | 0 | 0 | 0 | 0 | 0 | 0 | 0 | 0 | 0 | 0 | 0 | 0 | 0 | 0 | 0 | 0 | 0 | 0
| E5 | 0 | 0 | 0 | 0 | 0 | 0 | 0 | 0 | 0 | 0 | 0 | 0 | 0 | 0 | 0 | 0 | 0 | 0 | 0 | 0 | 0 | 0 | 0 | 0 | 0 | 0 | 0 | 0 | 0 | 0 | 0
| E6 | 0 | 0 | 0 | 0 | 0 | 0 | 0 | 0 | 0 | 0 | 0 | 0 | 0 | 0 | 0 | 0 | 0 | 0 | 0 | 0 | 0 | 0 | 0 | 0 | 0 | 0 | 0 | 0 | 0 | 0 | 0
| E7 | 0 | 0 | 0 | 0 | 0 | 0 | 0 | 0 | 0 | 0 | 0 | 0 | 0 | 0 | 0 | 0 | 0 | 0 | 0 | 0 | 0 | 0 | 0 | 0 | 0 | 0 | 0 | 0 | 0 | 0 | 0
| E8 | 0 | 0 | 0 | 0 | 0 | 0 | 0 | 0 | 0 | 0 | 0 | 0 | 0 | 0 | 0 | 0 | 0 | 0 | 0 | 0 | 0 | 0 | 0 | 0 | 0 | 0 | 0 | 0 | 0 | 0 | 0
| E9 | 0 | 0 | 0 | 0 | 0 | 0 | 0 | 0 | 0 | 0 | 0 | 0 | 0 | 0 | 0 | 0 | 0 | 0 | 0 | 0 | 0 | 0 | 0 | 0 | 0 | 0 | 0 | 0 | 0 | 0 | 0
| E10 | 0 | 0 | 0 | 0 | 0 | 0 | 0 | 0 | 0 | 0 | 0 | 0 | 0 | 0 | 0 | 0 | 0 | 0 | 0 | 0 | 0 | 0 | 0 | 0 | 0 | 0 | 0 | 0 | 0 | 0 | 0
| Vintage | 0 | 0 | 0 | 0 | 0 | 0 | 0 | 0 | 0 | 0 | 0 | 0 | 0 | 0 | 0 | 0 | 0 | 0 | 0 | 0 | 0 | 0 | 0 | 0 | 0 | 0 | 0 | 0 | 0 | 0 | 0
Stock for Switching
| Year | Year 0 | Year 1 | Year 2 | Year 3 | Year 4 | Year 5 | Year 6 | Year 7 | Year 8 | Year 9 | Year 10 | Year 11 | Year 12 | Year 13 | Year 14 | Year 15 | Year 16 | Year 17 | Year 18 | Year 19 | Year 20 | Year 21 | Year 22 | Year 23 | Year 24 | Year 25 | Year 26 | Year 27 | Year 28 | Year 29 | Year 30
| E1 | 0 | 0 | 0 | 0 | 0 | 0 | 0 | 0 | 0 | 0 | 0 | 0 | 0 | 0 | 0 | 0 | 0 | 0 | 0 | 0 | 0 | 0 | 0 | 0 | 0 | 0 | 0 | 0 | 0 | 0 | 0 | 0_E1_SysStock
| E2 | 0 | 0 | 0 | 0 | 0 | 0 | 0 | 0 | 0 | 0 | 0 | 0 | 0 | 0 | 0 | 0 | 0 | 0 | 0 | 0 | 0 | 0 | 0 | 0 | 0 | 0 | 0 | 0 | 0 | 0 | 0 | 0_E2_SysStock
| E3 | 0 | 0 | 0 | 0 | 0 | 0 | 0 | 0 | 0 | 0 | 0 | 0 | 0 | 0 | 0 | 0 | 0 | 0 | 0 | 0 | 0 | 0 | 0 | 0 | 0 | 0 | 0 | 0 | 0 | 0 | 0 | 0_E3_SysStock
| E4 | 0 | 0 | 0 | 0 | 0 | 0 | 0 | 0 | 0 | 0 | 0 | 0 | 0 | 0 | 0 | 0 | 0 | 0 | 0 | 0 | 0 | 0 | 0 | 0 | 0 | 0 | 0 | 0 | 0 | 0 | 0 | 0_E4_SysStock
| E5 | 0 | 0 | 0 | 0 | 0 | 0 | 0 | 0 | 0 | 0 | 0 | 0 | 0 | 0 | 0 | 0 | 0 | 0 | 0 | 0 | 0 | 0 | 0 | 0 | 0 | 0 | 0 | 0 | 0 | 0 | 0 | 0_E5_SysStock
| E6 | 0 | 0 | 0 | 0 | 0 | 0 | 0 | 0 | 0 | 0 | 0 | 0 | 0 | 0 | 0 | 0 | 0 | 0 | 0 | 0 | 0 | 0 | 0 | 0 | 0 | 0 | 0 | 0 | 0 | 0 | 0 | 0_E6_SysStock
| E7 | 0 | 0 | 0 | 0 | 0 | 0 | 0 | 0 | 0 | 0 | 0 | 0 | 0 | 0 | 0 | 0 | 0 | 0 | 0 | 0 | 0 | 0 | 0 | 0 | 0 | 0 | 0 | 0 | 0 | 0 | 0 | 0_E7_SysStock
| E8 | 0 | 0 | 0 | 0 | 0 | 0 | 0 | 0 | 0 | 0 | 0 | 0 | 0 | 0 | 0 | 0 | 0 | 0 | 0 | 0 | 0 | 0 | 0 | 0 | 0 | 0 | 0 | 0 | 0 | 0 | 0 | 0_E8_SysStock
| E9 | 0 | 0 | 0 | 0 | 0 | 0 | 0 | 0 | 0 | 0 | 0 | 0 | 0 | 0 | 0 | 0 | 0 | 0 | 0 | 0 | 0 | 0 | 0 | 0 | 0 | 0 | 0 | 0 | 0 | 0 | 0 | 0_E9_SysStock
| E10 | 0 | 0 | 0 | 0 | 0 | 0 | 0 | 0 | 0 | 0 | 0 | 0 | 0 | 0 | 0 | 0 | 0 | 0 | 0 | 0 | 0 | 0 | 0 | 0 | 0 | 0 | 0 | 0 | 0 | 0 | 0 | 0_E10_SysStock
| Vintage | 0 | 0 | 0 | 0 | 0 | 0 | 0 | 0 | 0 | 0 | 0 | 0 | 0 | 0 | 0 | 0 | 0 | 0 | 0 | 0 | 0 | 0 | 0 | 0 | 0 | 0 | 0 | 0 | 0 | 0 | 0 | 0_Vintage_SysStock
Tech Forecast Purchases
| Year | Year 0 | Year 1 | Year 2 | Year 3 | Year 4 | Year 5 | Year 6 | Year 7 | Year 8 | Year 9 | Year 10 | Year 11 | Year 12 | Year 13 | Year 14 | Year 15 | Year 16 | Year 17 | Year 18 | Year 19 | Year 20 | Year 21 | Year 22 | Year 23 | Year 24 | Year 25 | Year 26 | Year 27 | Year 28 | Year 29 | Year 30
| E1 | 0 | 0 | 0 | 0 | 0 | 0 | 0 | 0 | 0 | 0 | 0 | 0 | 0 | 0 | 0 | 0 | 0 | 0 | 0 | 0 | 0 | 0 | 0 | 0 | 0 | 0 | 0 | 0 | 0 | 0 | 0
| E2 | 0 | 0 | 0 | 0 | 0 | 0 | 0 | 0 | 0 | 0 | 0 | 0 | 0 | 0 | 0 | 0 | 0 | 0 | 0 | 0 | 0 | 0 | 0 | 0 | 0 | 0 | 0 | 0 | 0 | 0 | 0
| E3 | 0 | 0 | 0 | 0 | 0 | 0 | 0 | 0 | 0 | 0 | 0 | 0 | 0 | 0 | 0 | 0 | 0 | 0 | 0 | 0 | 0 | 0 | 0 | 0 | 0 | 0 | 0 | 0 | 0 | 0 | 0
| E4 | 0 | 0 | 0 | 0 | 0 | 0 | 0 | 0 | 0 | 0 | 0 | 0 | 0 | 0 | 0 | 0 | 0 | 0 | 0 | 0 | 0 | 0 | 0 | 0 | 0 | 0 | 0 | 0 | 0 | 0 | 0
| E5 | 0 | 0 | 0 | 0 | 0 | 0 | 0 | 0 | 0 | 0 | 0 | 0 | 0 | 0 | 0 | 0 | 0 | 0 | 0 | 0 | 0 | 0 | 0 | 0 | 0 | 0 | 0 | 0 | 0 | 0 | 0
| E6 | 0 | 0 | 0 | 0 | 0 | 0 | 0 | 0 | 0 | 0 | 0 | 0 | 0 | 0 | 0 | 0 | 0 | 0 | 0 | 0 | 0 | 0 | 0 | 0 | 0 | 0 | 0 | 0 | 0 | 0 | 0
| E7 | 0 | 0 | 0 | 0 | 0 | 0 | 0 | 0 | 0 | 0 | 0 | 0 | 0 | 0 | 0 | 0 | 0 | 0 | 0 | 0 | 0 | 0 | 0 | 0 | 0 | 0 | 0 | 0 | 0 | 0 | 0
| E8 | 0 | 0 | 0 | 0 | 0 | 0 | 0 | 0 | 0 | 0 | 0 | 0 | 0 | 0 | 0 | 0 | 0 | 0 | 0 | 0 | 0 | 0 | 0 | 0 | 0 | 0 | 0 | 0 | 0 | 0 | 0
| E9 | 0 | 0 | 0 | 0 | 0 | 0 | 0 | 0 | 0 | 0 | 0 | 0 | 0 | 0 | 0 | 0 | 0 | 0 | 0 | 0 | 0 | 0 | 0 | 0 | 0 | 0 | 0 | 0 | 0 | 0 | 0
| E10 | 0 | 0 | 0 | 0 | 0 | 0 | 0 | 0 | 0 | 0 | 0 | 0 | 0 | 0 | 0 | 0 | 0 | 0 | 0 | 0 | 0 | 0 | 0 | 0 | 0 | 0 | 0 | 0 | 0 | 0 | 0
Potential to Switch
| Year | Year 0 | Year 1 | Year 2 | Year 3 | Year 4 | Year 5 | Year 6 | Year 7 | Year 8 | Year 9 | Year 10 | Year 11 | Year 12 | Year 13 | Year 14 | Year 15 | Year 16 | Year 17 | Year 18 | Year 19 | Year 20 | Year 21 | Year 22 | Year 23 | Year 24 | Year 25 | Year 26 | Year 27 | Year 28 | Year 29 | Year 30
| E1 | 0 | 0 | 0 | 0 | 0 | 0 | 0 | 0 | 0 | 0 | 0 | 0 | 0 | 0 | 0 | 0 | 0 | 0 | 0 | 0 | 0 | 0 | 0 | 0 | 0 | 0 | 0 | 0 | 0 | 0 | 0 | 0_E1_Switched Out
| E2 | 0 | 0 | 0 | 0 | 0 | 0 | 0 | 0 | 0 | 0 | 0 | 0 | 0 | 0 | 0 | 0 | 0 | 0 | 0 | 0 | 0 | 0 | 0 | 0 | 0 | 0 | 0 | 0 | 0 | 0 | 0 | 0_E2_Switched Out
| E3 | 0 | 0 | 0 | 0 | 0 | 0 | 0 | 0 | 0 | 0 | 0 | 0 | 0 | 0 | 0 | 0 | 0 | 0 | 0 | 0 | 0 | 0 | 0 | 0 | 0 | 0 | 0 | 0 | 0 | 0 | 0 | 0_E3_Switched Out
| E4 | 0 | 0 | 0 | 0 | 0 | 0 | 0 | 0 | 0 | 0 | 0 | 0 | 0 | 0 | 0 | 0 | 0 | 0 | 0 | 0 | 0 | 0 | 0 | 0 | 0 | 0 | 0 | 0 | 0 | 0 | 0 | 0_E4_Switched Out
| E5 | 0 | 0 | 0 | 0 | 0 | 0 | 0 | 0 | 0 | 0 | 0 | 0 | 0 | 0 | 0 | 0 | 0 | 0 | 0 | 0 | 0 | 0 | 0 | 0 | 0 | 0 | 0 | 0 | 0 | 0 | 0 | 0_E5_Switched Out
| E6 | 0 | 0 | 0 | 0 | 0 | 0 | 0 | 0 | 0 | 0 | 0 | 0 | 0 | 0 | 0 | 0 | 0 | 0 | 0 | 0 | 0 | 0 | 0 | 0 | 0 | 0 | 0 | 0 | 0 | 0 | 0 | 0_E6_Switched Out
| E7 | 0 | 0 | 0 | 0 | 0 | 0 | 0 | 0 | 0 | 0 | 0 | 0 | 0 | 0 | 0 | 0 | 0 | 0 | 0 | 0 | 0 | 0 | 0 | 0 | 0 | 0 | 0 | 0 | 0 | 0 | 0 | 0_E7_Switched Out
| E8 | 0 | 0 | 0 | 0 | 0 | 0 | 0 | 0 | 0 | 0 | 0 | 0 | 0 | 0 | 0 | 0 | 0 | 0 | 0 | 0 | 0 | 0 | 0 | 0 | 0 | 0 | 0 | 0 | 0 | 0 | 0 | 0_E8_Switched Out
| E9 | 0 | 0 | 0 | 0 | 0 | 0 | 0 | 0 | 0 | 0 | 0 | 0 | 0 | 0 | 0 | 0 | 0 | 0 | 0 | 0 | 0 | 0 | 0 | 0 | 0 | 0 | 0 | 0 | 0 | 0 | 0 | 0_E9_Switched Out
| E10 | 0 | 0 | 0 | 0 | 0 | 0 | 0 | 0 | 0 | 0 | 0 | 0 | 0 | 0 | 0 | 0 | 0 | 0 | 0 | 0 | 0 | 0 | 0 | 0 | 0 | 0 | 0 | 0 | 0 | 0 | 0 | 0_E10_Switched Out
Units Out
| E1 | 0 | 0 | 0 | 0 | 0 | 0 | 0 | 0 | 0 | 0 | 0 | 0 | 0 | 0 | 0 | 0 | 0 | 0 | 0 | 0 | 0 | 0 | 0 | 0 | 0 | 0 | 0 | 0 | 0 | 0 | 0
| E2 | 0 | 0 | 0 | 0 | 0 | 0 | 0 | 0 | 0 | 0 | 0 | 0 | 0 | 0 | 0 | 0 | 0 | 0 | 0 | 0 | 0 | 0 | 0 | 0 | 0 | 0 | 0 | 0 | 0 | 0 | 0
| E3 | 0 | 0 | 0 | 0 | 0 | 0 | 0 | 0 | 0 | 0 | 0 | 0 | 0 | 0 | 0 | 0 | 0 | 0 | 0 | 0 | 0 | 0 | 0 | 0 | 0 | 0 | 0 | 0 | 0 | 0 | 0
| E4 | 0 | 0 | 0 | 0 | 0 | 0 | 0 | 0 | 0 | 0 | 0 | 0 | 0 | 0 | 0 | 0 | 0 | 0 | 0 | 0 | 0 | 0 | 0 | 0 | 0 | 0 | 0 | 0 | 0 | 0 | 0
| E5 | 0 | 0 | 0 | 0 | 0 | 0 | 0 | 0 | 0 | 0 | 0 | 0 | 0 | 0 | 0 | 0 | 0 | 0 | 0 | 0 | 0 | 0 | 0 | 0 | 0 | 0 | 0 | 0 | 0 | 0 | 0
| E6 | 0 | 0 | 0 | 0 | 0 | 0 | 0 | 0 | 0 | 0 | 0 | 0 | 0 | 0 | 0 | 0 | 0 | 0 | 0 | 0 | 0 | 0 | 0 | 0 | 0 | 0 | 0 | 0 | 0 | 0 | 0
| E7 | 0 | 0 | 0 | 0 | 0 | 0 | 0 | 0 | 0 | 0 | 0 | 0 | 0 | 0 | 0 | 0 | 0 | 0 | 0 | 0 | 0 | 0 | 0 | 0 | 0 | 0 | 0 | 0 | 0 | 0 | 0
| E8 | 0 | 0 | 0 | 0 | 0 | 0 | 0 | 0 | 0 | 0 | 0 | 0 | 0 | 0 | 0 | 0 | 0 | 0 | 0 | 0 | 0 | 0 | 0 | 0 | 0 | 0 | 0 | 0 | 0 | 0 | 0
| E9 | 0 | 0 | 0 | 0 | 0 | 0 | 0 | 0 | 0 | 0 | 0 | 0 | 0 | 0 | 0 | 0 | 0 | 0 | 0 | 0 | 0 | 0 | 0 | 0 | 0 | 0 | 0 | 0 | 0 | 0 | 0
| E10 | 0 | 0 | 0 | 0 | 0 | 0 | 0 | 0 | 0 | 0 | 0 | 0 | 0 | 0 | 0 | 0 | 0 | 0 | 0 | 0 | 0 | 0 | 0 | 0 | 0 | 0 | 0 | 0 | 0 | 0 | 0
| Vintage | 0 | 0 | 0 | 0 | 0 | 0 | 0 | 0 | 0 | 0 | 0 | 0 | 0 | 0 | 0 | 0 | 0 | 0 | 0 | 0 | 0 | 0 | 0 | 0 | 0 | 0 | 0 | 0 | 0 | 0 | 0
Tech Purchase Shares
| Year | Year 0 | Year 1 | Year 2 | Year 3 | Year 4 | Year 5 | Year 6 | Year 7 | Year 8 | Year 9 | Year 10 | Year 11 | Year 12 | Year 13 | Year 14 | Year 15 | Year 16 | Year 17 | Year 18 | Year 19 | Year 20 | Year 21 | Year 22 | Year 23 | Year 24 | Year 25 | Year 26 | Year 27 | Year 28 | Year 29 | Year 30
E1 | bar: Year 0 to Year 30
E2 | bar: Year 0 to Year 30
E3 | bar: Year 0 to Year 30
E4 | bar: Year 0 to Year 30
E5 | bar: Year 0 to Year 30
E6 | bar: Year 0 to Year 30
E7 | bar: Year 0 to Year 30
E8 | bar: Year 0 to Year 30
E9 | bar: Year 0 to Year 30
E10 | bar: Year 0 to Year 30
Units In from Switching
| E1 | 0 | 0 | 0 | 0 | 0 | 0 | 0 | 0 | 0 | 0 | 0 | 0 | 0 | 0 | 0 | 0 | 0 | 0 | 0 | 0 | 0 | 0 | 0 | 0 | 0 | 0 | 0 | 0 | 0 | 0 | 0
| E2 | 0 | 0 | 0 | 0 | 0 | 0 | 0 | 0 | 0 | 0 | 0 | 0 | 0 | 0 | 0 | 0 | 0 | 0 | 0 | 0 | 0 | 0 | 0 | 0 | 0 | 0 | 0 | 0 | 0 | 0 | 0
| E3 | 0 | 0 | 0 | 0 | 0 | 0 | 0 | 0 | 0 | 0 | 0 | 0 | 0 | 0 | 0 | 0 | 0 | 0 | 0 | 0 | 0 | 0 | 0 | 0 | 0 | 0 | 0 | 0 | 0 | 0 | 0
| E4 | 0 | 0 | 0 | 0 | 0 | 0 | 0 | 0 | 0 | 0 | 0 | 0 | 0 | 0 | 0 | 0 | 0 | 0 | 0 | 0 | 0 | 0 | 0 | 0 | 0 | 0 | 0 | 0 | 0 | 0 | 0
| E5 | 0 | 0 | 0 | 0 | 0 | 0 | 0 | 0 | 0 | 0 | 0 | 0 | 0 | 0 | 0 | 0 | 0 | 0 | 0 | 0 | 0 | 0 | 0 | 0 | 0 | 0 | 0 | 0 | 0 | 0 | 0
| E6 | 0 | 0 | 0 | 0 | 0 | 0 | 0 | 0 | 0 | 0 | 0 | 0 | 0 | 0 | 0 | 0 | 0 | 0 | 0 | 0 | 0 | 0 | 0 | 0 | 0 | 0 | 0 | 0 | 0 | 0 | 0
| E7 | 0 | 0 | 0 | 0 | 0 | 0 | 0 | 0 | 0 | 0 | 0 | 0 | 0 | 0 | 0 | 0 | 0 | 0 | 0 | 0 | 0 | 0 | 0 | 0 | 0 | 0 | 0 | 0 | 0 | 0 | 0
| E8 | 0 | 0 | 0 | 0 | 0 | 0 | 0 | 0 | 0 | 0 | 0 | 0 | 0 | 0 | 0 | 0 | 0 | 0 | 0 | 0 | 0 | 0 | 0 | 0 | 0 | 0 | 0 | 0 | 0 | 0 | 0
| E9 | 0 | 0 | 0 | 0 | 0 | 0 | 0 | 0 | 0 | 0 | 0 | 0 | 0 | 0 | 0 | 0 | 0 | 0 | 0 | 0 | 0 | 0 | 0 | 0 | 0 | 0 | 0 | 0 | 0 | 0 | 0
| E10 | 0 | 0 | 0 | 0 | 0 | 0 | 0 | 0 | 0 | 0 | 0 | 0 | 0 | 0 | 0 | 0 | 0 | 0 | 0 | 0 | 0 | 0 | 0 | 0 | 0 | 0 | 0 | 0 | 0 | 0 | 0
| Vintage | 0 | 0 | 0 | 0 | 0 | 0 | 0 | 0 | 0 | 0 | 0 | 0 | 0 | 0 | 0 | 0 | 0 | 0 | 0 | 0 | 0 | 0 | 0 | 0 | 0 | 0 | 0 | 0 | 0 | 0 | 0
Net Change
| Year | Year 0 | Year 1 | Year 2 | Year 3 | Year 4 | Year 5 | Year 6 | Year 7 | Year 8 | Year 9 | Year 10 | Year 11 | Year 12 | Year 13 | Year 14 | Year 15 | Year 16 | Year 17 | Year 18 | Year 19 | Year 20 | Year 21 | Year 22 | Year 23 | Year 24 | Year 25 | Year 26 | Year 27 | Year 28 | Year 29 | Year 30 | Key
| Units | 0 | 0 | 0 | 0 | 0 | 0 | 0 | 0 | 0 | 0 | 0 | 0 | 0 | 0 | 0 | 0 | 0 | 0 | 0 | 0 | 0 | 0 | 0 | 0 | 0 | 0 | 0 | 0 | 0 | 0 | 0 | 0_Units |  |  |  |  | 301957.8232
| Usage | 0 | 0 | 0 | 0 | 0 | 0 | 0 | 0 | 0 | 0 | 0 | 0 | 0 | 0 | 0 | 0 | 0 | 0 | 0 | 0 | 0 | 0 | 0 | 0 | 0 | 0 | 0 | 0 | 0 | 0 | 0 | 0_Usage |  |  |  |  | 1698.6543
| Peak Demand (S) | 0 | 0 | 0 | 0 | 0 | 0 | 0 | 0 | 0 | 0 | 0 | 0 | 0 | 0 | 0 | 0 | 0 | 0 | 0 | 0 | 0 | 0 | 0 | 0 | 0 | 0 | 0 | 0 | 0 | 0 | 0 | 0_Peak Demand (S) |  |  |  |  | 0
| Peak Demand (W) | 0 | 0 | 0 | 0 | 0 | 0 | 0 | 0 | 0 | 0 | 0 | 0 | 0 | 0 | 0 | 0 | 0 | 0 | 0 | 0 | 0 | 0 | 0 | 0 | 0 | 0 | 0 | 0 | 0 | 0 | 0 | 0_Peak Demand (W) |  |  |  |  | 884.6119
| Turnover | 0 | 0 | 0 | 0 | 0 | 0 | 0 | 0 | 0 | 0 | 0 | 0 | 0 | 0 | 0 | 0 | 0 | 0 | 0 | 0 | 0 | 0 | 0 | 0 | 0 | 0 | 0 | 0 | 0 | 0 | 0 | 0_Turnover |  |  |  |  | 6885.4476
| Avg. Replacement Usage | 0 | 0 | 0 | 0 | 0 | 0 | 0 | 0 | 0 | 0 | 0 | 0 | 0 | 0 | 0 | 0 | 0 | 0 | 0 | 0 | 0 | 0 | 0 | 0 | 0 | 0 | 0 | 0 | 0 | 0 | 0 | 0_Avg. Replacement Usage |  |  |  |  | 5638.8522
| Avg. Replacement Demand (S) | 0 | 0 | 0 | 0 | 0 | 0 | 0 | 0 | 0 | 0 | 0 | 0 | 0 | 0 | 0 | 0 | 0 | 0 | 0 | 0 | 0 | 0 | 0 | 0 | 0 | 0 | 0 | 0 | 0 | 0 | 0 | 0_Avg. Replacement Demand (S) |  |  |  |  | 0
| Avg. Replacement Demand (W) | 0 | 0 | 0 | 0 | 0 | 0 | 0 | 0 | 0 | 0 | 0 | 0 | 0 | 0 | 0 | 0 | 0 | 0 | 0 | 0 | 0 | 0 | 0 | 0 | 0 | 0 | 0 | 0 | 0 | 0 | 0 | 0_Avg. Replacement Demand (W) |  |  |  |  | 2.9366
Purchases
| Year | Year 0 | Year 1 | Year 2 | Year 3 | Year 4 | Year 5 | Year 6 | Year 7 | Year 8 | Year 9 | Year 10 | Year 11 | Year 12 | Year 13 | Year 14 | Year 15 | Year 16 | Year 17 | Year 18 | Year 19 | Year 20 | Year 21 | Year 22 | Year 23 | Year 24 | Year 25 | Year 26 | Year 27 | Year 28 | Year 29 | Year 30
| E1 | 0 | 0 | 0 | 0 | 0 | 0 | 0 | 0 | 0 | 0 | 0 | 0 | 0 | 0 | 0 | 0 | 0 | 0 | 0 | 0 | 0 | 0 | 0 | 0 | 0 | 0 | 0 | 0 | 0 | 0 | 0 | 0_E1_Purchases |  |  |  |  | 6885.4476
| E2 | 0 | 0 | 0 | 0 | 0 | 0 | 0 | 0 | 0 | 0 | 0 | 0 | 0 | 0 | 0 | 0 | 0 | 0 | 0 | 0 | 0 | 0 | 0 | 0 | 0 | 0 | 0 | 0 | 0 | 0 | 0 | 0_E2_Purchases |  |  |  |  | 0
| E3 | 0 | 0 | 0 | 0 | 0 | 0 | 0 | 0 | 0 | 0 | 0 | 0 | 0 | 0 | 0 | 0 | 0 | 0 | 0 | 0 | 0 | 0 | 0 | 0 | 0 | 0 | 0 | 0 | 0 | 0 | 0 | 0_E3_Purchases |  |  |  |  | 0
| E4 | 0 | 0 | 0 | 0 | 0 | 0 | 0 | 0 | 0 | 0 | 0 | 0 | 0 | 0 | 0 | 0 | 0 | 0 | 0 | 0 | 0 | 0 | 0 | 0 | 0 | 0 | 0 | 0 | 0 | 0 | 0 | 0_E4_Purchases |  |  |  |  | 0
| E5 | 0 | 0 | 0 | 0 | 0 | 0 | 0 | 0 | 0 | 0 | 0 | 0 | 0 | 0 | 0 | 0 | 0 | 0 | 0 | 0 | 0 | 0 | 0 | 0 | 0 | 0 | 0 | 0 | 0 | 0 | 0 | 0_E5_Purchases |  |  |  |  | 0
| E6 | 0 | 0 | 0 | 0 | 0 | 0 | 0 | 0 | 0 | 0 | 0 | 0 | 0 | 0 | 0 | 0 | 0 | 0 | 0 | 0 | 0 | 0 | 0 | 0 | 0 | 0 | 0 | 0 | 0 | 0 | 0 | 0_E6_Purchases |  |  |  |  | 0
| E7 | 0 | 0 | 0 | 0 | 0 | 0 | 0 | 0 | 0 | 0 | 0 | 0 | 0 | 0 | 0 | 0 | 0 | 0 | 0 | 0 | 0 | 0 | 0 | 0 | 0 | 0 | 0 | 0 | 0 | 0 | 0 | 0_E7_Purchases |  |  |  |  | 0
| E8 | 0 | 0 | 0 | 0 | 0 | 0 | 0 | 0 | 0 | 0 | 0 | 0 | 0 | 0 | 0 | 0 | 0 | 0 | 0 | 0 | 0 | 0 | 0 | 0 | 0 | 0 | 0 | 0 | 0 | 0 | 0 | 0_E8_Purchases |  |  |  |  | 0
| E9 | 0 | 0 | 0 | 0 | 0 | 0 | 0 | 0 | 0 | 0 | 0 | 0 | 0 | 0 | 0 | 0 | 0 | 0 | 0 | 0 | 0 | 0 | 0 | 0 | 0 | 0 | 0 | 0 | 0 | 0 | 0 | 0_E9_Purchases |  |  |  |  | 0
| E10 | 0 | 0 | 0 | 0 | 0 | 0 | 0 | 0 | 0 | 0 | 0 | 0 | 0 | 0 | 0 | 0 | 0 | 0 | 0 | 0 | 0 | 0 | 0 | 0 | 0 | 0 | 0 | 0 | 0 | 0 | 0 | 0_E10_Purchases |  |  |  |  | 0
Stock
| Year | Year 0 | Year 1 | Year 2 | Year 3 | Year 4 | Year 5 | Year 6 | Year 7 | Year 8 | Year 9 | Year 10 | Year 11 | Year 12 | Year 13 | Year 14 | Year 15 | Year 16 | Year 17 | Year 18 | Year 19 | Year 20 | Year 21 | Year 22 | Year 23 | Year 24 | Year 25 | Year 26 | Year 27 | Year 28 | Year 29 | Year 30
| E1 | 0 | 0 | 0 | 0 | 0 | 0 | 0 | 0 | 0 | 0 | 0 | 0 | 0 | 0 | 0 | 0 | 0 | 0 | 0 | 0 | 0 | 0 | 0 | 0 | 0 | 0 | 0 | 0 | 0 | 0 | 0 | 0_E1_Stock |  |  |  |  | 13576.6093
| E2 | 0 | 0 | 0 | 0 | 0 | 0 | 0 | 0 | 0 | 0 | 0 | 0 | 0 | 0 | 0 | 0 | 0 | 0 | 0 | 0 | 0 | 0 | 0 | 0 | 0 | 0 | 0 | 0 | 0 | 0 | 0 | 0_E2_Stock |  |  |  |  | 0
| E3 | 0 | 0 | 0 | 0 | 0 | 0 | 0 | 0 | 0 | 0 | 0 | 0 | 0 | 0 | 0 | 0 | 0 | 0 | 0 | 0 | 0 | 0 | 0 | 0 | 0 | 0 | 0 | 0 | 0 | 0 | 0 | 0_E3_Stock |  |  |  |  | 0
| E4 | 0 | 0 | 0 | 0 | 0 | 0 | 0 | 0 | 0 | 0 | 0 | 0 | 0 | 0 | 0 | 0 | 0 | 0 | 0 | 0 | 0 | 0 | 0 | 0 | 0 | 0 | 0 | 0 | 0 | 0 | 0 | 0_E4_Stock |  |  |  |  | 0
| E5 | 0 | 0 | 0 | 0 | 0 | 0 | 0 | 0 | 0 | 0 | 0 | 0 | 0 | 0 | 0 | 0 | 0 | 0 | 0 | 0 | 0 | 0 | 0 | 0 | 0 | 0 | 0 | 0 | 0 | 0 | 0 | 0_E5_Stock |  |  |  |  | 0
| E6 | 0 | 0 | 0 | 0 | 0 | 0 | 0 | 0 | 0 | 0 | 0 | 0 | 0 | 0 | 0 | 0 | 0 | 0 | 0 | 0 | 0 | 0 | 0 | 0 | 0 | 0 | 0 | 0 | 0 | 0 | 0 | 0_E6_Stock |  |  |  |  | 0
| E7 | 0 | 0 | 0 | 0 | 0 | 0 | 0 | 0 | 0 | 0 | 0 | 0 | 0 | 0 | 0 | 0 | 0 | 0 | 0 | 0 | 0 | 0 | 0 | 0 | 0 | 0 | 0 | 0 | 0 | 0 | 0 | 0_E7_Stock |  |  |  |  | 0
| E8 | 0 | 0 | 0 | 0 | 0 | 0 | 0 | 0 | 0 | 0 | 0 | 0 | 0 | 0 | 0 | 0 | 0 | 0 | 0 | 0 | 0 | 0 | 0 | 0 | 0 | 0 | 0 | 0 | 0 | 0 | 0 | 0_E8_Stock |  |  |  |  | 0
| E9 | 0 | 0 | 0 | 0 | 0 | 0 | 0 | 0 | 0 | 0 | 0 | 0 | 0 | 0 | 0 | 0 | 0 | 0 | 0 | 0 | 0 | 0 | 0 | 0 | 0 | 0 | 0 | 0 | 0 | 0 | 0 | 0_E9_Stock |  |  |  |  | 0
| E10 | 0 | 0 | 0 | 0 | 0 | 0 | 0 | 0 | 0 | 0 | 0 | 0 | 0 | 0 | 0 | 0 | 0 | 0 | 0 | 0 | 0 | 0 | 0 | 0 | 0 | 0 | 0 | 0 | 0 | 0 | 0 | 0_E10_Stock |  |  |  |  | 0
| Vintage | 0 | 0 | 0 | 0 | 0 | 0 | 0 | 0 | 0 | 0 | 0 | 0 | 0 | 0 | 0 | 0 | 0 | 0 | 0 | 0 | 0 | 0 | 0 | 0 | 0 | 0 | 0 | 0 | 0 | 0 | 0 | 0_Vintage_Stock |  |  |  |  | 288381.2139
S4C2 |  | Year 0: System 4 Technology 2
Technology Variables
| Tech Key | Year 0: 0
| Peak Factor (S) | Year 0: 0
| Peak Factor (W) | Year 0: 0
| Min Vintage Lifetime | Year 0: 0
| Max Vintage Lifetime | Year 0: 0
| Turnover Style | Year 0: 0
Technology Variables
| Equipment | Year 0: Label; Year 1: Min Lifetime; Year 2: Max Lifetime; Year 3: Degradation; Year 4: Usage; Year 5: Available
| E1 | Year 1: 0; Year 2: 0; Year 3: 0%; Year 4: 0; Year 5: FALSE
| E2 | Year 1: 0; Year 2: 0; Year 3: 0%; Year 4: 0; Year 5: FALSE
| E3 | Year 1: 0; Year 2: 0; Year 3: 0%; Year 4: 0; Year 5: FALSE
| E4 | Year 1: 0; Year 2: 0; Year 3: 0%; Year 4: 0; Year 5: FALSE
| E5 | Year 1: 0; Year 2: 0; Year 3: 0%; Year 4: 0; Year 5: FALSE
| E6 | Year 1: 0; Year 2: 0; Year 3: 0%; Year 4: 0; Year 5: FALSE
| E7 | Year 1: 0; Year 2: 0; Year 3: 0%; Year 4: 0; Year 5: FALSE
| E8 | Year 1: 0; Year 2: 0; Year 3: 0%; Year 4: 0; Year 5: FALSE
| E9 | Year 1: 0; Year 2: 0; Year 3: 0%; Year 4: 0; Year 5: FALSE
| E10 | Year 1: 0; Year 2: 0; Year 3: 0%; Year 4: 0; Year 5: FALSE
Original Forecast Results
| Year | Year 0 | Year 1 | Year 2 | Year 3 | Year 4 | Year 5 | Year 6 | Year 7 | Year 8 | Year 9 | Year 10 | Year 11 | Year 12 | Year 13 | Year 14 | Year 15 | Year 16 | Year 17 | Year 18 | Year 19 | Year 20 | Year 21 | Year 22 | Year 23 | Year 24 | Year 25 | Year 26 | Year 27 | Year 28 | Year 29 | Year 30 | Key
| Units | 0 | 0 | 0 | 0 | 0 | 0 | 0 | 0 | 0 | 0 | 0 | 0 | 0 | 0 | 0 | 0 | 0 | 0 | 0 | 0 | 0 | 0 | 0 | 0 | 0 | 0 | 0 | 0 | 0 | 0 | 0 | #REF! |  |  |  |  | 301957.8232
| Usage | 0 | 0 | 0 | 0 | 0 | 0 | 0 | 0 | 0 | 0 | 0 | 0 | 0 | 0 | 0 | 0 | 0 | 0 | 0 | 0 | 0 | 0 | 0 | 0 | 0 | 0 | 0 | 0 | 0 | 0 | 0 | #REF! |  |  |  |  | 1698.6543
| Peak Demand (S) | 0 | 0 | 0 | 0 | 0 | 0 | 0 | 0 | 0 | 0 | 0 | 0 | 0 | 0 | 0 | 0 | 0 | 0 | 0 | 0 | 0 | 0 | 0 | 0 | 0 | 0 | 0 | 0 | 0 | 0 | 0 | #REF! |  |  |  |  | 0
| Peak Demand (W) | 0 | 0 | 0 | 0 | 0 | 0 | 0 | 0 | 0 | 0 | 0 | 0 | 0 | 0 | 0 | 0 | 0 | 0 | 0 | 0 | 0 | 0 | 0 | 0 | 0 | 0 | 0 | 0 | 0 | 0 | 0 | #REF! |  |  |  |  | 884.6119
| Turnover | 0 | 0 | 0 | 0 | 0 | 0 | 0 | 0 | 0 | 0 | 0 | 0 | 0 | 0 | 0 | 0 | 0 | 0 | 0 | 0 | 0 | 0 | 0 | 0 | 0 | 0 | 0 | 0 | 0 | 0 | 0 | #REF! |  |  |  |  | 6885.4476
| Avg. Replacement Usage | 0 | 0 | 0 | 0 | 0 | 0 | 0 | 0 | 0 | 0 | 0 | 0 | 0 | 0 | 0 | 0 | 0 | 0 | 0 | 0 | 0 | 0 | 0 | 0 | 0 | 0 | 0 | 0 | 0 | 0 | 0 | #REF! |  |  |  |  | 5638.8522
| Avg. Replacement Demand (S) | 0 | 0 | 0 | 0 | 0 | 0 | 0 | 0 | 0 | 0 | 0 | 0 | 0 | 0 | 0 | 0 | 0 | 0 | 0 | 0 | 0 | 0 | 0 | 0 | 0 | 0 | 0 | 0 | 0 | 0 | 0 | #REF! |  |  |  |  | 0
| Avg. Replacement Demand (W) | 0 | 0 | 0 | 0 | 0 | 0 | 0 | 0 | 0 | 0 | 0 | 0 | 0 | 0 | 0 | 0 | 0 | 0 | 0 | 0 | 0 | 0 | 0 | 0 | 0 | 0 | 0 | 0 | 0 | 0 | 0 | #REF! |  |  |  |  | 2.9366
Tech Forecast Stock
| Year | Year 0 | Year 1 | Year 2 | Year 3 | Year 4 | Year 5 | Year 6 | Year 7 | Year 8 | Year 9 | Year 10 | Year 11 | Year 12 | Year 13 | Year 14 | Year 15 | Year 16 | Year 17 | Year 18 | Year 19 | Year 20 | Year 21 | Year 22 | Year 23 | Year 24 | Year 25 | Year 26 | Year 27 | Year 28 | Year 29 | Year 30
| E1 | 0 | 0 | 0 | 0 | 0 | 0 | 0 | 0 | 0 | 0 | 0 | 0 | 0 | 0 | 0 | 0 | 0 | 0 | 0 | 0 | 0 | 0 | 0 | 0 | 0 | 0 | 0 | 0 | 0 | 0 | 0
| E2 | 0 | 0 | 0 | 0 | 0 | 0 | 0 | 0 | 0 | 0 | 0 | 0 | 0 | 0 | 0 | 0 | 0 | 0 | 0 | 0 | 0 | 0 | 0 | 0 | 0 | 0 | 0 | 0 | 0 | 0 | 0
| E3 | 0 | 0 | 0 | 0 | 0 | 0 | 0 | 0 | 0 | 0 | 0 | 0 | 0 | 0 | 0 | 0 | 0 | 0 | 0 | 0 | 0 | 0 | 0 | 0 | 0 | 0 | 0 | 0 | 0 | 0 | 0
| E4 | 0 | 0 | 0 | 0 | 0 | 0 | 0 | 0 | 0 | 0 | 0 | 0 | 0 | 0 | 0 | 0 | 0 | 0 | 0 | 0 | 0 | 0 | 0 | 0 | 0 | 0 | 0 | 0 | 0 | 0 | 0
| E5 | 0 | 0 | 0 | 0 | 0 | 0 | 0 | 0 | 0 | 0 | 0 | 0 | 0 | 0 | 0 | 0 | 0 | 0 | 0 | 0 | 0 | 0 | 0 | 0 | 0 | 0 | 0 | 0 | 0 | 0 | 0
| E6 | 0 | 0 | 0 | 0 | 0 | 0 | 0 | 0 | 0 | 0 | 0 | 0 | 0 | 0 | 0 | 0 | 0 | 0 | 0 | 0 | 0 | 0 | 0 | 0 | 0 | 0 | 0 | 0 | 0 | 0 | 0
| E7 | 0 | 0 | 0 | 0 | 0 | 0 | 0 | 0 | 0 | 0 | 0 | 0 | 0 | 0 | 0 | 0 | 0 | 0 | 0 | 0 | 0 | 0 | 0 | 0 | 0 | 0 | 0 | 0 | 0 | 0 | 0
| E8 | 0 | 0 | 0 | 0 | 0 | 0 | 0 | 0 | 0 | 0 | 0 | 0 | 0 | 0 | 0 | 0 | 0 | 0 | 0 | 0 | 0 | 0 | 0 | 0 | 0 | 0 | 0 | 0 | 0 | 0 | 0
| E9 | 0 | 0 | 0 | 0 | 0 | 0 | 0 | 0 | 0 | 0 | 0 | 0 | 0 | 0 | 0 | 0 | 0 | 0 | 0 | 0 | 0 | 0 | 0 | 0 | 0 | 0 | 0 | 0 | 0 | 0 | 0
| E10 | 0 | 0 | 0 | 0 | 0 | 0 | 0 | 0 | 0 | 0 | 0 | 0 | 0 | 0 | 0 | 0 | 0 | 0 | 0 | 0 | 0 | 0 | 0 | 0 | 0 | 0 | 0 | 0 | 0 | 0 | 0
| Vintage | 0 | 0 | 0 | 0 | 0 | 0 | 0 | 0 | 0 | 0 | 0 | 0 | 0 | 0 | 0 | 0 | 0 | 0 | 0 | 0 | 0 | 0 | 0 | 0 | 0 | 0 | 0 | 0 | 0 | 0 | 0
Stock for Switching
| Year | Year 0 | Year 1 | Year 2 | Year 3 | Year 4 | Year 5 | Year 6 | Year 7 | Year 8 | Year 9 | Year 10 | Year 11 | Year 12 | Year 13 | Year 14 | Year 15 | Year 16 | Year 17 | Year 18 | Year 19 | Year 20 | Year 21 | Year 22 | Year 23 | Year 24 | Year 25 | Year 26 | Year 27 | Year 28 | Year 29 | Year 30
| E1 | 0 | 0 | 0 | 0 | 0 | 0 | 0 | 0 | 0 | 0 | 0 | 0 | 0 | 0 | 0 | 0 | 0 | 0 | 0 | 0 | 0 | 0 | 0 | 0 | 0 | 0 | 0 | 0 | 0 | 0 | 0 | 0_E1_SysStock
| E2 | 0 | 0 | 0 | 0 | 0 | 0 | 0 | 0 | 0 | 0 | 0 | 0 | 0 | 0 | 0 | 0 | 0 | 0 | 0 | 0 | 0 | 0 | 0 | 0 | 0 | 0 | 0 | 0 | 0 | 0 | 0 | 0_E2_SysStock
| E3 | 0 | 0 | 0 | 0 | 0 | 0 | 0 | 0 | 0 | 0 | 0 | 0 | 0 | 0 | 0 | 0 | 0 | 0 | 0 | 0 | 0 | 0 | 0 | 0 | 0 | 0 | 0 | 0 | 0 | 0 | 0 | 0_E3_SysStock
| E4 | 0 | 0 | 0 | 0 | 0 | 0 | 0 | 0 | 0 | 0 | 0 | 0 | 0 | 0 | 0 | 0 | 0 | 0 | 0 | 0 | 0 | 0 | 0 | 0 | 0 | 0 | 0 | 0 | 0 | 0 | 0 | 0_E4_SysStock
| E5 | 0 | 0 | 0 | 0 | 0 | 0 | 0 | 0 | 0 | 0 | 0 | 0 | 0 | 0 | 0 | 0 | 0 | 0 | 0 | 0 | 0 | 0 | 0 | 0 | 0 | 0 | 0 | 0 | 0 | 0 | 0 | 0_E5_SysStock
| E6 | 0 | 0 | 0 | 0 | 0 | 0 | 0 | 0 | 0 | 0 | 0 | 0 | 0 | 0 | 0 | 0 | 0 | 0 | 0 | 0 | 0 | 0 | 0 | 0 | 0 | 0 | 0 | 0 | 0 | 0 | 0 | 0_E6_SysStock
| E7 | 0 | 0 | 0 | 0 | 0 | 0 | 0 | 0 | 0 | 0 | 0 | 0 | 0 | 0 | 0 | 0 | 0 | 0 | 0 | 0 | 0 | 0 | 0 | 0 | 0 | 0 | 0 | 0 | 0 | 0 | 0 | 0_E7_SysStock
| E8 | 0 | 0 | 0 | 0 | 0 | 0 | 0 | 0 | 0 | 0 | 0 | 0 | 0 | 0 | 0 | 0 | 0 | 0 | 0 | 0 | 0 | 0 | 0 | 0 | 0 | 0 | 0 | 0 | 0 | 0 | 0 | 0_E8_SysStock
| E9 | 0 | 0 | 0 | 0 | 0 | 0 | 0 | 0 | 0 | 0 | 0 | 0 | 0 | 0 | 0 | 0 | 0 | 0 | 0 | 0 | 0 | 0 | 0 | 0 | 0 | 0 | 0 | 0 | 0 | 0 | 0 | 0_E9_SysStock
| E10 | 0 | 0 | 0 | 0 | 0 | 0 | 0 | 0 | 0 | 0 | 0 | 0 | 0 | 0 | 0 | 0 | 0 | 0 | 0 | 0 | 0 | 0 | 0 | 0 | 0 | 0 | 0 | 0 | 0 | 0 | 0 | 0_E10_SysStock
| Vintage | 0 | 0 | 0 | 0 | 0 | 0 | 0 | 0 | 0 | 0 | 0 | 0 | 0 | 0 | 0 | 0 | 0 | 0 | 0 | 0 | 0 | 0 | 0 | 0 | 0 | 0 | 0 | 0 | 0 | 0 | 0 | 0_Vintage_SysStock
Tech Forecast Purchases
| Year | Year 0 | Year 1 | Year 2 | Year 3 | Year 4 | Year 5 | Year 6 | Year 7 | Year 8 | Year 9 | Year 10 | Year 11 | Year 12 | Year 13 | Year 14 | Year 15 | Year 16 | Year 17 | Year 18 | Year 19 | Year 20 | Year 21 | Year 22 | Year 23 | Year 24 | Year 25 | Year 26 | Year 27 | Year 28 | Year 29 | Year 30
| E1 | 0 | 0 | 0 | 0 | 0 | 0 | 0 | 0 | 0 | 0 | 0 | 0 | 0 | 0 | 0 | 0 | 0 | 0 | 0 | 0 | 0 | 0 | 0 | 0 | 0 | 0 | 0 | 0 | 0 | 0 | 0
| E2 | 0 | 0 | 0 | 0 | 0 | 0 | 0 | 0 | 0 | 0 | 0 | 0 | 0 | 0 | 0 | 0 | 0 | 0 | 0 | 0 | 0 | 0 | 0 | 0 | 0 | 0 | 0 | 0 | 0 | 0 | 0
| E3 | 0 | 0 | 0 | 0 | 0 | 0 | 0 | 0 | 0 | 0 | 0 | 0 | 0 | 0 | 0 | 0 | 0 | 0 | 0 | 0 | 0 | 0 | 0 | 0 | 0 | 0 | 0 | 0 | 0 | 0 | 0
| E4 | 0 | 0 | 0 | 0 | 0 | 0 | 0 | 0 | 0 | 0 | 0 | 0 | 0 | 0 | 0 | 0 | 0 | 0 | 0 | 0 | 0 | 0 | 0 | 0 | 0 | 0 | 0 | 0 | 0 | 0 | 0
| E5 | 0 | 0 | 0 | 0 | 0 | 0 | 0 | 0 | 0 | 0 | 0 | 0 | 0 | 0 | 0 | 0 | 0 | 0 | 0 | 0 | 0 | 0 | 0 | 0 | 0 | 0 | 0 | 0 | 0 | 0 | 0
| E6 | 0 | 0 | 0 | 0 | 0 | 0 | 0 | 0 | 0 | 0 | 0 | 0 | 0 | 0 | 0 | 0 | 0 | 0 | 0 | 0 | 0 | 0 | 0 | 0 | 0 | 0 | 0 | 0 | 0 | 0 | 0
| E7 | 0 | 0 | 0 | 0 | 0 | 0 | 0 | 0 | 0 | 0 | 0 | 0 | 0 | 0 | 0 | 0 | 0 | 0 | 0 | 0 | 0 | 0 | 0 | 0 | 0 | 0 | 0 | 0 | 0 | 0 | 0
| E8 | 0 | 0 | 0 | 0 | 0 | 0 | 0 | 0 | 0 | 0 | 0 | 0 | 0 | 0 | 0 | 0 | 0 | 0 | 0 | 0 | 0 | 0 | 0 | 0 | 0 | 0 | 0 | 0 | 0 | 0 | 0
| E9 | 0 | 0 | 0 | 0 | 0 | 0 | 0 | 0 | 0 | 0 | 0 | 0 | 0 | 0 | 0 | 0 | 0 | 0 | 0 | 0 | 0 | 0 | 0 | 0 | 0 | 0 | 0 | 0 | 0 | 0 | 0
| E10 | 0 | 0 | 0 | 0 | 0 | 0 | 0 | 0 | 0 | 0 | 0 | 0 | 0 | 0 | 0 | 0 | 0 | 0 | 0 | 0 | 0 | 0 | 0 | 0 | 0 | 0 | 0 | 0 | 0 | 0 | 0
Potential to Switch
| Year | Year 0 | Year 1 | Year 2 | Year 3 | Year 4 | Year 5 | Year 6 | Year 7 | Year 8 | Year 9 | Year 10 | Year 11 | Year 12 | Year 13 | Year 14 | Year 15 | Year 16 | Year 17 | Year 18 | Year 19 | Year 20 | Year 21 | Year 22 | Year 23 | Year 24 | Year 25 | Year 26 | Year 27 | Year 28 | Year 29 | Year 30
| E1 | 0 | 0 | 0 | 0 | 0 | 0 | 0 | 0 | 0 | 0 | 0 | 0 | 0 | 0 | 0 | 0 | 0 | 0 | 0 | 0 | 0 | 0 | 0 | 0 | 0 | 0 | 0 | 0 | 0 | 0 | 0 | 0_E1_Switched Out
| E2 | 0 | 0 | 0 | 0 | 0 | 0 | 0 | 0 | 0 | 0 | 0 | 0 | 0 | 0 | 0 | 0 | 0 | 0 | 0 | 0 | 0 | 0 | 0 | 0 | 0 | 0 | 0 | 0 | 0 | 0 | 0 | 0_E2_Switched Out
| E3 | 0 | 0 | 0 | 0 | 0 | 0 | 0 | 0 | 0 | 0 | 0 | 0 | 0 | 0 | 0 | 0 | 0 | 0 | 0 | 0 | 0 | 0 | 0 | 0 | 0 | 0 | 0 | 0 | 0 | 0 | 0 | 0_E3_Switched Out
| E4 | 0 | 0 | 0 | 0 | 0 | 0 | 0 | 0 | 0 | 0 | 0 | 0 | 0 | 0 | 0 | 0 | 0 | 0 | 0 | 0 | 0 | 0 | 0 | 0 | 0 | 0 | 0 | 0 | 0 | 0 | 0 | 0_E4_Switched Out
| E5 | 0 | 0 | 0 | 0 | 0 | 0 | 0 | 0 | 0 | 0 | 0 | 0 | 0 | 0 | 0 | 0 | 0 | 0 | 0 | 0 | 0 | 0 | 0 | 0 | 0 | 0 | 0 | 0 | 0 | 0 | 0 | 0_E5_Switched Out
| E6 | 0 | 0 | 0 | 0 | 0 | 0 | 0 | 0 | 0 | 0 | 0 | 0 | 0 | 0 | 0 | 0 | 0 | 0 | 0 | 0 | 0 | 0 | 0 | 0 | 0 | 0 | 0 | 0 | 0 | 0 | 0 | 0_E6_Switched Out
| E7 | 0 | 0 | 0 | 0 | 0 | 0 | 0 | 0 | 0 | 0 | 0 | 0 | 0 | 0 | 0 | 0 | 0 | 0 | 0 | 0 | 0 | 0 | 0 | 0 | 0 | 0 | 0 | 0 | 0 | 0 | 0 | 0_E7_Switched Out
| E8 | 0 | 0 | 0 | 0 | 0 | 0 | 0 | 0 | 0 | 0 | 0 | 0 | 0 | 0 | 0 | 0 | 0 | 0 | 0 | 0 | 0 | 0 | 0 | 0 | 0 | 0 | 0 | 0 | 0 | 0 | 0 | 0_E8_Switched Out
| E9 | 0 | 0 | 0 | 0 | 0 | 0 | 0 | 0 | 0 | 0 | 0 | 0 | 0 | 0 | 0 | 0 | 0 | 0 | 0 | 0 | 0 | 0 | 0 | 0 | 0 | 0 | 0 | 0 | 0 | 0 | 0 | 0_E9_Switched Out
| E10 | 0 | 0 | 0 | 0 | 0 | 0 | 0 | 0 | 0 | 0 | 0 | 0 | 0 | 0 | 0 | 0 | 0 | 0 | 0 | 0 | 0 | 0 | 0 | 0 | 0 | 0 | 0 | 0 | 0 | 0 | 0 | 0_E10_Switched Out
Units Out
| E1 | 0 | 0 | 0 | 0 | 0 | 0 | 0 | 0 | 0 | 0 | 0 | 0 | 0 | 0 | 0 | 0 | 0 | 0 | 0 | 0 | 0 | 0 | 0 | 0 | 0 | 0 | 0 | 0 | 0 | 0 | 0
| E2 | 0 | 0 | 0 | 0 | 0 | 0 | 0 | 0 | 0 | 0 | 0 | 0 | 0 | 0 | 0 | 0 | 0 | 0 | 0 | 0 | 0 | 0 | 0 | 0 | 0 | 0 | 0 | 0 | 0 | 0 | 0
| E3 | 0 | 0 | 0 | 0 | 0 | 0 | 0 | 0 | 0 | 0 | 0 | 0 | 0 | 0 | 0 | 0 | 0 | 0 | 0 | 0 | 0 | 0 | 0 | 0 | 0 | 0 | 0 | 0 | 0 | 0 | 0
| E4 | 0 | 0 | 0 | 0 | 0 | 0 | 0 | 0 | 0 | 0 | 0 | 0 | 0 | 0 | 0 | 0 | 0 | 0 | 0 | 0 | 0 | 0 | 0 | 0 | 0 | 0 | 0 | 0 | 0 | 0 | 0
| E5 | 0 | 0 | 0 | 0 | 0 | 0 | 0 | 0 | 0 | 0 | 0 | 0 | 0 | 0 | 0 | 0 | 0 | 0 | 0 | 0 | 0 | 0 | 0 | 0 | 0 | 0 | 0 | 0 | 0 | 0 | 0
| E6 | 0 | 0 | 0 | 0 | 0 | 0 | 0 | 0 | 0 | 0 | 0 | 0 | 0 | 0 | 0 | 0 | 0 | 0 | 0 | 0 | 0 | 0 | 0 | 0 | 0 | 0 | 0 | 0 | 0 | 0 | 0
| E7 | 0 | 0 | 0 | 0 | 0 | 0 | 0 | 0 | 0 | 0 | 0 | 0 | 0 | 0 | 0 | 0 | 0 | 0 | 0 | 0 | 0 | 0 | 0 | 0 | 0 | 0 | 0 | 0 | 0 | 0 | 0
| E8 | 0 | 0 | 0 | 0 | 0 | 0 | 0 | 0 | 0 | 0 | 0 | 0 | 0 | 0 | 0 | 0 | 0 | 0 | 0 | 0 | 0 | 0 | 0 | 0 | 0 | 0 | 0 | 0 | 0 | 0 | 0
| E9 | 0 | 0 | 0 | 0 | 0 | 0 | 0 | 0 | 0 | 0 | 0 | 0 | 0 | 0 | 0 | 0 | 0 | 0 | 0 | 0 | 0 | 0 | 0 | 0 | 0 | 0 | 0 | 0 | 0 | 0 | 0
| E10 | 0 | 0 | 0 | 0 | 0 | 0 | 0 | 0 | 0 | 0 | 0 | 0 | 0 | 0 | 0 | 0 | 0 | 0 | 0 | 0 | 0 | 0 | 0 | 0 | 0 | 0 | 0 | 0 | 0 | 0 | 0
| Vintage | 0 | 0 | 0 | 0 | 0 | 0 | 0 | 0 | 0 | 0 | 0 | 0 | 0 | 0 | 0 | 0 | 0 | 0 | 0 | 0 | 0 | 0 | 0 | 0 | 0 | 0 | 0 | 0 | 0 | 0 | 0
Tech Purchase Shares
| Year | Year 0 | Year 1 | Year 2 | Year 3 | Year 4 | Year 5 | Year 6 | Year 7 | Year 8 | Year 9 | Year 10 | Year 11 | Year 12 | Year 13 | Year 14 | Year 15 | Year 16 | Year 17 | Year 18 | Year 19 | Year 20 | Year 21 | Year 22 | Year 23 | Year 24 | Year 25 | Year 26 | Year 27 | Year 28 | Year 29 | Year 30
E1 | bar: Year 0 to Year 30
E2 | bar: Year 0 to Year 30
E3 | bar: Year 0 to Year 30
E4 | bar: Year 0 to Year 30
E5 | bar: Year 0 to Year 30
E6 | bar: Year 0 to Year 30
E7 | bar: Year 0 to Year 30
E8 | bar: Year 0 to Year 30
E9 | bar: Year 0 to Year 30
E10 | bar: Year 0 to Year 30
Units In from Switching
| E1 | 0 | 0 | 0 | 0 | 0 | 0 | 0 | 0 | 0 | 0 | 0 | 0 | 0 | 0 | 0 | 0 | 0 | 0 | 0 | 0 | 0 | 0 | 0 | 0 | 0 | 0 | 0 | 0 | 0 | 0 | 0
| E2 | 0 | 0 | 0 | 0 | 0 | 0 | 0 | 0 | 0 | 0 | 0 | 0 | 0 | 0 | 0 | 0 | 0 | 0 | 0 | 0 | 0 | 0 | 0 | 0 | 0 | 0 | 0 | 0 | 0 | 0 | 0
| E3 | 0 | 0 | 0 | 0 | 0 | 0 | 0 | 0 | 0 | 0 | 0 | 0 | 0 | 0 | 0 | 0 | 0 | 0 | 0 | 0 | 0 | 0 | 0 | 0 | 0 | 0 | 0 | 0 | 0 | 0 | 0
| E4 | 0 | 0 | 0 | 0 | 0 | 0 | 0 | 0 | 0 | 0 | 0 | 0 | 0 | 0 | 0 | 0 | 0 | 0 | 0 | 0 | 0 | 0 | 0 | 0 | 0 | 0 | 0 | 0 | 0 | 0 | 0
| E5 | 0 | 0 | 0 | 0 | 0 | 0 | 0 | 0 | 0 | 0 | 0 | 0 | 0 | 0 | 0 | 0 | 0 | 0 | 0 | 0 | 0 | 0 | 0 | 0 | 0 | 0 | 0 | 0 | 0 | 0 | 0
| E6 | 0 | 0 | 0 | 0 | 0 | 0 | 0 | 0 | 0 | 0 | 0 | 0 | 0 | 0 | 0 | 0 | 0 | 0 | 0 | 0 | 0 | 0 | 0 | 0 | 0 | 0 | 0 | 0 | 0 | 0 | 0
| E7 | 0 | 0 | 0 | 0 | 0 | 0 | 0 | 0 | 0 | 0 | 0 | 0 | 0 | 0 | 0 | 0 | 0 | 0 | 0 | 0 | 0 | 0 | 0 | 0 | 0 | 0 | 0 | 0 | 0 | 0 | 0
| E8 | 0 | 0 | 0 | 0 | 0 | 0 | 0 | 0 | 0 | 0 | 0 | 0 | 0 | 0 | 0 | 0 | 0 | 0 | 0 | 0 | 0 | 0 | 0 | 0 | 0 | 0 | 0 | 0 | 0 | 0 | 0
| E9 | 0 | 0 | 0 | 0 | 0 | 0 | 0 | 0 | 0 | 0 | 0 | 0 | 0 | 0 | 0 | 0 | 0 | 0 | 0 | 0 | 0 | 0 | 0 | 0 | 0 | 0 | 0 | 0 | 0 | 0 | 0
| E10 | 0 | 0 | 0 | 0 | 0 | 0 | 0 | 0 | 0 | 0 | 0 | 0 | 0 | 0 | 0 | 0 | 0 | 0 | 0 | 0 | 0 | 0 | 0 | 0 | 0 | 0 | 0 | 0 | 0 | 0 | 0
| Vintage | 0 | 0 | 0 | 0 | 0 | 0 | 0 | 0 | 0 | 0 | 0 | 0 | 0 | 0 | 0 | 0 | 0 | 0 | 0 | 0 | 0 | 0 | 0 | 0 | 0 | 0 | 0 | 0 | 0 | 0 | 0
Net Change
| Year | Year 0 | Year 1 | Year 2 | Year 3 | Year 4 | Year 5 | Year 6 | Year 7 | Year 8 | Year 9 | Year 10 | Year 11 | Year 12 | Year 13 | Year 14 | Year 15 | Year 16 | Year 17 | Year 18 | Year 19 | Year 20 | Year 21 | Year 22 | Year 23 | Year 24 | Year 25 | Year 26 | Year 27 | Year 28 | Year 29 | Year 30 | Key
| Units | 0 | 0 | 0 | 0 | 0 | 0 | 0 | 0 | 0 | 0 | 0 | 0 | 0 | 0 | 0 | 0 | 0 | 0 | 0 | 0 | 0 | 0 | 0 | 0 | 0 | 0 | 0 | 0 | 0 | 0 | 0 | 0_Units |  |  |  |  | 301957.8232
| Usage | 0 | 0 | 0 | 0 | 0 | 0 | 0 | 0 | 0 | 0 | 0 | 0 | 0 | 0 | 0 | 0 | 0 | 0 | 0 | 0 | 0 | 0 | 0 | 0 | 0 | 0 | 0 | 0 | 0 | 0 | 0 | 0_Usage |  |  |  |  | 1698.6543
| Peak Demand (S) | 0 | 0 | 0 | 0 | 0 | 0 | 0 | 0 | 0 | 0 | 0 | 0 | 0 | 0 | 0 | 0 | 0 | 0 | 0 | 0 | 0 | 0 | 0 | 0 | 0 | 0 | 0 | 0 | 0 | 0 | 0 | 0_Peak Demand (S) |  |  |  |  | 0
| Peak Demand (W) | 0 | 0 | 0 | 0 | 0 | 0 | 0 | 0 | 0 | 0 | 0 | 0 | 0 | 0 | 0 | 0 | 0 | 0 | 0 | 0 | 0 | 0 | 0 | 0 | 0 | 0 | 0 | 0 | 0 | 0 | 0 | 0_Peak Demand (W) |  |  |  |  | 884.6119
| Turnover | 0 | 0 | 0 | 0 | 0 | 0 | 0 | 0 | 0 | 0 | 0 | 0 | 0 | 0 | 0 | 0 | 0 | 0 | 0 | 0 | 0 | 0 | 0 | 0 | 0 | 0 | 0 | 0 | 0 | 0 | 0 | 0_Turnover |  |  |  |  | 6885.4476
| Avg. Replacement Usage | 0 | 0 | 0 | 0 | 0 | 0 | 0 | 0 | 0 | 0 | 0 | 0 | 0 | 0 | 0 | 0 | 0 | 0 | 0 | 0 | 0 | 0 | 0 | 0 | 0 | 0 | 0 | 0 | 0 | 0 | 0 | 0_Avg. Replacement Usage |  |  |  |  | 5638.8522
| Avg. Replacement Demand (S) | 0 | 0 | 0 | 0 | 0 | 0 | 0 | 0 | 0 | 0 | 0 | 0 | 0 | 0 | 0 | 0 | 0 | 0 | 0 | 0 | 0 | 0 | 0 | 0 | 0 | 0 | 0 | 0 | 0 | 0 | 0 | 0_Avg. Replacement Demand (S) |  |  |  |  | 0
| Avg. Replacement Demand (W) | 0 | 0 | 0 | 0 | 0 | 0 | 0 | 0 | 0 | 0 | 0 | 0 | 0 | 0 | 0 | 0 | 0 | 0 | 0 | 0 | 0 | 0 | 0 | 0 | 0 | 0 | 0 | 0 | 0 | 0 | 0 | 0_Avg. Replacement Demand (W) |  |  |  |  | 2.9366
Purchases
| Year | Year 0 | Year 1 | Year 2 | Year 3 | Year 4 | Year 5 | Year 6 | Year 7 | Year 8 | Year 9 | Year 10 | Year 11 | Year 12 | Year 13 | Year 14 | Year 15 | Year 16 | Year 17 | Year 18 | Year 19 | Year 20 | Year 21 | Year 22 | Year 23 | Year 24 | Year 25 | Year 26 | Year 27 | Year 28 | Year 29 | Year 30
| E1 | 0 | 0 | 0 | 0 | 0 | 0 | 0 | 0 | 0 | 0 | 0 | 0 | 0 | 0 | 0 | 0 | 0 | 0 | 0 | 0 | 0 | 0 | 0 | 0 | 0 | 0 | 0 | 0 | 0 | 0 | 0 | 0_E1_Purchases |  |  |  |  | 6885.4476
| E2 | 0 | 0 | 0 | 0 | 0 | 0 | 0 | 0 | 0 | 0 | 0 | 0 | 0 | 0 | 0 | 0 | 0 | 0 | 0 | 0 | 0 | 0 | 0 | 0 | 0 | 0 | 0 | 0 | 0 | 0 | 0 | 0_E2_Purchases |  |  |  |  | 0
| E3 | 0 | 0 | 0 | 0 | 0 | 0 | 0 | 0 | 0 | 0 | 0 | 0 | 0 | 0 | 0 | 0 | 0 | 0 | 0 | 0 | 0 | 0 | 0 | 0 | 0 | 0 | 0 | 0 | 0 | 0 | 0 | 0_E3_Purchases |  |  |  |  | 0
| E4 | 0 | 0 | 0 | 0 | 0 | 0 | 0 | 0 | 0 | 0 | 0 | 0 | 0 | 0 | 0 | 0 | 0 | 0 | 0 | 0 | 0 | 0 | 0 | 0 | 0 | 0 | 0 | 0 | 0 | 0 | 0 | 0_E4_Purchases |  |  |  |  | 0
| E5 | 0 | 0 | 0 | 0 | 0 | 0 | 0 | 0 | 0 | 0 | 0 | 0 | 0 | 0 | 0 | 0 | 0 | 0 | 0 | 0 | 0 | 0 | 0 | 0 | 0 | 0 | 0 | 0 | 0 | 0 | 0 | 0_E5_Purchases |  |  |  |  | 0
| E6 | 0 | 0 | 0 | 0 | 0 | 0 | 0 | 0 | 0 | 0 | 0 | 0 | 0 | 0 | 0 | 0 | 0 | 0 | 0 | 0 | 0 | 0 | 0 | 0 | 0 | 0 | 0 | 0 | 0 | 0 | 0 | 0_E6_Purchases |  |  |  |  | 0
| E7 | 0 | 0 | 0 | 0 | 0 | 0 | 0 | 0 | 0 | 0 | 0 | 0 | 0 | 0 | 0 | 0 | 0 | 0 | 0 | 0 | 0 | 0 | 0 | 0 | 0 | 0 | 0 | 0 | 0 | 0 | 0 | 0_E7_Purchases |  |  |  |  | 0
| E8 | 0 | 0 | 0 | 0 | 0 | 0 | 0 | 0 | 0 | 0 | 0 | 0 | 0 | 0 | 0 | 0 | 0 | 0 | 0 | 0 | 0 | 0 | 0 | 0 | 0 | 0 | 0 | 0 | 0 | 0 | 0 | 0_E8_Purchases |  |  |  |  | 0
| E9 | 0 | 0 | 0 | 0 | 0 | 0 | 0 | 0 | 0 | 0 | 0 | 0 | 0 | 0 | 0 | 0 | 0 | 0 | 0 | 0 | 0 | 0 | 0 | 0 | 0 | 0 | 0 | 0 | 0 | 0 | 0 | 0_E9_Purchases |  |  |  |  | 0
| E10 | 0 | 0 | 0 | 0 | 0 | 0 | 0 | 0 | 0 | 0 | 0 | 0 | 0 | 0 | 0 | 0 | 0 | 0 | 0 | 0 | 0 | 0 | 0 | 0 | 0 | 0 | 0 | 0 | 0 | 0 | 0 | 0_E10_Purchases |  |  |  |  | 0
Stock
| Year | Year 0 | Year 1 | Year 2 | Year 3 | Year 4 | Year 5 | Year 6 | Year 7 | Year 8 | Year 9 | Year 10 | Year 11 | Year 12 | Year 13 | Year 14 | Year 15 | Year 16 | Year 17 | Year 18 | Year 19 | Year 20 | Year 21 | Year 22 | Year 23 | Year 24 | Year 25 | Year 26 | Year 27 | Year 28 | Year 29 | Year 30
| E1 | 0 | 0 | 0 | 0 | 0 | 0 | 0 | 0 | 0 | 0 | 0 | 0 | 0 | 0 | 0 | 0 | 0 | 0 | 0 | 0 | 0 | 0 | 0 | 0 | 0 | 0 | 0 | 0 | 0 | 0 | 0 | 0_E1_Stock |  |  |  |  | 13576.6093
| E2 | 0 | 0 | 0 | 0 | 0 | 0 | 0 | 0 | 0 | 0 | 0 | 0 | 0 | 0 | 0 | 0 | 0 | 0 | 0 | 0 | 0 | 0 | 0 | 0 | 0 | 0 | 0 | 0 | 0 | 0 | 0 | 0_E2_Stock |  |  |  |  | 0
| E3 | 0 | 0 | 0 | 0 | 0 | 0 | 0 | 0 | 0 | 0 | 0 | 0 | 0 | 0 | 0 | 0 | 0 | 0 | 0 | 0 | 0 | 0 | 0 | 0 | 0 | 0 | 0 | 0 | 0 | 0 | 0 | 0_E3_Stock |  |  |  |  | 0
| E4 | 0 | 0 | 0 | 0 | 0 | 0 | 0 | 0 | 0 | 0 | 0 | 0 | 0 | 0 | 0 | 0 | 0 | 0 | 0 | 0 | 0 | 0 | 0 | 0 | 0 | 0 | 0 | 0 | 0 | 0 | 0 | 0_E4_Stock |  |  |  |  | 0
| E5 | 0 | 0 | 0 | 0 | 0 | 0 | 0 | 0 | 0 | 0 | 0 | 0 | 0 | 0 | 0 | 0 | 0 | 0 | 0 | 0 | 0 | 0 | 0 | 0 | 0 | 0 | 0 | 0 | 0 | 0 | 0 | 0_E5_Stock |  |  |  |  | 0
| E6 | 0 | 0 | 0 | 0 | 0 | 0 | 0 | 0 | 0 | 0 | 0 | 0 | 0 | 0 | 0 | 0 | 0 | 0 | 0 | 0 | 0 | 0 | 0 | 0 | 0 | 0 | 0 | 0 | 0 | 0 | 0 | 0_E6_Stock |  |  |  |  | 0
| E7 | 0 | 0 | 0 | 0 | 0 | 0 | 0 | 0 | 0 | 0 | 0 | 0 | 0 | 0 | 0 | 0 | 0 | 0 | 0 | 0 | 0 | 0 | 0 | 0 | 0 | 0 | 0 | 0 | 0 | 0 | 0 | 0_E7_Stock |  |  |  |  | 0
| E8 | 0 | 0 | 0 | 0 | 0 | 0 | 0 | 0 | 0 | 0 | 0 | 0 | 0 | 0 | 0 | 0 | 0 | 0 | 0 | 0 | 0 | 0 | 0 | 0 | 0 | 0 | 0 | 0 | 0 | 0 | 0 | 0_E8_Stock |  |  |  |  | 0
| E9 | 0 | 0 | 0 | 0 | 0 | 0 | 0 | 0 | 0 | 0 | 0 | 0 | 0 | 0 | 0 | 0 | 0 | 0 | 0 | 0 | 0 | 0 | 0 | 0 | 0 | 0 | 0 | 0 | 0 | 0 | 0 | 0_E9_Stock |  |  |  |  | 0
| E10 | 0 | 0 | 0 | 0 | 0 | 0 | 0 | 0 | 0 | 0 | 0 | 0 | 0 | 0 | 0 | 0 | 0 | 0 | 0 | 0 | 0 | 0 | 0 | 0 | 0 | 0 | 0 | 0 | 0 | 0 | 0 | 0_E10_Stock |  |  |  |  | 0
| Vintage | 0 | 0 | 0 | 0 | 0 | 0 | 0 | 0 | 0 | 0 | 0 | 0 | 0 | 0 | 0 | 0 | 0 | 0 | 0 | 0 | 0 | 0 | 0 | 0 | 0 | 0 | 0 | 0 | 0 | 0 | 0 | 0_Vintage_Stock |  |  |  |  | 288381.2139
S4C3 |  | Year 0: System 4 Technology 3
Technology Variables
| Tech Key | Year 0: 0
| Peak Factor (S) | Year 0: 0
| Peak Factor (W) | Year 0: 0
| Min Vintage Lifetime | Year 0: 0
| Max Vintage Lifetime | Year 0: 0
| Turnover Style | Year 0: 0
Technology Variables
| Equipment | Year 0: Label; Year 1: Min Lifetime; Year 2: Max Lifetime; Year 3: Degradation; Year 4: Usage; Year 5: Available
| E1 | Year 1: 0; Year 2: 0; Year 3: 0%; Year 4: 0; Year 5: FALSE
| E2 | Year 1: 0; Year 2: 0; Year 3: 0%; Year 4: 0; Year 5: FALSE
| E3 | Year 1: 0; Year 2: 0; Year 3: 0%; Year 4: 0; Year 5: FALSE
| E4 | Year 1: 0; Year 2: 0; Year 3: 0%; Year 4: 0; Year 5: FALSE
| E5 | Year 1: 0; Year 2: 0; Year 3: 0%; Year 4: 0; Year 5: FALSE
| E6 | Year 1: 0; Year 2: 0; Year 3: 0%; Year 4: 0; Year 5: FALSE
| E7 | Year 1: 0; Year 2: 0; Year 3: 0%; Year 4: 0; Year 5: FALSE
| E8 | Year 1: 0; Year 2: 0; Year 3: 0%; Year 4: 0; Year 5: FALSE
| E9 | Year 1: 0; Year 2: 0; Year 3: 0%; Year 4: 0; Year 5: FALSE
| E10 | Year 1: 0; Year 2: 0; Year 3: 0%; Year 4: 0; Year 5: FALSE
Original Forecast Results
| Year | Year 0 | Year 1 | Year 2 | Year 3 | Year 4 | Year 5 | Year 6 | Year 7 | Year 8 | Year 9 | Year 10 | Year 11 | Year 12 | Year 13 | Year 14 | Year 15 | Year 16 | Year 17 | Year 18 | Year 19 | Year 20 | Year 21 | Year 22 | Year 23 | Year 24 | Year 25 | Year 26 | Year 27 | Year 28 | Year 29 | Year 30 | Key
| Units | 0 | 0 | 0 | 0 | 0 | 0 | 0 | 0 | 0 | 0 | 0 | 0 | 0 | 0 | 0 | 0 | 0 | 0 | 0 | 0 | 0 | 0 | 0 | 0 | 0 | 0 | 0 | 0 | 0 | 0 | 0 | #REF! |  |  |  |  | 301957.8232
| Usage | 0 | 0 | 0 | 0 | 0 | 0 | 0 | 0 | 0 | 0 | 0 | 0 | 0 | 0 | 0 | 0 | 0 | 0 | 0 | 0 | 0 | 0 | 0 | 0 | 0 | 0 | 0 | 0 | 0 | 0 | 0 | #REF! |  |  |  |  | 1698.6543
| Peak Demand (S) | 0 | 0 | 0 | 0 | 0 | 0 | 0 | 0 | 0 | 0 | 0 | 0 | 0 | 0 | 0 | 0 | 0 | 0 | 0 | 0 | 0 | 0 | 0 | 0 | 0 | 0 | 0 | 0 | 0 | 0 | 0 | #REF! |  |  |  |  | 0
| Peak Demand (W) | 0 | 0 | 0 | 0 | 0 | 0 | 0 | 0 | 0 | 0 | 0 | 0 | 0 | 0 | 0 | 0 | 0 | 0 | 0 | 0 | 0 | 0 | 0 | 0 | 0 | 0 | 0 | 0 | 0 | 0 | 0 | #REF! |  |  |  |  | 884.6119
| Turnover | 0 | 0 | 0 | 0 | 0 | 0 | 0 | 0 | 0 | 0 | 0 | 0 | 0 | 0 | 0 | 0 | 0 | 0 | 0 | 0 | 0 | 0 | 0 | 0 | 0 | 0 | 0 | 0 | 0 | 0 | 0 | #REF! |  |  |  |  | 6885.4476
| Avg. Replacement Usage | 0 | 0 | 0 | 0 | 0 | 0 | 0 | 0 | 0 | 0 | 0 | 0 | 0 | 0 | 0 | 0 | 0 | 0 | 0 | 0 | 0 | 0 | 0 | 0 | 0 | 0 | 0 | 0 | 0 | 0 | 0 | #REF! |  |  |  |  | 5638.8522
| Avg. Replacement Demand (S) | 0 | 0 | 0 | 0 | 0 | 0 | 0 | 0 | 0 | 0 | 0 | 0 | 0 | 0 | 0 | 0 | 0 | 0 | 0 | 0 | 0 | 0 | 0 | 0 | 0 | 0 | 0 | 0 | 0 | 0 | 0 | #REF! |  |  |  |  | 0
| Avg. Replacement Demand (W) | 0 | 0 | 0 | 0 | 0 | 0 | 0 | 0 | 0 | 0 | 0 | 0 | 0 | 0 | 0 | 0 | 0 | 0 | 0 | 0 | 0 | 0 | 0 | 0 | 0 | 0 | 0 | 0 | 0 | 0 | 0 | #REF! |  |  |  |  | 2.9366
Tech Forecast Stock
| Year | Year 0 | Year 1 | Year 2 | Year 3 | Year 4 | Year 5 | Year 6 | Year 7 | Year 8 | Year 9 | Year 10 | Year 11 | Year 12 | Year 13 | Year 14 | Year 15 | Year 16 | Year 17 | Year 18 | Year 19 | Year 20 | Year 21 | Year 22 | Year 23 | Year 24 | Year 25 | Year 26 | Year 27 | Year 28 | Year 29 | Year 30
| E1 | 0 | 0 | 0 | 0 | 0 | 0 | 0 | 0 | 0 | 0 | 0 | 0 | 0 | 0 | 0 | 0 | 0 | 0 | 0 | 0 | 0 | 0 | 0 | 0 | 0 | 0 | 0 | 0 | 0 | 0 | 0
| E2 | 0 | 0 | 0 | 0 | 0 | 0 | 0 | 0 | 0 | 0 | 0 | 0 | 0 | 0 | 0 | 0 | 0 | 0 | 0 | 0 | 0 | 0 | 0 | 0 | 0 | 0 | 0 | 0 | 0 | 0 | 0
| E3 | 0 | 0 | 0 | 0 | 0 | 0 | 0 | 0 | 0 | 0 | 0 | 0 | 0 | 0 | 0 | 0 | 0 | 0 | 0 | 0 | 0 | 0 | 0 | 0 | 0 | 0 | 0 | 0 | 0 | 0 | 0
| E4 | 0 | 0 | 0 | 0 | 0 | 0 | 0 | 0 | 0 | 0 | 0 | 0 | 0 | 0 | 0 | 0 | 0 | 0 | 0 | 0 | 0 | 0 | 0 | 0 | 0 | 0 | 0 | 0 | 0 | 0 | 0
| E5 | 0 | 0 | 0 | 0 | 0 | 0 | 0 | 0 | 0 | 0 | 0 | 0 | 0 | 0 | 0 | 0 | 0 | 0 | 0 | 0 | 0 | 0 | 0 | 0 | 0 | 0 | 0 | 0 | 0 | 0 | 0
| E6 | 0 | 0 | 0 | 0 | 0 | 0 | 0 | 0 | 0 | 0 | 0 | 0 | 0 | 0 | 0 | 0 | 0 | 0 | 0 | 0 | 0 | 0 | 0 | 0 | 0 | 0 | 0 | 0 | 0 | 0 | 0
| E7 | 0 | 0 | 0 | 0 | 0 | 0 | 0 | 0 | 0 | 0 | 0 | 0 | 0 | 0 | 0 | 0 | 0 | 0 | 0 | 0 | 0 | 0 | 0 | 0 | 0 | 0 | 0 | 0 | 0 | 0 | 0
| E8 | 0 | 0 | 0 | 0 | 0 | 0 | 0 | 0 | 0 | 0 | 0 | 0 | 0 | 0 | 0 | 0 | 0 | 0 | 0 | 0 | 0 | 0 | 0 | 0 | 0 | 0 | 0 | 0 | 0 | 0 | 0
| E9 | 0 | 0 | 0 | 0 | 0 | 0 | 0 | 0 | 0 | 0 | 0 | 0 | 0 | 0 | 0 | 0 | 0 | 0 | 0 | 0 | 0 | 0 | 0 | 0 | 0 | 0 | 0 | 0 | 0 | 0 | 0
| E10 | 0 | 0 | 0 | 0 | 0 | 0 | 0 | 0 | 0 | 0 | 0 | 0 | 0 | 0 | 0 | 0 | 0 | 0 | 0 | 0 | 0 | 0 | 0 | 0 | 0 | 0 | 0 | 0 | 0 | 0 | 0
| Vintage | 0 | 0 | 0 | 0 | 0 | 0 | 0 | 0 | 0 | 0 | 0 | 0 | 0 | 0 | 0 | 0 | 0 | 0 | 0 | 0 | 0 | 0 | 0 | 0 | 0 | 0 | 0 | 0 | 0 | 0 | 0
Stock for Switching
| Year | Year 0 | Year 1 | Year 2 | Year 3 | Year 4 | Year 5 | Year 6 | Year 7 | Year 8 | Year 9 | Year 10 | Year 11 | Year 12 | Year 13 | Year 14 | Year 15 | Year 16 | Year 17 | Year 18 | Year 19 | Year 20 | Year 21 | Year 22 | Year 23 | Year 24 | Year 25 | Year 26 | Year 27 | Year 28 | Year 29 | Year 30
| E1 | 0 | 0 | 0 | 0 | 0 | 0 | 0 | 0 | 0 | 0 | 0 | 0 | 0 | 0 | 0 | 0 | 0 | 0 | 0 | 0 | 0 | 0 | 0 | 0 | 0 | 0 | 0 | 0 | 0 | 0 | 0 | 0_E1_SysStock
| E2 | 0 | 0 | 0 | 0 | 0 | 0 | 0 | 0 | 0 | 0 | 0 | 0 | 0 | 0 | 0 | 0 | 0 | 0 | 0 | 0 | 0 | 0 | 0 | 0 | 0 | 0 | 0 | 0 | 0 | 0 | 0 | 0_E2_SysStock
| E3 | 0 | 0 | 0 | 0 | 0 | 0 | 0 | 0 | 0 | 0 | 0 | 0 | 0 | 0 | 0 | 0 | 0 | 0 | 0 | 0 | 0 | 0 | 0 | 0 | 0 | 0 | 0 | 0 | 0 | 0 | 0 | 0_E3_SysStock
| E4 | 0 | 0 | 0 | 0 | 0 | 0 | 0 | 0 | 0 | 0 | 0 | 0 | 0 | 0 | 0 | 0 | 0 | 0 | 0 | 0 | 0 | 0 | 0 | 0 | 0 | 0 | 0 | 0 | 0 | 0 | 0 | 0_E4_SysStock
| E5 | 0 | 0 | 0 | 0 | 0 | 0 | 0 | 0 | 0 | 0 | 0 | 0 | 0 | 0 | 0 | 0 | 0 | 0 | 0 | 0 | 0 | 0 | 0 | 0 | 0 | 0 | 0 | 0 | 0 | 0 | 0 | 0_E5_SysStock
| E6 | 0 | 0 | 0 | 0 | 0 | 0 | 0 | 0 | 0 | 0 | 0 | 0 | 0 | 0 | 0 | 0 | 0 | 0 | 0 | 0 | 0 | 0 | 0 | 0 | 0 | 0 | 0 | 0 | 0 | 0 | 0 | 0_E6_SysStock
| E7 | 0 | 0 | 0 | 0 | 0 | 0 | 0 | 0 | 0 | 0 | 0 | 0 | 0 | 0 | 0 | 0 | 0 | 0 | 0 | 0 | 0 | 0 | 0 | 0 | 0 | 0 | 0 | 0 | 0 | 0 | 0 | 0_E7_SysStock
| E8 | 0 | 0 | 0 | 0 | 0 | 0 | 0 | 0 | 0 | 0 | 0 | 0 | 0 | 0 | 0 | 0 | 0 | 0 | 0 | 0 | 0 | 0 | 0 | 0 | 0 | 0 | 0 | 0 | 0 | 0 | 0 | 0_E8_SysStock
| E9 | 0 | 0 | 0 | 0 | 0 | 0 | 0 | 0 | 0 | 0 | 0 | 0 | 0 | 0 | 0 | 0 | 0 | 0 | 0 | 0 | 0 | 0 | 0 | 0 | 0 | 0 | 0 | 0 | 0 | 0 | 0 | 0_E9_SysStock
| E10 | 0 | 0 | 0 | 0 | 0 | 0 | 0 | 0 | 0 | 0 | 0 | 0 | 0 | 0 | 0 | 0 | 0 | 0 | 0 | 0 | 0 | 0 | 0 | 0 | 0 | 0 | 0 | 0 | 0 | 0 | 0 | 0_E10_SysStock
| Vintage | 0 | 0 | 0 | 0 | 0 | 0 | 0 | 0 | 0 | 0 | 0 | 0 | 0 | 0 | 0 | 0 | 0 | 0 | 0 | 0 | 0 | 0 | 0 | 0 | 0 | 0 | 0 | 0 | 0 | 0 | 0 | 0_Vintage_SysStock
Tech Forecast Purchases
| Year | Year 0 | Year 1 | Year 2 | Year 3 | Year 4 | Year 5 | Year 6 | Year 7 | Year 8 | Year 9 | Year 10 | Year 11 | Year 12 | Year 13 | Year 14 | Year 15 | Year 16 | Year 17 | Year 18 | Year 19 | Year 20 | Year 21 | Year 22 | Year 23 | Year 24 | Year 25 | Year 26 | Year 27 | Year 28 | Year 29 | Year 30
| E1 | 0 | 0 | 0 | 0 | 0 | 0 | 0 | 0 | 0 | 0 | 0 | 0 | 0 | 0 | 0 | 0 | 0 | 0 | 0 | 0 | 0 | 0 | 0 | 0 | 0 | 0 | 0 | 0 | 0 | 0 | 0
| E2 | 0 | 0 | 0 | 0 | 0 | 0 | 0 | 0 | 0 | 0 | 0 | 0 | 0 | 0 | 0 | 0 | 0 | 0 | 0 | 0 | 0 | 0 | 0 | 0 | 0 | 0 | 0 | 0 | 0 | 0 | 0
| E3 | 0 | 0 | 0 | 0 | 0 | 0 | 0 | 0 | 0 | 0 | 0 | 0 | 0 | 0 | 0 | 0 | 0 | 0 | 0 | 0 | 0 | 0 | 0 | 0 | 0 | 0 | 0 | 0 | 0 | 0 | 0
| E4 | 0 | 0 | 0 | 0 | 0 | 0 | 0 | 0 | 0 | 0 | 0 | 0 | 0 | 0 | 0 | 0 | 0 | 0 | 0 | 0 | 0 | 0 | 0 | 0 | 0 | 0 | 0 | 0 | 0 | 0 | 0
| E5 | 0 | 0 | 0 | 0 | 0 | 0 | 0 | 0 | 0 | 0 | 0 | 0 | 0 | 0 | 0 | 0 | 0 | 0 | 0 | 0 | 0 | 0 | 0 | 0 | 0 | 0 | 0 | 0 | 0 | 0 | 0
| E6 | 0 | 0 | 0 | 0 | 0 | 0 | 0 | 0 | 0 | 0 | 0 | 0 | 0 | 0 | 0 | 0 | 0 | 0 | 0 | 0 | 0 | 0 | 0 | 0 | 0 | 0 | 0 | 0 | 0 | 0 | 0
| E7 | 0 | 0 | 0 | 0 | 0 | 0 | 0 | 0 | 0 | 0 | 0 | 0 | 0 | 0 | 0 | 0 | 0 | 0 | 0 | 0 | 0 | 0 | 0 | 0 | 0 | 0 | 0 | 0 | 0 | 0 | 0
| E8 | 0 | 0 | 0 | 0 | 0 | 0 | 0 | 0 | 0 | 0 | 0 | 0 | 0 | 0 | 0 | 0 | 0 | 0 | 0 | 0 | 0 | 0 | 0 | 0 | 0 | 0 | 0 | 0 | 0 | 0 | 0
| E9 | 0 | 0 | 0 | 0 | 0 | 0 | 0 | 0 | 0 | 0 | 0 | 0 | 0 | 0 | 0 | 0 | 0 | 0 | 0 | 0 | 0 | 0 | 0 | 0 | 0 | 0 | 0 | 0 | 0 | 0 | 0
| E10 | 0 | 0 | 0 | 0 | 0 | 0 | 0 | 0 | 0 | 0 | 0 | 0 | 0 | 0 | 0 | 0 | 0 | 0 | 0 | 0 | 0 | 0 | 0 | 0 | 0 | 0 | 0 | 0 | 0 | 0 | 0
Potential to Switch
| Year | Year 0 | Year 1 | Year 2 | Year 3 | Year 4 | Year 5 | Year 6 | Year 7 | Year 8 | Year 9 | Year 10 | Year 11 | Year 12 | Year 13 | Year 14 | Year 15 | Year 16 | Year 17 | Year 18 | Year 19 | Year 20 | Year 21 | Year 22 | Year 23 | Year 24 | Year 25 | Year 26 | Year 27 | Year 28 | Year 29 | Year 30
| E1 | 0 | 0 | 0 | 0 | 0 | 0 | 0 | 0 | 0 | 0 | 0 | 0 | 0 | 0 | 0 | 0 | 0 | 0 | 0 | 0 | 0 | 0 | 0 | 0 | 0 | 0 | 0 | 0 | 0 | 0 | 0 | 0_E1_Switched Out
| E2 | 0 | 0 | 0 | 0 | 0 | 0 | 0 | 0 | 0 | 0 | 0 | 0 | 0 | 0 | 0 | 0 | 0 | 0 | 0 | 0 | 0 | 0 | 0 | 0 | 0 | 0 | 0 | 0 | 0 | 0 | 0 | 0_E2_Switched Out
| E3 | 0 | 0 | 0 | 0 | 0 | 0 | 0 | 0 | 0 | 0 | 0 | 0 | 0 | 0 | 0 | 0 | 0 | 0 | 0 | 0 | 0 | 0 | 0 | 0 | 0 | 0 | 0 | 0 | 0 | 0 | 0 | 0_E3_Switched Out
| E4 | 0 | 0 | 0 | 0 | 0 | 0 | 0 | 0 | 0 | 0 | 0 | 0 | 0 | 0 | 0 | 0 | 0 | 0 | 0 | 0 | 0 | 0 | 0 | 0 | 0 | 0 | 0 | 0 | 0 | 0 | 0 | 0_E4_Switched Out
| E5 | 0 | 0 | 0 | 0 | 0 | 0 | 0 | 0 | 0 | 0 | 0 | 0 | 0 | 0 | 0 | 0 | 0 | 0 | 0 | 0 | 0 | 0 | 0 | 0 | 0 | 0 | 0 | 0 | 0 | 0 | 0 | 0_E5_Switched Out
| E6 | 0 | 0 | 0 | 0 | 0 | 0 | 0 | 0 | 0 | 0 | 0 | 0 | 0 | 0 | 0 | 0 | 0 | 0 | 0 | 0 | 0 | 0 | 0 | 0 | 0 | 0 | 0 | 0 | 0 | 0 | 0 | 0_E6_Switched Out
| E7 | 0 | 0 | 0 | 0 | 0 | 0 | 0 | 0 | 0 | 0 | 0 | 0 | 0 | 0 | 0 | 0 | 0 | 0 | 0 | 0 | 0 | 0 | 0 | 0 | 0 | 0 | 0 | 0 | 0 | 0 | 0 | 0_E7_Switched Out
| E8 | 0 | 0 | 0 | 0 | 0 | 0 | 0 | 0 | 0 | 0 | 0 | 0 | 0 | 0 | 0 | 0 | 0 | 0 | 0 | 0 | 0 | 0 | 0 | 0 | 0 | 0 | 0 | 0 | 0 | 0 | 0 | 0_E8_Switched Out
| E9 | 0 | 0 | 0 | 0 | 0 | 0 | 0 | 0 | 0 | 0 | 0 | 0 | 0 | 0 | 0 | 0 | 0 | 0 | 0 | 0 | 0 | 0 | 0 | 0 | 0 | 0 | 0 | 0 | 0 | 0 | 0 | 0_E9_Switched Out
| E10 | 0 | 0 | 0 | 0 | 0 | 0 | 0 | 0 | 0 | 0 | 0 | 0 | 0 | 0 | 0 | 0 | 0 | 0 | 0 | 0 | 0 | 0 | 0 | 0 | 0 | 0 | 0 | 0 | 0 | 0 | 0 | 0_E10_Switched Out
Units Out
| E1 | 0 | 0 | 0 | 0 | 0 | 0 | 0 | 0 | 0 | 0 | 0 | 0 | 0 | 0 | 0 | 0 | 0 | 0 | 0 | 0 | 0 | 0 | 0 | 0 | 0 | 0 | 0 | 0 | 0 | 0 | 0
| E2 | 0 | 0 | 0 | 0 | 0 | 0 | 0 | 0 | 0 | 0 | 0 | 0 | 0 | 0 | 0 | 0 | 0 | 0 | 0 | 0 | 0 | 0 | 0 | 0 | 0 | 0 | 0 | 0 | 0 | 0 | 0
| E3 | 0 | 0 | 0 | 0 | 0 | 0 | 0 | 0 | 0 | 0 | 0 | 0 | 0 | 0 | 0 | 0 | 0 | 0 | 0 | 0 | 0 | 0 | 0 | 0 | 0 | 0 | 0 | 0 | 0 | 0 | 0
| E4 | 0 | 0 | 0 | 0 | 0 | 0 | 0 | 0 | 0 | 0 | 0 | 0 | 0 | 0 | 0 | 0 | 0 | 0 | 0 | 0 | 0 | 0 | 0 | 0 | 0 | 0 | 0 | 0 | 0 | 0 | 0
| E5 | 0 | 0 | 0 | 0 | 0 | 0 | 0 | 0 | 0 | 0 | 0 | 0 | 0 | 0 | 0 | 0 | 0 | 0 | 0 | 0 | 0 | 0 | 0 | 0 | 0 | 0 | 0 | 0 | 0 | 0 | 0
| E6 | 0 | 0 | 0 | 0 | 0 | 0 | 0 | 0 | 0 | 0 | 0 | 0 | 0 | 0 | 0 | 0 | 0 | 0 | 0 | 0 | 0 | 0 | 0 | 0 | 0 | 0 | 0 | 0 | 0 | 0 | 0
| E7 | 0 | 0 | 0 | 0 | 0 | 0 | 0 | 0 | 0 | 0 | 0 | 0 | 0 | 0 | 0 | 0 | 0 | 0 | 0 | 0 | 0 | 0 | 0 | 0 | 0 | 0 | 0 | 0 | 0 | 0 | 0
| E8 | 0 | 0 | 0 | 0 | 0 | 0 | 0 | 0 | 0 | 0 | 0 | 0 | 0 | 0 | 0 | 0 | 0 | 0 | 0 | 0 | 0 | 0 | 0 | 0 | 0 | 0 | 0 | 0 | 0 | 0 | 0
| E9 | 0 | 0 | 0 | 0 | 0 | 0 | 0 | 0 | 0 | 0 | 0 | 0 | 0 | 0 | 0 | 0 | 0 | 0 | 0 | 0 | 0 | 0 | 0 | 0 | 0 | 0 | 0 | 0 | 0 | 0 | 0
| E10 | 0 | 0 | 0 | 0 | 0 | 0 | 0 | 0 | 0 | 0 | 0 | 0 | 0 | 0 | 0 | 0 | 0 | 0 | 0 | 0 | 0 | 0 | 0 | 0 | 0 | 0 | 0 | 0 | 0 | 0 | 0
| Vintage | 0 | 0 | 0 | 0 | 0 | 0 | 0 | 0 | 0 | 0 | 0 | 0 | 0 | 0 | 0 | 0 | 0 | 0 | 0 | 0 | 0 | 0 | 0 | 0 | 0 | 0 | 0 | 0 | 0 | 0 | 0
Tech Purchase Shares
| Year | Year 0 | Year 1 | Year 2 | Year 3 | Year 4 | Year 5 | Year 6 | Year 7 | Year 8 | Year 9 | Year 10 | Year 11 | Year 12 | Year 13 | Year 14 | Year 15 | Year 16 | Year 17 | Year 18 | Year 19 | Year 20 | Year 21 | Year 22 | Year 23 | Year 24 | Year 25 | Year 26 | Year 27 | Year 28 | Year 29 | Year 30
E1 | bar: Year 0 to Year 30
E2 | bar: Year 0 to Year 30
E3 | bar: Year 0 to Year 30
E4 | bar: Year 0 to Year 30
E5 | bar: Year 0 to Year 30
E6 | bar: Year 0 to Year 30
E7 | bar: Year 0 to Year 30
E8 | bar: Year 0 to Year 30
E9 | bar: Year 0 to Year 30
E10 | bar: Year 0 to Year 30
Units In from Switching
| E1 | 0 | 0 | 0 | 0 | 0 | 0 | 0 | 0 | 0 | 0 | 0 | 0 | 0 | 0 | 0 | 0 | 0 | 0 | 0 | 0 | 0 | 0 | 0 | 0 | 0 | 0 | 0 | 0 | 0 | 0 | 0
| E2 | 0 | 0 | 0 | 0 | 0 | 0 | 0 | 0 | 0 | 0 | 0 | 0 | 0 | 0 | 0 | 0 | 0 | 0 | 0 | 0 | 0 | 0 | 0 | 0 | 0 | 0 | 0 | 0 | 0 | 0 | 0
| E3 | 0 | 0 | 0 | 0 | 0 | 0 | 0 | 0 | 0 | 0 | 0 | 0 | 0 | 0 | 0 | 0 | 0 | 0 | 0 | 0 | 0 | 0 | 0 | 0 | 0 | 0 | 0 | 0 | 0 | 0 | 0
| E4 | 0 | 0 | 0 | 0 | 0 | 0 | 0 | 0 | 0 | 0 | 0 | 0 | 0 | 0 | 0 | 0 | 0 | 0 | 0 | 0 | 0 | 0 | 0 | 0 | 0 | 0 | 0 | 0 | 0 | 0 | 0
| E5 | 0 | 0 | 0 | 0 | 0 | 0 | 0 | 0 | 0 | 0 | 0 | 0 | 0 | 0 | 0 | 0 | 0 | 0 | 0 | 0 | 0 | 0 | 0 | 0 | 0 | 0 | 0 | 0 | 0 | 0 | 0
| E6 | 0 | 0 | 0 | 0 | 0 | 0 | 0 | 0 | 0 | 0 | 0 | 0 | 0 | 0 | 0 | 0 | 0 | 0 | 0 | 0 | 0 | 0 | 0 | 0 | 0 | 0 | 0 | 0 | 0 | 0 | 0
| E7 | 0 | 0 | 0 | 0 | 0 | 0 | 0 | 0 | 0 | 0 | 0 | 0 | 0 | 0 | 0 | 0 | 0 | 0 | 0 | 0 | 0 | 0 | 0 | 0 | 0 | 0 | 0 | 0 | 0 | 0 | 0
| E8 | 0 | 0 | 0 | 0 | 0 | 0 | 0 | 0 | 0 | 0 | 0 | 0 | 0 | 0 | 0 | 0 | 0 | 0 | 0 | 0 | 0 | 0 | 0 | 0 | 0 | 0 | 0 | 0 | 0 | 0 | 0
| E9 | 0 | 0 | 0 | 0 | 0 | 0 | 0 | 0 | 0 | 0 | 0 | 0 | 0 | 0 | 0 | 0 | 0 | 0 | 0 | 0 | 0 | 0 | 0 | 0 | 0 | 0 | 0 | 0 | 0 | 0 | 0
| E10 | 0 | 0 | 0 | 0 | 0 | 0 | 0 | 0 | 0 | 0 | 0 | 0 | 0 | 0 | 0 | 0 | 0 | 0 | 0 | 0 | 0 | 0 | 0 | 0 | 0 | 0 | 0 | 0 | 0 | 0 | 0
| Vintage | 0 | 0 | 0 | 0 | 0 | 0 | 0 | 0 | 0 | 0 | 0 | 0 | 0 | 0 | 0 | 0 | 0 | 0 | 0 | 0 | 0 | 0 | 0 | 0 | 0 | 0 | 0 | 0 | 0 | 0 | 0
Net Change
| Year | Year 0 | Year 1 | Year 2 | Year 3 | Year 4 | Year 5 | Year 6 | Year 7 | Year 8 | Year 9 | Year 10 | Year 11 | Year 12 | Year 13 | Year 14 | Year 15 | Year 16 | Year 17 | Year 18 | Year 19 | Year 20 | Year 21 | Year 22 | Year 23 | Year 24 | Year 25 | Year 26 | Year 27 | Year 28 | Year 29 | Year 30 | Key
| Units | 0 | 0 | 0 | 0 | 0 | 0 | 0 | 0 | 0 | 0 | 0 | 0 | 0 | 0 | 0 | 0 | 0 | 0 | 0 | 0 | 0 | 0 | 0 | 0 | 0 | 0 | 0 | 0 | 0 | 0 | 0 | 0_Units |  |  |  |  | 301957.8232
| Usage | 0 | 0 | 0 | 0 | 0 | 0 | 0 | 0 | 0 | 0 | 0 | 0 | 0 | 0 | 0 | 0 | 0 | 0 | 0 | 0 | 0 | 0 | 0 | 0 | 0 | 0 | 0 | 0 | 0 | 0 | 0 | 0_Usage |  |  |  |  | 1698.6543
| Peak Demand (S) | 0 | 0 | 0 | 0 | 0 | 0 | 0 | 0 | 0 | 0 | 0 | 0 | 0 | 0 | 0 | 0 | 0 | 0 | 0 | 0 | 0 | 0 | 0 | 0 | 0 | 0 | 0 | 0 | 0 | 0 | 0 | 0_Peak Demand (S) |  |  |  |  | 0
| Peak Demand (W) | 0 | 0 | 0 | 0 | 0 | 0 | 0 | 0 | 0 | 0 | 0 | 0 | 0 | 0 | 0 | 0 | 0 | 0 | 0 | 0 | 0 | 0 | 0 | 0 | 0 | 0 | 0 | 0 | 0 | 0 | 0 | 0_Peak Demand (W) |  |  |  |  | 884.6119
| Turnover | 0 | 0 | 0 | 0 | 0 | 0 | 0 | 0 | 0 | 0 | 0 | 0 | 0 | 0 | 0 | 0 | 0 | 0 | 0 | 0 | 0 | 0 | 0 | 0 | 0 | 0 | 0 | 0 | 0 | 0 | 0 | 0_Turnover |  |  |  |  | 6885.4476
| Avg. Replacement Usage | 0 | 0 | 0 | 0 | 0 | 0 | 0 | 0 | 0 | 0 | 0 | 0 | 0 | 0 | 0 | 0 | 0 | 0 | 0 | 0 | 0 | 0 | 0 | 0 | 0 | 0 | 0 | 0 | 0 | 0 | 0 | 0_Avg. Replacement Usage |  |  |  |  | 5638.8522
| Avg. Replacement Demand (S) | 0 | 0 | 0 | 0 | 0 | 0 | 0 | 0 | 0 | 0 | 0 | 0 | 0 | 0 | 0 | 0 | 0 | 0 | 0 | 0 | 0 | 0 | 0 | 0 | 0 | 0 | 0 | 0 | 0 | 0 | 0 | 0_Avg. Replacement Demand (S) |  |  |  |  | 0
| Avg. Replacement Demand (W) | 0 | 0 | 0 | 0 | 0 | 0 | 0 | 0 | 0 | 0 | 0 | 0 | 0 | 0 | 0 | 0 | 0 | 0 | 0 | 0 | 0 | 0 | 0 | 0 | 0 | 0 | 0 | 0 | 0 | 0 | 0 | 0_Avg. Replacement Demand (W) |  |  |  |  | 2.9366
Purchases
| Year | Year 0 | Year 1 | Year 2 | Year 3 | Year 4 | Year 5 | Year 6 | Year 7 | Year 8 | Year 9 | Year 10 | Year 11 | Year 12 | Year 13 | Year 14 | Year 15 | Year 16 | Year 17 | Year 18 | Year 19 | Year 20 | Year 21 | Year 22 | Year 23 | Year 24 | Year 25 | Year 26 | Year 27 | Year 28 | Year 29 | Year 30
| E1 | 0 | 0 | 0 | 0 | 0 | 0 | 0 | 0 | 0 | 0 | 0 | 0 | 0 | 0 | 0 | 0 | 0 | 0 | 0 | 0 | 0 | 0 | 0 | 0 | 0 | 0 | 0 | 0 | 0 | 0 | 0 | 0_E1_Purchases |  |  |  |  | 6885.4476
| E2 | 0 | 0 | 0 | 0 | 0 | 0 | 0 | 0 | 0 | 0 | 0 | 0 | 0 | 0 | 0 | 0 | 0 | 0 | 0 | 0 | 0 | 0 | 0 | 0 | 0 | 0 | 0 | 0 | 0 | 0 | 0 | 0_E2_Purchases |  |  |  |  | 0
| E3 | 0 | 0 | 0 | 0 | 0 | 0 | 0 | 0 | 0 | 0 | 0 | 0 | 0 | 0 | 0 | 0 | 0 | 0 | 0 | 0 | 0 | 0 | 0 | 0 | 0 | 0 | 0 | 0 | 0 | 0 | 0 | 0_E3_Purchases |  |  |  |  | 0
| E4 | 0 | 0 | 0 | 0 | 0 | 0 | 0 | 0 | 0 | 0 | 0 | 0 | 0 | 0 | 0 | 0 | 0 | 0 | 0 | 0 | 0 | 0 | 0 | 0 | 0 | 0 | 0 | 0 | 0 | 0 | 0 | 0_E4_Purchases |  |  |  |  | 0
| E5 | 0 | 0 | 0 | 0 | 0 | 0 | 0 | 0 | 0 | 0 | 0 | 0 | 0 | 0 | 0 | 0 | 0 | 0 | 0 | 0 | 0 | 0 | 0 | 0 | 0 | 0 | 0 | 0 | 0 | 0 | 0 | 0_E5_Purchases |  |  |  |  | 0
| E6 | 0 | 0 | 0 | 0 | 0 | 0 | 0 | 0 | 0 | 0 | 0 | 0 | 0 | 0 | 0 | 0 | 0 | 0 | 0 | 0 | 0 | 0 | 0 | 0 | 0 | 0 | 0 | 0 | 0 | 0 | 0 | 0_E6_Purchases |  |  |  |  | 0
| E7 | 0 | 0 | 0 | 0 | 0 | 0 | 0 | 0 | 0 | 0 | 0 | 0 | 0 | 0 | 0 | 0 | 0 | 0 | 0 | 0 | 0 | 0 | 0 | 0 | 0 | 0 | 0 | 0 | 0 | 0 | 0 | 0_E7_Purchases |  |  |  |  | 0
| E8 | 0 | 0 | 0 | 0 | 0 | 0 | 0 | 0 | 0 | 0 | 0 | 0 | 0 | 0 | 0 | 0 | 0 | 0 | 0 | 0 | 0 | 0 | 0 | 0 | 0 | 0 | 0 | 0 | 0 | 0 | 0 | 0_E8_Purchases |  |  |  |  | 0
| E9 | 0 | 0 | 0 | 0 | 0 | 0 | 0 | 0 | 0 | 0 | 0 | 0 | 0 | 0 | 0 | 0 | 0 | 0 | 0 | 0 | 0 | 0 | 0 | 0 | 0 | 0 | 0 | 0 | 0 | 0 | 0 | 0_E9_Purchases |  |  |  |  | 0
| E10 | 0 | 0 | 0 | 0 | 0 | 0 | 0 | 0 | 0 | 0 | 0 | 0 | 0 | 0 | 0 | 0 | 0 | 0 | 0 | 0 | 0 | 0 | 0 | 0 | 0 | 0 | 0 | 0 | 0 | 0 | 0 | 0_E10_Purchases |  |  |  |  | 0
Stock
| Year | Year 0 | Year 1 | Year 2 | Year 3 | Year 4 | Year 5 | Year 6 | Year 7 | Year 8 | Year 9 | Year 10 | Year 11 | Year 12 | Year 13 | Year 14 | Year 15 | Year 16 | Year 17 | Year 18 | Year 19 | Year 20 | Year 21 | Year 22 | Year 23 | Year 24 | Year 25 | Year 26 | Year 27 | Year 28 | Year 29 | Year 30
| E1 | 0 | 0 | 0 | 0 | 0 | 0 | 0 | 0 | 0 | 0 | 0 | 0 | 0 | 0 | 0 | 0 | 0 | 0 | 0 | 0 | 0 | 0 | 0 | 0 | 0 | 0 | 0 | 0 | 0 | 0 | 0 | 0_E1_Stock |  |  |  |  | 13576.6093
| E2 | 0 | 0 | 0 | 0 | 0 | 0 | 0 | 0 | 0 | 0 | 0 | 0 | 0 | 0 | 0 | 0 | 0 | 0 | 0 | 0 | 0 | 0 | 0 | 0 | 0 | 0 | 0 | 0 | 0 | 0 | 0 | 0_E2_Stock |  |  |  |  | 0
| E3 | 0 | 0 | 0 | 0 | 0 | 0 | 0 | 0 | 0 | 0 | 0 | 0 | 0 | 0 | 0 | 0 | 0 | 0 | 0 | 0 | 0 | 0 | 0 | 0 | 0 | 0 | 0 | 0 | 0 | 0 | 0 | 0_E3_Stock |  |  |  |  | 0
| E4 | 0 | 0 | 0 | 0 | 0 | 0 | 0 | 0 | 0 | 0 | 0 | 0 | 0 | 0 | 0 | 0 | 0 | 0 | 0 | 0 | 0 | 0 | 0 | 0 | 0 | 0 | 0 | 0 | 0 | 0 | 0 | 0_E4_Stock |  |  |  |  | 0
| E5 | 0 | 0 | 0 | 0 | 0 | 0 | 0 | 0 | 0 | 0 | 0 | 0 | 0 | 0 | 0 | 0 | 0 | 0 | 0 | 0 | 0 | 0 | 0 | 0 | 0 | 0 | 0 | 0 | 0 | 0 | 0 | 0_E5_Stock |  |  |  |  | 0
| E6 | 0 | 0 | 0 | 0 | 0 | 0 | 0 | 0 | 0 | 0 | 0 | 0 | 0 | 0 | 0 | 0 | 0 | 0 | 0 | 0 | 0 | 0 | 0 | 0 | 0 | 0 | 0 | 0 | 0 | 0 | 0 | 0_E6_Stock |  |  |  |  | 0
| E7 | 0 | 0 | 0 | 0 | 0 | 0 | 0 | 0 | 0 | 0 | 0 | 0 | 0 | 0 | 0 | 0 | 0 | 0 | 0 | 0 | 0 | 0 | 0 | 0 | 0 | 0 | 0 | 0 | 0 | 0 | 0 | 0_E7_Stock |  |  |  |  | 0
| E8 | 0 | 0 | 0 | 0 | 0 | 0 | 0 | 0 | 0 | 0 | 0 | 0 | 0 | 0 | 0 | 0 | 0 | 0 | 0 | 0 | 0 | 0 | 0 | 0 | 0 | 0 | 0 | 0 | 0 | 0 | 0 | 0_E8_Stock |  |  |  |  | 0
| E9 | 0 | 0 | 0 | 0 | 0 | 0 | 0 | 0 | 0 | 0 | 0 | 0 | 0 | 0 | 0 | 0 | 0 | 0 | 0 | 0 | 0 | 0 | 0 | 0 | 0 | 0 | 0 | 0 | 0 | 0 | 0 | 0_E9_Stock |  |  |  |  | 0
| E10 | 0 | 0 | 0 | 0 | 0 | 0 | 0 | 0 | 0 | 0 | 0 | 0 | 0 | 0 | 0 | 0 | 0 | 0 | 0 | 0 | 0 | 0 | 0 | 0 | 0 | 0 | 0 | 0 | 0 | 0 | 0 | 0_E10_Stock |  |  |  |  | 0
| Vintage | 0 | 0 | 0 | 0 | 0 | 0 | 0 | 0 | 0 | 0 | 0 | 0 | 0 | 0 | 0 | 0 | 0 | 0 | 0 | 0 | 0 | 0 | 0 | 0 | 0 | 0 | 0 | 0 | 0 | 0 | 0 | 0_Vintage_Stock |  |  |  |  | 288381.2139
S4C4 |  | Year 0: System 4 Technology 4
Technology Variables
| Tech Key | Year 0: 0
| Peak Factor (S) | Year 0: 0
| Peak Factor (W) | Year 0: 0
| Min Vintage Lifetime | Year 0: 0
| Max Vintage Lifetime | Year 0: 0
| Turnover Style | Year 0: 0
Technology Variables
| Equipment | Year 0: Label; Year 1: Min Lifetime; Year 2: Max Lifetime; Year 3: Degradation; Year 4: Usage; Year 5: Available
| E1 | Year 1: 0; Year 2: 0; Year 3: 0%; Year 4: 0; Year 5: FALSE
| E2 | Year 1: 0; Year 2: 0; Year 3: 0%; Year 4: 0; Year 5: FALSE
| E3 | Year 1: 0; Year 2: 0; Year 3: 0%; Year 4: 0; Year 5: FALSE
| E4 | Year 1: 0; Year 2: 0; Year 3: 0%; Year 4: 0; Year 5: FALSE
| E5 | Year 1: 0; Year 2: 0; Year 3: 0%; Year 4: 0; Year 5: FALSE
| E6 | Year 1: 0; Year 2: 0; Year 3: 0%; Year 4: 0; Year 5: FALSE
| E7 | Year 1: 0; Year 2: 0; Year 3: 0%; Year 4: 0; Year 5: FALSE
| E8 | Year 1: 0; Year 2: 0; Year 3: 0%; Year 4: 0; Year 5: FALSE
| E9 | Year 1: 0; Year 2: 0; Year 3: 0%; Year 4: 0; Year 5: FALSE
| E10 | Year 1: 0; Year 2: 0; Year 3: 0%; Year 4: 0; Year 5: FALSE
Original Forecast Results
| Year | Year 0 | Year 1 | Year 2 | Year 3 | Year 4 | Year 5 | Year 6 | Year 7 | Year 8 | Year 9 | Year 10 | Year 11 | Year 12 | Year 13 | Year 14 | Year 15 | Year 16 | Year 17 | Year 18 | Year 19 | Year 20 | Year 21 | Year 22 | Year 23 | Year 24 | Year 25 | Year 26 | Year 27 | Year 28 | Year 29 | Year 30 | Key
| Units | 0 | 0 | 0 | 0 | 0 | 0 | 0 | 0 | 0 | 0 | 0 | 0 | 0 | 0 | 0 | 0 | 0 | 0 | 0 | 0 | 0 | 0 | 0 | 0 | 0 | 0 | 0 | 0 | 0 | 0 | 0 | #REF! |  |  |  |  | 301957.8232
| Usage | 0 | 0 | 0 | 0 | 0 | 0 | 0 | 0 | 0 | 0 | 0 | 0 | 0 | 0 | 0 | 0 | 0 | 0 | 0 | 0 | 0 | 0 | 0 | 0 | 0 | 0 | 0 | 0 | 0 | 0 | 0 | #REF! |  |  |  |  | 1698.6543
| Peak Demand (S) | 0 | 0 | 0 | 0 | 0 | 0 | 0 | 0 | 0 | 0 | 0 | 0 | 0 | 0 | 0 | 0 | 0 | 0 | 0 | 0 | 0 | 0 | 0 | 0 | 0 | 0 | 0 | 0 | 0 | 0 | 0 | #REF! |  |  |  |  | 0
| Peak Demand (W) | 0 | 0 | 0 | 0 | 0 | 0 | 0 | 0 | 0 | 0 | 0 | 0 | 0 | 0 | 0 | 0 | 0 | 0 | 0 | 0 | 0 | 0 | 0 | 0 | 0 | 0 | 0 | 0 | 0 | 0 | 0 | #REF! |  |  |  |  | 884.6119
| Turnover | 0 | 0 | 0 | 0 | 0 | 0 | 0 | 0 | 0 | 0 | 0 | 0 | 0 | 0 | 0 | 0 | 0 | 0 | 0 | 0 | 0 | 0 | 0 | 0 | 0 | 0 | 0 | 0 | 0 | 0 | 0 | #REF! |  |  |  |  | 6885.4476
| Avg. Replacement Usage | 0 | 0 | 0 | 0 | 0 | 0 | 0 | 0 | 0 | 0 | 0 | 0 | 0 | 0 | 0 | 0 | 0 | 0 | 0 | 0 | 0 | 0 | 0 | 0 | 0 | 0 | 0 | 0 | 0 | 0 | 0 | #REF! |  |  |  |  | 5638.8522
| Avg. Replacement Demand (S) | 0 | 0 | 0 | 0 | 0 | 0 | 0 | 0 | 0 | 0 | 0 | 0 | 0 | 0 | 0 | 0 | 0 | 0 | 0 | 0 | 0 | 0 | 0 | 0 | 0 | 0 | 0 | 0 | 0 | 0 | 0 | #REF! |  |  |  |  | 0
| Avg. Replacement Demand (W) | 0 | 0 | 0 | 0 | 0 | 0 | 0 | 0 | 0 | 0 | 0 | 0 | 0 | 0 | 0 | 0 | 0 | 0 | 0 | 0 | 0 | 0 | 0 | 0 | 0 | 0 | 0 | 0 | 0 | 0 | 0 | #REF! |  |  |  |  | 2.9366
Tech Forecast Stock
| Year | Year 0 | Year 1 | Year 2 | Year 3 | Year 4 | Year 5 | Year 6 | Year 7 | Year 8 | Year 9 | Year 10 | Year 11 | Year 12 | Year 13 | Year 14 | Year 15 | Year 16 | Year 17 | Year 18 | Year 19 | Year 20 | Year 21 | Year 22 | Year 23 | Year 24 | Year 25 | Year 26 | Year 27 | Year 28 | Year 29 | Year 30
| E1 | 0 | 0 | 0 | 0 | 0 | 0 | 0 | 0 | 0 | 0 | 0 | 0 | 0 | 0 | 0 | 0 | 0 | 0 | 0 | 0 | 0 | 0 | 0 | 0 | 0 | 0 | 0 | 0 | 0 | 0 | 0
| E2 | 0 | 0 | 0 | 0 | 0 | 0 | 0 | 0 | 0 | 0 | 0 | 0 | 0 | 0 | 0 | 0 | 0 | 0 | 0 | 0 | 0 | 0 | 0 | 0 | 0 | 0 | 0 | 0 | 0 | 0 | 0
| E3 | 0 | 0 | 0 | 0 | 0 | 0 | 0 | 0 | 0 | 0 | 0 | 0 | 0 | 0 | 0 | 0 | 0 | 0 | 0 | 0 | 0 | 0 | 0 | 0 | 0 | 0 | 0 | 0 | 0 | 0 | 0
| E4 | 0 | 0 | 0 | 0 | 0 | 0 | 0 | 0 | 0 | 0 | 0 | 0 | 0 | 0 | 0 | 0 | 0 | 0 | 0 | 0 | 0 | 0 | 0 | 0 | 0 | 0 | 0 | 0 | 0 | 0 | 0
| E5 | 0 | 0 | 0 | 0 | 0 | 0 | 0 | 0 | 0 | 0 | 0 | 0 | 0 | 0 | 0 | 0 | 0 | 0 | 0 | 0 | 0 | 0 | 0 | 0 | 0 | 0 | 0 | 0 | 0 | 0 | 0
| E6 | 0 | 0 | 0 | 0 | 0 | 0 | 0 | 0 | 0 | 0 | 0 | 0 | 0 | 0 | 0 | 0 | 0 | 0 | 0 | 0 | 0 | 0 | 0 | 0 | 0 | 0 | 0 | 0 | 0 | 0 | 0
| E7 | 0 | 0 | 0 | 0 | 0 | 0 | 0 | 0 | 0 | 0 | 0 | 0 | 0 | 0 | 0 | 0 | 0 | 0 | 0 | 0 | 0 | 0 | 0 | 0 | 0 | 0 | 0 | 0 | 0 | 0 | 0
| E8 | 0 | 0 | 0 | 0 | 0 | 0 | 0 | 0 | 0 | 0 | 0 | 0 | 0 | 0 | 0 | 0 | 0 | 0 | 0 | 0 | 0 | 0 | 0 | 0 | 0 | 0 | 0 | 0 | 0 | 0 | 0
| E9 | 0 | 0 | 0 | 0 | 0 | 0 | 0 | 0 | 0 | 0 | 0 | 0 | 0 | 0 | 0 | 0 | 0 | 0 | 0 | 0 | 0 | 0 | 0 | 0 | 0 | 0 | 0 | 0 | 0 | 0 | 0
| E10 | 0 | 0 | 0 | 0 | 0 | 0 | 0 | 0 | 0 | 0 | 0 | 0 | 0 | 0 | 0 | 0 | 0 | 0 | 0 | 0 | 0 | 0 | 0 | 0 | 0 | 0 | 0 | 0 | 0 | 0 | 0
| Vintage | 0 | 0 | 0 | 0 | 0 | 0 | 0 | 0 | 0 | 0 | 0 | 0 | 0 | 0 | 0 | 0 | 0 | 0 | 0 | 0 | 0 | 0 | 0 | 0 | 0 | 0 | 0 | 0 | 0 | 0 | 0
Stock for Switching
| Year | Year 0 | Year 1 | Year 2 | Year 3 | Year 4 | Year 5 | Year 6 | Year 7 | Year 8 | Year 9 | Year 10 | Year 11 | Year 12 | Year 13 | Year 14 | Year 15 | Year 16 | Year 17 | Year 18 | Year 19 | Year 20 | Year 21 | Year 22 | Year 23 | Year 24 | Year 25 | Year 26 | Year 27 | Year 28 | Year 29 | Year 30
| E1 | 0 | 0 | 0 | 0 | 0 | 0 | 0 | 0 | 0 | 0 | 0 | 0 | 0 | 0 | 0 | 0 | 0 | 0 | 0 | 0 | 0 | 0 | 0 | 0 | 0 | 0 | 0 | 0 | 0 | 0 | 0 | 0_E1_SysStock
| E2 | 0 | 0 | 0 | 0 | 0 | 0 | 0 | 0 | 0 | 0 | 0 | 0 | 0 | 0 | 0 | 0 | 0 | 0 | 0 | 0 | 0 | 0 | 0 | 0 | 0 | 0 | 0 | 0 | 0 | 0 | 0 | 0_E2_SysStock
| E3 | 0 | 0 | 0 | 0 | 0 | 0 | 0 | 0 | 0 | 0 | 0 | 0 | 0 | 0 | 0 | 0 | 0 | 0 | 0 | 0 | 0 | 0 | 0 | 0 | 0 | 0 | 0 | 0 | 0 | 0 | 0 | 0_E3_SysStock
| E4 | 0 | 0 | 0 | 0 | 0 | 0 | 0 | 0 | 0 | 0 | 0 | 0 | 0 | 0 | 0 | 0 | 0 | 0 | 0 | 0 | 0 | 0 | 0 | 0 | 0 | 0 | 0 | 0 | 0 | 0 | 0 | 0_E4_SysStock
| E5 | 0 | 0 | 0 | 0 | 0 | 0 | 0 | 0 | 0 | 0 | 0 | 0 | 0 | 0 | 0 | 0 | 0 | 0 | 0 | 0 | 0 | 0 | 0 | 0 | 0 | 0 | 0 | 0 | 0 | 0 | 0 | 0_E5_SysStock
| E6 | 0 | 0 | 0 | 0 | 0 | 0 | 0 | 0 | 0 | 0 | 0 | 0 | 0 | 0 | 0 | 0 | 0 | 0 | 0 | 0 | 0 | 0 | 0 | 0 | 0 | 0 | 0 | 0 | 0 | 0 | 0 | 0_E6_SysStock
| E7 | 0 | 0 | 0 | 0 | 0 | 0 | 0 | 0 | 0 | 0 | 0 | 0 | 0 | 0 | 0 | 0 | 0 | 0 | 0 | 0 | 0 | 0 | 0 | 0 | 0 | 0 | 0 | 0 | 0 | 0 | 0 | 0_E7_SysStock
| E8 | 0 | 0 | 0 | 0 | 0 | 0 | 0 | 0 | 0 | 0 | 0 | 0 | 0 | 0 | 0 | 0 | 0 | 0 | 0 | 0 | 0 | 0 | 0 | 0 | 0 | 0 | 0 | 0 | 0 | 0 | 0 | 0_E8_SysStock
| E9 | 0 | 0 | 0 | 0 | 0 | 0 | 0 | 0 | 0 | 0 | 0 | 0 | 0 | 0 | 0 | 0 | 0 | 0 | 0 | 0 | 0 | 0 | 0 | 0 | 0 | 0 | 0 | 0 | 0 | 0 | 0 | 0_E9_SysStock
| E10 | 0 | 0 | 0 | 0 | 0 | 0 | 0 | 0 | 0 | 0 | 0 | 0 | 0 | 0 | 0 | 0 | 0 | 0 | 0 | 0 | 0 | 0 | 0 | 0 | 0 | 0 | 0 | 0 | 0 | 0 | 0 | 0_E10_SysStock
| Vintage | 0 | 0 | 0 | 0 | 0 | 0 | 0 | 0 | 0 | 0 | 0 | 0 | 0 | 0 | 0 | 0 | 0 | 0 | 0 | 0 | 0 | 0 | 0 | 0 | 0 | 0 | 0 | 0 | 0 | 0 | 0 | 0_Vintage_SysStock
Tech Forecast Purchases
| Year | Year 0 | Year 1 | Year 2 | Year 3 | Year 4 | Year 5 | Year 6 | Year 7 | Year 8 | Year 9 | Year 10 | Year 11 | Year 12 | Year 13 | Year 14 | Year 15 | Year 16 | Year 17 | Year 18 | Year 19 | Year 20 | Year 21 | Year 22 | Year 23 | Year 24 | Year 25 | Year 26 | Year 27 | Year 28 | Year 29 | Year 30
| E1 | 0 | 0 | 0 | 0 | 0 | 0 | 0 | 0 | 0 | 0 | 0 | 0 | 0 | 0 | 0 | 0 | 0 | 0 | 0 | 0 | 0 | 0 | 0 | 0 | 0 | 0 | 0 | 0 | 0 | 0 | 0
| E2 | 0 | 0 | 0 | 0 | 0 | 0 | 0 | 0 | 0 | 0 | 0 | 0 | 0 | 0 | 0 | 0 | 0 | 0 | 0 | 0 | 0 | 0 | 0 | 0 | 0 | 0 | 0 | 0 | 0 | 0 | 0
| E3 | 0 | 0 | 0 | 0 | 0 | 0 | 0 | 0 | 0 | 0 | 0 | 0 | 0 | 0 | 0 | 0 | 0 | 0 | 0 | 0 | 0 | 0 | 0 | 0 | 0 | 0 | 0 | 0 | 0 | 0 | 0
| E4 | 0 | 0 | 0 | 0 | 0 | 0 | 0 | 0 | 0 | 0 | 0 | 0 | 0 | 0 | 0 | 0 | 0 | 0 | 0 | 0 | 0 | 0 | 0 | 0 | 0 | 0 | 0 | 0 | 0 | 0 | 0
| E5 | 0 | 0 | 0 | 0 | 0 | 0 | 0 | 0 | 0 | 0 | 0 | 0 | 0 | 0 | 0 | 0 | 0 | 0 | 0 | 0 | 0 | 0 | 0 | 0 | 0 | 0 | 0 | 0 | 0 | 0 | 0
| E6 | 0 | 0 | 0 | 0 | 0 | 0 | 0 | 0 | 0 | 0 | 0 | 0 | 0 | 0 | 0 | 0 | 0 | 0 | 0 | 0 | 0 | 0 | 0 | 0 | 0 | 0 | 0 | 0 | 0 | 0 | 0
| E7 | 0 | 0 | 0 | 0 | 0 | 0 | 0 | 0 | 0 | 0 | 0 | 0 | 0 | 0 | 0 | 0 | 0 | 0 | 0 | 0 | 0 | 0 | 0 | 0 | 0 | 0 | 0 | 0 | 0 | 0 | 0
| E8 | 0 | 0 | 0 | 0 | 0 | 0 | 0 | 0 | 0 | 0 | 0 | 0 | 0 | 0 | 0 | 0 | 0 | 0 | 0 | 0 | 0 | 0 | 0 | 0 | 0 | 0 | 0 | 0 | 0 | 0 | 0
| E9 | 0 | 0 | 0 | 0 | 0 | 0 | 0 | 0 | 0 | 0 | 0 | 0 | 0 | 0 | 0 | 0 | 0 | 0 | 0 | 0 | 0 | 0 | 0 | 0 | 0 | 0 | 0 | 0 | 0 | 0 | 0
| E10 | 0 | 0 | 0 | 0 | 0 | 0 | 0 | 0 | 0 | 0 | 0 | 0 | 0 | 0 | 0 | 0 | 0 | 0 | 0 | 0 | 0 | 0 | 0 | 0 | 0 | 0 | 0 | 0 | 0 | 0 | 0
Potential to Switch
| Year | Year 0 | Year 1 | Year 2 | Year 3 | Year 4 | Year 5 | Year 6 | Year 7 | Year 8 | Year 9 | Year 10 | Year 11 | Year 12 | Year 13 | Year 14 | Year 15 | Year 16 | Year 17 | Year 18 | Year 19 | Year 20 | Year 21 | Year 22 | Year 23 | Year 24 | Year 25 | Year 26 | Year 27 | Year 28 | Year 29 | Year 30
| E1 | 0 | 0 | 0 | 0 | 0 | 0 | 0 | 0 | 0 | 0 | 0 | 0 | 0 | 0 | 0 | 0 | 0 | 0 | 0 | 0 | 0 | 0 | 0 | 0 | 0 | 0 | 0 | 0 | 0 | 0 | 0 | 0_E1_Switched Out
| E2 | 0 | 0 | 0 | 0 | 0 | 0 | 0 | 0 | 0 | 0 | 0 | 0 | 0 | 0 | 0 | 0 | 0 | 0 | 0 | 0 | 0 | 0 | 0 | 0 | 0 | 0 | 0 | 0 | 0 | 0 | 0 | 0_E2_Switched Out
| E3 | 0 | 0 | 0 | 0 | 0 | 0 | 0 | 0 | 0 | 0 | 0 | 0 | 0 | 0 | 0 | 0 | 0 | 0 | 0 | 0 | 0 | 0 | 0 | 0 | 0 | 0 | 0 | 0 | 0 | 0 | 0 | 0_E3_Switched Out
| E4 | 0 | 0 | 0 | 0 | 0 | 0 | 0 | 0 | 0 | 0 | 0 | 0 | 0 | 0 | 0 | 0 | 0 | 0 | 0 | 0 | 0 | 0 | 0 | 0 | 0 | 0 | 0 | 0 | 0 | 0 | 0 | 0_E4_Switched Out
| E5 | 0 | 0 | 0 | 0 | 0 | 0 | 0 | 0 | 0 | 0 | 0 | 0 | 0 | 0 | 0 | 0 | 0 | 0 | 0 | 0 | 0 | 0 | 0 | 0 | 0 | 0 | 0 | 0 | 0 | 0 | 0 | 0_E5_Switched Out
| E6 | 0 | 0 | 0 | 0 | 0 | 0 | 0 | 0 | 0 | 0 | 0 | 0 | 0 | 0 | 0 | 0 | 0 | 0 | 0 | 0 | 0 | 0 | 0 | 0 | 0 | 0 | 0 | 0 | 0 | 0 | 0 | 0_E6_Switched Out
| E7 | 0 | 0 | 0 | 0 | 0 | 0 | 0 | 0 | 0 | 0 | 0 | 0 | 0 | 0 | 0 | 0 | 0 | 0 | 0 | 0 | 0 | 0 | 0 | 0 | 0 | 0 | 0 | 0 | 0 | 0 | 0 | 0_E7_Switched Out
| E8 | 0 | 0 | 0 | 0 | 0 | 0 | 0 | 0 | 0 | 0 | 0 | 0 | 0 | 0 | 0 | 0 | 0 | 0 | 0 | 0 | 0 | 0 | 0 | 0 | 0 | 0 | 0 | 0 | 0 | 0 | 0 | 0_E8_Switched Out
| E9 | 0 | 0 | 0 | 0 | 0 | 0 | 0 | 0 | 0 | 0 | 0 | 0 | 0 | 0 | 0 | 0 | 0 | 0 | 0 | 0 | 0 | 0 | 0 | 0 | 0 | 0 | 0 | 0 | 0 | 0 | 0 | 0_E9_Switched Out
| E10 | 0 | 0 | 0 | 0 | 0 | 0 | 0 | 0 | 0 | 0 | 0 | 0 | 0 | 0 | 0 | 0 | 0 | 0 | 0 | 0 | 0 | 0 | 0 | 0 | 0 | 0 | 0 | 0 | 0 | 0 | 0 | 0_E10_Switched Out
Units Out
| E1 | 0 | 0 | 0 | 0 | 0 | 0 | 0 | 0 | 0 | 0 | 0 | 0 | 0 | 0 | 0 | 0 | 0 | 0 | 0 | 0 | 0 | 0 | 0 | 0 | 0 | 0 | 0 | 0 | 0 | 0 | 0
| E2 | 0 | 0 | 0 | 0 | 0 | 0 | 0 | 0 | 0 | 0 | 0 | 0 | 0 | 0 | 0 | 0 | 0 | 0 | 0 | 0 | 0 | 0 | 0 | 0 | 0 | 0 | 0 | 0 | 0 | 0 | 0
| E3 | 0 | 0 | 0 | 0 | 0 | 0 | 0 | 0 | 0 | 0 | 0 | 0 | 0 | 0 | 0 | 0 | 0 | 0 | 0 | 0 | 0 | 0 | 0 | 0 | 0 | 0 | 0 | 0 | 0 | 0 | 0
| E4 | 0 | 0 | 0 | 0 | 0 | 0 | 0 | 0 | 0 | 0 | 0 | 0 | 0 | 0 | 0 | 0 | 0 | 0 | 0 | 0 | 0 | 0 | 0 | 0 | 0 | 0 | 0 | 0 | 0 | 0 | 0
| E5 | 0 | 0 | 0 | 0 | 0 | 0 | 0 | 0 | 0 | 0 | 0 | 0 | 0 | 0 | 0 | 0 | 0 | 0 | 0 | 0 | 0 | 0 | 0 | 0 | 0 | 0 | 0 | 0 | 0 | 0 | 0
| E6 | 0 | 0 | 0 | 0 | 0 | 0 | 0 | 0 | 0 | 0 | 0 | 0 | 0 | 0 | 0 | 0 | 0 | 0 | 0 | 0 | 0 | 0 | 0 | 0 | 0 | 0 | 0 | 0 | 0 | 0 | 0
| E7 | 0 | 0 | 0 | 0 | 0 | 0 | 0 | 0 | 0 | 0 | 0 | 0 | 0 | 0 | 0 | 0 | 0 | 0 | 0 | 0 | 0 | 0 | 0 | 0 | 0 | 0 | 0 | 0 | 0 | 0 | 0
| E8 | 0 | 0 | 0 | 0 | 0 | 0 | 0 | 0 | 0 | 0 | 0 | 0 | 0 | 0 | 0 | 0 | 0 | 0 | 0 | 0 | 0 | 0 | 0 | 0 | 0 | 0 | 0 | 0 | 0 | 0 | 0
| E9 | 0 | 0 | 0 | 0 | 0 | 0 | 0 | 0 | 0 | 0 | 0 | 0 | 0 | 0 | 0 | 0 | 0 | 0 | 0 | 0 | 0 | 0 | 0 | 0 | 0 | 0 | 0 | 0 | 0 | 0 | 0
| E10 | 0 | 0 | 0 | 0 | 0 | 0 | 0 | 0 | 0 | 0 | 0 | 0 | 0 | 0 | 0 | 0 | 0 | 0 | 0 | 0 | 0 | 0 | 0 | 0 | 0 | 0 | 0 | 0 | 0 | 0 | 0
| Vintage | 0 | 0 | 0 | 0 | 0 | 0 | 0 | 0 | 0 | 0 | 0 | 0 | 0 | 0 | 0 | 0 | 0 | 0 | 0 | 0 | 0 | 0 | 0 | 0 | 0 | 0 | 0 | 0 | 0 | 0 | 0
Tech Purchase Shares
| Year | Year 0 | Year 1 | Year 2 | Year 3 | Year 4 | Year 5 | Year 6 | Year 7 | Year 8 | Year 9 | Year 10 | Year 11 | Year 12 | Year 13 | Year 14 | Year 15 | Year 16 | Year 17 | Year 18 | Year 19 | Year 20 | Year 21 | Year 22 | Year 23 | Year 24 | Year 25 | Year 26 | Year 27 | Year 28 | Year 29 | Year 30
E1 | bar: Year 0 to Year 30
E2 | bar: Year 0 to Year 30
E3 | bar: Year 0 to Year 30
E4 | bar: Year 0 to Year 30
E5 | bar: Year 0 to Year 30
E6 | bar: Year 0 to Year 30
E7 | bar: Year 0 to Year 30
E8 | bar: Year 0 to Year 30
E9 | bar: Year 0 to Year 30
E10 | bar: Year 0 to Year 30
Units In from Switching
| E1 | 0 | 0 | 0 | 0 | 0 | 0 | 0 | 0 | 0 | 0 | 0 | 0 | 0 | 0 | 0 | 0 | 0 | 0 | 0 | 0 | 0 | 0 | 0 | 0 | 0 | 0 | 0 | 0 | 0 | 0 | 0
| E2 | 0 | 0 | 0 | 0 | 0 | 0 | 0 | 0 | 0 | 0 | 0 | 0 | 0 | 0 | 0 | 0 | 0 | 0 | 0 | 0 | 0 | 0 | 0 | 0 | 0 | 0 | 0 | 0 | 0 | 0 | 0
| E3 | 0 | 0 | 0 | 0 | 0 | 0 | 0 | 0 | 0 | 0 | 0 | 0 | 0 | 0 | 0 | 0 | 0 | 0 | 0 | 0 | 0 | 0 | 0 | 0 | 0 | 0 | 0 | 0 | 0 | 0 | 0
| E4 | 0 | 0 | 0 | 0 | 0 | 0 | 0 | 0 | 0 | 0 | 0 | 0 | 0 | 0 | 0 | 0 | 0 | 0 | 0 | 0 | 0 | 0 | 0 | 0 | 0 | 0 | 0 | 0 | 0 | 0 | 0
| E5 | 0 | 0 | 0 | 0 | 0 | 0 | 0 | 0 | 0 | 0 | 0 | 0 | 0 | 0 | 0 | 0 | 0 | 0 | 0 | 0 | 0 | 0 | 0 | 0 | 0 | 0 | 0 | 0 | 0 | 0 | 0
| E6 | 0 | 0 | 0 | 0 | 0 | 0 | 0 | 0 | 0 | 0 | 0 | 0 | 0 | 0 | 0 | 0 | 0 | 0 | 0 | 0 | 0 | 0 | 0 | 0 | 0 | 0 | 0 | 0 | 0 | 0 | 0
| E7 | 0 | 0 | 0 | 0 | 0 | 0 | 0 | 0 | 0 | 0 | 0 | 0 | 0 | 0 | 0 | 0 | 0 | 0 | 0 | 0 | 0 | 0 | 0 | 0 | 0 | 0 | 0 | 0 | 0 | 0 | 0
| E8 | 0 | 0 | 0 | 0 | 0 | 0 | 0 | 0 | 0 | 0 | 0 | 0 | 0 | 0 | 0 | 0 | 0 | 0 | 0 | 0 | 0 | 0 | 0 | 0 | 0 | 0 | 0 | 0 | 0 | 0 | 0
| E9 | 0 | 0 | 0 | 0 | 0 | 0 | 0 | 0 | 0 | 0 | 0 | 0 | 0 | 0 | 0 | 0 | 0 | 0 | 0 | 0 | 0 | 0 | 0 | 0 | 0 | 0 | 0 | 0 | 0 | 0 | 0
| E10 | 0 | 0 | 0 | 0 | 0 | 0 | 0 | 0 | 0 | 0 | 0 | 0 | 0 | 0 | 0 | 0 | 0 | 0 | 0 | 0 | 0 | 0 | 0 | 0 | 0 | 0 | 0 | 0 | 0 | 0 | 0
| Vintage | 0 | 0 | 0 | 0 | 0 | 0 | 0 | 0 | 0 | 0 | 0 | 0 | 0 | 0 | 0 | 0 | 0 | 0 | 0 | 0 | 0 | 0 | 0 | 0 | 0 | 0 | 0 | 0 | 0 | 0 | 0
Net Change
| Year | Year 0 | Year 1 | Year 2 | Year 3 | Year 4 | Year 5 | Year 6 | Year 7 | Year 8 | Year 9 | Year 10 | Year 11 | Year 12 | Year 13 | Year 14 | Year 15 | Year 16 | Year 17 | Year 18 | Year 19 | Year 20 | Year 21 | Year 22 | Year 23 | Year 24 | Year 25 | Year 26 | Year 27 | Year 28 | Year 29 | Year 30 | Key
| Units | 0 | 0 | 0 | 0 | 0 | 0 | 0 | 0 | 0 | 0 | 0 | 0 | 0 | 0 | 0 | 0 | 0 | 0 | 0 | 0 | 0 | 0 | 0 | 0 | 0 | 0 | 0 | 0 | 0 | 0 | 0 | 0_Units |  |  |  |  | 301957.8232
| Usage | 0 | 0 | 0 | 0 | 0 | 0 | 0 | 0 | 0 | 0 | 0 | 0 | 0 | 0 | 0 | 0 | 0 | 0 | 0 | 0 | 0 | 0 | 0 | 0 | 0 | 0 | 0 | 0 | 0 | 0 | 0 | 0_Usage |  |  |  |  | 1698.6543
| Peak Demand (S) | 0 | 0 | 0 | 0 | 0 | 0 | 0 | 0 | 0 | 0 | 0 | 0 | 0 | 0 | 0 | 0 | 0 | 0 | 0 | 0 | 0 | 0 | 0 | 0 | 0 | 0 | 0 | 0 | 0 | 0 | 0 | 0_Peak Demand (S) |  |  |  |  | 0
| Peak Demand (W) | 0 | 0 | 0 | 0 | 0 | 0 | 0 | 0 | 0 | 0 | 0 | 0 | 0 | 0 | 0 | 0 | 0 | 0 | 0 | 0 | 0 | 0 | 0 | 0 | 0 | 0 | 0 | 0 | 0 | 0 | 0 | 0_Peak Demand (W) |  |  |  |  | 884.6119
| Turnover | 0 | 0 | 0 | 0 | 0 | 0 | 0 | 0 | 0 | 0 | 0 | 0 | 0 | 0 | 0 | 0 | 0 | 0 | 0 | 0 | 0 | 0 | 0 | 0 | 0 | 0 | 0 | 0 | 0 | 0 | 0 | 0_Turnover |  |  |  |  | 6885.4476
| Avg. Replacement Usage | 0 | 0 | 0 | 0 | 0 | 0 | 0 | 0 | 0 | 0 | 0 | 0 | 0 | 0 | 0 | 0 | 0 | 0 | 0 | 0 | 0 | 0 | 0 | 0 | 0 | 0 | 0 | 0 | 0 | 0 | 0 | 0_Avg. Replacement Usage |  |  |  |  | 5638.8522
| Avg. Replacement Demand (S) | 0 | 0 | 0 | 0 | 0 | 0 | 0 | 0 | 0 | 0 | 0 | 0 | 0 | 0 | 0 | 0 | 0 | 0 | 0 | 0 | 0 | 0 | 0 | 0 | 0 | 0 | 0 | 0 | 0 | 0 | 0 | 0_Avg. Replacement Demand (S) |  |  |  |  | 0
| Avg. Replacement Demand (W) | 0 | 0 | 0 | 0 | 0 | 0 | 0 | 0 | 0 | 0 | 0 | 0 | 0 | 0 | 0 | 0 | 0 | 0 | 0 | 0 | 0 | 0 | 0 | 0 | 0 | 0 | 0 | 0 | 0 | 0 | 0 | 0_Avg. Replacement Demand (W) |  |  |  |  | 2.9366
Purchases
| Year | Year 0 | Year 1 | Year 2 | Year 3 | Year 4 | Year 5 | Year 6 | Year 7 | Year 8 | Year 9 | Year 10 | Year 11 | Year 12 | Year 13 | Year 14 | Year 15 | Year 16 | Year 17 | Year 18 | Year 19 | Year 20 | Year 21 | Year 22 | Year 23 | Year 24 | Year 25 | Year 26 | Year 27 | Year 28 | Year 29 | Year 30
| E1 | 0 | 0 | 0 | 0 | 0 | 0 | 0 | 0 | 0 | 0 | 0 | 0 | 0 | 0 | 0 | 0 | 0 | 0 | 0 | 0 | 0 | 0 | 0 | 0 | 0 | 0 | 0 | 0 | 0 | 0 | 0 | 0_E1_Purchases |  |  |  |  | 6885.4476
| E2 | 0 | 0 | 0 | 0 | 0 | 0 | 0 | 0 | 0 | 0 | 0 | 0 | 0 | 0 | 0 | 0 | 0 | 0 | 0 | 0 | 0 | 0 | 0 | 0 | 0 | 0 | 0 | 0 | 0 | 0 | 0 | 0_E2_Purchases |  |  |  |  | 0
| E3 | 0 | 0 | 0 | 0 | 0 | 0 | 0 | 0 | 0 | 0 | 0 | 0 | 0 | 0 | 0 | 0 | 0 | 0 | 0 | 0 | 0 | 0 | 0 | 0 | 0 | 0 | 0 | 0 | 0 | 0 | 0 | 0_E3_Purchases |  |  |  |  | 0
| E4 | 0 | 0 | 0 | 0 | 0 | 0 | 0 | 0 | 0 | 0 | 0 | 0 | 0 | 0 | 0 | 0 | 0 | 0 | 0 | 0 | 0 | 0 | 0 | 0 | 0 | 0 | 0 | 0 | 0 | 0 | 0 | 0_E4_Purchases |  |  |  |  | 0
| E5 | 0 | 0 | 0 | 0 | 0 | 0 | 0 | 0 | 0 | 0 | 0 | 0 | 0 | 0 | 0 | 0 | 0 | 0 | 0 | 0 | 0 | 0 | 0 | 0 | 0 | 0 | 0 | 0 | 0 | 0 | 0 | 0_E5_Purchases |  |  |  |  | 0
| E6 | 0 | 0 | 0 | 0 | 0 | 0 | 0 | 0 | 0 | 0 | 0 | 0 | 0 | 0 | 0 | 0 | 0 | 0 | 0 | 0 | 0 | 0 | 0 | 0 | 0 | 0 | 0 | 0 | 0 | 0 | 0 | 0_E6_Purchases |  |  |  |  | 0
| E7 | 0 | 0 | 0 | 0 | 0 | 0 | 0 | 0 | 0 | 0 | 0 | 0 | 0 | 0 | 0 | 0 | 0 | 0 | 0 | 0 | 0 | 0 | 0 | 0 | 0 | 0 | 0 | 0 | 0 | 0 | 0 | 0_E7_Purchases |  |  |  |  | 0
| E8 | 0 | 0 | 0 | 0 | 0 | 0 | 0 | 0 | 0 | 0 | 0 | 0 | 0 | 0 | 0 | 0 | 0 | 0 | 0 | 0 | 0 | 0 | 0 | 0 | 0 | 0 | 0 | 0 | 0 | 0 | 0 | 0_E8_Purchases |  |  |  |  | 0
| E9 | 0 | 0 | 0 | 0 | 0 | 0 | 0 | 0 | 0 | 0 | 0 | 0 | 0 | 0 | 0 | 0 | 0 | 0 | 0 | 0 | 0 | 0 | 0 | 0 | 0 | 0 | 0 | 0 | 0 | 0 | 0 | 0_E9_Purchases |  |  |  |  | 0
| E10 | 0 | 0 | 0 | 0 | 0 | 0 | 0 | 0 | 0 | 0 | 0 | 0 | 0 | 0 | 0 | 0 | 0 | 0 | 0 | 0 | 0 | 0 | 0 | 0 | 0 | 0 | 0 | 0 | 0 | 0 | 0 | 0_E10_Purchases |  |  |  |  | 0
Stock
| Year | Year 0 | Year 1 | Year 2 | Year 3 | Year 4 | Year 5 | Year 6 | Year 7 | Year 8 | Year 9 | Year 10 | Year 11 | Year 12 | Year 13 | Year 14 | Year 15 | Year 16 | Year 17 | Year 18 | Year 19 | Year 20 | Year 21 | Year 22 | Year 23 | Year 24 | Year 25 | Year 26 | Year 27 | Year 28 | Year 29 | Year 30
| E1 | 0 | 0 | 0 | 0 | 0 | 0 | 0 | 0 | 0 | 0 | 0 | 0 | 0 | 0 | 0 | 0 | 0 | 0 | 0 | 0 | 0 | 0 | 0 | 0 | 0 | 0 | 0 | 0 | 0 | 0 | 0 | 0_E1_Stock |  |  |  |  | 13576.6093
| E2 | 0 | 0 | 0 | 0 | 0 | 0 | 0 | 0 | 0 | 0 | 0 | 0 | 0 | 0 | 0 | 0 | 0 | 0 | 0 | 0 | 0 | 0 | 0 | 0 | 0 | 0 | 0 | 0 | 0 | 0 | 0 | 0_E2_Stock |  |  |  |  | 0
| E3 | 0 | 0 | 0 | 0 | 0 | 0 | 0 | 0 | 0 | 0 | 0 | 0 | 0 | 0 | 0 | 0 | 0 | 0 | 0 | 0 | 0 | 0 | 0 | 0 | 0 | 0 | 0 | 0 | 0 | 0 | 0 | 0_E3_Stock |  |  |  |  | 0
| E4 | 0 | 0 | 0 | 0 | 0 | 0 | 0 | 0 | 0 | 0 | 0 | 0 | 0 | 0 | 0 | 0 | 0 | 0 | 0 | 0 | 0 | 0 | 0 | 0 | 0 | 0 | 0 | 0 | 0 | 0 | 0 | 0_E4_Stock |  |  |  |  | 0
| E5 | 0 | 0 | 0 | 0 | 0 | 0 | 0 | 0 | 0 | 0 | 0 | 0 | 0 | 0 | 0 | 0 | 0 | 0 | 0 | 0 | 0 | 0 | 0 | 0 | 0 | 0 | 0 | 0 | 0 | 0 | 0 | 0_E5_Stock |  |  |  |  | 0
| E6 | 0 | 0 | 0 | 0 | 0 | 0 | 0 | 0 | 0 | 0 | 0 | 0 | 0 | 0 | 0 | 0 | 0 | 0 | 0 | 0 | 0 | 0 | 0 | 0 | 0 | 0 | 0 | 0 | 0 | 0 | 0 | 0_E6_Stock |  |  |  |  | 0
| E7 | 0 | 0 | 0 | 0 | 0 | 0 | 0 | 0 | 0 | 0 | 0 | 0 | 0 | 0 | 0 | 0 | 0 | 0 | 0 | 0 | 0 | 0 | 0 | 0 | 0 | 0 | 0 | 0 | 0 | 0 | 0 | 0_E7_Stock |  |  |  |  | 0
| E8 | 0 | 0 | 0 | 0 | 0 | 0 | 0 | 0 | 0 | 0 | 0 | 0 | 0 | 0 | 0 | 0 | 0 | 0 | 0 | 0 | 0 | 0 | 0 | 0 | 0 | 0 | 0 | 0 | 0 | 0 | 0 | 0_E8_Stock |  |  |  |  | 0
| E9 | 0 | 0 | 0 | 0 | 0 | 0 | 0 | 0 | 0 | 0 | 0 | 0 | 0 | 0 | 0 | 0 | 0 | 0 | 0 | 0 | 0 | 0 | 0 | 0 | 0 | 0 | 0 | 0 | 0 | 0 | 0 | 0_E9_Stock |  |  |  |  | 0
| E10 | 0 | 0 | 0 | 0 | 0 | 0 | 0 | 0 | 0 | 0 | 0 | 0 | 0 | 0 | 0 | 0 | 0 | 0 | 0 | 0 | 0 | 0 | 0 | 0 | 0 | 0 | 0 | 0 | 0 | 0 | 0 | 0_E10_Stock |  |  |  |  | 0
| Vintage | 0 | 0 | 0 | 0 | 0 | 0 | 0 | 0 | 0 | 0 | 0 | 0 | 0 | 0 | 0 | 0 | 0 | 0 | 0 | 0 | 0 | 0 | 0 | 0 | 0 | 0 | 0 | 0 | 0 | 0 | 0 | 0_Vintage_Stock |  |  |  |  | 288381.2139
S4C5 |  | Year 0: System 4 Technology 5
Technology Variables
| Tech Key | Year 0: 0
| Peak Factor (S) | Year 0: 0
| Peak Factor (W) | Year 0: 0
| Min Vintage Lifetime | Year 0: 0
| Max Vintage Lifetime | Year 0: 0
| Turnover Style | Year 0: 0
Technology Variables
| Equipment | Year 0: Label; Year 1: Min Lifetime; Year 2: Max Lifetime; Year 3: Degradation; Year 4: Usage; Year 5: Available
| E1 | Year 1: 0; Year 2: 0; Year 3: 0%; Year 4: 0; Year 5: FALSE
| E2 | Year 1: 0; Year 2: 0; Year 3: 0%; Year 4: 0; Year 5: FALSE
| E3 | Year 1: 0; Year 2: 0; Year 3: 0%; Year 4: 0; Year 5: FALSE
| E4 | Year 1: 0; Year 2: 0; Year 3: 0%; Year 4: 0; Year 5: FALSE
| E5 | Year 1: 0; Year 2: 0; Year 3: 0%; Year 4: 0; Year 5: FALSE
| E6 | Year 1: 0; Year 2: 0; Year 3: 0%; Year 4: 0; Year 5: FALSE
| E7 | Year 1: 0; Year 2: 0; Year 3: 0%; Year 4: 0; Year 5: FALSE
| E8 | Year 1: 0; Year 2: 0; Year 3: 0%; Year 4: 0; Year 5: FALSE
| E9 | Year 1: 0; Year 2: 0; Year 3: 0%; Year 4: 0; Year 5: FALSE
| E10 | Year 1: 0; Year 2: 0; Year 3: 0%; Year 4: 0; Year 5: FALSE
Original Forecast Results
| Year | Year 0 | Year 1 | Year 2 | Year 3 | Year 4 | Year 5 | Year 6 | Year 7 | Year 8 | Year 9 | Year 10 | Year 11 | Year 12 | Year 13 | Year 14 | Year 15 | Year 16 | Year 17 | Year 18 | Year 19 | Year 20 | Year 21 | Year 22 | Year 23 | Year 24 | Year 25 | Year 26 | Year 27 | Year 28 | Year 29 | Year 30 | Key
| Units | 0 | 0 | 0 | 0 | 0 | 0 | 0 | 0 | 0 | 0 | 0 | 0 | 0 | 0 | 0 | 0 | 0 | 0 | 0 | 0 | 0 | 0 | 0 | 0 | 0 | 0 | 0 | 0 | 0 | 0 | 0 | #REF! |  |  |  |  | 301957.8232
| Usage | 0 | 0 | 0 | 0 | 0 | 0 | 0 | 0 | 0 | 0 | 0 | 0 | 0 | 0 | 0 | 0 | 0 | 0 | 0 | 0 | 0 | 0 | 0 | 0 | 0 | 0 | 0 | 0 | 0 | 0 | 0 | #REF! |  |  |  |  | 1698.6543
| Peak Demand (S) | 0 | 0 | 0 | 0 | 0 | 0 | 0 | 0 | 0 | 0 | 0 | 0 | 0 | 0 | 0 | 0 | 0 | 0 | 0 | 0 | 0 | 0 | 0 | 0 | 0 | 0 | 0 | 0 | 0 | 0 | 0 | #REF! |  |  |  |  | 0
| Peak Demand (W) | 0 | 0 | 0 | 0 | 0 | 0 | 0 | 0 | 0 | 0 | 0 | 0 | 0 | 0 | 0 | 0 | 0 | 0 | 0 | 0 | 0 | 0 | 0 | 0 | 0 | 0 | 0 | 0 | 0 | 0 | 0 | #REF! |  |  |  |  | 884.6119
| Turnover | 0 | 0 | 0 | 0 | 0 | 0 | 0 | 0 | 0 | 0 | 0 | 0 | 0 | 0 | 0 | 0 | 0 | 0 | 0 | 0 | 0 | 0 | 0 | 0 | 0 | 0 | 0 | 0 | 0 | 0 | 0 | #REF! |  |  |  |  | 6885.4476
| Avg. Replacement Usage | 0 | 0 | 0 | 0 | 0 | 0 | 0 | 0 | 0 | 0 | 0 | 0 | 0 | 0 | 0 | 0 | 0 | 0 | 0 | 0 | 0 | 0 | 0 | 0 | 0 | 0 | 0 | 0 | 0 | 0 | 0 | #REF! |  |  |  |  | 5638.8522
| Avg. Replacement Demand (S) | 0 | 0 | 0 | 0 | 0 | 0 | 0 | 0 | 0 | 0 | 0 | 0 | 0 | 0 | 0 | 0 | 0 | 0 | 0 | 0 | 0 | 0 | 0 | 0 | 0 | 0 | 0 | 0 | 0 | 0 | 0 | #REF! |  |  |  |  | 0
| Avg. Replacement Demand (W) | 0 | 0 | 0 | 0 | 0 | 0 | 0 | 0 | 0 | 0 | 0 | 0 | 0 | 0 | 0 | 0 | 0 | 0 | 0 | 0 | 0 | 0 | 0 | 0 | 0 | 0 | 0 | 0 | 0 | 0 | 0 | #REF! |  |  |  |  | 2.9366
Tech Forecast Stock
| Year | Year 0 | Year 1 | Year 2 | Year 3 | Year 4 | Year 5 | Year 6 | Year 7 | Year 8 | Year 9 | Year 10 | Year 11 | Year 12 | Year 13 | Year 14 | Year 15 | Year 16 | Year 17 | Year 18 | Year 19 | Year 20 | Year 21 | Year 22 | Year 23 | Year 24 | Year 25 | Year 26 | Year 27 | Year 28 | Year 29 | Year 30
| E1 | 0 | 0 | 0 | 0 | 0 | 0 | 0 | 0 | 0 | 0 | 0 | 0 | 0 | 0 | 0 | 0 | 0 | 0 | 0 | 0 | 0 | 0 | 0 | 0 | 0 | 0 | 0 | 0 | 0 | 0 | 0
| E2 | 0 | 0 | 0 | 0 | 0 | 0 | 0 | 0 | 0 | 0 | 0 | 0 | 0 | 0 | 0 | 0 | 0 | 0 | 0 | 0 | 0 | 0 | 0 | 0 | 0 | 0 | 0 | 0 | 0 | 0 | 0
| E3 | 0 | 0 | 0 | 0 | 0 | 0 | 0 | 0 | 0 | 0 | 0 | 0 | 0 | 0 | 0 | 0 | 0 | 0 | 0 | 0 | 0 | 0 | 0 | 0 | 0 | 0 | 0 | 0 | 0 | 0 | 0
| E4 | 0 | 0 | 0 | 0 | 0 | 0 | 0 | 0 | 0 | 0 | 0 | 0 | 0 | 0 | 0 | 0 | 0 | 0 | 0 | 0 | 0 | 0 | 0 | 0 | 0 | 0 | 0 | 0 | 0 | 0 | 0
| E5 | 0 | 0 | 0 | 0 | 0 | 0 | 0 | 0 | 0 | 0 | 0 | 0 | 0 | 0 | 0 | 0 | 0 | 0 | 0 | 0 | 0 | 0 | 0 | 0 | 0 | 0 | 0 | 0 | 0 | 0 | 0
| E6 | 0 | 0 | 0 | 0 | 0 | 0 | 0 | 0 | 0 | 0 | 0 | 0 | 0 | 0 | 0 | 0 | 0 | 0 | 0 | 0 | 0 | 0 | 0 | 0 | 0 | 0 | 0 | 0 | 0 | 0 | 0
| E7 | 0 | 0 | 0 | 0 | 0 | 0 | 0 | 0 | 0 | 0 | 0 | 0 | 0 | 0 | 0 | 0 | 0 | 0 | 0 | 0 | 0 | 0 | 0 | 0 | 0 | 0 | 0 | 0 | 0 | 0 | 0
| E8 | 0 | 0 | 0 | 0 | 0 | 0 | 0 | 0 | 0 | 0 | 0 | 0 | 0 | 0 | 0 | 0 | 0 | 0 | 0 | 0 | 0 | 0 | 0 | 0 | 0 | 0 | 0 | 0 | 0 | 0 | 0
| E9 | 0 | 0 | 0 | 0 | 0 | 0 | 0 | 0 | 0 | 0 | 0 | 0 | 0 | 0 | 0 | 0 | 0 | 0 | 0 | 0 | 0 | 0 | 0 | 0 | 0 | 0 | 0 | 0 | 0 | 0 | 0
| E10 | 0 | 0 | 0 | 0 | 0 | 0 | 0 | 0 | 0 | 0 | 0 | 0 | 0 | 0 | 0 | 0 | 0 | 0 | 0 | 0 | 0 | 0 | 0 | 0 | 0 | 0 | 0 | 0 | 0 | 0 | 0
| Vintage | 0 | 0 | 0 | 0 | 0 | 0 | 0 | 0 | 0 | 0 | 0 | 0 | 0 | 0 | 0 | 0 | 0 | 0 | 0 | 0 | 0 | 0 | 0 | 0 | 0 | 0 | 0 | 0 | 0 | 0 | 0
Stock for Switching
| Year | Year 0 | Year 1 | Year 2 | Year 3 | Year 4 | Year 5 | Year 6 | Year 7 | Year 8 | Year 9 | Year 10 | Year 11 | Year 12 | Year 13 | Year 14 | Year 15 | Year 16 | Year 17 | Year 18 | Year 19 | Year 20 | Year 21 | Year 22 | Year 23 | Year 24 | Year 25 | Year 26 | Year 27 | Year 28 | Year 29 | Year 30
| E1 | 0 | 0 | 0 | 0 | 0 | 0 | 0 | 0 | 0 | 0 | 0 | 0 | 0 | 0 | 0 | 0 | 0 | 0 | 0 | 0 | 0 | 0 | 0 | 0 | 0 | 0 | 0 | 0 | 0 | 0 | 0 | 0_E1_SysStock
| E2 | 0 | 0 | 0 | 0 | 0 | 0 | 0 | 0 | 0 | 0 | 0 | 0 | 0 | 0 | 0 | 0 | 0 | 0 | 0 | 0 | 0 | 0 | 0 | 0 | 0 | 0 | 0 | 0 | 0 | 0 | 0 | 0_E2_SysStock
| E3 | 0 | 0 | 0 | 0 | 0 | 0 | 0 | 0 | 0 | 0 | 0 | 0 | 0 | 0 | 0 | 0 | 0 | 0 | 0 | 0 | 0 | 0 | 0 | 0 | 0 | 0 | 0 | 0 | 0 | 0 | 0 | 0_E3_SysStock
| E4 | 0 | 0 | 0 | 0 | 0 | 0 | 0 | 0 | 0 | 0 | 0 | 0 | 0 | 0 | 0 | 0 | 0 | 0 | 0 | 0 | 0 | 0 | 0 | 0 | 0 | 0 | 0 | 0 | 0 | 0 | 0 | 0_E4_SysStock
| E5 | 0 | 0 | 0 | 0 | 0 | 0 | 0 | 0 | 0 | 0 | 0 | 0 | 0 | 0 | 0 | 0 | 0 | 0 | 0 | 0 | 0 | 0 | 0 | 0 | 0 | 0 | 0 | 0 | 0 | 0 | 0 | 0_E5_SysStock
| E6 | 0 | 0 | 0 | 0 | 0 | 0 | 0 | 0 | 0 | 0 | 0 | 0 | 0 | 0 | 0 | 0 | 0 | 0 | 0 | 0 | 0 | 0 | 0 | 0 | 0 | 0 | 0 | 0 | 0 | 0 | 0 | 0_E6_SysStock
| E7 | 0 | 0 | 0 | 0 | 0 | 0 | 0 | 0 | 0 | 0 | 0 | 0 | 0 | 0 | 0 | 0 | 0 | 0 | 0 | 0 | 0 | 0 | 0 | 0 | 0 | 0 | 0 | 0 | 0 | 0 | 0 | 0_E7_SysStock
| E8 | 0 | 0 | 0 | 0 | 0 | 0 | 0 | 0 | 0 | 0 | 0 | 0 | 0 | 0 | 0 | 0 | 0 | 0 | 0 | 0 | 0 | 0 | 0 | 0 | 0 | 0 | 0 | 0 | 0 | 0 | 0 | 0_E8_SysStock
| E9 | 0 | 0 | 0 | 0 | 0 | 0 | 0 | 0 | 0 | 0 | 0 | 0 | 0 | 0 | 0 | 0 | 0 | 0 | 0 | 0 | 0 | 0 | 0 | 0 | 0 | 0 | 0 | 0 | 0 | 0 | 0 | 0_E9_SysStock
| E10 | 0 | 0 | 0 | 0 | 0 | 0 | 0 | 0 | 0 | 0 | 0 | 0 | 0 | 0 | 0 | 0 | 0 | 0 | 0 | 0 | 0 | 0 | 0 | 0 | 0 | 0 | 0 | 0 | 0 | 0 | 0 | 0_E10_SysStock
| Vintage | 0 | 0 | 0 | 0 | 0 | 0 | 0 | 0 | 0 | 0 | 0 | 0 | 0 | 0 | 0 | 0 | 0 | 0 | 0 | 0 | 0 | 0 | 0 | 0 | 0 | 0 | 0 | 0 | 0 | 0 | 0 | 0_Vintage_SysStock
Tech Forecast Purchases
| Year | Year 0 | Year 1 | Year 2 | Year 3 | Year 4 | Year 5 | Year 6 | Year 7 | Year 8 | Year 9 | Year 10 | Year 11 | Year 12 | Year 13 | Year 14 | Year 15 | Year 16 | Year 17 | Year 18 | Year 19 | Year 20 | Year 21 | Year 22 | Year 23 | Year 24 | Year 25 | Year 26 | Year 27 | Year 28 | Year 29 | Year 30
| E1 | 0 | 0 | 0 | 0 | 0 | 0 | 0 | 0 | 0 | 0 | 0 | 0 | 0 | 0 | 0 | 0 | 0 | 0 | 0 | 0 | 0 | 0 | 0 | 0 | 0 | 0 | 0 | 0 | 0 | 0 | 0
| E2 | 0 | 0 | 0 | 0 | 0 | 0 | 0 | 0 | 0 | 0 | 0 | 0 | 0 | 0 | 0 | 0 | 0 | 0 | 0 | 0 | 0 | 0 | 0 | 0 | 0 | 0 | 0 | 0 | 0 | 0 | 0
| E3 | 0 | 0 | 0 | 0 | 0 | 0 | 0 | 0 | 0 | 0 | 0 | 0 | 0 | 0 | 0 | 0 | 0 | 0 | 0 | 0 | 0 | 0 | 0 | 0 | 0 | 0 | 0 | 0 | 0 | 0 | 0
| E4 | 0 | 0 | 0 | 0 | 0 | 0 | 0 | 0 | 0 | 0 | 0 | 0 | 0 | 0 | 0 | 0 | 0 | 0 | 0 | 0 | 0 | 0 | 0 | 0 | 0 | 0 | 0 | 0 | 0 | 0 | 0
| E5 | 0 | 0 | 0 | 0 | 0 | 0 | 0 | 0 | 0 | 0 | 0 | 0 | 0 | 0 | 0 | 0 | 0 | 0 | 0 | 0 | 0 | 0 | 0 | 0 | 0 | 0 | 0 | 0 | 0 | 0 | 0
| E6 | 0 | 0 | 0 | 0 | 0 | 0 | 0 | 0 | 0 | 0 | 0 | 0 | 0 | 0 | 0 | 0 | 0 | 0 | 0 | 0 | 0 | 0 | 0 | 0 | 0 | 0 | 0 | 0 | 0 | 0 | 0
| E7 | 0 | 0 | 0 | 0 | 0 | 0 | 0 | 0 | 0 | 0 | 0 | 0 | 0 | 0 | 0 | 0 | 0 | 0 | 0 | 0 | 0 | 0 | 0 | 0 | 0 | 0 | 0 | 0 | 0 | 0 | 0
| E8 | 0 | 0 | 0 | 0 | 0 | 0 | 0 | 0 | 0 | 0 | 0 | 0 | 0 | 0 | 0 | 0 | 0 | 0 | 0 | 0 | 0 | 0 | 0 | 0 | 0 | 0 | 0 | 0 | 0 | 0 | 0
| E9 | 0 | 0 | 0 | 0 | 0 | 0 | 0 | 0 | 0 | 0 | 0 | 0 | 0 | 0 | 0 | 0 | 0 | 0 | 0 | 0 | 0 | 0 | 0 | 0 | 0 | 0 | 0 | 0 | 0 | 0 | 0
| E10 | 0 | 0 | 0 | 0 | 0 | 0 | 0 | 0 | 0 | 0 | 0 | 0 | 0 | 0 | 0 | 0 | 0 | 0 | 0 | 0 | 0 | 0 | 0 | 0 | 0 | 0 | 0 | 0 | 0 | 0 | 0
Potential to Switch
| Year | Year 0 | Year 1 | Year 2 | Year 3 | Year 4 | Year 5 | Year 6 | Year 7 | Year 8 | Year 9 | Year 10 | Year 11 | Year 12 | Year 13 | Year 14 | Year 15 | Year 16 | Year 17 | Year 18 | Year 19 | Year 20 | Year 21 | Year 22 | Year 23 | Year 24 | Year 25 | Year 26 | Year 27 | Year 28 | Year 29 | Year 30
| E1 | 0 | 0 | 0 | 0 | 0 | 0 | 0 | 0 | 0 | 0 | 0 | 0 | 0 | 0 | 0 | 0 | 0 | 0 | 0 | 0 | 0 | 0 | 0 | 0 | 0 | 0 | 0 | 0 | 0 | 0 | 0 | 0_E1_Switched Out
| E2 | 0 | 0 | 0 | 0 | 0 | 0 | 0 | 0 | 0 | 0 | 0 | 0 | 0 | 0 | 0 | 0 | 0 | 0 | 0 | 0 | 0 | 0 | 0 | 0 | 0 | 0 | 0 | 0 | 0 | 0 | 0 | 0_E2_Switched Out
| E3 | 0 | 0 | 0 | 0 | 0 | 0 | 0 | 0 | 0 | 0 | 0 | 0 | 0 | 0 | 0 | 0 | 0 | 0 | 0 | 0 | 0 | 0 | 0 | 0 | 0 | 0 | 0 | 0 | 0 | 0 | 0 | 0_E3_Switched Out
| E4 | 0 | 0 | 0 | 0 | 0 | 0 | 0 | 0 | 0 | 0 | 0 | 0 | 0 | 0 | 0 | 0 | 0 | 0 | 0 | 0 | 0 | 0 | 0 | 0 | 0 | 0 | 0 | 0 | 0 | 0 | 0 | 0_E4_Switched Out
| E5 | 0 | 0 | 0 | 0 | 0 | 0 | 0 | 0 | 0 | 0 | 0 | 0 | 0 | 0 | 0 | 0 | 0 | 0 | 0 | 0 | 0 | 0 | 0 | 0 | 0 | 0 | 0 | 0 | 0 | 0 | 0 | 0_E5_Switched Out
| E6 | 0 | 0 | 0 | 0 | 0 | 0 | 0 | 0 | 0 | 0 | 0 | 0 | 0 | 0 | 0 | 0 | 0 | 0 | 0 | 0 | 0 | 0 | 0 | 0 | 0 | 0 | 0 | 0 | 0 | 0 | 0 | 0_E6_Switched Out
| E7 | 0 | 0 | 0 | 0 | 0 | 0 | 0 | 0 | 0 | 0 | 0 | 0 | 0 | 0 | 0 | 0 | 0 | 0 | 0 | 0 | 0 | 0 | 0 | 0 | 0 | 0 | 0 | 0 | 0 | 0 | 0 | 0_E7_Switched Out
| E8 | 0 | 0 | 0 | 0 | 0 | 0 | 0 | 0 | 0 | 0 | 0 | 0 | 0 | 0 | 0 | 0 | 0 | 0 | 0 | 0 | 0 | 0 | 0 | 0 | 0 | 0 | 0 | 0 | 0 | 0 | 0 | 0_E8_Switched Out
| E9 | 0 | 0 | 0 | 0 | 0 | 0 | 0 | 0 | 0 | 0 | 0 | 0 | 0 | 0 | 0 | 0 | 0 | 0 | 0 | 0 | 0 | 0 | 0 | 0 | 0 | 0 | 0 | 0 | 0 | 0 | 0 | 0_E9_Switched Out
| E10 | 0 | 0 | 0 | 0 | 0 | 0 | 0 | 0 | 0 | 0 | 0 | 0 | 0 | 0 | 0 | 0 | 0 | 0 | 0 | 0 | 0 | 0 | 0 | 0 | 0 | 0 | 0 | 0 | 0 | 0 | 0 | 0_E10_Switched Out
Units Out
| E1 | 0 | 0 | 0 | 0 | 0 | 0 | 0 | 0 | 0 | 0 | 0 | 0 | 0 | 0 | 0 | 0 | 0 | 0 | 0 | 0 | 0 | 0 | 0 | 0 | 0 | 0 | 0 | 0 | 0 | 0 | 0
| E2 | 0 | 0 | 0 | 0 | 0 | 0 | 0 | 0 | 0 | 0 | 0 | 0 | 0 | 0 | 0 | 0 | 0 | 0 | 0 | 0 | 0 | 0 | 0 | 0 | 0 | 0 | 0 | 0 | 0 | 0 | 0
| E3 | 0 | 0 | 0 | 0 | 0 | 0 | 0 | 0 | 0 | 0 | 0 | 0 | 0 | 0 | 0 | 0 | 0 | 0 | 0 | 0 | 0 | 0 | 0 | 0 | 0 | 0 | 0 | 0 | 0 | 0 | 0
| E4 | 0 | 0 | 0 | 0 | 0 | 0 | 0 | 0 | 0 | 0 | 0 | 0 | 0 | 0 | 0 | 0 | 0 | 0 | 0 | 0 | 0 | 0 | 0 | 0 | 0 | 0 | 0 | 0 | 0 | 0 | 0
| E5 | 0 | 0 | 0 | 0 | 0 | 0 | 0 | 0 | 0 | 0 | 0 | 0 | 0 | 0 | 0 | 0 | 0 | 0 | 0 | 0 | 0 | 0 | 0 | 0 | 0 | 0 | 0 | 0 | 0 | 0 | 0
| E6 | 0 | 0 | 0 | 0 | 0 | 0 | 0 | 0 | 0 | 0 | 0 | 0 | 0 | 0 | 0 | 0 | 0 | 0 | 0 | 0 | 0 | 0 | 0 | 0 | 0 | 0 | 0 | 0 | 0 | 0 | 0
| E7 | 0 | 0 | 0 | 0 | 0 | 0 | 0 | 0 | 0 | 0 | 0 | 0 | 0 | 0 | 0 | 0 | 0 | 0 | 0 | 0 | 0 | 0 | 0 | 0 | 0 | 0 | 0 | 0 | 0 | 0 | 0
| E8 | 0 | 0 | 0 | 0 | 0 | 0 | 0 | 0 | 0 | 0 | 0 | 0 | 0 | 0 | 0 | 0 | 0 | 0 | 0 | 0 | 0 | 0 | 0 | 0 | 0 | 0 | 0 | 0 | 0 | 0 | 0
| E9 | 0 | 0 | 0 | 0 | 0 | 0 | 0 | 0 | 0 | 0 | 0 | 0 | 0 | 0 | 0 | 0 | 0 | 0 | 0 | 0 | 0 | 0 | 0 | 0 | 0 | 0 | 0 | 0 | 0 | 0 | 0
| E10 | 0 | 0 | 0 | 0 | 0 | 0 | 0 | 0 | 0 | 0 | 0 | 0 | 0 | 0 | 0 | 0 | 0 | 0 | 0 | 0 | 0 | 0 | 0 | 0 | 0 | 0 | 0 | 0 | 0 | 0 | 0
| Vintage | 0 | 0 | 0 | 0 | 0 | 0 | 0 | 0 | 0 | 0 | 0 | 0 | 0 | 0 | 0 | 0 | 0 | 0 | 0 | 0 | 0 | 0 | 0 | 0 | 0 | 0 | 0 | 0 | 0 | 0 | 0
Tech Purchase Shares
| Year | Year 0 | Year 1 | Year 2 | Year 3 | Year 4 | Year 5 | Year 6 | Year 7 | Year 8 | Year 9 | Year 10 | Year 11 | Year 12 | Year 13 | Year 14 | Year 15 | Year 16 | Year 17 | Year 18 | Year 19 | Year 20 | Year 21 | Year 22 | Year 23 | Year 24 | Year 25 | Year 26 | Year 27 | Year 28 | Year 29 | Year 30
E1 | bar: Year 0 to Year 30
E2 | bar: Year 0 to Year 30
E3 | bar: Year 0 to Year 30
E4 | bar: Year 0 to Year 30
E5 | bar: Year 0 to Year 30
E6 | bar: Year 0 to Year 30
E7 | bar: Year 0 to Year 30
E8 | bar: Year 0 to Year 30
E9 | bar: Year 0 to Year 30
E10 | bar: Year 0 to Year 30
Units In from Switching
| E1 | 0 | 0 | 0 | 0 | 0 | 0 | 0 | 0 | 0 | 0 | 0 | 0 | 0 | 0 | 0 | 0 | 0 | 0 | 0 | 0 | 0 | 0 | 0 | 0 | 0 | 0 | 0 | 0 | 0 | 0 | 0
| E2 | 0 | 0 | 0 | 0 | 0 | 0 | 0 | 0 | 0 | 0 | 0 | 0 | 0 | 0 | 0 | 0 | 0 | 0 | 0 | 0 | 0 | 0 | 0 | 0 | 0 | 0 | 0 | 0 | 0 | 0 | 0
| E3 | 0 | 0 | 0 | 0 | 0 | 0 | 0 | 0 | 0 | 0 | 0 | 0 | 0 | 0 | 0 | 0 | 0 | 0 | 0 | 0 | 0 | 0 | 0 | 0 | 0 | 0 | 0 | 0 | 0 | 0 | 0
| E4 | 0 | 0 | 0 | 0 | 0 | 0 | 0 | 0 | 0 | 0 | 0 | 0 | 0 | 0 | 0 | 0 | 0 | 0 | 0 | 0 | 0 | 0 | 0 | 0 | 0 | 0 | 0 | 0 | 0 | 0 | 0
| E5 | 0 | 0 | 0 | 0 | 0 | 0 | 0 | 0 | 0 | 0 | 0 | 0 | 0 | 0 | 0 | 0 | 0 | 0 | 0 | 0 | 0 | 0 | 0 | 0 | 0 | 0 | 0 | 0 | 0 | 0 | 0
| E6 | 0 | 0 | 0 | 0 | 0 | 0 | 0 | 0 | 0 | 0 | 0 | 0 | 0 | 0 | 0 | 0 | 0 | 0 | 0 | 0 | 0 | 0 | 0 | 0 | 0 | 0 | 0 | 0 | 0 | 0 | 0
| E7 | 0 | 0 | 0 | 0 | 0 | 0 | 0 | 0 | 0 | 0 | 0 | 0 | 0 | 0 | 0 | 0 | 0 | 0 | 0 | 0 | 0 | 0 | 0 | 0 | 0 | 0 | 0 | 0 | 0 | 0 | 0
| E8 | 0 | 0 | 0 | 0 | 0 | 0 | 0 | 0 | 0 | 0 | 0 | 0 | 0 | 0 | 0 | 0 | 0 | 0 | 0 | 0 | 0 | 0 | 0 | 0 | 0 | 0 | 0 | 0 | 0 | 0 | 0
| E9 | 0 | 0 | 0 | 0 | 0 | 0 | 0 | 0 | 0 | 0 | 0 | 0 | 0 | 0 | 0 | 0 | 0 | 0 | 0 | 0 | 0 | 0 | 0 | 0 | 0 | 0 | 0 | 0 | 0 | 0 | 0
| E10 | 0 | 0 | 0 | 0 | 0 | 0 | 0 | 0 | 0 | 0 | 0 | 0 | 0 | 0 | 0 | 0 | 0 | 0 | 0 | 0 | 0 | 0 | 0 | 0 | 0 | 0 | 0 | 0 | 0 | 0 | 0
| Vintage | 0 | 0 | 0 | 0 | 0 | 0 | 0 | 0 | 0 | 0 | 0 | 0 | 0 | 0 | 0 | 0 | 0 | 0 | 0 | 0 | 0 | 0 | 0 | 0 | 0 | 0 | 0 | 0 | 0 | 0 | 0
Net Change
| Year | Year 0 | Year 1 | Year 2 | Year 3 | Year 4 | Year 5 | Year 6 | Year 7 | Year 8 | Year 9 | Year 10 | Year 11 | Year 12 | Year 13 | Year 14 | Year 15 | Year 16 | Year 17 | Year 18 | Year 19 | Year 20 | Year 21 | Year 22 | Year 23 | Year 24 | Year 25 | Year 26 | Year 27 | Year 28 | Year 29 | Year 30 | Key
| Units | 0 | 0 | 0 | 0 | 0 | 0 | 0 | 0 | 0 | 0 | 0 | 0 | 0 | 0 | 0 | 0 | 0 | 0 | 0 | 0 | 0 | 0 | 0 | 0 | 0 | 0 | 0 | 0 | 0 | 0 | 0 | 0_Units |  |  |  |  | 301957.8232
| Usage | 0 | 0 | 0 | 0 | 0 | 0 | 0 | 0 | 0 | 0 | 0 | 0 | 0 | 0 | 0 | 0 | 0 | 0 | 0 | 0 | 0 | 0 | 0 | 0 | 0 | 0 | 0 | 0 | 0 | 0 | 0 | 0_Usage |  |  |  |  | 1698.6543
| Peak Demand (S) | 0 | 0 | 0 | 0 | 0 | 0 | 0 | 0 | 0 | 0 | 0 | 0 | 0 | 0 | 0 | 0 | 0 | 0 | 0 | 0 | 0 | 0 | 0 | 0 | 0 | 0 | 0 | 0 | 0 | 0 | 0 | 0_Peak Demand (S) |  |  |  |  | 0
| Peak Demand (W) | 0 | 0 | 0 | 0 | 0 | 0 | 0 | 0 | 0 | 0 | 0 | 0 | 0 | 0 | 0 | 0 | 0 | 0 | 0 | 0 | 0 | 0 | 0 | 0 | 0 | 0 | 0 | 0 | 0 | 0 | 0 | 0_Peak Demand (W) |  |  |  |  | 884.6119
| Turnover | 0 | 0 | 0 | 0 | 0 | 0 | 0 | 0 | 0 | 0 | 0 | 0 | 0 | 0 | 0 | 0 | 0 | 0 | 0 | 0 | 0 | 0 | 0 | 0 | 0 | 0 | 0 | 0 | 0 | 0 | 0 | 0_Turnover |  |  |  |  | 6885.4476
| Avg. Replacement Usage | 0 | 0 | 0 | 0 | 0 | 0 | 0 | 0 | 0 | 0 | 0 | 0 | 0 | 0 | 0 | 0 | 0 | 0 | 0 | 0 | 0 | 0 | 0 | 0 | 0 | 0 | 0 | 0 | 0 | 0 | 0 | 0_Avg. Replacement Usage |  |  |  |  | 5638.8522
| Avg. Replacement Demand (S) | 0 | 0 | 0 | 0 | 0 | 0 | 0 | 0 | 0 | 0 | 0 | 0 | 0 | 0 | 0 | 0 | 0 | 0 | 0 | 0 | 0 | 0 | 0 | 0 | 0 | 0 | 0 | 0 | 0 | 0 | 0 | 0_Avg. Replacement Demand (S) |  |  |  |  | 0
| Avg. Replacement Demand (W) | 0 | 0 | 0 | 0 | 0 | 0 | 0 | 0 | 0 | 0 | 0 | 0 | 0 | 0 | 0 | 0 | 0 | 0 | 0 | 0 | 0 | 0 | 0 | 0 | 0 | 0 | 0 | 0 | 0 | 0 | 0 | 0_Avg. Replacement Demand (W) |  |  |  |  | 2.9366
Purchases
| Year | Year 0 | Year 1 | Year 2 | Year 3 | Year 4 | Year 5 | Year 6 | Year 7 | Year 8 | Year 9 | Year 10 | Year 11 | Year 12 | Year 13 | Year 14 | Year 15 | Year 16 | Year 17 | Year 18 | Year 19 | Year 20 | Year 21 | Year 22 | Year 23 | Year 24 | Year 25 | Year 26 | Year 27 | Year 28 | Year 29 | Year 30
| E1 | 0 | 0 | 0 | 0 | 0 | 0 | 0 | 0 | 0 | 0 | 0 | 0 | 0 | 0 | 0 | 0 | 0 | 0 | 0 | 0 | 0 | 0 | 0 | 0 | 0 | 0 | 0 | 0 | 0 | 0 | 0 | 0_E1_Purchases |  |  |  |  | 6885.4476
| E2 | 0 | 0 | 0 | 0 | 0 | 0 | 0 | 0 | 0 | 0 | 0 | 0 | 0 | 0 | 0 | 0 | 0 | 0 | 0 | 0 | 0 | 0 | 0 | 0 | 0 | 0 | 0 | 0 | 0 | 0 | 0 | 0_E2_Purchases |  |  |  |  | 0
| E3 | 0 | 0 | 0 | 0 | 0 | 0 | 0 | 0 | 0 | 0 | 0 | 0 | 0 | 0 | 0 | 0 | 0 | 0 | 0 | 0 | 0 | 0 | 0 | 0 | 0 | 0 | 0 | 0 | 0 | 0 | 0 | 0_E3_Purchases |  |  |  |  | 0
| E4 | 0 | 0 | 0 | 0 | 0 | 0 | 0 | 0 | 0 | 0 | 0 | 0 | 0 | 0 | 0 | 0 | 0 | 0 | 0 | 0 | 0 | 0 | 0 | 0 | 0 | 0 | 0 | 0 | 0 | 0 | 0 | 0_E4_Purchases |  |  |  |  | 0
| E5 | 0 | 0 | 0 | 0 | 0 | 0 | 0 | 0 | 0 | 0 | 0 | 0 | 0 | 0 | 0 | 0 | 0 | 0 | 0 | 0 | 0 | 0 | 0 | 0 | 0 | 0 | 0 | 0 | 0 | 0 | 0 | 0_E5_Purchases |  |  |  |  | 0
| E6 | 0 | 0 | 0 | 0 | 0 | 0 | 0 | 0 | 0 | 0 | 0 | 0 | 0 | 0 | 0 | 0 | 0 | 0 | 0 | 0 | 0 | 0 | 0 | 0 | 0 | 0 | 0 | 0 | 0 | 0 | 0 | 0_E6_Purchases |  |  |  |  | 0
| E7 | 0 | 0 | 0 | 0 | 0 | 0 | 0 | 0 | 0 | 0 | 0 | 0 | 0 | 0 | 0 | 0 | 0 | 0 | 0 | 0 | 0 | 0 | 0 | 0 | 0 | 0 | 0 | 0 | 0 | 0 | 0 | 0_E7_Purchases |  |  |  |  | 0
| E8 | 0 | 0 | 0 | 0 | 0 | 0 | 0 | 0 | 0 | 0 | 0 | 0 | 0 | 0 | 0 | 0 | 0 | 0 | 0 | 0 | 0 | 0 | 0 | 0 | 0 | 0 | 0 | 0 | 0 | 0 | 0 | 0_E8_Purchases |  |  |  |  | 0
| E9 | 0 | 0 | 0 | 0 | 0 | 0 | 0 | 0 | 0 | 0 | 0 | 0 | 0 | 0 | 0 | 0 | 0 | 0 | 0 | 0 | 0 | 0 | 0 | 0 | 0 | 0 | 0 | 0 | 0 | 0 | 0 | 0_E9_Purchases |  |  |  |  | 0
| E10 | 0 | 0 | 0 | 0 | 0 | 0 | 0 | 0 | 0 | 0 | 0 | 0 | 0 | 0 | 0 | 0 | 0 | 0 | 0 | 0 | 0 | 0 | 0 | 0 | 0 | 0 | 0 | 0 | 0 | 0 | 0 | 0_E10_Purchases |  |  |  |  | 0
Stock
| Year | Year 0 | Year 1 | Year 2 | Year 3 | Year 4 | Year 5 | Year 6 | Year 7 | Year 8 | Year 9 | Year 10 | Year 11 | Year 12 | Year 13 | Year 14 | Year 15 | Year 16 | Year 17 | Year 18 | Year 19 | Year 20 | Year 21 | Year 22 | Year 23 | Year 24 | Year 25 | Year 26 | Year 27 | Year 28 | Year 29 | Year 30
| E1 | 0 | 0 | 0 | 0 | 0 | 0 | 0 | 0 | 0 | 0 | 0 | 0 | 0 | 0 | 0 | 0 | 0 | 0 | 0 | 0 | 0 | 0 | 0 | 0 | 0 | 0 | 0 | 0 | 0 | 0 | 0 | 0_E1_Stock |  |  |  |  | 13576.6093
| E2 | 0 | 0 | 0 | 0 | 0 | 0 | 0 | 0 | 0 | 0 | 0 | 0 | 0 | 0 | 0 | 0 | 0 | 0 | 0 | 0 | 0 | 0 | 0 | 0 | 0 | 0 | 0 | 0 | 0 | 0 | 0 | 0_E2_Stock |  |  |  |  | 0
| E3 | 0 | 0 | 0 | 0 | 0 | 0 | 0 | 0 | 0 | 0 | 0 | 0 | 0 | 0 | 0 | 0 | 0 | 0 | 0 | 0 | 0 | 0 | 0 | 0 | 0 | 0 | 0 | 0 | 0 | 0 | 0 | 0_E3_Stock |  |  |  |  | 0
| E4 | 0 | 0 | 0 | 0 | 0 | 0 | 0 | 0 | 0 | 0 | 0 | 0 | 0 | 0 | 0 | 0 | 0 | 0 | 0 | 0 | 0 | 0 | 0 | 0 | 0 | 0 | 0 | 0 | 0 | 0 | 0 | 0_E4_Stock |  |  |  |  | 0
| E5 | 0 | 0 | 0 | 0 | 0 | 0 | 0 | 0 | 0 | 0 | 0 | 0 | 0 | 0 | 0 | 0 | 0 | 0 | 0 | 0 | 0 | 0 | 0 | 0 | 0 | 0 | 0 | 0 | 0 | 0 | 0 | 0_E5_Stock |  |  |  |  | 0
| E6 | 0 | 0 | 0 | 0 | 0 | 0 | 0 | 0 | 0 | 0 | 0 | 0 | 0 | 0 | 0 | 0 | 0 | 0 | 0 | 0 | 0 | 0 | 0 | 0 | 0 | 0 | 0 | 0 | 0 | 0 | 0 | 0_E6_Stock |  |  |  |  | 0
| E7 | 0 | 0 | 0 | 0 | 0 | 0 | 0 | 0 | 0 | 0 | 0 | 0 | 0 | 0 | 0 | 0 | 0 | 0 | 0 | 0 | 0 | 0 | 0 | 0 | 0 | 0 | 0 | 0 | 0 | 0 | 0 | 0_E7_Stock |  |  |  |  | 0
| E8 | 0 | 0 | 0 | 0 | 0 | 0 | 0 | 0 | 0 | 0 | 0 | 0 | 0 | 0 | 0 | 0 | 0 | 0 | 0 | 0 | 0 | 0 | 0 | 0 | 0 | 0 | 0 | 0 | 0 | 0 | 0 | 0_E8_Stock |  |  |  |  | 0
| E9 | 0 | 0 | 0 | 0 | 0 | 0 | 0 | 0 | 0 | 0 | 0 | 0 | 0 | 0 | 0 | 0 | 0 | 0 | 0 | 0 | 0 | 0 | 0 | 0 | 0 | 0 | 0 | 0 | 0 | 0 | 0 | 0_E9_Stock |  |  |  |  | 0
| E10 | 0 | 0 | 0 | 0 | 0 | 0 | 0 | 0 | 0 | 0 | 0 | 0 | 0 | 0 | 0 | 0 | 0 | 0 | 0 | 0 | 0 | 0 | 0 | 0 | 0 | 0 | 0 | 0 | 0 | 0 | 0 | 0_E10_Stock |  |  |  |  | 0
| Vintage | 0 | 0 | 0 | 0 | 0 | 0 | 0 | 0 | 0 | 0 | 0 | 0 | 0 | 0 | 0 | 0 | 0 | 0 | 0 | 0 | 0 | 0 | 0 | 0 | 0 | 0 | 0 | 0 | 0 | 0 | 0 | 0_Vintage_Stock |  |  |  |  | 288381.2139
S5C1 |  | Year 0: System 5 Technology 1
Technology Variables
| Tech Key | Year 0: 0
| Peak Factor (S) | Year 0: 0
| Peak Factor (W) | Year 0: 0
| Min Vintage Lifetime | Year 0: 0
| Max Vintage Lifetime | Year 0: 0
| Turnover Style | Year 0: 0
Technology Variables
| Equipment | Year 0: Label; Year 1: Min Lifetime; Year 2: Max Lifetime; Year 3: Degradation; Year 4: Usage; Year 5: Available
| E1 | Year 1: 0; Year 2: 0; Year 3: 0%; Year 4: 0; Year 5: FALSE
| E2 | Year 1: 0; Year 2: 0; Year 3: 0%; Year 4: 0; Year 5: FALSE
| E3 | Year 1: 0; Year 2: 0; Year 3: 0%; Year 4: 0; Year 5: FALSE
| E4 | Year 1: 0; Year 2: 0; Year 3: 0%; Year 4: 0; Year 5: FALSE
| E5 | Year 1: 0; Year 2: 0; Year 3: 0%; Year 4: 0; Year 5: FALSE
| E6 | Year 1: 0; Year 2: 0; Year 3: 0%; Year 4: 0; Year 5: FALSE
| E7 | Year 1: 0; Year 2: 0; Year 3: 0%; Year 4: 0; Year 5: FALSE
| E8 | Year 1: 0; Year 2: 0; Year 3: 0%; Year 4: 0; Year 5: FALSE
| E9 | Year 1: 0; Year 2: 0; Year 3: 0%; Year 4: 0; Year 5: FALSE
| E10 | Year 1: 0; Year 2: 0; Year 3: 0%; Year 4: 0; Year 5: FALSE
Original Forecast Results
| Year | Year 0 | Year 1 | Year 2 | Year 3 | Year 4 | Year 5 | Year 6 | Year 7 | Year 8 | Year 9 | Year 10 | Year 11 | Year 12 | Year 13 | Year 14 | Year 15 | Year 16 | Year 17 | Year 18 | Year 19 | Year 20 | Year 21 | Year 22 | Year 23 | Year 24 | Year 25 | Year 26 | Year 27 | Year 28 | Year 29 | Year 30 | Key
| Units | 0 | 0 | 0 | 0 | 0 | 0 | 0 | 0 | 0 | 0 | 0 | 0 | 0 | 0 | 0 | 0 | 0 | 0 | 0 | 0 | 0 | 0 | 0 | 0 | 0 | 0 | 0 | 0 | 0 | 0 | 0 | #REF! |  |  |  |  | 301957.8232
| Usage | 0 | 0 | 0 | 0 | 0 | 0 | 0 | 0 | 0 | 0 | 0 | 0 | 0 | 0 | 0 | 0 | 0 | 0 | 0 | 0 | 0 | 0 | 0 | 0 | 0 | 0 | 0 | 0 | 0 | 0 | 0 | #REF! |  |  |  |  | 1698.6543
| Peak Demand (S) | 0 | 0 | 0 | 0 | 0 | 0 | 0 | 0 | 0 | 0 | 0 | 0 | 0 | 0 | 0 | 0 | 0 | 0 | 0 | 0 | 0 | 0 | 0 | 0 | 0 | 0 | 0 | 0 | 0 | 0 | 0 | #REF! |  |  |  |  | 0
| Peak Demand (W) | 0 | 0 | 0 | 0 | 0 | 0 | 0 | 0 | 0 | 0 | 0 | 0 | 0 | 0 | 0 | 0 | 0 | 0 | 0 | 0 | 0 | 0 | 0 | 0 | 0 | 0 | 0 | 0 | 0 | 0 | 0 | #REF! |  |  |  |  | 884.6119
| Turnover | 0 | 0 | 0 | 0 | 0 | 0 | 0 | 0 | 0 | 0 | 0 | 0 | 0 | 0 | 0 | 0 | 0 | 0 | 0 | 0 | 0 | 0 | 0 | 0 | 0 | 0 | 0 | 0 | 0 | 0 | 0 | #REF! |  |  |  |  | 6885.4476
| Avg. Replacement Usage | 0 | 0 | 0 | 0 | 0 | 0 | 0 | 0 | 0 | 0 | 0 | 0 | 0 | 0 | 0 | 0 | 0 | 0 | 0 | 0 | 0 | 0 | 0 | 0 | 0 | 0 | 0 | 0 | 0 | 0 | 0 | #REF! |  |  |  |  | 5638.8522
| Avg. Replacement Demand (S) | 0 | 0 | 0 | 0 | 0 | 0 | 0 | 0 | 0 | 0 | 0 | 0 | 0 | 0 | 0 | 0 | 0 | 0 | 0 | 0 | 0 | 0 | 0 | 0 | 0 | 0 | 0 | 0 | 0 | 0 | 0 | #REF! |  |  |  |  | 0
| Avg. Replacement Demand (W) | 0 | 0 | 0 | 0 | 0 | 0 | 0 | 0 | 0 | 0 | 0 | 0 | 0 | 0 | 0 | 0 | 0 | 0 | 0 | 0 | 0 | 0 | 0 | 0 | 0 | 0 | 0 | 0 | 0 | 0 | 0 | #REF! |  |  |  |  | 2.9366
Tech Forecast Stock
| Year | Year 0 | Year 1 | Year 2 | Year 3 | Year 4 | Year 5 | Year 6 | Year 7 | Year 8 | Year 9 | Year 10 | Year 11 | Year 12 | Year 13 | Year 14 | Year 15 | Year 16 | Year 17 | Year 18 | Year 19 | Year 20 | Year 21 | Year 22 | Year 23 | Year 24 | Year 25 | Year 26 | Year 27 | Year 28 | Year 29 | Year 30
| E1 | 0 | 0 | 0 | 0 | 0 | 0 | 0 | 0 | 0 | 0 | 0 | 0 | 0 | 0 | 0 | 0 | 0 | 0 | 0 | 0 | 0 | 0 | 0 | 0 | 0 | 0 | 0 | 0 | 0 | 0 | 0
| E2 | 0 | 0 | 0 | 0 | 0 | 0 | 0 | 0 | 0 | 0 | 0 | 0 | 0 | 0 | 0 | 0 | 0 | 0 | 0 | 0 | 0 | 0 | 0 | 0 | 0 | 0 | 0 | 0 | 0 | 0 | 0
| E3 | 0 | 0 | 0 | 0 | 0 | 0 | 0 | 0 | 0 | 0 | 0 | 0 | 0 | 0 | 0 | 0 | 0 | 0 | 0 | 0 | 0 | 0 | 0 | 0 | 0 | 0 | 0 | 0 | 0 | 0 | 0
| E4 | 0 | 0 | 0 | 0 | 0 | 0 | 0 | 0 | 0 | 0 | 0 | 0 | 0 | 0 | 0 | 0 | 0 | 0 | 0 | 0 | 0 | 0 | 0 | 0 | 0 | 0 | 0 | 0 | 0 | 0 | 0
| E5 | 0 | 0 | 0 | 0 | 0 | 0 | 0 | 0 | 0 | 0 | 0 | 0 | 0 | 0 | 0 | 0 | 0 | 0 | 0 | 0 | 0 | 0 | 0 | 0 | 0 | 0 | 0 | 0 | 0 | 0 | 0
| E6 | 0 | 0 | 0 | 0 | 0 | 0 | 0 | 0 | 0 | 0 | 0 | 0 | 0 | 0 | 0 | 0 | 0 | 0 | 0 | 0 | 0 | 0 | 0 | 0 | 0 | 0 | 0 | 0 | 0 | 0 | 0
| E7 | 0 | 0 | 0 | 0 | 0 | 0 | 0 | 0 | 0 | 0 | 0 | 0 | 0 | 0 | 0 | 0 | 0 | 0 | 0 | 0 | 0 | 0 | 0 | 0 | 0 | 0 | 0 | 0 | 0 | 0 | 0
| E8 | 0 | 0 | 0 | 0 | 0 | 0 | 0 | 0 | 0 | 0 | 0 | 0 | 0 | 0 | 0 | 0 | 0 | 0 | 0 | 0 | 0 | 0 | 0 | 0 | 0 | 0 | 0 | 0 | 0 | 0 | 0
| E9 | 0 | 0 | 0 | 0 | 0 | 0 | 0 | 0 | 0 | 0 | 0 | 0 | 0 | 0 | 0 | 0 | 0 | 0 | 0 | 0 | 0 | 0 | 0 | 0 | 0 | 0 | 0 | 0 | 0 | 0 | 0
| E10 | 0 | 0 | 0 | 0 | 0 | 0 | 0 | 0 | 0 | 0 | 0 | 0 | 0 | 0 | 0 | 0 | 0 | 0 | 0 | 0 | 0 | 0 | 0 | 0 | 0 | 0 | 0 | 0 | 0 | 0 | 0
| Vintage | 0 | 0 | 0 | 0 | 0 | 0 | 0 | 0 | 0 | 0 | 0 | 0 | 0 | 0 | 0 | 0 | 0 | 0 | 0 | 0 | 0 | 0 | 0 | 0 | 0 | 0 | 0 | 0 | 0 | 0 | 0
Stock for Switching
| Year | Year 0 | Year 1 | Year 2 | Year 3 | Year 4 | Year 5 | Year 6 | Year 7 | Year 8 | Year 9 | Year 10 | Year 11 | Year 12 | Year 13 | Year 14 | Year 15 | Year 16 | Year 17 | Year 18 | Year 19 | Year 20 | Year 21 | Year 22 | Year 23 | Year 24 | Year 25 | Year 26 | Year 27 | Year 28 | Year 29 | Year 30
| E1 | 0 | 0 | 0 | 0 | 0 | 0 | 0 | 0 | 0 | 0 | 0 | 0 | 0 | 0 | 0 | 0 | 0 | 0 | 0 | 0 | 0 | 0 | 0 | 0 | 0 | 0 | 0 | 0 | 0 | 0 | 0 | 0_E1_SysStock
| E2 | 0 | 0 | 0 | 0 | 0 | 0 | 0 | 0 | 0 | 0 | 0 | 0 | 0 | 0 | 0 | 0 | 0 | 0 | 0 | 0 | 0 | 0 | 0 | 0 | 0 | 0 | 0 | 0 | 0 | 0 | 0 | 0_E2_SysStock
| E3 | 0 | 0 | 0 | 0 | 0 | 0 | 0 | 0 | 0 | 0 | 0 | 0 | 0 | 0 | 0 | 0 | 0 | 0 | 0 | 0 | 0 | 0 | 0 | 0 | 0 | 0 | 0 | 0 | 0 | 0 | 0 | 0_E3_SysStock
| E4 | 0 | 0 | 0 | 0 | 0 | 0 | 0 | 0 | 0 | 0 | 0 | 0 | 0 | 0 | 0 | 0 | 0 | 0 | 0 | 0 | 0 | 0 | 0 | 0 | 0 | 0 | 0 | 0 | 0 | 0 | 0 | 0_E4_SysStock
| E5 | 0 | 0 | 0 | 0 | 0 | 0 | 0 | 0 | 0 | 0 | 0 | 0 | 0 | 0 | 0 | 0 | 0 | 0 | 0 | 0 | 0 | 0 | 0 | 0 | 0 | 0 | 0 | 0 | 0 | 0 | 0 | 0_E5_SysStock
| E6 | 0 | 0 | 0 | 0 | 0 | 0 | 0 | 0 | 0 | 0 | 0 | 0 | 0 | 0 | 0 | 0 | 0 | 0 | 0 | 0 | 0 | 0 | 0 | 0 | 0 | 0 | 0 | 0 | 0 | 0 | 0 | 0_E6_SysStock
| E7 | 0 | 0 | 0 | 0 | 0 | 0 | 0 | 0 | 0 | 0 | 0 | 0 | 0 | 0 | 0 | 0 | 0 | 0 | 0 | 0 | 0 | 0 | 0 | 0 | 0 | 0 | 0 | 0 | 0 | 0 | 0 | 0_E7_SysStock
| E8 | 0 | 0 | 0 | 0 | 0 | 0 | 0 | 0 | 0 | 0 | 0 | 0 | 0 | 0 | 0 | 0 | 0 | 0 | 0 | 0 | 0 | 0 | 0 | 0 | 0 | 0 | 0 | 0 | 0 | 0 | 0 | 0_E8_SysStock
| E9 | 0 | 0 | 0 | 0 | 0 | 0 | 0 | 0 | 0 | 0 | 0 | 0 | 0 | 0 | 0 | 0 | 0 | 0 | 0 | 0 | 0 | 0 | 0 | 0 | 0 | 0 | 0 | 0 | 0 | 0 | 0 | 0_E9_SysStock
| E10 | 0 | 0 | 0 | 0 | 0 | 0 | 0 | 0 | 0 | 0 | 0 | 0 | 0 | 0 | 0 | 0 | 0 | 0 | 0 | 0 | 0 | 0 | 0 | 0 | 0 | 0 | 0 | 0 | 0 | 0 | 0 | 0_E10_SysStock
| Vintage | 0 | 0 | 0 | 0 | 0 | 0 | 0 | 0 | 0 | 0 | 0 | 0 | 0 | 0 | 0 | 0 | 0 | 0 | 0 | 0 | 0 | 0 | 0 | 0 | 0 | 0 | 0 | 0 | 0 | 0 | 0 | 0_Vintage_SysStock
Tech Forecast Purchases
| Year | Year 0 | Year 1 | Year 2 | Year 3 | Year 4 | Year 5 | Year 6 | Year 7 | Year 8 | Year 9 | Year 10 | Year 11 | Year 12 | Year 13 | Year 14 | Year 15 | Year 16 | Year 17 | Year 18 | Year 19 | Year 20 | Year 21 | Year 22 | Year 23 | Year 24 | Year 25 | Year 26 | Year 27 | Year 28 | Year 29 | Year 30
| E1 | 0 | 0 | 0 | 0 | 0 | 0 | 0 | 0 | 0 | 0 | 0 | 0 | 0 | 0 | 0 | 0 | 0 | 0 | 0 | 0 | 0 | 0 | 0 | 0 | 0 | 0 | 0 | 0 | 0 | 0 | 0
| E2 | 0 | 0 | 0 | 0 | 0 | 0 | 0 | 0 | 0 | 0 | 0 | 0 | 0 | 0 | 0 | 0 | 0 | 0 | 0 | 0 | 0 | 0 | 0 | 0 | 0 | 0 | 0 | 0 | 0 | 0 | 0
| E3 | 0 | 0 | 0 | 0 | 0 | 0 | 0 | 0 | 0 | 0 | 0 | 0 | 0 | 0 | 0 | 0 | 0 | 0 | 0 | 0 | 0 | 0 | 0 | 0 | 0 | 0 | 0 | 0 | 0 | 0 | 0
| E4 | 0 | 0 | 0 | 0 | 0 | 0 | 0 | 0 | 0 | 0 | 0 | 0 | 0 | 0 | 0 | 0 | 0 | 0 | 0 | 0 | 0 | 0 | 0 | 0 | 0 | 0 | 0 | 0 | 0 | 0 | 0
| E5 | 0 | 0 | 0 | 0 | 0 | 0 | 0 | 0 | 0 | 0 | 0 | 0 | 0 | 0 | 0 | 0 | 0 | 0 | 0 | 0 | 0 | 0 | 0 | 0 | 0 | 0 | 0 | 0 | 0 | 0 | 0
| E6 | 0 | 0 | 0 | 0 | 0 | 0 | 0 | 0 | 0 | 0 | 0 | 0 | 0 | 0 | 0 | 0 | 0 | 0 | 0 | 0 | 0 | 0 | 0 | 0 | 0 | 0 | 0 | 0 | 0 | 0 | 0
| E7 | 0 | 0 | 0 | 0 | 0 | 0 | 0 | 0 | 0 | 0 | 0 | 0 | 0 | 0 | 0 | 0 | 0 | 0 | 0 | 0 | 0 | 0 | 0 | 0 | 0 | 0 | 0 | 0 | 0 | 0 | 0
| E8 | 0 | 0 | 0 | 0 | 0 | 0 | 0 | 0 | 0 | 0 | 0 | 0 | 0 | 0 | 0 | 0 | 0 | 0 | 0 | 0 | 0 | 0 | 0 | 0 | 0 | 0 | 0 | 0 | 0 | 0 | 0
| E9 | 0 | 0 | 0 | 0 | 0 | 0 | 0 | 0 | 0 | 0 | 0 | 0 | 0 | 0 | 0 | 0 | 0 | 0 | 0 | 0 | 0 | 0 | 0 | 0 | 0 | 0 | 0 | 0 | 0 | 0 | 0
| E10 | 0 | 0 | 0 | 0 | 0 | 0 | 0 | 0 | 0 | 0 | 0 | 0 | 0 | 0 | 0 | 0 | 0 | 0 | 0 | 0 | 0 | 0 | 0 | 0 | 0 | 0 | 0 | 0 | 0 | 0 | 0
Potential to Switch
| Year | Year 0 | Year 1 | Year 2 | Year 3 | Year 4 | Year 5 | Year 6 | Year 7 | Year 8 | Year 9 | Year 10 | Year 11 | Year 12 | Year 13 | Year 14 | Year 15 | Year 16 | Year 17 | Year 18 | Year 19 | Year 20 | Year 21 | Year 22 | Year 23 | Year 24 | Year 25 | Year 26 | Year 27 | Year 28 | Year 29 | Year 30
| E1 | 0 | 0 | 0 | 0 | 0 | 0 | 0 | 0 | 0 | 0 | 0 | 0 | 0 | 0 | 0 | 0 | 0 | 0 | 0 | 0 | 0 | 0 | 0 | 0 | 0 | 0 | 0 | 0 | 0 | 0 | 0 | 0_E1_Switched Out
| E2 | 0 | 0 | 0 | 0 | 0 | 0 | 0 | 0 | 0 | 0 | 0 | 0 | 0 | 0 | 0 | 0 | 0 | 0 | 0 | 0 | 0 | 0 | 0 | 0 | 0 | 0 | 0 | 0 | 0 | 0 | 0 | 0_E2_Switched Out
| E3 | 0 | 0 | 0 | 0 | 0 | 0 | 0 | 0 | 0 | 0 | 0 | 0 | 0 | 0 | 0 | 0 | 0 | 0 | 0 | 0 | 0 | 0 | 0 | 0 | 0 | 0 | 0 | 0 | 0 | 0 | 0 | 0_E3_Switched Out
| E4 | 0 | 0 | 0 | 0 | 0 | 0 | 0 | 0 | 0 | 0 | 0 | 0 | 0 | 0 | 0 | 0 | 0 | 0 | 0 | 0 | 0 | 0 | 0 | 0 | 0 | 0 | 0 | 0 | 0 | 0 | 0 | 0_E4_Switched Out
| E5 | 0 | 0 | 0 | 0 | 0 | 0 | 0 | 0 | 0 | 0 | 0 | 0 | 0 | 0 | 0 | 0 | 0 | 0 | 0 | 0 | 0 | 0 | 0 | 0 | 0 | 0 | 0 | 0 | 0 | 0 | 0 | 0_E5_Switched Out
| E6 | 0 | 0 | 0 | 0 | 0 | 0 | 0 | 0 | 0 | 0 | 0 | 0 | 0 | 0 | 0 | 0 | 0 | 0 | 0 | 0 | 0 | 0 | 0 | 0 | 0 | 0 | 0 | 0 | 0 | 0 | 0 | 0_E6_Switched Out
| E7 | 0 | 0 | 0 | 0 | 0 | 0 | 0 | 0 | 0 | 0 | 0 | 0 | 0 | 0 | 0 | 0 | 0 | 0 | 0 | 0 | 0 | 0 | 0 | 0 | 0 | 0 | 0 | 0 | 0 | 0 | 0 | 0_E7_Switched Out
| E8 | 0 | 0 | 0 | 0 | 0 | 0 | 0 | 0 | 0 | 0 | 0 | 0 | 0 | 0 | 0 | 0 | 0 | 0 | 0 | 0 | 0 | 0 | 0 | 0 | 0 | 0 | 0 | 0 | 0 | 0 | 0 | 0_E8_Switched Out
| E9 | 0 | 0 | 0 | 0 | 0 | 0 | 0 | 0 | 0 | 0 | 0 | 0 | 0 | 0 | 0 | 0 | 0 | 0 | 0 | 0 | 0 | 0 | 0 | 0 | 0 | 0 | 0 | 0 | 0 | 0 | 0 | 0_E9_Switched Out
| E10 | 0 | 0 | 0 | 0 | 0 | 0 | 0 | 0 | 0 | 0 | 0 | 0 | 0 | 0 | 0 | 0 | 0 | 0 | 0 | 0 | 0 | 0 | 0 | 0 | 0 | 0 | 0 | 0 | 0 | 0 | 0 | 0_E10_Switched Out
Units Out
| E1 | 0 | 0 | 0 | 0 | 0 | 0 | 0 | 0 | 0 | 0 | 0 | 0 | 0 | 0 | 0 | 0 | 0 | 0 | 0 | 0 | 0 | 0 | 0 | 0 | 0 | 0 | 0 | 0 | 0 | 0 | 0
| E2 | 0 | 0 | 0 | 0 | 0 | 0 | 0 | 0 | 0 | 0 | 0 | 0 | 0 | 0 | 0 | 0 | 0 | 0 | 0 | 0 | 0 | 0 | 0 | 0 | 0 | 0 | 0 | 0 | 0 | 0 | 0
| E3 | 0 | 0 | 0 | 0 | 0 | 0 | 0 | 0 | 0 | 0 | 0 | 0 | 0 | 0 | 0 | 0 | 0 | 0 | 0 | 0 | 0 | 0 | 0 | 0 | 0 | 0 | 0 | 0 | 0 | 0 | 0
| E4 | 0 | 0 | 0 | 0 | 0 | 0 | 0 | 0 | 0 | 0 | 0 | 0 | 0 | 0 | 0 | 0 | 0 | 0 | 0 | 0 | 0 | 0 | 0 | 0 | 0 | 0 | 0 | 0 | 0 | 0 | 0
| E5 | 0 | 0 | 0 | 0 | 0 | 0 | 0 | 0 | 0 | 0 | 0 | 0 | 0 | 0 | 0 | 0 | 0 | 0 | 0 | 0 | 0 | 0 | 0 | 0 | 0 | 0 | 0 | 0 | 0 | 0 | 0
| E6 | 0 | 0 | 0 | 0 | 0 | 0 | 0 | 0 | 0 | 0 | 0 | 0 | 0 | 0 | 0 | 0 | 0 | 0 | 0 | 0 | 0 | 0 | 0 | 0 | 0 | 0 | 0 | 0 | 0 | 0 | 0
| E7 | 0 | 0 | 0 | 0 | 0 | 0 | 0 | 0 | 0 | 0 | 0 | 0 | 0 | 0 | 0 | 0 | 0 | 0 | 0 | 0 | 0 | 0 | 0 | 0 | 0 | 0 | 0 | 0 | 0 | 0 | 0
| E8 | 0 | 0 | 0 | 0 | 0 | 0 | 0 | 0 | 0 | 0 | 0 | 0 | 0 | 0 | 0 | 0 | 0 | 0 | 0 | 0 | 0 | 0 | 0 | 0 | 0 | 0 | 0 | 0 | 0 | 0 | 0
| E9 | 0 | 0 | 0 | 0 | 0 | 0 | 0 | 0 | 0 | 0 | 0 | 0 | 0 | 0 | 0 | 0 | 0 | 0 | 0 | 0 | 0 | 0 | 0 | 0 | 0 | 0 | 0 | 0 | 0 | 0 | 0
| E10 | 0 | 0 | 0 | 0 | 0 | 0 | 0 | 0 | 0 | 0 | 0 | 0 | 0 | 0 | 0 | 0 | 0 | 0 | 0 | 0 | 0 | 0 | 0 | 0 | 0 | 0 | 0 | 0 | 0 | 0 | 0
| Vintage | 0 | 0 | 0 | 0 | 0 | 0 | 0 | 0 | 0 | 0 | 0 | 0 | 0 | 0 | 0 | 0 | 0 | 0 | 0 | 0 | 0 | 0 | 0 | 0 | 0 | 0 | 0 | 0 | 0 | 0 | 0
Tech Purchase Shares
| Year | Year 0 | Year 1 | Year 2 | Year 3 | Year 4 | Year 5 | Year 6 | Year 7 | Year 8 | Year 9 | Year 10 | Year 11 | Year 12 | Year 13 | Year 14 | Year 15 | Year 16 | Year 17 | Year 18 | Year 19 | Year 20 | Year 21 | Year 22 | Year 23 | Year 24 | Year 25 | Year 26 | Year 27 | Year 28 | Year 29 | Year 30
E1 | bar: Year 0 to Year 30
E2 | bar: Year 0 to Year 30
E3 | bar: Year 0 to Year 30
E4 | bar: Year 0 to Year 30
E5 | bar: Year 0 to Year 30
E6 | bar: Year 0 to Year 30
E7 | bar: Year 0 to Year 30
E8 | bar: Year 0 to Year 30
E9 | bar: Year 0 to Year 30
E10 | bar: Year 0 to Year 30
Units In from Switching
| E1 | 0 | 0 | 0 | 0 | 0 | 0 | 0 | 0 | 0 | 0 | 0 | 0 | 0 | 0 | 0 | 0 | 0 | 0 | 0 | 0 | 0 | 0 | 0 | 0 | 0 | 0 | 0 | 0 | 0 | 0 | 0
| E2 | 0 | 0 | 0 | 0 | 0 | 0 | 0 | 0 | 0 | 0 | 0 | 0 | 0 | 0 | 0 | 0 | 0 | 0 | 0 | 0 | 0 | 0 | 0 | 0 | 0 | 0 | 0 | 0 | 0 | 0 | 0
| E3 | 0 | 0 | 0 | 0 | 0 | 0 | 0 | 0 | 0 | 0 | 0 | 0 | 0 | 0 | 0 | 0 | 0 | 0 | 0 | 0 | 0 | 0 | 0 | 0 | 0 | 0 | 0 | 0 | 0 | 0 | 0
| E4 | 0 | 0 | 0 | 0 | 0 | 0 | 0 | 0 | 0 | 0 | 0 | 0 | 0 | 0 | 0 | 0 | 0 | 0 | 0 | 0 | 0 | 0 | 0 | 0 | 0 | 0 | 0 | 0 | 0 | 0 | 0
| E5 | 0 | 0 | 0 | 0 | 0 | 0 | 0 | 0 | 0 | 0 | 0 | 0 | 0 | 0 | 0 | 0 | 0 | 0 | 0 | 0 | 0 | 0 | 0 | 0 | 0 | 0 | 0 | 0 | 0 | 0 | 0
| E6 | 0 | 0 | 0 | 0 | 0 | 0 | 0 | 0 | 0 | 0 | 0 | 0 | 0 | 0 | 0 | 0 | 0 | 0 | 0 | 0 | 0 | 0 | 0 | 0 | 0 | 0 | 0 | 0 | 0 | 0 | 0
| E7 | 0 | 0 | 0 | 0 | 0 | 0 | 0 | 0 | 0 | 0 | 0 | 0 | 0 | 0 | 0 | 0 | 0 | 0 | 0 | 0 | 0 | 0 | 0 | 0 | 0 | 0 | 0 | 0 | 0 | 0 | 0
| E8 | 0 | 0 | 0 | 0 | 0 | 0 | 0 | 0 | 0 | 0 | 0 | 0 | 0 | 0 | 0 | 0 | 0 | 0 | 0 | 0 | 0 | 0 | 0 | 0 | 0 | 0 | 0 | 0 | 0 | 0 | 0
| E9 | 0 | 0 | 0 | 0 | 0 | 0 | 0 | 0 | 0 | 0 | 0 | 0 | 0 | 0 | 0 | 0 | 0 | 0 | 0 | 0 | 0 | 0 | 0 | 0 | 0 | 0 | 0 | 0 | 0 | 0 | 0
| E10 | 0 | 0 | 0 | 0 | 0 | 0 | 0 | 0 | 0 | 0 | 0 | 0 | 0 | 0 | 0 | 0 | 0 | 0 | 0 | 0 | 0 | 0 | 0 | 0 | 0 | 0 | 0 | 0 | 0 | 0 | 0
| Vintage | 0 | 0 | 0 | 0 | 0 | 0 | 0 | 0 | 0 | 0 | 0 | 0 | 0 | 0 | 0 | 0 | 0 | 0 | 0 | 0 | 0 | 0 | 0 | 0 | 0 | 0 | 0 | 0 | 0 | 0 | 0
Net Change
| Year | Year 0 | Year 1 | Year 2 | Year 3 | Year 4 | Year 5 | Year 6 | Year 7 | Year 8 | Year 9 | Year 10 | Year 11 | Year 12 | Year 13 | Year 14 | Year 15 | Year 16 | Year 17 | Year 18 | Year 19 | Year 20 | Year 21 | Year 22 | Year 23 | Year 24 | Year 25 | Year 26 | Year 27 | Year 28 | Year 29 | Year 30 | Key
| Units | 0 | 0 | 0 | 0 | 0 | 0 | 0 | 0 | 0 | 0 | 0 | 0 | 0 | 0 | 0 | 0 | 0 | 0 | 0 | 0 | 0 | 0 | 0 | 0 | 0 | 0 | 0 | 0 | 0 | 0 | 0 | 0_Units |  |  |  |  | 301957.8232
| Usage | 0 | 0 | 0 | 0 | 0 | 0 | 0 | 0 | 0 | 0 | 0 | 0 | 0 | 0 | 0 | 0 | 0 | 0 | 0 | 0 | 0 | 0 | 0 | 0 | 0 | 0 | 0 | 0 | 0 | 0 | 0 | 0_Usage |  |  |  |  | 1698.6543
| Peak Demand (S) | 0 | 0 | 0 | 0 | 0 | 0 | 0 | 0 | 0 | 0 | 0 | 0 | 0 | 0 | 0 | 0 | 0 | 0 | 0 | 0 | 0 | 0 | 0 | 0 | 0 | 0 | 0 | 0 | 0 | 0 | 0 | 0_Peak Demand (S) |  |  |  |  | 0
| Peak Demand (W) | 0 | 0 | 0 | 0 | 0 | 0 | 0 | 0 | 0 | 0 | 0 | 0 | 0 | 0 | 0 | 0 | 0 | 0 | 0 | 0 | 0 | 0 | 0 | 0 | 0 | 0 | 0 | 0 | 0 | 0 | 0 | 0_Peak Demand (W) |  |  |  |  | 884.6119
| Turnover | 0 | 0 | 0 | 0 | 0 | 0 | 0 | 0 | 0 | 0 | 0 | 0 | 0 | 0 | 0 | 0 | 0 | 0 | 0 | 0 | 0 | 0 | 0 | 0 | 0 | 0 | 0 | 0 | 0 | 0 | 0 | 0_Turnover |  |  |  |  | 6885.4476
| Avg. Replacement Usage | 0 | 0 | 0 | 0 | 0 | 0 | 0 | 0 | 0 | 0 | 0 | 0 | 0 | 0 | 0 | 0 | 0 | 0 | 0 | 0 | 0 | 0 | 0 | 0 | 0 | 0 | 0 | 0 | 0 | 0 | 0 | 0_Avg. Replacement Usage |  |  |  |  | 5638.8522
| Avg. Replacement Demand (S) | 0 | 0 | 0 | 0 | 0 | 0 | 0 | 0 | 0 | 0 | 0 | 0 | 0 | 0 | 0 | 0 | 0 | 0 | 0 | 0 | 0 | 0 | 0 | 0 | 0 | 0 | 0 | 0 | 0 | 0 | 0 | 0_Avg. Replacement Demand (S) |  |  |  |  | 0
| Avg. Replacement Demand (W) | 0 | 0 | 0 | 0 | 0 | 0 | 0 | 0 | 0 | 0 | 0 | 0 | 0 | 0 | 0 | 0 | 0 | 0 | 0 | 0 | 0 | 0 | 0 | 0 | 0 | 0 | 0 | 0 | 0 | 0 | 0 | 0_Avg. Replacement Demand (W) |  |  |  |  | 2.9366
Purchases
| Year | Year 0 | Year 1 | Year 2 | Year 3 | Year 4 | Year 5 | Year 6 | Year 7 | Year 8 | Year 9 | Year 10 | Year 11 | Year 12 | Year 13 | Year 14 | Year 15 | Year 16 | Year 17 | Year 18 | Year 19 | Year 20 | Year 21 | Year 22 | Year 23 | Year 24 | Year 25 | Year 26 | Year 27 | Year 28 | Year 29 | Year 30
| E1 | 0 | 0 | 0 | 0 | 0 | 0 | 0 | 0 | 0 | 0 | 0 | 0 | 0 | 0 | 0 | 0 | 0 | 0 | 0 | 0 | 0 | 0 | 0 | 0 | 0 | 0 | 0 | 0 | 0 | 0 | 0 | 0_E1_Purchases |  |  |  |  | 6885.4476
| E2 | 0 | 0 | 0 | 0 | 0 | 0 | 0 | 0 | 0 | 0 | 0 | 0 | 0 | 0 | 0 | 0 | 0 | 0 | 0 | 0 | 0 | 0 | 0 | 0 | 0 | 0 | 0 | 0 | 0 | 0 | 0 | 0_E2_Purchases |  |  |  |  | 0
| E3 | 0 | 0 | 0 | 0 | 0 | 0 | 0 | 0 | 0 | 0 | 0 | 0 | 0 | 0 | 0 | 0 | 0 | 0 | 0 | 0 | 0 | 0 | 0 | 0 | 0 | 0 | 0 | 0 | 0 | 0 | 0 | 0_E3_Purchases |  |  |  |  | 0
| E4 | 0 | 0 | 0 | 0 | 0 | 0 | 0 | 0 | 0 | 0 | 0 | 0 | 0 | 0 | 0 | 0 | 0 | 0 | 0 | 0 | 0 | 0 | 0 | 0 | 0 | 0 | 0 | 0 | 0 | 0 | 0 | 0_E4_Purchases |  |  |  |  | 0
| E5 | 0 | 0 | 0 | 0 | 0 | 0 | 0 | 0 | 0 | 0 | 0 | 0 | 0 | 0 | 0 | 0 | 0 | 0 | 0 | 0 | 0 | 0 | 0 | 0 | 0 | 0 | 0 | 0 | 0 | 0 | 0 | 0_E5_Purchases |  |  |  |  | 0
| E6 | 0 | 0 | 0 | 0 | 0 | 0 | 0 | 0 | 0 | 0 | 0 | 0 | 0 | 0 | 0 | 0 | 0 | 0 | 0 | 0 | 0 | 0 | 0 | 0 | 0 | 0 | 0 | 0 | 0 | 0 | 0 | 0_E6_Purchases |  |  |  |  | 0
| E7 | 0 | 0 | 0 | 0 | 0 | 0 | 0 | 0 | 0 | 0 | 0 | 0 | 0 | 0 | 0 | 0 | 0 | 0 | 0 | 0 | 0 | 0 | 0 | 0 | 0 | 0 | 0 | 0 | 0 | 0 | 0 | 0_E7_Purchases |  |  |  |  | 0
| E8 | 0 | 0 | 0 | 0 | 0 | 0 | 0 | 0 | 0 | 0 | 0 | 0 | 0 | 0 | 0 | 0 | 0 | 0 | 0 | 0 | 0 | 0 | 0 | 0 | 0 | 0 | 0 | 0 | 0 | 0 | 0 | 0_E8_Purchases |  |  |  |  | 0
| E9 | 0 | 0 | 0 | 0 | 0 | 0 | 0 | 0 | 0 | 0 | 0 | 0 | 0 | 0 | 0 | 0 | 0 | 0 | 0 | 0 | 0 | 0 | 0 | 0 | 0 | 0 | 0 | 0 | 0 | 0 | 0 | 0_E9_Purchases |  |  |  |  | 0
| E10 | 0 | 0 | 0 | 0 | 0 | 0 | 0 | 0 | 0 | 0 | 0 | 0 | 0 | 0 | 0 | 0 | 0 | 0 | 0 | 0 | 0 | 0 | 0 | 0 | 0 | 0 | 0 | 0 | 0 | 0 | 0 | 0_E10_Purchases |  |  |  |  | 0
Stock
| Year | Year 0 | Year 1 | Year 2 | Year 3 | Year 4 | Year 5 | Year 6 | Year 7 | Year 8 | Year 9 | Year 10 | Year 11 | Year 12 | Year 13 | Year 14 | Year 15 | Year 16 | Year 17 | Year 18 | Year 19 | Year 20 | Year 21 | Year 22 | Year 23 | Year 24 | Year 25 | Year 26 | Year 27 | Year 28 | Year 29 | Year 30
| E1 | 0 | 0 | 0 | 0 | 0 | 0 | 0 | 0 | 0 | 0 | 0 | 0 | 0 | 0 | 0 | 0 | 0 | 0 | 0 | 0 | 0 | 0 | 0 | 0 | 0 | 0 | 0 | 0 | 0 | 0 | 0 | 0_E1_Stock |  |  |  |  | 13576.6093
| E2 | 0 | 0 | 0 | 0 | 0 | 0 | 0 | 0 | 0 | 0 | 0 | 0 | 0 | 0 | 0 | 0 | 0 | 0 | 0 | 0 | 0 | 0 | 0 | 0 | 0 | 0 | 0 | 0 | 0 | 0 | 0 | 0_E2_Stock |  |  |  |  | 0
| E3 | 0 | 0 | 0 | 0 | 0 | 0 | 0 | 0 | 0 | 0 | 0 | 0 | 0 | 0 | 0 | 0 | 0 | 0 | 0 | 0 | 0 | 0 | 0 | 0 | 0 | 0 | 0 | 0 | 0 | 0 | 0 | 0_E3_Stock |  |  |  |  | 0
| E4 | 0 | 0 | 0 | 0 | 0 | 0 | 0 | 0 | 0 | 0 | 0 | 0 | 0 | 0 | 0 | 0 | 0 | 0 | 0 | 0 | 0 | 0 | 0 | 0 | 0 | 0 | 0 | 0 | 0 | 0 | 0 | 0_E4_Stock |  |  |  |  | 0
| E5 | 0 | 0 | 0 | 0 | 0 | 0 | 0 | 0 | 0 | 0 | 0 | 0 | 0 | 0 | 0 | 0 | 0 | 0 | 0 | 0 | 0 | 0 | 0 | 0 | 0 | 0 | 0 | 0 | 0 | 0 | 0 | 0_E5_Stock |  |  |  |  | 0
| E6 | 0 | 0 | 0 | 0 | 0 | 0 | 0 | 0 | 0 | 0 | 0 | 0 | 0 | 0 | 0 | 0 | 0 | 0 | 0 | 0 | 0 | 0 | 0 | 0 | 0 | 0 | 0 | 0 | 0 | 0 | 0 | 0_E6_Stock |  |  |  |  | 0
| E7 | 0 | 0 | 0 | 0 | 0 | 0 | 0 | 0 | 0 | 0 | 0 | 0 | 0 | 0 | 0 | 0 | 0 | 0 | 0 | 0 | 0 | 0 | 0 | 0 | 0 | 0 | 0 | 0 | 0 | 0 | 0 | 0_E7_Stock |  |  |  |  | 0
| E8 | 0 | 0 | 0 | 0 | 0 | 0 | 0 | 0 | 0 | 0 | 0 | 0 | 0 | 0 | 0 | 0 | 0 | 0 | 0 | 0 | 0 | 0 | 0 | 0 | 0 | 0 | 0 | 0 | 0 | 0 | 0 | 0_E8_Stock |  |  |  |  | 0
| E9 | 0 | 0 | 0 | 0 | 0 | 0 | 0 | 0 | 0 | 0 | 0 | 0 | 0 | 0 | 0 | 0 | 0 | 0 | 0 | 0 | 0 | 0 | 0 | 0 | 0 | 0 | 0 | 0 | 0 | 0 | 0 | 0_E9_Stock |  |  |  |  | 0
| E10 | 0 | 0 | 0 | 0 | 0 | 0 | 0 | 0 | 0 | 0 | 0 | 0 | 0 | 0 | 0 | 0 | 0 | 0 | 0 | 0 | 0 | 0 | 0 | 0 | 0 | 0 | 0 | 0 | 0 | 0 | 0 | 0_E10_Stock |  |  |  |  | 0
| Vintage | 0 | 0 | 0 | 0 | 0 | 0 | 0 | 0 | 0 | 0 | 0 | 0 | 0 | 0 | 0 | 0 | 0 | 0 | 0 | 0 | 0 | 0 | 0 | 0 | 0 | 0 | 0 | 0 | 0 | 0 | 0 | 0_Vintage_Stock |  |  |  |  | 288381.2139
S5C2 |  | Year 0: System 5 Technology 2
Technology Variables
| Tech Key | Year 0: 0
| Peak Factor (S) | Year 0: 0
| Peak Factor (W) | Year 0: 0
| Min Vintage Lifetime | Year 0: 0
| Max Vintage Lifetime | Year 0: 0
| Turnover Style | Year 0: 0
Technology Variables
| Equipment | Year 0: Label; Year 1: Min Lifetime; Year 2: Max Lifetime; Year 3: Degradation; Year 4: Usage; Year 5: Available
| E1 | Year 1: 0; Year 2: 0; Year 3: 0%; Year 4: 0; Year 5: FALSE
| E2 | Year 1: 0; Year 2: 0; Year 3: 0%; Year 4: 0; Year 5: FALSE
| E3 | Year 1: 0; Year 2: 0; Year 3: 0%; Year 4: 0; Year 5: FALSE
| E4 | Year 1: 0; Year 2: 0; Year 3: 0%; Year 4: 0; Year 5: FALSE
| E5 | Year 1: 0; Year 2: 0; Year 3: 0%; Year 4: 0; Year 5: FALSE
| E6 | Year 1: 0; Year 2: 0; Year 3: 0%; Year 4: 0; Year 5: FALSE
| E7 | Year 1: 0; Year 2: 0; Year 3: 0%; Year 4: 0; Year 5: FALSE
| E8 | Year 1: 0; Year 2: 0; Year 3: 0%; Year 4: 0; Year 5: FALSE
| E9 | Year 1: 0; Year 2: 0; Year 3: 0%; Year 4: 0; Year 5: FALSE
| E10 | Year 1: 0; Year 2: 0; Year 3: 0%; Year 4: 0; Year 5: FALSE
Original Forecast Results
| Year | Year 0 | Year 1 | Year 2 | Year 3 | Year 4 | Year 5 | Year 6 | Year 7 | Year 8 | Year 9 | Year 10 | Year 11 | Year 12 | Year 13 | Year 14 | Year 15 | Year 16 | Year 17 | Year 18 | Year 19 | Year 20 | Year 21 | Year 22 | Year 23 | Year 24 | Year 25 | Year 26 | Year 27 | Year 28 | Year 29 | Year 30 | Key
| Units | 0 | 0 | 0 | 0 | 0 | 0 | 0 | 0 | 0 | 0 | 0 | 0 | 0 | 0 | 0 | 0 | 0 | 0 | 0 | 0 | 0 | 0 | 0 | 0 | 0 | 0 | 0 | 0 | 0 | 0 | 0 | #REF! |  |  |  |  | 301957.8232
| Usage | 0 | 0 | 0 | 0 | 0 | 0 | 0 | 0 | 0 | 0 | 0 | 0 | 0 | 0 | 0 | 0 | 0 | 0 | 0 | 0 | 0 | 0 | 0 | 0 | 0 | 0 | 0 | 0 | 0 | 0 | 0 | #REF! |  |  |  |  | 1698.6543
| Peak Demand (S) | 0 | 0 | 0 | 0 | 0 | 0 | 0 | 0 | 0 | 0 | 0 | 0 | 0 | 0 | 0 | 0 | 0 | 0 | 0 | 0 | 0 | 0 | 0 | 0 | 0 | 0 | 0 | 0 | 0 | 0 | 0 | #REF! |  |  |  |  | 0
| Peak Demand (W) | 0 | 0 | 0 | 0 | 0 | 0 | 0 | 0 | 0 | 0 | 0 | 0 | 0 | 0 | 0 | 0 | 0 | 0 | 0 | 0 | 0 | 0 | 0 | 0 | 0 | 0 | 0 | 0 | 0 | 0 | 0 | #REF! |  |  |  |  | 884.6119
| Turnover | 0 | 0 | 0 | 0 | 0 | 0 | 0 | 0 | 0 | 0 | 0 | 0 | 0 | 0 | 0 | 0 | 0 | 0 | 0 | 0 | 0 | 0 | 0 | 0 | 0 | 0 | 0 | 0 | 0 | 0 | 0 | #REF! |  |  |  |  | 6885.4476
| Avg. Replacement Usage | 0 | 0 | 0 | 0 | 0 | 0 | 0 | 0 | 0 | 0 | 0 | 0 | 0 | 0 | 0 | 0 | 0 | 0 | 0 | 0 | 0 | 0 | 0 | 0 | 0 | 0 | 0 | 0 | 0 | 0 | 0 | #REF! |  |  |  |  | 5638.8522
| Avg. Replacement Demand (S) | 0 | 0 | 0 | 0 | 0 | 0 | 0 | 0 | 0 | 0 | 0 | 0 | 0 | 0 | 0 | 0 | 0 | 0 | 0 | 0 | 0 | 0 | 0 | 0 | 0 | 0 | 0 | 0 | 0 | 0 | 0 | #REF! |  |  |  |  | 0
| Avg. Replacement Demand (W) | 0 | 0 | 0 | 0 | 0 | 0 | 0 | 0 | 0 | 0 | 0 | 0 | 0 | 0 | 0 | 0 | 0 | 0 | 0 | 0 | 0 | 0 | 0 | 0 | 0 | 0 | 0 | 0 | 0 | 0 | 0 | #REF! |  |  |  |  | 2.9366
Tech Forecast Stock
| Year | Year 0 | Year 1 | Year 2 | Year 3 | Year 4 | Year 5 | Year 6 | Year 7 | Year 8 | Year 9 | Year 10 | Year 11 | Year 12 | Year 13 | Year 14 | Year 15 | Year 16 | Year 17 | Year 18 | Year 19 | Year 20 | Year 21 | Year 22 | Year 23 | Year 24 | Year 25 | Year 26 | Year 27 | Year 28 | Year 29 | Year 30
| E1 | 0 | 0 | 0 | 0 | 0 | 0 | 0 | 0 | 0 | 0 | 0 | 0 | 0 | 0 | 0 | 0 | 0 | 0 | 0 | 0 | 0 | 0 | 0 | 0 | 0 | 0 | 0 | 0 | 0 | 0 | 0
| E2 | 0 | 0 | 0 | 0 | 0 | 0 | 0 | 0 | 0 | 0 | 0 | 0 | 0 | 0 | 0 | 0 | 0 | 0 | 0 | 0 | 0 | 0 | 0 | 0 | 0 | 0 | 0 | 0 | 0 | 0 | 0
| E3 | 0 | 0 | 0 | 0 | 0 | 0 | 0 | 0 | 0 | 0 | 0 | 0 | 0 | 0 | 0 | 0 | 0 | 0 | 0 | 0 | 0 | 0 | 0 | 0 | 0 | 0 | 0 | 0 | 0 | 0 | 0
| E4 | 0 | 0 | 0 | 0 | 0 | 0 | 0 | 0 | 0 | 0 | 0 | 0 | 0 | 0 | 0 | 0 | 0 | 0 | 0 | 0 | 0 | 0 | 0 | 0 | 0 | 0 | 0 | 0 | 0 | 0 | 0
| E5 | 0 | 0 | 0 | 0 | 0 | 0 | 0 | 0 | 0 | 0 | 0 | 0 | 0 | 0 | 0 | 0 | 0 | 0 | 0 | 0 | 0 | 0 | 0 | 0 | 0 | 0 | 0 | 0 | 0 | 0 | 0
| E6 | 0 | 0 | 0 | 0 | 0 | 0 | 0 | 0 | 0 | 0 | 0 | 0 | 0 | 0 | 0 | 0 | 0 | 0 | 0 | 0 | 0 | 0 | 0 | 0 | 0 | 0 | 0 | 0 | 0 | 0 | 0
| E7 | 0 | 0 | 0 | 0 | 0 | 0 | 0 | 0 | 0 | 0 | 0 | 0 | 0 | 0 | 0 | 0 | 0 | 0 | 0 | 0 | 0 | 0 | 0 | 0 | 0 | 0 | 0 | 0 | 0 | 0 | 0
| E8 | 0 | 0 | 0 | 0 | 0 | 0 | 0 | 0 | 0 | 0 | 0 | 0 | 0 | 0 | 0 | 0 | 0 | 0 | 0 | 0 | 0 | 0 | 0 | 0 | 0 | 0 | 0 | 0 | 0 | 0 | 0
| E9 | 0 | 0 | 0 | 0 | 0 | 0 | 0 | 0 | 0 | 0 | 0 | 0 | 0 | 0 | 0 | 0 | 0 | 0 | 0 | 0 | 0 | 0 | 0 | 0 | 0 | 0 | 0 | 0 | 0 | 0 | 0
| E10 | 0 | 0 | 0 | 0 | 0 | 0 | 0 | 0 | 0 | 0 | 0 | 0 | 0 | 0 | 0 | 0 | 0 | 0 | 0 | 0 | 0 | 0 | 0 | 0 | 0 | 0 | 0 | 0 | 0 | 0 | 0
| Vintage | 0 | 0 | 0 | 0 | 0 | 0 | 0 | 0 | 0 | 0 | 0 | 0 | 0 | 0 | 0 | 0 | 0 | 0 | 0 | 0 | 0 | 0 | 0 | 0 | 0 | 0 | 0 | 0 | 0 | 0 | 0
Stock for Switching
| Year | Year 0 | Year 1 | Year 2 | Year 3 | Year 4 | Year 5 | Year 6 | Year 7 | Year 8 | Year 9 | Year 10 | Year 11 | Year 12 | Year 13 | Year 14 | Year 15 | Year 16 | Year 17 | Year 18 | Year 19 | Year 20 | Year 21 | Year 22 | Year 23 | Year 24 | Year 25 | Year 26 | Year 27 | Year 28 | Year 29 | Year 30
| E1 | 0 | 0 | 0 | 0 | 0 | 0 | 0 | 0 | 0 | 0 | 0 | 0 | 0 | 0 | 0 | 0 | 0 | 0 | 0 | 0 | 0 | 0 | 0 | 0 | 0 | 0 | 0 | 0 | 0 | 0 | 0 | 0_E1_SysStock
| E2 | 0 | 0 | 0 | 0 | 0 | 0 | 0 | 0 | 0 | 0 | 0 | 0 | 0 | 0 | 0 | 0 | 0 | 0 | 0 | 0 | 0 | 0 | 0 | 0 | 0 | 0 | 0 | 0 | 0 | 0 | 0 | 0_E2_SysStock
| E3 | 0 | 0 | 0 | 0 | 0 | 0 | 0 | 0 | 0 | 0 | 0 | 0 | 0 | 0 | 0 | 0 | 0 | 0 | 0 | 0 | 0 | 0 | 0 | 0 | 0 | 0 | 0 | 0 | 0 | 0 | 0 | 0_E3_SysStock
| E4 | 0 | 0 | 0 | 0 | 0 | 0 | 0 | 0 | 0 | 0 | 0 | 0 | 0 | 0 | 0 | 0 | 0 | 0 | 0 | 0 | 0 | 0 | 0 | 0 | 0 | 0 | 0 | 0 | 0 | 0 | 0 | 0_E4_SysStock
| E5 | 0 | 0 | 0 | 0 | 0 | 0 | 0 | 0 | 0 | 0 | 0 | 0 | 0 | 0 | 0 | 0 | 0 | 0 | 0 | 0 | 0 | 0 | 0 | 0 | 0 | 0 | 0 | 0 | 0 | 0 | 0 | 0_E5_SysStock
| E6 | 0 | 0 | 0 | 0 | 0 | 0 | 0 | 0 | 0 | 0 | 0 | 0 | 0 | 0 | 0 | 0 | 0 | 0 | 0 | 0 | 0 | 0 | 0 | 0 | 0 | 0 | 0 | 0 | 0 | 0 | 0 | 0_E6_SysStock
| E7 | 0 | 0 | 0 | 0 | 0 | 0 | 0 | 0 | 0 | 0 | 0 | 0 | 0 | 0 | 0 | 0 | 0 | 0 | 0 | 0 | 0 | 0 | 0 | 0 | 0 | 0 | 0 | 0 | 0 | 0 | 0 | 0_E7_SysStock
| E8 | 0 | 0 | 0 | 0 | 0 | 0 | 0 | 0 | 0 | 0 | 0 | 0 | 0 | 0 | 0 | 0 | 0 | 0 | 0 | 0 | 0 | 0 | 0 | 0 | 0 | 0 | 0 | 0 | 0 | 0 | 0 | 0_E8_SysStock
| E9 | 0 | 0 | 0 | 0 | 0 | 0 | 0 | 0 | 0 | 0 | 0 | 0 | 0 | 0 | 0 | 0 | 0 | 0 | 0 | 0 | 0 | 0 | 0 | 0 | 0 | 0 | 0 | 0 | 0 | 0 | 0 | 0_E9_SysStock
| E10 | 0 | 0 | 0 | 0 | 0 | 0 | 0 | 0 | 0 | 0 | 0 | 0 | 0 | 0 | 0 | 0 | 0 | 0 | 0 | 0 | 0 | 0 | 0 | 0 | 0 | 0 | 0 | 0 | 0 | 0 | 0 | 0_E10_SysStock
| Vintage | 0 | 0 | 0 | 0 | 0 | 0 | 0 | 0 | 0 | 0 | 0 | 0 | 0 | 0 | 0 | 0 | 0 | 0 | 0 | 0 | 0 | 0 | 0 | 0 | 0 | 0 | 0 | 0 | 0 | 0 | 0 | 0_Vintage_SysStock
Tech Forecast Purchases
| Year | Year 0 | Year 1 | Year 2 | Year 3 | Year 4 | Year 5 | Year 6 | Year 7 | Year 8 | Year 9 | Year 10 | Year 11 | Year 12 | Year 13 | Year 14 | Year 15 | Year 16 | Year 17 | Year 18 | Year 19 | Year 20 | Year 21 | Year 22 | Year 23 | Year 24 | Year 25 | Year 26 | Year 27 | Year 28 | Year 29 | Year 30
| E1 | 0 | 0 | 0 | 0 | 0 | 0 | 0 | 0 | 0 | 0 | 0 | 0 | 0 | 0 | 0 | 0 | 0 | 0 | 0 | 0 | 0 | 0 | 0 | 0 | 0 | 0 | 0 | 0 | 0 | 0 | 0
| E2 | 0 | 0 | 0 | 0 | 0 | 0 | 0 | 0 | 0 | 0 | 0 | 0 | 0 | 0 | 0 | 0 | 0 | 0 | 0 | 0 | 0 | 0 | 0 | 0 | 0 | 0 | 0 | 0 | 0 | 0 | 0
| E3 | 0 | 0 | 0 | 0 | 0 | 0 | 0 | 0 | 0 | 0 | 0 | 0 | 0 | 0 | 0 | 0 | 0 | 0 | 0 | 0 | 0 | 0 | 0 | 0 | 0 | 0 | 0 | 0 | 0 | 0 | 0
| E4 | 0 | 0 | 0 | 0 | 0 | 0 | 0 | 0 | 0 | 0 | 0 | 0 | 0 | 0 | 0 | 0 | 0 | 0 | 0 | 0 | 0 | 0 | 0 | 0 | 0 | 0 | 0 | 0 | 0 | 0 | 0
| E5 | 0 | 0 | 0 | 0 | 0 | 0 | 0 | 0 | 0 | 0 | 0 | 0 | 0 | 0 | 0 | 0 | 0 | 0 | 0 | 0 | 0 | 0 | 0 | 0 | 0 | 0 | 0 | 0 | 0 | 0 | 0
| E6 | 0 | 0 | 0 | 0 | 0 | 0 | 0 | 0 | 0 | 0 | 0 | 0 | 0 | 0 | 0 | 0 | 0 | 0 | 0 | 0 | 0 | 0 | 0 | 0 | 0 | 0 | 0 | 0 | 0 | 0 | 0
| E7 | 0 | 0 | 0 | 0 | 0 | 0 | 0 | 0 | 0 | 0 | 0 | 0 | 0 | 0 | 0 | 0 | 0 | 0 | 0 | 0 | 0 | 0 | 0 | 0 | 0 | 0 | 0 | 0 | 0 | 0 | 0
| E8 | 0 | 0 | 0 | 0 | 0 | 0 | 0 | 0 | 0 | 0 | 0 | 0 | 0 | 0 | 0 | 0 | 0 | 0 | 0 | 0 | 0 | 0 | 0 | 0 | 0 | 0 | 0 | 0 | 0 | 0 | 0
| E9 | 0 | 0 | 0 | 0 | 0 | 0 | 0 | 0 | 0 | 0 | 0 | 0 | 0 | 0 | 0 | 0 | 0 | 0 | 0 | 0 | 0 | 0 | 0 | 0 | 0 | 0 | 0 | 0 | 0 | 0 | 0
| E10 | 0 | 0 | 0 | 0 | 0 | 0 | 0 | 0 | 0 | 0 | 0 | 0 | 0 | 0 | 0 | 0 | 0 | 0 | 0 | 0 | 0 | 0 | 0 | 0 | 0 | 0 | 0 | 0 | 0 | 0 | 0
Potential to Switch
| Year | Year 0 | Year 1 | Year 2 | Year 3 | Year 4 | Year 5 | Year 6 | Year 7 | Year 8 | Year 9 | Year 10 | Year 11 | Year 12 | Year 13 | Year 14 | Year 15 | Year 16 | Year 17 | Year 18 | Year 19 | Year 20 | Year 21 | Year 22 | Year 23 | Year 24 | Year 25 | Year 26 | Year 27 | Year 28 | Year 29 | Year 30
| E1 | 0 | 0 | 0 | 0 | 0 | 0 | 0 | 0 | 0 | 0 | 0 | 0 | 0 | 0 | 0 | 0 | 0 | 0 | 0 | 0 | 0 | 0 | 0 | 0 | 0 | 0 | 0 | 0 | 0 | 0 | 0 | 0_E1_Switched Out
| E2 | 0 | 0 | 0 | 0 | 0 | 0 | 0 | 0 | 0 | 0 | 0 | 0 | 0 | 0 | 0 | 0 | 0 | 0 | 0 | 0 | 0 | 0 | 0 | 0 | 0 | 0 | 0 | 0 | 0 | 0 | 0 | 0_E2_Switched Out
| E3 | 0 | 0 | 0 | 0 | 0 | 0 | 0 | 0 | 0 | 0 | 0 | 0 | 0 | 0 | 0 | 0 | 0 | 0 | 0 | 0 | 0 | 0 | 0 | 0 | 0 | 0 | 0 | 0 | 0 | 0 | 0 | 0_E3_Switched Out
| E4 | 0 | 0 | 0 | 0 | 0 | 0 | 0 | 0 | 0 | 0 | 0 | 0 | 0 | 0 | 0 | 0 | 0 | 0 | 0 | 0 | 0 | 0 | 0 | 0 | 0 | 0 | 0 | 0 | 0 | 0 | 0 | 0_E4_Switched Out
| E5 | 0 | 0 | 0 | 0 | 0 | 0 | 0 | 0 | 0 | 0 | 0 | 0 | 0 | 0 | 0 | 0 | 0 | 0 | 0 | 0 | 0 | 0 | 0 | 0 | 0 | 0 | 0 | 0 | 0 | 0 | 0 | 0_E5_Switched Out
| E6 | 0 | 0 | 0 | 0 | 0 | 0 | 0 | 0 | 0 | 0 | 0 | 0 | 0 | 0 | 0 | 0 | 0 | 0 | 0 | 0 | 0 | 0 | 0 | 0 | 0 | 0 | 0 | 0 | 0 | 0 | 0 | 0_E6_Switched Out
| E7 | 0 | 0 | 0 | 0 | 0 | 0 | 0 | 0 | 0 | 0 | 0 | 0 | 0 | 0 | 0 | 0 | 0 | 0 | 0 | 0 | 0 | 0 | 0 | 0 | 0 | 0 | 0 | 0 | 0 | 0 | 0 | 0_E7_Switched Out
| E8 | 0 | 0 | 0 | 0 | 0 | 0 | 0 | 0 | 0 | 0 | 0 | 0 | 0 | 0 | 0 | 0 | 0 | 0 | 0 | 0 | 0 | 0 | 0 | 0 | 0 | 0 | 0 | 0 | 0 | 0 | 0 | 0_E8_Switched Out
| E9 | 0 | 0 | 0 | 0 | 0 | 0 | 0 | 0 | 0 | 0 | 0 | 0 | 0 | 0 | 0 | 0 | 0 | 0 | 0 | 0 | 0 | 0 | 0 | 0 | 0 | 0 | 0 | 0 | 0 | 0 | 0 | 0_E9_Switched Out
| E10 | 0 | 0 | 0 | 0 | 0 | 0 | 0 | 0 | 0 | 0 | 0 | 0 | 0 | 0 | 0 | 0 | 0 | 0 | 0 | 0 | 0 | 0 | 0 | 0 | 0 | 0 | 0 | 0 | 0 | 0 | 0 | 0_E10_Switched Out
Units Out
| E1 | 0 | 0 | 0 | 0 | 0 | 0 | 0 | 0 | 0 | 0 | 0 | 0 | 0 | 0 | 0 | 0 | 0 | 0 | 0 | 0 | 0 | 0 | 0 | 0 | 0 | 0 | 0 | 0 | 0 | 0 | 0
| E2 | 0 | 0 | 0 | 0 | 0 | 0 | 0 | 0 | 0 | 0 | 0 | 0 | 0 | 0 | 0 | 0 | 0 | 0 | 0 | 0 | 0 | 0 | 0 | 0 | 0 | 0 | 0 | 0 | 0 | 0 | 0
| E3 | 0 | 0 | 0 | 0 | 0 | 0 | 0 | 0 | 0 | 0 | 0 | 0 | 0 | 0 | 0 | 0 | 0 | 0 | 0 | 0 | 0 | 0 | 0 | 0 | 0 | 0 | 0 | 0 | 0 | 0 | 0
| E4 | 0 | 0 | 0 | 0 | 0 | 0 | 0 | 0 | 0 | 0 | 0 | 0 | 0 | 0 | 0 | 0 | 0 | 0 | 0 | 0 | 0 | 0 | 0 | 0 | 0 | 0 | 0 | 0 | 0 | 0 | 0
| E5 | 0 | 0 | 0 | 0 | 0 | 0 | 0 | 0 | 0 | 0 | 0 | 0 | 0 | 0 | 0 | 0 | 0 | 0 | 0 | 0 | 0 | 0 | 0 | 0 | 0 | 0 | 0 | 0 | 0 | 0 | 0
| E6 | 0 | 0 | 0 | 0 | 0 | 0 | 0 | 0 | 0 | 0 | 0 | 0 | 0 | 0 | 0 | 0 | 0 | 0 | 0 | 0 | 0 | 0 | 0 | 0 | 0 | 0 | 0 | 0 | 0 | 0 | 0
| E7 | 0 | 0 | 0 | 0 | 0 | 0 | 0 | 0 | 0 | 0 | 0 | 0 | 0 | 0 | 0 | 0 | 0 | 0 | 0 | 0 | 0 | 0 | 0 | 0 | 0 | 0 | 0 | 0 | 0 | 0 | 0
| E8 | 0 | 0 | 0 | 0 | 0 | 0 | 0 | 0 | 0 | 0 | 0 | 0 | 0 | 0 | 0 | 0 | 0 | 0 | 0 | 0 | 0 | 0 | 0 | 0 | 0 | 0 | 0 | 0 | 0 | 0 | 0
| E9 | 0 | 0 | 0 | 0 | 0 | 0 | 0 | 0 | 0 | 0 | 0 | 0 | 0 | 0 | 0 | 0 | 0 | 0 | 0 | 0 | 0 | 0 | 0 | 0 | 0 | 0 | 0 | 0 | 0 | 0 | 0
| E10 | 0 | 0 | 0 | 0 | 0 | 0 | 0 | 0 | 0 | 0 | 0 | 0 | 0 | 0 | 0 | 0 | 0 | 0 | 0 | 0 | 0 | 0 | 0 | 0 | 0 | 0 | 0 | 0 | 0 | 0 | 0
| Vintage | 0 | 0 | 0 | 0 | 0 | 0 | 0 | 0 | 0 | 0 | 0 | 0 | 0 | 0 | 0 | 0 | 0 | 0 | 0 | 0 | 0 | 0 | 0 | 0 | 0 | 0 | 0 | 0 | 0 | 0 | 0
Tech Purchase Shares
| Year | Year 0 | Year 1 | Year 2 | Year 3 | Year 4 | Year 5 | Year 6 | Year 7 | Year 8 | Year 9 | Year 10 | Year 11 | Year 12 | Year 13 | Year 14 | Year 15 | Year 16 | Year 17 | Year 18 | Year 19 | Year 20 | Year 21 | Year 22 | Year 23 | Year 24 | Year 25 | Year 26 | Year 27 | Year 28 | Year 29 | Year 30
E1 | bar: Year 0 to Year 30
E2 | bar: Year 0 to Year 30
E3 | bar: Year 0 to Year 30
E4 | bar: Year 0 to Year 30
E5 | bar: Year 0 to Year 30
E6 | bar: Year 0 to Year 30
E7 | bar: Year 0 to Year 30
E8 | bar: Year 0 to Year 30
E9 | bar: Year 0 to Year 30
E10 | bar: Year 0 to Year 30
Units In from Switching
| E1 | 0 | 0 | 0 | 0 | 0 | 0 | 0 | 0 | 0 | 0 | 0 | 0 | 0 | 0 | 0 | 0 | 0 | 0 | 0 | 0 | 0 | 0 | 0 | 0 | 0 | 0 | 0 | 0 | 0 | 0 | 0
| E2 | 0 | 0 | 0 | 0 | 0 | 0 | 0 | 0 | 0 | 0 | 0 | 0 | 0 | 0 | 0 | 0 | 0 | 0 | 0 | 0 | 0 | 0 | 0 | 0 | 0 | 0 | 0 | 0 | 0 | 0 | 0
| E3 | 0 | 0 | 0 | 0 | 0 | 0 | 0 | 0 | 0 | 0 | 0 | 0 | 0 | 0 | 0 | 0 | 0 | 0 | 0 | 0 | 0 | 0 | 0 | 0 | 0 | 0 | 0 | 0 | 0 | 0 | 0
| E4 | 0 | 0 | 0 | 0 | 0 | 0 | 0 | 0 | 0 | 0 | 0 | 0 | 0 | 0 | 0 | 0 | 0 | 0 | 0 | 0 | 0 | 0 | 0 | 0 | 0 | 0 | 0 | 0 | 0 | 0 | 0
| E5 | 0 | 0 | 0 | 0 | 0 | 0 | 0 | 0 | 0 | 0 | 0 | 0 | 0 | 0 | 0 | 0 | 0 | 0 | 0 | 0 | 0 | 0 | 0 | 0 | 0 | 0 | 0 | 0 | 0 | 0 | 0
| E6 | 0 | 0 | 0 | 0 | 0 | 0 | 0 | 0 | 0 | 0 | 0 | 0 | 0 | 0 | 0 | 0 | 0 | 0 | 0 | 0 | 0 | 0 | 0 | 0 | 0 | 0 | 0 | 0 | 0 | 0 | 0
| E7 | 0 | 0 | 0 | 0 | 0 | 0 | 0 | 0 | 0 | 0 | 0 | 0 | 0 | 0 | 0 | 0 | 0 | 0 | 0 | 0 | 0 | 0 | 0 | 0 | 0 | 0 | 0 | 0 | 0 | 0 | 0
| E8 | 0 | 0 | 0 | 0 | 0 | 0 | 0 | 0 | 0 | 0 | 0 | 0 | 0 | 0 | 0 | 0 | 0 | 0 | 0 | 0 | 0 | 0 | 0 | 0 | 0 | 0 | 0 | 0 | 0 | 0 | 0
| E9 | 0 | 0 | 0 | 0 | 0 | 0 | 0 | 0 | 0 | 0 | 0 | 0 | 0 | 0 | 0 | 0 | 0 | 0 | 0 | 0 | 0 | 0 | 0 | 0 | 0 | 0 | 0 | 0 | 0 | 0 | 0
| E10 | 0 | 0 | 0 | 0 | 0 | 0 | 0 | 0 | 0 | 0 | 0 | 0 | 0 | 0 | 0 | 0 | 0 | 0 | 0 | 0 | 0 | 0 | 0 | 0 | 0 | 0 | 0 | 0 | 0 | 0 | 0
| Vintage | 0 | 0 | 0 | 0 | 0 | 0 | 0 | 0 | 0 | 0 | 0 | 0 | 0 | 0 | 0 | 0 | 0 | 0 | 0 | 0 | 0 | 0 | 0 | 0 | 0 | 0 | 0 | 0 | 0 | 0 | 0
Net Change
| Year | Year 0 | Year 1 | Year 2 | Year 3 | Year 4 | Year 5 | Year 6 | Year 7 | Year 8 | Year 9 | Year 10 | Year 11 | Year 12 | Year 13 | Year 14 | Year 15 | Year 16 | Year 17 | Year 18 | Year 19 | Year 20 | Year 21 | Year 22 | Year 23 | Year 24 | Year 25 | Year 26 | Year 27 | Year 28 | Year 29 | Year 30 | Key
| Units | 0 | 0 | 0 | 0 | 0 | 0 | 0 | 0 | 0 | 0 | 0 | 0 | 0 | 0 | 0 | 0 | 0 | 0 | 0 | 0 | 0 | 0 | 0 | 0 | 0 | 0 | 0 | 0 | 0 | 0 | 0 | 0_Units |  |  |  |  | 301957.8232
| Usage | 0 | 0 | 0 | 0 | 0 | 0 | 0 | 0 | 0 | 0 | 0 | 0 | 0 | 0 | 0 | 0 | 0 | 0 | 0 | 0 | 0 | 0 | 0 | 0 | 0 | 0 | 0 | 0 | 0 | 0 | 0 | 0_Usage |  |  |  |  | 1698.6543
| Peak Demand (S) | 0 | 0 | 0 | 0 | 0 | 0 | 0 | 0 | 0 | 0 | 0 | 0 | 0 | 0 | 0 | 0 | 0 | 0 | 0 | 0 | 0 | 0 | 0 | 0 | 0 | 0 | 0 | 0 | 0 | 0 | 0 | 0_Peak Demand (S) |  |  |  |  | 0
| Peak Demand (W) | 0 | 0 | 0 | 0 | 0 | 0 | 0 | 0 | 0 | 0 | 0 | 0 | 0 | 0 | 0 | 0 | 0 | 0 | 0 | 0 | 0 | 0 | 0 | 0 | 0 | 0 | 0 | 0 | 0 | 0 | 0 | 0_Peak Demand (W) |  |  |  |  | 884.6119
| Turnover | 0 | 0 | 0 | 0 | 0 | 0 | 0 | 0 | 0 | 0 | 0 | 0 | 0 | 0 | 0 | 0 | 0 | 0 | 0 | 0 | 0 | 0 | 0 | 0 | 0 | 0 | 0 | 0 | 0 | 0 | 0 | 0_Turnover |  |  |  |  | 6885.4476
| Avg. Replacement Usage | 0 | 0 | 0 | 0 | 0 | 0 | 0 | 0 | 0 | 0 | 0 | 0 | 0 | 0 | 0 | 0 | 0 | 0 | 0 | 0 | 0 | 0 | 0 | 0 | 0 | 0 | 0 | 0 | 0 | 0 | 0 | 0_Avg. Replacement Usage |  |  |  |  | 5638.8522
| Avg. Replacement Demand (S) | 0 | 0 | 0 | 0 | 0 | 0 | 0 | 0 | 0 | 0 | 0 | 0 | 0 | 0 | 0 | 0 | 0 | 0 | 0 | 0 | 0 | 0 | 0 | 0 | 0 | 0 | 0 | 0 | 0 | 0 | 0 | 0_Avg. Replacement Demand (S) |  |  |  |  | 0
| Avg. Replacement Demand (W) | 0 | 0 | 0 | 0 | 0 | 0 | 0 | 0 | 0 | 0 | 0 | 0 | 0 | 0 | 0 | 0 | 0 | 0 | 0 | 0 | 0 | 0 | 0 | 0 | 0 | 0 | 0 | 0 | 0 | 0 | 0 | 0_Avg. Replacement Demand (W) |  |  |  |  | 2.9366
Purchases
| Year | Year 0 | Year 1 | Year 2 | Year 3 | Year 4 | Year 5 | Year 6 | Year 7 | Year 8 | Year 9 | Year 10 | Year 11 | Year 12 | Year 13 | Year 14 | Year 15 | Year 16 | Year 17 | Year 18 | Year 19 | Year 20 | Year 21 | Year 22 | Year 23 | Year 24 | Year 25 | Year 26 | Year 27 | Year 28 | Year 29 | Year 30
| E1 | 0 | 0 | 0 | 0 | 0 | 0 | 0 | 0 | 0 | 0 | 0 | 0 | 0 | 0 | 0 | 0 | 0 | 0 | 0 | 0 | 0 | 0 | 0 | 0 | 0 | 0 | 0 | 0 | 0 | 0 | 0 | 0_E1_Purchases |  |  |  |  | 6885.4476
| E2 | 0 | 0 | 0 | 0 | 0 | 0 | 0 | 0 | 0 | 0 | 0 | 0 | 0 | 0 | 0 | 0 | 0 | 0 | 0 | 0 | 0 | 0 | 0 | 0 | 0 | 0 | 0 | 0 | 0 | 0 | 0 | 0_E2_Purchases |  |  |  |  | 0
| E3 | 0 | 0 | 0 | 0 | 0 | 0 | 0 | 0 | 0 | 0 | 0 | 0 | 0 | 0 | 0 | 0 | 0 | 0 | 0 | 0 | 0 | 0 | 0 | 0 | 0 | 0 | 0 | 0 | 0 | 0 | 0 | 0_E3_Purchases |  |  |  |  | 0
| E4 | 0 | 0 | 0 | 0 | 0 | 0 | 0 | 0 | 0 | 0 | 0 | 0 | 0 | 0 | 0 | 0 | 0 | 0 | 0 | 0 | 0 | 0 | 0 | 0 | 0 | 0 | 0 | 0 | 0 | 0 | 0 | 0_E4_Purchases |  |  |  |  | 0
| E5 | 0 | 0 | 0 | 0 | 0 | 0 | 0 | 0 | 0 | 0 | 0 | 0 | 0 | 0 | 0 | 0 | 0 | 0 | 0 | 0 | 0 | 0 | 0 | 0 | 0 | 0 | 0 | 0 | 0 | 0 | 0 | 0_E5_Purchases |  |  |  |  | 0
| E6 | 0 | 0 | 0 | 0 | 0 | 0 | 0 | 0 | 0 | 0 | 0 | 0 | 0 | 0 | 0 | 0 | 0 | 0 | 0 | 0 | 0 | 0 | 0 | 0 | 0 | 0 | 0 | 0 | 0 | 0 | 0 | 0_E6_Purchases |  |  |  |  | 0
| E7 | 0 | 0 | 0 | 0 | 0 | 0 | 0 | 0 | 0 | 0 | 0 | 0 | 0 | 0 | 0 | 0 | 0 | 0 | 0 | 0 | 0 | 0 | 0 | 0 | 0 | 0 | 0 | 0 | 0 | 0 | 0 | 0_E7_Purchases |  |  |  |  | 0
| E8 | 0 | 0 | 0 | 0 | 0 | 0 | 0 | 0 | 0 | 0 | 0 | 0 | 0 | 0 | 0 | 0 | 0 | 0 | 0 | 0 | 0 | 0 | 0 | 0 | 0 | 0 | 0 | 0 | 0 | 0 | 0 | 0_E8_Purchases |  |  |  |  | 0
| E9 | 0 | 0 | 0 | 0 | 0 | 0 | 0 | 0 | 0 | 0 | 0 | 0 | 0 | 0 | 0 | 0 | 0 | 0 | 0 | 0 | 0 | 0 | 0 | 0 | 0 | 0 | 0 | 0 | 0 | 0 | 0 | 0_E9_Purchases |  |  |  |  | 0
| E10 | 0 | 0 | 0 | 0 | 0 | 0 | 0 | 0 | 0 | 0 | 0 | 0 | 0 | 0 | 0 | 0 | 0 | 0 | 0 | 0 | 0 | 0 | 0 | 0 | 0 | 0 | 0 | 0 | 0 | 0 | 0 | 0_E10_Purchases |  |  |  |  | 0
Stock
| Year | Year 0 | Year 1 | Year 2 | Year 3 | Year 4 | Year 5 | Year 6 | Year 7 | Year 8 | Year 9 | Year 10 | Year 11 | Year 12 | Year 13 | Year 14 | Year 15 | Year 16 | Year 17 | Year 18 | Year 19 | Year 20 | Year 21 | Year 22 | Year 23 | Year 24 | Year 25 | Year 26 | Year 27 | Year 28 | Year 29 | Year 30
| E1 | 0 | 0 | 0 | 0 | 0 | 0 | 0 | 0 | 0 | 0 | 0 | 0 | 0 | 0 | 0 | 0 | 0 | 0 | 0 | 0 | 0 | 0 | 0 | 0 | 0 | 0 | 0 | 0 | 0 | 0 | 0 | 0_E1_Stock |  |  |  |  | 13576.6093
| E2 | 0 | 0 | 0 | 0 | 0 | 0 | 0 | 0 | 0 | 0 | 0 | 0 | 0 | 0 | 0 | 0 | 0 | 0 | 0 | 0 | 0 | 0 | 0 | 0 | 0 | 0 | 0 | 0 | 0 | 0 | 0 | 0_E2_Stock |  |  |  |  | 0
| E3 | 0 | 0 | 0 | 0 | 0 | 0 | 0 | 0 | 0 | 0 | 0 | 0 | 0 | 0 | 0 | 0 | 0 | 0 | 0 | 0 | 0 | 0 | 0 | 0 | 0 | 0 | 0 | 0 | 0 | 0 | 0 | 0_E3_Stock |  |  |  |  | 0
| E4 | 0 | 0 | 0 | 0 | 0 | 0 | 0 | 0 | 0 | 0 | 0 | 0 | 0 | 0 | 0 | 0 | 0 | 0 | 0 | 0 | 0 | 0 | 0 | 0 | 0 | 0 | 0 | 0 | 0 | 0 | 0 | 0_E4_Stock |  |  |  |  | 0
| E5 | 0 | 0 | 0 | 0 | 0 | 0 | 0 | 0 | 0 | 0 | 0 | 0 | 0 | 0 | 0 | 0 | 0 | 0 | 0 | 0 | 0 | 0 | 0 | 0 | 0 | 0 | 0 | 0 | 0 | 0 | 0 | 0_E5_Stock |  |  |  |  | 0
| E6 | 0 | 0 | 0 | 0 | 0 | 0 | 0 | 0 | 0 | 0 | 0 | 0 | 0 | 0 | 0 | 0 | 0 | 0 | 0 | 0 | 0 | 0 | 0 | 0 | 0 | 0 | 0 | 0 | 0 | 0 | 0 | 0_E6_Stock |  |  |  |  | 0
| E7 | 0 | 0 | 0 | 0 | 0 | 0 | 0 | 0 | 0 | 0 | 0 | 0 | 0 | 0 | 0 | 0 | 0 | 0 | 0 | 0 | 0 | 0 | 0 | 0 | 0 | 0 | 0 | 0 | 0 | 0 | 0 | 0_E7_Stock |  |  |  |  | 0
| E8 | 0 | 0 | 0 | 0 | 0 | 0 | 0 | 0 | 0 | 0 | 0 | 0 | 0 | 0 | 0 | 0 | 0 | 0 | 0 | 0 | 0 | 0 | 0 | 0 | 0 | 0 | 0 | 0 | 0 | 0 | 0 | 0_E8_Stock |  |  |  |  | 0
| E9 | 0 | 0 | 0 | 0 | 0 | 0 | 0 | 0 | 0 | 0 | 0 | 0 | 0 | 0 | 0 | 0 | 0 | 0 | 0 | 0 | 0 | 0 | 0 | 0 | 0 | 0 | 0 | 0 | 0 | 0 | 0 | 0_E9_Stock |  |  |  |  | 0
| E10 | 0 | 0 | 0 | 0 | 0 | 0 | 0 | 0 | 0 | 0 | 0 | 0 | 0 | 0 | 0 | 0 | 0 | 0 | 0 | 0 | 0 | 0 | 0 | 0 | 0 | 0 | 0 | 0 | 0 | 0 | 0 | 0_E10_Stock |  |  |  |  | 0
| Vintage | 0 | 0 | 0 | 0 | 0 | 0 | 0 | 0 | 0 | 0 | 0 | 0 | 0 | 0 | 0 | 0 | 0 | 0 | 0 | 0 | 0 | 0 | 0 | 0 | 0 | 0 | 0 | 0 | 0 | 0 | 0 | 0_Vintage_Stock |  |  |  |  | 288381.2139
S5C3 |  | Year 0: System 5 Technology 3
Technology Variables
| Tech Key | Year 0: 0
| Peak Factor (S) | Year 0: 0
| Peak Factor (W) | Year 0: 0
| Min Vintage Lifetime | Year 0: 0
| Max Vintage Lifetime | Year 0: 0
| Turnover Style | Year 0: 0
Technology Variables
| Equipment | Year 0: Label; Year 1: Min Lifetime; Year 2: Max Lifetime; Year 3: Degradation; Year 4: Usage; Year 5: Available
| E1 | Year 1: 0; Year 2: 0; Year 3: 0%; Year 4: 0; Year 5: FALSE
| E2 | Year 1: 0; Year 2: 0; Year 3: 0%; Year 4: 0; Year 5: FALSE
| E3 | Year 1: 0; Year 2: 0; Year 3: 0%; Year 4: 0; Year 5: FALSE
| E4 | Year 1: 0; Year 2: 0; Year 3: 0%; Year 4: 0; Year 5: FALSE
| E5 | Year 1: 0; Year 2: 0; Year 3: 0%; Year 4: 0; Year 5: FALSE
| E6 | Year 1: 0; Year 2: 0; Year 3: 0%; Year 4: 0; Year 5: FALSE
| E7 | Year 1: 0; Year 2: 0; Year 3: 0%; Year 4: 0; Year 5: FALSE
| E8 | Year 1: 0; Year 2: 0; Year 3: 0%; Year 4: 0; Year 5: FALSE
| E9 | Year 1: 0; Year 2: 0; Year 3: 0%; Year 4: 0; Year 5: FALSE
| E10 | Year 1: 0; Year 2: 0; Year 3: 0%; Year 4: 0; Year 5: FALSE
Original Forecast Results
| Year | Year 0 | Year 1 | Year 2 | Year 3 | Year 4 | Year 5 | Year 6 | Year 7 | Year 8 | Year 9 | Year 10 | Year 11 | Year 12 | Year 13 | Year 14 | Year 15 | Year 16 | Year 17 | Year 18 | Year 19 | Year 20 | Year 21 | Year 22 | Year 23 | Year 24 | Year 25 | Year 26 | Year 27 | Year 28 | Year 29 | Year 30 | Key
| Units | 0 | 0 | 0 | 0 | 0 | 0 | 0 | 0 | 0 | 0 | 0 | 0 | 0 | 0 | 0 | 0 | 0 | 0 | 0 | 0 | 0 | 0 | 0 | 0 | 0 | 0 | 0 | 0 | 0 | 0 | 0 | #REF! |  |  |  |  | 301957.8232
| Usage | 0 | 0 | 0 | 0 | 0 | 0 | 0 | 0 | 0 | 0 | 0 | 0 | 0 | 0 | 0 | 0 | 0 | 0 | 0 | 0 | 0 | 0 | 0 | 0 | 0 | 0 | 0 | 0 | 0 | 0 | 0 | #REF! |  |  |  |  | 1698.6543
| Peak Demand (S) | 0 | 0 | 0 | 0 | 0 | 0 | 0 | 0 | 0 | 0 | 0 | 0 | 0 | 0 | 0 | 0 | 0 | 0 | 0 | 0 | 0 | 0 | 0 | 0 | 0 | 0 | 0 | 0 | 0 | 0 | 0 | #REF! |  |  |  |  | 0
| Peak Demand (W) | 0 | 0 | 0 | 0 | 0 | 0 | 0 | 0 | 0 | 0 | 0 | 0 | 0 | 0 | 0 | 0 | 0 | 0 | 0 | 0 | 0 | 0 | 0 | 0 | 0 | 0 | 0 | 0 | 0 | 0 | 0 | #REF! |  |  |  |  | 884.6119
| Turnover | 0 | 0 | 0 | 0 | 0 | 0 | 0 | 0 | 0 | 0 | 0 | 0 | 0 | 0 | 0 | 0 | 0 | 0 | 0 | 0 | 0 | 0 | 0 | 0 | 0 | 0 | 0 | 0 | 0 | 0 | 0 | #REF! |  |  |  |  | 6885.4476
| Avg. Replacement Usage | 0 | 0 | 0 | 0 | 0 | 0 | 0 | 0 | 0 | 0 | 0 | 0 | 0 | 0 | 0 | 0 | 0 | 0 | 0 | 0 | 0 | 0 | 0 | 0 | 0 | 0 | 0 | 0 | 0 | 0 | 0 | #REF! |  |  |  |  | 5638.8522
| Avg. Replacement Demand (S) | 0 | 0 | 0 | 0 | 0 | 0 | 0 | 0 | 0 | 0 | 0 | 0 | 0 | 0 | 0 | 0 | 0 | 0 | 0 | 0 | 0 | 0 | 0 | 0 | 0 | 0 | 0 | 0 | 0 | 0 | 0 | #REF! |  |  |  |  | 0
| Avg. Replacement Demand (W) | 0 | 0 | 0 | 0 | 0 | 0 | 0 | 0 | 0 | 0 | 0 | 0 | 0 | 0 | 0 | 0 | 0 | 0 | 0 | 0 | 0 | 0 | 0 | 0 | 0 | 0 | 0 | 0 | 0 | 0 | 0 | #REF! |  |  |  |  | 2.9366
Tech Forecast Stock
| Year | Year 0 | Year 1 | Year 2 | Year 3 | Year 4 | Year 5 | Year 6 | Year 7 | Year 8 | Year 9 | Year 10 | Year 11 | Year 12 | Year 13 | Year 14 | Year 15 | Year 16 | Year 17 | Year 18 | Year 19 | Year 20 | Year 21 | Year 22 | Year 23 | Year 24 | Year 25 | Year 26 | Year 27 | Year 28 | Year 29 | Year 30
| E1 | 0 | 0 | 0 | 0 | 0 | 0 | 0 | 0 | 0 | 0 | 0 | 0 | 0 | 0 | 0 | 0 | 0 | 0 | 0 | 0 | 0 | 0 | 0 | 0 | 0 | 0 | 0 | 0 | 0 | 0 | 0
| E2 | 0 | 0 | 0 | 0 | 0 | 0 | 0 | 0 | 0 | 0 | 0 | 0 | 0 | 0 | 0 | 0 | 0 | 0 | 0 | 0 | 0 | 0 | 0 | 0 | 0 | 0 | 0 | 0 | 0 | 0 | 0
| E3 | 0 | 0 | 0 | 0 | 0 | 0 | 0 | 0 | 0 | 0 | 0 | 0 | 0 | 0 | 0 | 0 | 0 | 0 | 0 | 0 | 0 | 0 | 0 | 0 | 0 | 0 | 0 | 0 | 0 | 0 | 0
| E4 | 0 | 0 | 0 | 0 | 0 | 0 | 0 | 0 | 0 | 0 | 0 | 0 | 0 | 0 | 0 | 0 | 0 | 0 | 0 | 0 | 0 | 0 | 0 | 0 | 0 | 0 | 0 | 0 | 0 | 0 | 0
| E5 | 0 | 0 | 0 | 0 | 0 | 0 | 0 | 0 | 0 | 0 | 0 | 0 | 0 | 0 | 0 | 0 | 0 | 0 | 0 | 0 | 0 | 0 | 0 | 0 | 0 | 0 | 0 | 0 | 0 | 0 | 0
| E6 | 0 | 0 | 0 | 0 | 0 | 0 | 0 | 0 | 0 | 0 | 0 | 0 | 0 | 0 | 0 | 0 | 0 | 0 | 0 | 0 | 0 | 0 | 0 | 0 | 0 | 0 | 0 | 0 | 0 | 0 | 0
| E7 | 0 | 0 | 0 | 0 | 0 | 0 | 0 | 0 | 0 | 0 | 0 | 0 | 0 | 0 | 0 | 0 | 0 | 0 | 0 | 0 | 0 | 0 | 0 | 0 | 0 | 0 | 0 | 0 | 0 | 0 | 0
| E8 | 0 | 0 | 0 | 0 | 0 | 0 | 0 | 0 | 0 | 0 | 0 | 0 | 0 | 0 | 0 | 0 | 0 | 0 | 0 | 0 | 0 | 0 | 0 | 0 | 0 | 0 | 0 | 0 | 0 | 0 | 0
| E9 | 0 | 0 | 0 | 0 | 0 | 0 | 0 | 0 | 0 | 0 | 0 | 0 | 0 | 0 | 0 | 0 | 0 | 0 | 0 | 0 | 0 | 0 | 0 | 0 | 0 | 0 | 0 | 0 | 0 | 0 | 0
| E10 | 0 | 0 | 0 | 0 | 0 | 0 | 0 | 0 | 0 | 0 | 0 | 0 | 0 | 0 | 0 | 0 | 0 | 0 | 0 | 0 | 0 | 0 | 0 | 0 | 0 | 0 | 0 | 0 | 0 | 0 | 0
| Vintage | 0 | 0 | 0 | 0 | 0 | 0 | 0 | 0 | 0 | 0 | 0 | 0 | 0 | 0 | 0 | 0 | 0 | 0 | 0 | 0 | 0 | 0 | 0 | 0 | 0 | 0 | 0 | 0 | 0 | 0 | 0
Stock for Switching
| Year | Year 0 | Year 1 | Year 2 | Year 3 | Year 4 | Year 5 | Year 6 | Year 7 | Year 8 | Year 9 | Year 10 | Year 11 | Year 12 | Year 13 | Year 14 | Year 15 | Year 16 | Year 17 | Year 18 | Year 19 | Year 20 | Year 21 | Year 22 | Year 23 | Year 24 | Year 25 | Year 26 | Year 27 | Year 28 | Year 29 | Year 30
| E1 | 0 | 0 | 0 | 0 | 0 | 0 | 0 | 0 | 0 | 0 | 0 | 0 | 0 | 0 | 0 | 0 | 0 | 0 | 0 | 0 | 0 | 0 | 0 | 0 | 0 | 0 | 0 | 0 | 0 | 0 | 0 | 0_E1_SysStock
| E2 | 0 | 0 | 0 | 0 | 0 | 0 | 0 | 0 | 0 | 0 | 0 | 0 | 0 | 0 | 0 | 0 | 0 | 0 | 0 | 0 | 0 | 0 | 0 | 0 | 0 | 0 | 0 | 0 | 0 | 0 | 0 | 0_E2_SysStock
| E3 | 0 | 0 | 0 | 0 | 0 | 0 | 0 | 0 | 0 | 0 | 0 | 0 | 0 | 0 | 0 | 0 | 0 | 0 | 0 | 0 | 0 | 0 | 0 | 0 | 0 | 0 | 0 | 0 | 0 | 0 | 0 | 0_E3_SysStock
| E4 | 0 | 0 | 0 | 0 | 0 | 0 | 0 | 0 | 0 | 0 | 0 | 0 | 0 | 0 | 0 | 0 | 0 | 0 | 0 | 0 | 0 | 0 | 0 | 0 | 0 | 0 | 0 | 0 | 0 | 0 | 0 | 0_E4_SysStock
| E5 | 0 | 0 | 0 | 0 | 0 | 0 | 0 | 0 | 0 | 0 | 0 | 0 | 0 | 0 | 0 | 0 | 0 | 0 | 0 | 0 | 0 | 0 | 0 | 0 | 0 | 0 | 0 | 0 | 0 | 0 | 0 | 0_E5_SysStock
| E6 | 0 | 0 | 0 | 0 | 0 | 0 | 0 | 0 | 0 | 0 | 0 | 0 | 0 | 0 | 0 | 0 | 0 | 0 | 0 | 0 | 0 | 0 | 0 | 0 | 0 | 0 | 0 | 0 | 0 | 0 | 0 | 0_E6_SysStock
| E7 | 0 | 0 | 0 | 0 | 0 | 0 | 0 | 0 | 0 | 0 | 0 | 0 | 0 | 0 | 0 | 0 | 0 | 0 | 0 | 0 | 0 | 0 | 0 | 0 | 0 | 0 | 0 | 0 | 0 | 0 | 0 | 0_E7_SysStock
| E8 | 0 | 0 | 0 | 0 | 0 | 0 | 0 | 0 | 0 | 0 | 0 | 0 | 0 | 0 | 0 | 0 | 0 | 0 | 0 | 0 | 0 | 0 | 0 | 0 | 0 | 0 | 0 | 0 | 0 | 0 | 0 | 0_E8_SysStock
| E9 | 0 | 0 | 0 | 0 | 0 | 0 | 0 | 0 | 0 | 0 | 0 | 0 | 0 | 0 | 0 | 0 | 0 | 0 | 0 | 0 | 0 | 0 | 0 | 0 | 0 | 0 | 0 | 0 | 0 | 0 | 0 | 0_E9_SysStock
| E10 | 0 | 0 | 0 | 0 | 0 | 0 | 0 | 0 | 0 | 0 | 0 | 0 | 0 | 0 | 0 | 0 | 0 | 0 | 0 | 0 | 0 | 0 | 0 | 0 | 0 | 0 | 0 | 0 | 0 | 0 | 0 | 0_E10_SysStock
| Vintage | 0 | 0 | 0 | 0 | 0 | 0 | 0 | 0 | 0 | 0 | 0 | 0 | 0 | 0 | 0 | 0 | 0 | 0 | 0 | 0 | 0 | 0 | 0 | 0 | 0 | 0 | 0 | 0 | 0 | 0 | 0 | 0_Vintage_SysStock
Tech Forecast Purchases
| Year | Year 0 | Year 1 | Year 2 | Year 3 | Year 4 | Year 5 | Year 6 | Year 7 | Year 8 | Year 9 | Year 10 | Year 11 | Year 12 | Year 13 | Year 14 | Year 15 | Year 16 | Year 17 | Year 18 | Year 19 | Year 20 | Year 21 | Year 22 | Year 23 | Year 24 | Year 25 | Year 26 | Year 27 | Year 28 | Year 29 | Year 30
| E1 | 0 | 0 | 0 | 0 | 0 | 0 | 0 | 0 | 0 | 0 | 0 | 0 | 0 | 0 | 0 | 0 | 0 | 0 | 0 | 0 | 0 | 0 | 0 | 0 | 0 | 0 | 0 | 0 | 0 | 0 | 0
| E2 | 0 | 0 | 0 | 0 | 0 | 0 | 0 | 0 | 0 | 0 | 0 | 0 | 0 | 0 | 0 | 0 | 0 | 0 | 0 | 0 | 0 | 0 | 0 | 0 | 0 | 0 | 0 | 0 | 0 | 0 | 0
| E3 | 0 | 0 | 0 | 0 | 0 | 0 | 0 | 0 | 0 | 0 | 0 | 0 | 0 | 0 | 0 | 0 | 0 | 0 | 0 | 0 | 0 | 0 | 0 | 0 | 0 | 0 | 0 | 0 | 0 | 0 | 0
| E4 | 0 | 0 | 0 | 0 | 0 | 0 | 0 | 0 | 0 | 0 | 0 | 0 | 0 | 0 | 0 | 0 | 0 | 0 | 0 | 0 | 0 | 0 | 0 | 0 | 0 | 0 | 0 | 0 | 0 | 0 | 0
| E5 | 0 | 0 | 0 | 0 | 0 | 0 | 0 | 0 | 0 | 0 | 0 | 0 | 0 | 0 | 0 | 0 | 0 | 0 | 0 | 0 | 0 | 0 | 0 | 0 | 0 | 0 | 0 | 0 | 0 | 0 | 0
| E6 | 0 | 0 | 0 | 0 | 0 | 0 | 0 | 0 | 0 | 0 | 0 | 0 | 0 | 0 | 0 | 0 | 0 | 0 | 0 | 0 | 0 | 0 | 0 | 0 | 0 | 0 | 0 | 0 | 0 | 0 | 0
| E7 | 0 | 0 | 0 | 0 | 0 | 0 | 0 | 0 | 0 | 0 | 0 | 0 | 0 | 0 | 0 | 0 | 0 | 0 | 0 | 0 | 0 | 0 | 0 | 0 | 0 | 0 | 0 | 0 | 0 | 0 | 0
| E8 | 0 | 0 | 0 | 0 | 0 | 0 | 0 | 0 | 0 | 0 | 0 | 0 | 0 | 0 | 0 | 0 | 0 | 0 | 0 | 0 | 0 | 0 | 0 | 0 | 0 | 0 | 0 | 0 | 0 | 0 | 0
| E9 | 0 | 0 | 0 | 0 | 0 | 0 | 0 | 0 | 0 | 0 | 0 | 0 | 0 | 0 | 0 | 0 | 0 | 0 | 0 | 0 | 0 | 0 | 0 | 0 | 0 | 0 | 0 | 0 | 0 | 0 | 0
| E10 | 0 | 0 | 0 | 0 | 0 | 0 | 0 | 0 | 0 | 0 | 0 | 0 | 0 | 0 | 0 | 0 | 0 | 0 | 0 | 0 | 0 | 0 | 0 | 0 | 0 | 0 | 0 | 0 | 0 | 0 | 0
Potential to Switch
| Year | Year 0 | Year 1 | Year 2 | Year 3 | Year 4 | Year 5 | Year 6 | Year 7 | Year 8 | Year 9 | Year 10 | Year 11 | Year 12 | Year 13 | Year 14 | Year 15 | Year 16 | Year 17 | Year 18 | Year 19 | Year 20 | Year 21 | Year 22 | Year 23 | Year 24 | Year 25 | Year 26 | Year 27 | Year 28 | Year 29 | Year 30
| E1 | 0 | 0 | 0 | 0 | 0 | 0 | 0 | 0 | 0 | 0 | 0 | 0 | 0 | 0 | 0 | 0 | 0 | 0 | 0 | 0 | 0 | 0 | 0 | 0 | 0 | 0 | 0 | 0 | 0 | 0 | 0 | 0_E1_Switched Out
| E2 | 0 | 0 | 0 | 0 | 0 | 0 | 0 | 0 | 0 | 0 | 0 | 0 | 0 | 0 | 0 | 0 | 0 | 0 | 0 | 0 | 0 | 0 | 0 | 0 | 0 | 0 | 0 | 0 | 0 | 0 | 0 | 0_E2_Switched Out
| E3 | 0 | 0 | 0 | 0 | 0 | 0 | 0 | 0 | 0 | 0 | 0 | 0 | 0 | 0 | 0 | 0 | 0 | 0 | 0 | 0 | 0 | 0 | 0 | 0 | 0 | 0 | 0 | 0 | 0 | 0 | 0 | 0_E3_Switched Out
| E4 | 0 | 0 | 0 | 0 | 0 | 0 | 0 | 0 | 0 | 0 | 0 | 0 | 0 | 0 | 0 | 0 | 0 | 0 | 0 | 0 | 0 | 0 | 0 | 0 | 0 | 0 | 0 | 0 | 0 | 0 | 0 | 0_E4_Switched Out
| E5 | 0 | 0 | 0 | 0 | 0 | 0 | 0 | 0 | 0 | 0 | 0 | 0 | 0 | 0 | 0 | 0 | 0 | 0 | 0 | 0 | 0 | 0 | 0 | 0 | 0 | 0 | 0 | 0 | 0 | 0 | 0 | 0_E5_Switched Out
| E6 | 0 | 0 | 0 | 0 | 0 | 0 | 0 | 0 | 0 | 0 | 0 | 0 | 0 | 0 | 0 | 0 | 0 | 0 | 0 | 0 | 0 | 0 | 0 | 0 | 0 | 0 | 0 | 0 | 0 | 0 | 0 | 0_E6_Switched Out
| E7 | 0 | 0 | 0 | 0 | 0 | 0 | 0 | 0 | 0 | 0 | 0 | 0 | 0 | 0 | 0 | 0 | 0 | 0 | 0 | 0 | 0 | 0 | 0 | 0 | 0 | 0 | 0 | 0 | 0 | 0 | 0 | 0_E7_Switched Out
| E8 | 0 | 0 | 0 | 0 | 0 | 0 | 0 | 0 | 0 | 0 | 0 | 0 | 0 | 0 | 0 | 0 | 0 | 0 | 0 | 0 | 0 | 0 | 0 | 0 | 0 | 0 | 0 | 0 | 0 | 0 | 0 | 0_E8_Switched Out
| E9 | 0 | 0 | 0 | 0 | 0 | 0 | 0 | 0 | 0 | 0 | 0 | 0 | 0 | 0 | 0 | 0 | 0 | 0 | 0 | 0 | 0 | 0 | 0 | 0 | 0 | 0 | 0 | 0 | 0 | 0 | 0 | 0_E9_Switched Out
| E10 | 0 | 0 | 0 | 0 | 0 | 0 | 0 | 0 | 0 | 0 | 0 | 0 | 0 | 0 | 0 | 0 | 0 | 0 | 0 | 0 | 0 | 0 | 0 | 0 | 0 | 0 | 0 | 0 | 0 | 0 | 0 | 0_E10_Switched Out
Units Out
| E1 | 0 | 0 | 0 | 0 | 0 | 0 | 0 | 0 | 0 | 0 | 0 | 0 | 0 | 0 | 0 | 0 | 0 | 0 | 0 | 0 | 0 | 0 | 0 | 0 | 0 | 0 | 0 | 0 | 0 | 0 | 0
| E2 | 0 | 0 | 0 | 0 | 0 | 0 | 0 | 0 | 0 | 0 | 0 | 0 | 0 | 0 | 0 | 0 | 0 | 0 | 0 | 0 | 0 | 0 | 0 | 0 | 0 | 0 | 0 | 0 | 0 | 0 | 0
| E3 | 0 | 0 | 0 | 0 | 0 | 0 | 0 | 0 | 0 | 0 | 0 | 0 | 0 | 0 | 0 | 0 | 0 | 0 | 0 | 0 | 0 | 0 | 0 | 0 | 0 | 0 | 0 | 0 | 0 | 0 | 0
| E4 | 0 | 0 | 0 | 0 | 0 | 0 | 0 | 0 | 0 | 0 | 0 | 0 | 0 | 0 | 0 | 0 | 0 | 0 | 0 | 0 | 0 | 0 | 0 | 0 | 0 | 0 | 0 | 0 | 0 | 0 | 0
| E5 | 0 | 0 | 0 | 0 | 0 | 0 | 0 | 0 | 0 | 0 | 0 | 0 | 0 | 0 | 0 | 0 | 0 | 0 | 0 | 0 | 0 | 0 | 0 | 0 | 0 | 0 | 0 | 0 | 0 | 0 | 0
| E6 | 0 | 0 | 0 | 0 | 0 | 0 | 0 | 0 | 0 | 0 | 0 | 0 | 0 | 0 | 0 | 0 | 0 | 0 | 0 | 0 | 0 | 0 | 0 | 0 | 0 | 0 | 0 | 0 | 0 | 0 | 0
| E7 | 0 | 0 | 0 | 0 | 0 | 0 | 0 | 0 | 0 | 0 | 0 | 0 | 0 | 0 | 0 | 0 | 0 | 0 | 0 | 0 | 0 | 0 | 0 | 0 | 0 | 0 | 0 | 0 | 0 | 0 | 0
| E8 | 0 | 0 | 0 | 0 | 0 | 0 | 0 | 0 | 0 | 0 | 0 | 0 | 0 | 0 | 0 | 0 | 0 | 0 | 0 | 0 | 0 | 0 | 0 | 0 | 0 | 0 | 0 | 0 | 0 | 0 | 0
| E9 | 0 | 0 | 0 | 0 | 0 | 0 | 0 | 0 | 0 | 0 | 0 | 0 | 0 | 0 | 0 | 0 | 0 | 0 | 0 | 0 | 0 | 0 | 0 | 0 | 0 | 0 | 0 | 0 | 0 | 0 | 0
| E10 | 0 | 0 | 0 | 0 | 0 | 0 | 0 | 0 | 0 | 0 | 0 | 0 | 0 | 0 | 0 | 0 | 0 | 0 | 0 | 0 | 0 | 0 | 0 | 0 | 0 | 0 | 0 | 0 | 0 | 0 | 0
| Vintage | 0 | 0 | 0 | 0 | 0 | 0 | 0 | 0 | 0 | 0 | 0 | 0 | 0 | 0 | 0 | 0 | 0 | 0 | 0 | 0 | 0 | 0 | 0 | 0 | 0 | 0 | 0 | 0 | 0 | 0 | 0
Tech Purchase Shares
| Year | Year 0 | Year 1 | Year 2 | Year 3 | Year 4 | Year 5 | Year 6 | Year 7 | Year 8 | Year 9 | Year 10 | Year 11 | Year 12 | Year 13 | Year 14 | Year 15 | Year 16 | Year 17 | Year 18 | Year 19 | Year 20 | Year 21 | Year 22 | Year 23 | Year 24 | Year 25 | Year 26 | Year 27 | Year 28 | Year 29 | Year 30
E1 | bar: Year 0 to Year 30
E2 | bar: Year 0 to Year 30
E3 | bar: Year 0 to Year 30
E4 | bar: Year 0 to Year 30
E5 | bar: Year 0 to Year 30
E6 | bar: Year 0 to Year 30
E7 | bar: Year 0 to Year 30
E8 | bar: Year 0 to Year 30
E9 | bar: Year 0 to Year 30
E10 | bar: Year 0 to Year 30
Units In from Switching
| E1 | 0 | 0 | 0 | 0 | 0 | 0 | 0 | 0 | 0 | 0 | 0 | 0 | 0 | 0 | 0 | 0 | 0 | 0 | 0 | 0 | 0 | 0 | 0 | 0 | 0 | 0 | 0 | 0 | 0 | 0 | 0
| E2 | 0 | 0 | 0 | 0 | 0 | 0 | 0 | 0 | 0 | 0 | 0 | 0 | 0 | 0 | 0 | 0 | 0 | 0 | 0 | 0 | 0 | 0 | 0 | 0 | 0 | 0 | 0 | 0 | 0 | 0 | 0
| E3 | 0 | 0 | 0 | 0 | 0 | 0 | 0 | 0 | 0 | 0 | 0 | 0 | 0 | 0 | 0 | 0 | 0 | 0 | 0 | 0 | 0 | 0 | 0 | 0 | 0 | 0 | 0 | 0 | 0 | 0 | 0
| E4 | 0 | 0 | 0 | 0 | 0 | 0 | 0 | 0 | 0 | 0 | 0 | 0 | 0 | 0 | 0 | 0 | 0 | 0 | 0 | 0 | 0 | 0 | 0 | 0 | 0 | 0 | 0 | 0 | 0 | 0 | 0
| E5 | 0 | 0 | 0 | 0 | 0 | 0 | 0 | 0 | 0 | 0 | 0 | 0 | 0 | 0 | 0 | 0 | 0 | 0 | 0 | 0 | 0 | 0 | 0 | 0 | 0 | 0 | 0 | 0 | 0 | 0 | 0
| E6 | 0 | 0 | 0 | 0 | 0 | 0 | 0 | 0 | 0 | 0 | 0 | 0 | 0 | 0 | 0 | 0 | 0 | 0 | 0 | 0 | 0 | 0 | 0 | 0 | 0 | 0 | 0 | 0 | 0 | 0 | 0
| E7 | 0 | 0 | 0 | 0 | 0 | 0 | 0 | 0 | 0 | 0 | 0 | 0 | 0 | 0 | 0 | 0 | 0 | 0 | 0 | 0 | 0 | 0 | 0 | 0 | 0 | 0 | 0 | 0 | 0 | 0 | 0
| E8 | 0 | 0 | 0 | 0 | 0 | 0 | 0 | 0 | 0 | 0 | 0 | 0 | 0 | 0 | 0 | 0 | 0 | 0 | 0 | 0 | 0 | 0 | 0 | 0 | 0 | 0 | 0 | 0 | 0 | 0 | 0
| E9 | 0 | 0 | 0 | 0 | 0 | 0 | 0 | 0 | 0 | 0 | 0 | 0 | 0 | 0 | 0 | 0 | 0 | 0 | 0 | 0 | 0 | 0 | 0 | 0 | 0 | 0 | 0 | 0 | 0 | 0 | 0
| E10 | 0 | 0 | 0 | 0 | 0 | 0 | 0 | 0 | 0 | 0 | 0 | 0 | 0 | 0 | 0 | 0 | 0 | 0 | 0 | 0 | 0 | 0 | 0 | 0 | 0 | 0 | 0 | 0 | 0 | 0 | 0
| Vintage | 0 | 0 | 0 | 0 | 0 | 0 | 0 | 0 | 0 | 0 | 0 | 0 | 0 | 0 | 0 | 0 | 0 | 0 | 0 | 0 | 0 | 0 | 0 | 0 | 0 | 0 | 0 | 0 | 0 | 0 | 0
Net Change
| Year | Year 0 | Year 1 | Year 2 | Year 3 | Year 4 | Year 5 | Year 6 | Year 7 | Year 8 | Year 9 | Year 10 | Year 11 | Year 12 | Year 13 | Year 14 | Year 15 | Year 16 | Year 17 | Year 18 | Year 19 | Year 20 | Year 21 | Year 22 | Year 23 | Year 24 | Year 25 | Year 26 | Year 27 | Year 28 | Year 29 | Year 30 | Key
| Units | 0 | 0 | 0 | 0 | 0 | 0 | 0 | 0 | 0 | 0 | 0 | 0 | 0 | 0 | 0 | 0 | 0 | 0 | 0 | 0 | 0 | 0 | 0 | 0 | 0 | 0 | 0 | 0 | 0 | 0 | 0 | 0_Units |  |  |  |  | 301957.8232
| Usage | 0 | 0 | 0 | 0 | 0 | 0 | 0 | 0 | 0 | 0 | 0 | 0 | 0 | 0 | 0 | 0 | 0 | 0 | 0 | 0 | 0 | 0 | 0 | 0 | 0 | 0 | 0 | 0 | 0 | 0 | 0 | 0_Usage |  |  |  |  | 1698.6543
| Peak Demand (S) | 0 | 0 | 0 | 0 | 0 | 0 | 0 | 0 | 0 | 0 | 0 | 0 | 0 | 0 | 0 | 0 | 0 | 0 | 0 | 0 | 0 | 0 | 0 | 0 | 0 | 0 | 0 | 0 | 0 | 0 | 0 | 0_Peak Demand (S) |  |  |  |  | 0
| Peak Demand (W) | 0 | 0 | 0 | 0 | 0 | 0 | 0 | 0 | 0 | 0 | 0 | 0 | 0 | 0 | 0 | 0 | 0 | 0 | 0 | 0 | 0 | 0 | 0 | 0 | 0 | 0 | 0 | 0 | 0 | 0 | 0 | 0_Peak Demand (W) |  |  |  |  | 884.6119
| Turnover | 0 | 0 | 0 | 0 | 0 | 0 | 0 | 0 | 0 | 0 | 0 | 0 | 0 | 0 | 0 | 0 | 0 | 0 | 0 | 0 | 0 | 0 | 0 | 0 | 0 | 0 | 0 | 0 | 0 | 0 | 0 | 0_Turnover |  |  |  |  | 6885.4476
| Avg. Replacement Usage | 0 | 0 | 0 | 0 | 0 | 0 | 0 | 0 | 0 | 0 | 0 | 0 | 0 | 0 | 0 | 0 | 0 | 0 | 0 | 0 | 0 | 0 | 0 | 0 | 0 | 0 | 0 | 0 | 0 | 0 | 0 | 0_Avg. Replacement Usage |  |  |  |  | 5638.8522
| Avg. Replacement Demand (S) | 0 | 0 | 0 | 0 | 0 | 0 | 0 | 0 | 0 | 0 | 0 | 0 | 0 | 0 | 0 | 0 | 0 | 0 | 0 | 0 | 0 | 0 | 0 | 0 | 0 | 0 | 0 | 0 | 0 | 0 | 0 | 0_Avg. Replacement Demand (S) |  |  |  |  | 0
| Avg. Replacement Demand (W) | 0 | 0 | 0 | 0 | 0 | 0 | 0 | 0 | 0 | 0 | 0 | 0 | 0 | 0 | 0 | 0 | 0 | 0 | 0 | 0 | 0 | 0 | 0 | 0 | 0 | 0 | 0 | 0 | 0 | 0 | 0 | 0_Avg. Replacement Demand (W) |  |  |  |  | 2.9366
Purchases
| Year | Year 0 | Year 1 | Year 2 | Year 3 | Year 4 | Year 5 | Year 6 | Year 7 | Year 8 | Year 9 | Year 10 | Year 11 | Year 12 | Year 13 | Year 14 | Year 15 | Year 16 | Year 17 | Year 18 | Year 19 | Year 20 | Year 21 | Year 22 | Year 23 | Year 24 | Year 25 | Year 26 | Year 27 | Year 28 | Year 29 | Year 30
| E1 | 0 | 0 | 0 | 0 | 0 | 0 | 0 | 0 | 0 | 0 | 0 | 0 | 0 | 0 | 0 | 0 | 0 | 0 | 0 | 0 | 0 | 0 | 0 | 0 | 0 | 0 | 0 | 0 | 0 | 0 | 0 | 0_E1_Purchases |  |  |  |  | 6885.4476
| E2 | 0 | 0 | 0 | 0 | 0 | 0 | 0 | 0 | 0 | 0 | 0 | 0 | 0 | 0 | 0 | 0 | 0 | 0 | 0 | 0 | 0 | 0 | 0 | 0 | 0 | 0 | 0 | 0 | 0 | 0 | 0 | 0_E2_Purchases |  |  |  |  | 0
| E3 | 0 | 0 | 0 | 0 | 0 | 0 | 0 | 0 | 0 | 0 | 0 | 0 | 0 | 0 | 0 | 0 | 0 | 0 | 0 | 0 | 0 | 0 | 0 | 0 | 0 | 0 | 0 | 0 | 0 | 0 | 0 | 0_E3_Purchases |  |  |  |  | 0
| E4 | 0 | 0 | 0 | 0 | 0 | 0 | 0 | 0 | 0 | 0 | 0 | 0 | 0 | 0 | 0 | 0 | 0 | 0 | 0 | 0 | 0 | 0 | 0 | 0 | 0 | 0 | 0 | 0 | 0 | 0 | 0 | 0_E4_Purchases |  |  |  |  | 0
| E5 | 0 | 0 | 0 | 0 | 0 | 0 | 0 | 0 | 0 | 0 | 0 | 0 | 0 | 0 | 0 | 0 | 0 | 0 | 0 | 0 | 0 | 0 | 0 | 0 | 0 | 0 | 0 | 0 | 0 | 0 | 0 | 0_E5_Purchases |  |  |  |  | 0
| E6 | 0 | 0 | 0 | 0 | 0 | 0 | 0 | 0 | 0 | 0 | 0 | 0 | 0 | 0 | 0 | 0 | 0 | 0 | 0 | 0 | 0 | 0 | 0 | 0 | 0 | 0 | 0 | 0 | 0 | 0 | 0 | 0_E6_Purchases |  |  |  |  | 0
| E7 | 0 | 0 | 0 | 0 | 0 | 0 | 0 | 0 | 0 | 0 | 0 | 0 | 0 | 0 | 0 | 0 | 0 | 0 | 0 | 0 | 0 | 0 | 0 | 0 | 0 | 0 | 0 | 0 | 0 | 0 | 0 | 0_E7_Purchases |  |  |  |  | 0
| E8 | 0 | 0 | 0 | 0 | 0 | 0 | 0 | 0 | 0 | 0 | 0 | 0 | 0 | 0 | 0 | 0 | 0 | 0 | 0 | 0 | 0 | 0 | 0 | 0 | 0 | 0 | 0 | 0 | 0 | 0 | 0 | 0_E8_Purchases |  |  |  |  | 0
| E9 | 0 | 0 | 0 | 0 | 0 | 0 | 0 | 0 | 0 | 0 | 0 | 0 | 0 | 0 | 0 | 0 | 0 | 0 | 0 | 0 | 0 | 0 | 0 | 0 | 0 | 0 | 0 | 0 | 0 | 0 | 0 | 0_E9_Purchases |  |  |  |  | 0
| E10 | 0 | 0 | 0 | 0 | 0 | 0 | 0 | 0 | 0 | 0 | 0 | 0 | 0 | 0 | 0 | 0 | 0 | 0 | 0 | 0 | 0 | 0 | 0 | 0 | 0 | 0 | 0 | 0 | 0 | 0 | 0 | 0_E10_Purchases |  |  |  |  | 0
Stock
| Year | Year 0 | Year 1 | Year 2 | Year 3 | Year 4 | Year 5 | Year 6 | Year 7 | Year 8 | Year 9 | Year 10 | Year 11 | Year 12 | Year 13 | Year 14 | Year 15 | Year 16 | Year 17 | Year 18 | Year 19 | Year 20 | Year 21 | Year 22 | Year 23 | Year 24 | Year 25 | Year 26 | Year 27 | Year 28 | Year 29 | Year 30
| E1 | 0 | 0 | 0 | 0 | 0 | 0 | 0 | 0 | 0 | 0 | 0 | 0 | 0 | 0 | 0 | 0 | 0 | 0 | 0 | 0 | 0 | 0 | 0 | 0 | 0 | 0 | 0 | 0 | 0 | 0 | 0 | 0_E1_Stock |  |  |  |  | 13576.6093
| E2 | 0 | 0 | 0 | 0 | 0 | 0 | 0 | 0 | 0 | 0 | 0 | 0 | 0 | 0 | 0 | 0 | 0 | 0 | 0 | 0 | 0 | 0 | 0 | 0 | 0 | 0 | 0 | 0 | 0 | 0 | 0 | 0_E2_Stock |  |  |  |  | 0
| E3 | 0 | 0 | 0 | 0 | 0 | 0 | 0 | 0 | 0 | 0 | 0 | 0 | 0 | 0 | 0 | 0 | 0 | 0 | 0 | 0 | 0 | 0 | 0 | 0 | 0 | 0 | 0 | 0 | 0 | 0 | 0 | 0_E3_Stock |  |  |  |  | 0
| E4 | 0 | 0 | 0 | 0 | 0 | 0 | 0 | 0 | 0 | 0 | 0 | 0 | 0 | 0 | 0 | 0 | 0 | 0 | 0 | 0 | 0 | 0 | 0 | 0 | 0 | 0 | 0 | 0 | 0 | 0 | 0 | 0_E4_Stock |  |  |  |  | 0
| E5 | 0 | 0 | 0 | 0 | 0 | 0 | 0 | 0 | 0 | 0 | 0 | 0 | 0 | 0 | 0 | 0 | 0 | 0 | 0 | 0 | 0 | 0 | 0 | 0 | 0 | 0 | 0 | 0 | 0 | 0 | 0 | 0_E5_Stock |  |  |  |  | 0
| E6 | 0 | 0 | 0 | 0 | 0 | 0 | 0 | 0 | 0 | 0 | 0 | 0 | 0 | 0 | 0 | 0 | 0 | 0 | 0 | 0 | 0 | 0 | 0 | 0 | 0 | 0 | 0 | 0 | 0 | 0 | 0 | 0_E6_Stock |  |  |  |  | 0
| E7 | 0 | 0 | 0 | 0 | 0 | 0 | 0 | 0 | 0 | 0 | 0 | 0 | 0 | 0 | 0 | 0 | 0 | 0 | 0 | 0 | 0 | 0 | 0 | 0 | 0 | 0 | 0 | 0 | 0 | 0 | 0 | 0_E7_Stock |  |  |  |  | 0
| E8 | 0 | 0 | 0 | 0 | 0 | 0 | 0 | 0 | 0 | 0 | 0 | 0 | 0 | 0 | 0 | 0 | 0 | 0 | 0 | 0 | 0 | 0 | 0 | 0 | 0 | 0 | 0 | 0 | 0 | 0 | 0 | 0_E8_Stock |  |  |  |  | 0
| E9 | 0 | 0 | 0 | 0 | 0 | 0 | 0 | 0 | 0 | 0 | 0 | 0 | 0 | 0 | 0 | 0 | 0 | 0 | 0 | 0 | 0 | 0 | 0 | 0 | 0 | 0 | 0 | 0 | 0 | 0 | 0 | 0_E9_Stock |  |  |  |  | 0
| E10 | 0 | 0 | 0 | 0 | 0 | 0 | 0 | 0 | 0 | 0 | 0 | 0 | 0 | 0 | 0 | 0 | 0 | 0 | 0 | 0 | 0 | 0 | 0 | 0 | 0 | 0 | 0 | 0 | 0 | 0 | 0 | 0_E10_Stock |  |  |  |  | 0
| Vintage | 0 | 0 | 0 | 0 | 0 | 0 | 0 | 0 | 0 | 0 | 0 | 0 | 0 | 0 | 0 | 0 | 0 | 0 | 0 | 0 | 0 | 0 | 0 | 0 | 0 | 0 | 0 | 0 | 0 | 0 | 0 | 0_Vintage_Stock |  |  |  |  | 288381.2139
S5C4 |  | Year 0: System 5 Technology 4
Technology Variables
| Tech Key | Year 0: 0
| Peak Factor (S) | Year 0: 0
| Peak Factor (W) | Year 0: 0
| Min Vintage Lifetime | Year 0: 0
| Max Vintage Lifetime | Year 0: 0
| Turnover Style | Year 0: 0
Technology Variables
| Equipment | Year 0: Label; Year 1: Min Lifetime; Year 2: Max Lifetime; Year 3: Degradation; Year 4: Usage; Year 5: Available
| E1 | Year 1: 0; Year 2: 0; Year 3: 0%; Year 4: 0; Year 5: FALSE
| E2 | Year 1: 0; Year 2: 0; Year 3: 0%; Year 4: 0; Year 5: FALSE
| E3 | Year 1: 0; Year 2: 0; Year 3: 0%; Year 4: 0; Year 5: FALSE
| E4 | Year 1: 0; Year 2: 0; Year 3: 0%; Year 4: 0; Year 5: FALSE
| E5 | Year 1: 0; Year 2: 0; Year 3: 0%; Year 4: 0; Year 5: FALSE
| E6 | Year 1: 0; Year 2: 0; Year 3: 0%; Year 4: 0; Year 5: FALSE
| E7 | Year 1: 0; Year 2: 0; Year 3: 0%; Year 4: 0; Year 5: FALSE
| E8 | Year 1: 0; Year 2: 0; Year 3: 0%; Year 4: 0; Year 5: FALSE
| E9 | Year 1: 0; Year 2: 0; Year 3: 0%; Year 4: 0; Year 5: FALSE
| E10 | Year 1: 0; Year 2: 0; Year 3: 0%; Year 4: 0; Year 5: FALSE
Original Forecast Results
| Year | Year 0 | Year 1 | Year 2 | Year 3 | Year 4 | Year 5 | Year 6 | Year 7 | Year 8 | Year 9 | Year 10 | Year 11 | Year 12 | Year 13 | Year 14 | Year 15 | Year 16 | Year 17 | Year 18 | Year 19 | Year 20 | Year 21 | Year 22 | Year 23 | Year 24 | Year 25 | Year 26 | Year 27 | Year 28 | Year 29 | Year 30 | Key
| Units | 0 | 0 | 0 | 0 | 0 | 0 | 0 | 0 | 0 | 0 | 0 | 0 | 0 | 0 | 0 | 0 | 0 | 0 | 0 | 0 | 0 | 0 | 0 | 0 | 0 | 0 | 0 | 0 | 0 | 0 | 0 | #REF! |  |  |  |  | 301957.8232
| Usage | 0 | 0 | 0 | 0 | 0 | 0 | 0 | 0 | 0 | 0 | 0 | 0 | 0 | 0 | 0 | 0 | 0 | 0 | 0 | 0 | 0 | 0 | 0 | 0 | 0 | 0 | 0 | 0 | 0 | 0 | 0 | #REF! |  |  |  |  | 1698.6543
| Peak Demand (S) | 0 | 0 | 0 | 0 | 0 | 0 | 0 | 0 | 0 | 0 | 0 | 0 | 0 | 0 | 0 | 0 | 0 | 0 | 0 | 0 | 0 | 0 | 0 | 0 | 0 | 0 | 0 | 0 | 0 | 0 | 0 | #REF! |  |  |  |  | 0
| Peak Demand (W) | 0 | 0 | 0 | 0 | 0 | 0 | 0 | 0 | 0 | 0 | 0 | 0 | 0 | 0 | 0 | 0 | 0 | 0 | 0 | 0 | 0 | 0 | 0 | 0 | 0 | 0 | 0 | 0 | 0 | 0 | 0 | #REF! |  |  |  |  | 884.6119
| Turnover | 0 | 0 | 0 | 0 | 0 | 0 | 0 | 0 | 0 | 0 | 0 | 0 | 0 | 0 | 0 | 0 | 0 | 0 | 0 | 0 | 0 | 0 | 0 | 0 | 0 | 0 | 0 | 0 | 0 | 0 | 0 | #REF! |  |  |  |  | 6885.4476
| Avg. Replacement Usage | 0 | 0 | 0 | 0 | 0 | 0 | 0 | 0 | 0 | 0 | 0 | 0 | 0 | 0 | 0 | 0 | 0 | 0 | 0 | 0 | 0 | 0 | 0 | 0 | 0 | 0 | 0 | 0 | 0 | 0 | 0 | #REF! |  |  |  |  | 5638.8522
| Avg. Replacement Demand (S) | 0 | 0 | 0 | 0 | 0 | 0 | 0 | 0 | 0 | 0 | 0 | 0 | 0 | 0 | 0 | 0 | 0 | 0 | 0 | 0 | 0 | 0 | 0 | 0 | 0 | 0 | 0 | 0 | 0 | 0 | 0 | #REF! |  |  |  |  | 0
| Avg. Replacement Demand (W) | 0 | 0 | 0 | 0 | 0 | 0 | 0 | 0 | 0 | 0 | 0 | 0 | 0 | 0 | 0 | 0 | 0 | 0 | 0 | 0 | 0 | 0 | 0 | 0 | 0 | 0 | 0 | 0 | 0 | 0 | 0 | #REF! |  |  |  |  | 2.9366
Tech Forecast Stock
| Year | Year 0 | Year 1 | Year 2 | Year 3 | Year 4 | Year 5 | Year 6 | Year 7 | Year 8 | Year 9 | Year 10 | Year 11 | Year 12 | Year 13 | Year 14 | Year 15 | Year 16 | Year 17 | Year 18 | Year 19 | Year 20 | Year 21 | Year 22 | Year 23 | Year 24 | Year 25 | Year 26 | Year 27 | Year 28 | Year 29 | Year 30
| E1 | 0 | 0 | 0 | 0 | 0 | 0 | 0 | 0 | 0 | 0 | 0 | 0 | 0 | 0 | 0 | 0 | 0 | 0 | 0 | 0 | 0 | 0 | 0 | 0 | 0 | 0 | 0 | 0 | 0 | 0 | 0
| E2 | 0 | 0 | 0 | 0 | 0 | 0 | 0 | 0 | 0 | 0 | 0 | 0 | 0 | 0 | 0 | 0 | 0 | 0 | 0 | 0 | 0 | 0 | 0 | 0 | 0 | 0 | 0 | 0 | 0 | 0 | 0
| E3 | 0 | 0 | 0 | 0 | 0 | 0 | 0 | 0 | 0 | 0 | 0 | 0 | 0 | 0 | 0 | 0 | 0 | 0 | 0 | 0 | 0 | 0 | 0 | 0 | 0 | 0 | 0 | 0 | 0 | 0 | 0
| E4 | 0 | 0 | 0 | 0 | 0 | 0 | 0 | 0 | 0 | 0 | 0 | 0 | 0 | 0 | 0 | 0 | 0 | 0 | 0 | 0 | 0 | 0 | 0 | 0 | 0 | 0 | 0 | 0 | 0 | 0 | 0
| E5 | 0 | 0 | 0 | 0 | 0 | 0 | 0 | 0 | 0 | 0 | 0 | 0 | 0 | 0 | 0 | 0 | 0 | 0 | 0 | 0 | 0 | 0 | 0 | 0 | 0 | 0 | 0 | 0 | 0 | 0 | 0
| E6 | 0 | 0 | 0 | 0 | 0 | 0 | 0 | 0 | 0 | 0 | 0 | 0 | 0 | 0 | 0 | 0 | 0 | 0 | 0 | 0 | 0 | 0 | 0 | 0 | 0 | 0 | 0 | 0 | 0 | 0 | 0
| E7 | 0 | 0 | 0 | 0 | 0 | 0 | 0 | 0 | 0 | 0 | 0 | 0 | 0 | 0 | 0 | 0 | 0 | 0 | 0 | 0 | 0 | 0 | 0 | 0 | 0 | 0 | 0 | 0 | 0 | 0 | 0
| E8 | 0 | 0 | 0 | 0 | 0 | 0 | 0 | 0 | 0 | 0 | 0 | 0 | 0 | 0 | 0 | 0 | 0 | 0 | 0 | 0 | 0 | 0 | 0 | 0 | 0 | 0 | 0 | 0 | 0 | 0 | 0
| E9 | 0 | 0 | 0 | 0 | 0 | 0 | 0 | 0 | 0 | 0 | 0 | 0 | 0 | 0 | 0 | 0 | 0 | 0 | 0 | 0 | 0 | 0 | 0 | 0 | 0 | 0 | 0 | 0 | 0 | 0 | 0
| E10 | 0 | 0 | 0 | 0 | 0 | 0 | 0 | 0 | 0 | 0 | 0 | 0 | 0 | 0 | 0 | 0 | 0 | 0 | 0 | 0 | 0 | 0 | 0 | 0 | 0 | 0 | 0 | 0 | 0 | 0 | 0
| Vintage | 0 | 0 | 0 | 0 | 0 | 0 | 0 | 0 | 0 | 0 | 0 | 0 | 0 | 0 | 0 | 0 | 0 | 0 | 0 | 0 | 0 | 0 | 0 | 0 | 0 | 0 | 0 | 0 | 0 | 0 | 0
Stock for Switching
| Year | Year 0 | Year 1 | Year 2 | Year 3 | Year 4 | Year 5 | Year 6 | Year 7 | Year 8 | Year 9 | Year 10 | Year 11 | Year 12 | Year 13 | Year 14 | Year 15 | Year 16 | Year 17 | Year 18 | Year 19 | Year 20 | Year 21 | Year 22 | Year 23 | Year 24 | Year 25 | Year 26 | Year 27 | Year 28 | Year 29 | Year 30
| E1 | 0 | 0 | 0 | 0 | 0 | 0 | 0 | 0 | 0 | 0 | 0 | 0 | 0 | 0 | 0 | 0 | 0 | 0 | 0 | 0 | 0 | 0 | 0 | 0 | 0 | 0 | 0 | 0 | 0 | 0 | 0 | 0_E1_SysStock
| E2 | 0 | 0 | 0 | 0 | 0 | 0 | 0 | 0 | 0 | 0 | 0 | 0 | 0 | 0 | 0 | 0 | 0 | 0 | 0 | 0 | 0 | 0 | 0 | 0 | 0 | 0 | 0 | 0 | 0 | 0 | 0 | 0_E2_SysStock
| E3 | 0 | 0 | 0 | 0 | 0 | 0 | 0 | 0 | 0 | 0 | 0 | 0 | 0 | 0 | 0 | 0 | 0 | 0 | 0 | 0 | 0 | 0 | 0 | 0 | 0 | 0 | 0 | 0 | 0 | 0 | 0 | 0_E3_SysStock
| E4 | 0 | 0 | 0 | 0 | 0 | 0 | 0 | 0 | 0 | 0 | 0 | 0 | 0 | 0 | 0 | 0 | 0 | 0 | 0 | 0 | 0 | 0 | 0 | 0 | 0 | 0 | 0 | 0 | 0 | 0 | 0 | 0_E4_SysStock
| E5 | 0 | 0 | 0 | 0 | 0 | 0 | 0 | 0 | 0 | 0 | 0 | 0 | 0 | 0 | 0 | 0 | 0 | 0 | 0 | 0 | 0 | 0 | 0 | 0 | 0 | 0 | 0 | 0 | 0 | 0 | 0 | 0_E5_SysStock
| E6 | 0 | 0 | 0 | 0 | 0 | 0 | 0 | 0 | 0 | 0 | 0 | 0 | 0 | 0 | 0 | 0 | 0 | 0 | 0 | 0 | 0 | 0 | 0 | 0 | 0 | 0 | 0 | 0 | 0 | 0 | 0 | 0_E6_SysStock
| E7 | 0 | 0 | 0 | 0 | 0 | 0 | 0 | 0 | 0 | 0 | 0 | 0 | 0 | 0 | 0 | 0 | 0 | 0 | 0 | 0 | 0 | 0 | 0 | 0 | 0 | 0 | 0 | 0 | 0 | 0 | 0 | 0_E7_SysStock
| E8 | 0 | 0 | 0 | 0 | 0 | 0 | 0 | 0 | 0 | 0 | 0 | 0 | 0 | 0 | 0 | 0 | 0 | 0 | 0 | 0 | 0 | 0 | 0 | 0 | 0 | 0 | 0 | 0 | 0 | 0 | 0 | 0_E8_SysStock
| E9 | 0 | 0 | 0 | 0 | 0 | 0 | 0 | 0 | 0 | 0 | 0 | 0 | 0 | 0 | 0 | 0 | 0 | 0 | 0 | 0 | 0 | 0 | 0 | 0 | 0 | 0 | 0 | 0 | 0 | 0 | 0 | 0_E9_SysStock
| E10 | 0 | 0 | 0 | 0 | 0 | 0 | 0 | 0 | 0 | 0 | 0 | 0 | 0 | 0 | 0 | 0 | 0 | 0 | 0 | 0 | 0 | 0 | 0 | 0 | 0 | 0 | 0 | 0 | 0 | 0 | 0 | 0_E10_SysStock
| Vintage | 0 | 0 | 0 | 0 | 0 | 0 | 0 | 0 | 0 | 0 | 0 | 0 | 0 | 0 | 0 | 0 | 0 | 0 | 0 | 0 | 0 | 0 | 0 | 0 | 0 | 0 | 0 | 0 | 0 | 0 | 0 | 0_Vintage_SysStock
Tech Forecast Purchases
| Year | Year 0 | Year 1 | Year 2 | Year 3 | Year 4 | Year 5 | Year 6 | Year 7 | Year 8 | Year 9 | Year 10 | Year 11 | Year 12 | Year 13 | Year 14 | Year 15 | Year 16 | Year 17 | Year 18 | Year 19 | Year 20 | Year 21 | Year 22 | Year 23 | Year 24 | Year 25 | Year 26 | Year 27 | Year 28 | Year 29 | Year 30
| E1 | 0 | 0 | 0 | 0 | 0 | 0 | 0 | 0 | 0 | 0 | 0 | 0 | 0 | 0 | 0 | 0 | 0 | 0 | 0 | 0 | 0 | 0 | 0 | 0 | 0 | 0 | 0 | 0 | 0 | 0 | 0
| E2 | 0 | 0 | 0 | 0 | 0 | 0 | 0 | 0 | 0 | 0 | 0 | 0 | 0 | 0 | 0 | 0 | 0 | 0 | 0 | 0 | 0 | 0 | 0 | 0 | 0 | 0 | 0 | 0 | 0 | 0 | 0
| E3 | 0 | 0 | 0 | 0 | 0 | 0 | 0 | 0 | 0 | 0 | 0 | 0 | 0 | 0 | 0 | 0 | 0 | 0 | 0 | 0 | 0 | 0 | 0 | 0 | 0 | 0 | 0 | 0 | 0 | 0 | 0
| E4 | 0 | 0 | 0 | 0 | 0 | 0 | 0 | 0 | 0 | 0 | 0 | 0 | 0 | 0 | 0 | 0 | 0 | 0 | 0 | 0 | 0 | 0 | 0 | 0 | 0 | 0 | 0 | 0 | 0 | 0 | 0
| E5 | 0 | 0 | 0 | 0 | 0 | 0 | 0 | 0 | 0 | 0 | 0 | 0 | 0 | 0 | 0 | 0 | 0 | 0 | 0 | 0 | 0 | 0 | 0 | 0 | 0 | 0 | 0 | 0 | 0 | 0 | 0
| E6 | 0 | 0 | 0 | 0 | 0 | 0 | 0 | 0 | 0 | 0 | 0 | 0 | 0 | 0 | 0 | 0 | 0 | 0 | 0 | 0 | 0 | 0 | 0 | 0 | 0 | 0 | 0 | 0 | 0 | 0 | 0
| E7 | 0 | 0 | 0 | 0 | 0 | 0 | 0 | 0 | 0 | 0 | 0 | 0 | 0 | 0 | 0 | 0 | 0 | 0 | 0 | 0 | 0 | 0 | 0 | 0 | 0 | 0 | 0 | 0 | 0 | 0 | 0
| E8 | 0 | 0 | 0 | 0 | 0 | 0 | 0 | 0 | 0 | 0 | 0 | 0 | 0 | 0 | 0 | 0 | 0 | 0 | 0 | 0 | 0 | 0 | 0 | 0 | 0 | 0 | 0 | 0 | 0 | 0 | 0
| E9 | 0 | 0 | 0 | 0 | 0 | 0 | 0 | 0 | 0 | 0 | 0 | 0 | 0 | 0 | 0 | 0 | 0 | 0 | 0 | 0 | 0 | 0 | 0 | 0 | 0 | 0 | 0 | 0 | 0 | 0 | 0
| E10 | 0 | 0 | 0 | 0 | 0 | 0 | 0 | 0 | 0 | 0 | 0 | 0 | 0 | 0 | 0 | 0 | 0 | 0 | 0 | 0 | 0 | 0 | 0 | 0 | 0 | 0 | 0 | 0 | 0 | 0 | 0
Potential to Switch
| Year | Year 0 | Year 1 | Year 2 | Year 3 | Year 4 | Year 5 | Year 6 | Year 7 | Year 8 | Year 9 | Year 10 | Year 11 | Year 12 | Year 13 | Year 14 | Year 15 | Year 16 | Year 17 | Year 18 | Year 19 | Year 20 | Year 21 | Year 22 | Year 23 | Year 24 | Year 25 | Year 26 | Year 27 | Year 28 | Year 29 | Year 30
| E1 | 0 | 0 | 0 | 0 | 0 | 0 | 0 | 0 | 0 | 0 | 0 | 0 | 0 | 0 | 0 | 0 | 0 | 0 | 0 | 0 | 0 | 0 | 0 | 0 | 0 | 0 | 0 | 0 | 0 | 0 | 0 | 0_E1_Switched Out
| E2 | 0 | 0 | 0 | 0 | 0 | 0 | 0 | 0 | 0 | 0 | 0 | 0 | 0 | 0 | 0 | 0 | 0 | 0 | 0 | 0 | 0 | 0 | 0 | 0 | 0 | 0 | 0 | 0 | 0 | 0 | 0 | 0_E2_Switched Out
| E3 | 0 | 0 | 0 | 0 | 0 | 0 | 0 | 0 | 0 | 0 | 0 | 0 | 0 | 0 | 0 | 0 | 0 | 0 | 0 | 0 | 0 | 0 | 0 | 0 | 0 | 0 | 0 | 0 | 0 | 0 | 0 | 0_E3_Switched Out
| E4 | 0 | 0 | 0 | 0 | 0 | 0 | 0 | 0 | 0 | 0 | 0 | 0 | 0 | 0 | 0 | 0 | 0 | 0 | 0 | 0 | 0 | 0 | 0 | 0 | 0 | 0 | 0 | 0 | 0 | 0 | 0 | 0_E4_Switched Out
| E5 | 0 | 0 | 0 | 0 | 0 | 0 | 0 | 0 | 0 | 0 | 0 | 0 | 0 | 0 | 0 | 0 | 0 | 0 | 0 | 0 | 0 | 0 | 0 | 0 | 0 | 0 | 0 | 0 | 0 | 0 | 0 | 0_E5_Switched Out
| E6 | 0 | 0 | 0 | 0 | 0 | 0 | 0 | 0 | 0 | 0 | 0 | 0 | 0 | 0 | 0 | 0 | 0 | 0 | 0 | 0 | 0 | 0 | 0 | 0 | 0 | 0 | 0 | 0 | 0 | 0 | 0 | 0_E6_Switched Out
| E7 | 0 | 0 | 0 | 0 | 0 | 0 | 0 | 0 | 0 | 0 | 0 | 0 | 0 | 0 | 0 | 0 | 0 | 0 | 0 | 0 | 0 | 0 | 0 | 0 | 0 | 0 | 0 | 0 | 0 | 0 | 0 | 0_E7_Switched Out
| E8 | 0 | 0 | 0 | 0 | 0 | 0 | 0 | 0 | 0 | 0 | 0 | 0 | 0 | 0 | 0 | 0 | 0 | 0 | 0 | 0 | 0 | 0 | 0 | 0 | 0 | 0 | 0 | 0 | 0 | 0 | 0 | 0_E8_Switched Out
| E9 | 0 | 0 | 0 | 0 | 0 | 0 | 0 | 0 | 0 | 0 | 0 | 0 | 0 | 0 | 0 | 0 | 0 | 0 | 0 | 0 | 0 | 0 | 0 | 0 | 0 | 0 | 0 | 0 | 0 | 0 | 0 | 0_E9_Switched Out
| E10 | 0 | 0 | 0 | 0 | 0 | 0 | 0 | 0 | 0 | 0 | 0 | 0 | 0 | 0 | 0 | 0 | 0 | 0 | 0 | 0 | 0 | 0 | 0 | 0 | 0 | 0 | 0 | 0 | 0 | 0 | 0 | 0_E10_Switched Out
Units Out
| E1 | 0 | 0 | 0 | 0 | 0 | 0 | 0 | 0 | 0 | 0 | 0 | 0 | 0 | 0 | 0 | 0 | 0 | 0 | 0 | 0 | 0 | 0 | 0 | 0 | 0 | 0 | 0 | 0 | 0 | 0 | 0
| E2 | 0 | 0 | 0 | 0 | 0 | 0 | 0 | 0 | 0 | 0 | 0 | 0 | 0 | 0 | 0 | 0 | 0 | 0 | 0 | 0 | 0 | 0 | 0 | 0 | 0 | 0 | 0 | 0 | 0 | 0 | 0
| E3 | 0 | 0 | 0 | 0 | 0 | 0 | 0 | 0 | 0 | 0 | 0 | 0 | 0 | 0 | 0 | 0 | 0 | 0 | 0 | 0 | 0 | 0 | 0 | 0 | 0 | 0 | 0 | 0 | 0 | 0 | 0
| E4 | 0 | 0 | 0 | 0 | 0 | 0 | 0 | 0 | 0 | 0 | 0 | 0 | 0 | 0 | 0 | 0 | 0 | 0 | 0 | 0 | 0 | 0 | 0 | 0 | 0 | 0 | 0 | 0 | 0 | 0 | 0
| E5 | 0 | 0 | 0 | 0 | 0 | 0 | 0 | 0 | 0 | 0 | 0 | 0 | 0 | 0 | 0 | 0 | 0 | 0 | 0 | 0 | 0 | 0 | 0 | 0 | 0 | 0 | 0 | 0 | 0 | 0 | 0
| E6 | 0 | 0 | 0 | 0 | 0 | 0 | 0 | 0 | 0 | 0 | 0 | 0 | 0 | 0 | 0 | 0 | 0 | 0 | 0 | 0 | 0 | 0 | 0 | 0 | 0 | 0 | 0 | 0 | 0 | 0 | 0
| E7 | 0 | 0 | 0 | 0 | 0 | 0 | 0 | 0 | 0 | 0 | 0 | 0 | 0 | 0 | 0 | 0 | 0 | 0 | 0 | 0 | 0 | 0 | 0 | 0 | 0 | 0 | 0 | 0 | 0 | 0 | 0
| E8 | 0 | 0 | 0 | 0 | 0 | 0 | 0 | 0 | 0 | 0 | 0 | 0 | 0 | 0 | 0 | 0 | 0 | 0 | 0 | 0 | 0 | 0 | 0 | 0 | 0 | 0 | 0 | 0 | 0 | 0 | 0
| E9 | 0 | 0 | 0 | 0 | 0 | 0 | 0 | 0 | 0 | 0 | 0 | 0 | 0 | 0 | 0 | 0 | 0 | 0 | 0 | 0 | 0 | 0 | 0 | 0 | 0 | 0 | 0 | 0 | 0 | 0 | 0
| E10 | 0 | 0 | 0 | 0 | 0 | 0 | 0 | 0 | 0 | 0 | 0 | 0 | 0 | 0 | 0 | 0 | 0 | 0 | 0 | 0 | 0 | 0 | 0 | 0 | 0 | 0 | 0 | 0 | 0 | 0 | 0
| Vintage | 0 | 0 | 0 | 0 | 0 | 0 | 0 | 0 | 0 | 0 | 0 | 0 | 0 | 0 | 0 | 0 | 0 | 0 | 0 | 0 | 0 | 0 | 0 | 0 | 0 | 0 | 0 | 0 | 0 | 0 | 0
Tech Purchase Shares
| Year | Year 0 | Year 1 | Year 2 | Year 3 | Year 4 | Year 5 | Year 6 | Year 7 | Year 8 | Year 9 | Year 10 | Year 11 | Year 12 | Year 13 | Year 14 | Year 15 | Year 16 | Year 17 | Year 18 | Year 19 | Year 20 | Year 21 | Year 22 | Year 23 | Year 24 | Year 25 | Year 26 | Year 27 | Year 28 | Year 29 | Year 30
E1 | bar: Year 0 to Year 30
E2 | bar: Year 0 to Year 30
E3 | bar: Year 0 to Year 30
E4 | bar: Year 0 to Year 30
E5 | bar: Year 0 to Year 30
E6 | bar: Year 0 to Year 30
E7 | bar: Year 0 to Year 30
E8 | bar: Year 0 to Year 30
E9 | bar: Year 0 to Year 30
E10 | bar: Year 0 to Year 30
Units In from Switching
| E1 | 0 | 0 | 0 | 0 | 0 | 0 | 0 | 0 | 0 | 0 | 0 | 0 | 0 | 0 | 0 | 0 | 0 | 0 | 0 | 0 | 0 | 0 | 0 | 0 | 0 | 0 | 0 | 0 | 0 | 0 | 0
| E2 | 0 | 0 | 0 | 0 | 0 | 0 | 0 | 0 | 0 | 0 | 0 | 0 | 0 | 0 | 0 | 0 | 0 | 0 | 0 | 0 | 0 | 0 | 0 | 0 | 0 | 0 | 0 | 0 | 0 | 0 | 0
| E3 | 0 | 0 | 0 | 0 | 0 | 0 | 0 | 0 | 0 | 0 | 0 | 0 | 0 | 0 | 0 | 0 | 0 | 0 | 0 | 0 | 0 | 0 | 0 | 0 | 0 | 0 | 0 | 0 | 0 | 0 | 0
| E4 | 0 | 0 | 0 | 0 | 0 | 0 | 0 | 0 | 0 | 0 | 0 | 0 | 0 | 0 | 0 | 0 | 0 | 0 | 0 | 0 | 0 | 0 | 0 | 0 | 0 | 0 | 0 | 0 | 0 | 0 | 0
| E5 | 0 | 0 | 0 | 0 | 0 | 0 | 0 | 0 | 0 | 0 | 0 | 0 | 0 | 0 | 0 | 0 | 0 | 0 | 0 | 0 | 0 | 0 | 0 | 0 | 0 | 0 | 0 | 0 | 0 | 0 | 0
| E6 | 0 | 0 | 0 | 0 | 0 | 0 | 0 | 0 | 0 | 0 | 0 | 0 | 0 | 0 | 0 | 0 | 0 | 0 | 0 | 0 | 0 | 0 | 0 | 0 | 0 | 0 | 0 | 0 | 0 | 0 | 0
| E7 | 0 | 0 | 0 | 0 | 0 | 0 | 0 | 0 | 0 | 0 | 0 | 0 | 0 | 0 | 0 | 0 | 0 | 0 | 0 | 0 | 0 | 0 | 0 | 0 | 0 | 0 | 0 | 0 | 0 | 0 | 0
| E8 | 0 | 0 | 0 | 0 | 0 | 0 | 0 | 0 | 0 | 0 | 0 | 0 | 0 | 0 | 0 | 0 | 0 | 0 | 0 | 0 | 0 | 0 | 0 | 0 | 0 | 0 | 0 | 0 | 0 | 0 | 0
| E9 | 0 | 0 | 0 | 0 | 0 | 0 | 0 | 0 | 0 | 0 | 0 | 0 | 0 | 0 | 0 | 0 | 0 | 0 | 0 | 0 | 0 | 0 | 0 | 0 | 0 | 0 | 0 | 0 | 0 | 0 | 0
| E10 | 0 | 0 | 0 | 0 | 0 | 0 | 0 | 0 | 0 | 0 | 0 | 0 | 0 | 0 | 0 | 0 | 0 | 0 | 0 | 0 | 0 | 0 | 0 | 0 | 0 | 0 | 0 | 0 | 0 | 0 | 0
| Vintage | 0 | 0 | 0 | 0 | 0 | 0 | 0 | 0 | 0 | 0 | 0 | 0 | 0 | 0 | 0 | 0 | 0 | 0 | 0 | 0 | 0 | 0 | 0 | 0 | 0 | 0 | 0 | 0 | 0 | 0 | 0
Net Change
| Year | Year 0 | Year 1 | Year 2 | Year 3 | Year 4 | Year 5 | Year 6 | Year 7 | Year 8 | Year 9 | Year 10 | Year 11 | Year 12 | Year 13 | Year 14 | Year 15 | Year 16 | Year 17 | Year 18 | Year 19 | Year 20 | Year 21 | Year 22 | Year 23 | Year 24 | Year 25 | Year 26 | Year 27 | Year 28 | Year 29 | Year 30 | Key
| Units | 0 | 0 | 0 | 0 | 0 | 0 | 0 | 0 | 0 | 0 | 0 | 0 | 0 | 0 | 0 | 0 | 0 | 0 | 0 | 0 | 0 | 0 | 0 | 0 | 0 | 0 | 0 | 0 | 0 | 0 | 0 | 0_Units |  |  |  |  | 301957.8232
| Usage | 0 | 0 | 0 | 0 | 0 | 0 | 0 | 0 | 0 | 0 | 0 | 0 | 0 | 0 | 0 | 0 | 0 | 0 | 0 | 0 | 0 | 0 | 0 | 0 | 0 | 0 | 0 | 0 | 0 | 0 | 0 | 0_Usage |  |  |  |  | 1698.6543
| Peak Demand (S) | 0 | 0 | 0 | 0 | 0 | 0 | 0 | 0 | 0 | 0 | 0 | 0 | 0 | 0 | 0 | 0 | 0 | 0 | 0 | 0 | 0 | 0 | 0 | 0 | 0 | 0 | 0 | 0 | 0 | 0 | 0 | 0_Peak Demand (S) |  |  |  |  | 0
| Peak Demand (W) | 0 | 0 | 0 | 0 | 0 | 0 | 0 | 0 | 0 | 0 | 0 | 0 | 0 | 0 | 0 | 0 | 0 | 0 | 0 | 0 | 0 | 0 | 0 | 0 | 0 | 0 | 0 | 0 | 0 | 0 | 0 | 0_Peak Demand (W) |  |  |  |  | 884.6119
| Turnover | 0 | 0 | 0 | 0 | 0 | 0 | 0 | 0 | 0 | 0 | 0 | 0 | 0 | 0 | 0 | 0 | 0 | 0 | 0 | 0 | 0 | 0 | 0 | 0 | 0 | 0 | 0 | 0 | 0 | 0 | 0 | 0_Turnover |  |  |  |  | 6885.4476
| Avg. Replacement Usage | 0 | 0 | 0 | 0 | 0 | 0 | 0 | 0 | 0 | 0 | 0 | 0 | 0 | 0 | 0 | 0 | 0 | 0 | 0 | 0 | 0 | 0 | 0 | 0 | 0 | 0 | 0 | 0 | 0 | 0 | 0 | 0_Avg. Replacement Usage |  |  |  |  | 5638.8522
| Avg. Replacement Demand (S) | 0 | 0 | 0 | 0 | 0 | 0 | 0 | 0 | 0 | 0 | 0 | 0 | 0 | 0 | 0 | 0 | 0 | 0 | 0 | 0 | 0 | 0 | 0 | 0 | 0 | 0 | 0 | 0 | 0 | 0 | 0 | 0_Avg. Replacement Demand (S) |  |  |  |  | 0
| Avg. Replacement Demand (W) | 0 | 0 | 0 | 0 | 0 | 0 | 0 | 0 | 0 | 0 | 0 | 0 | 0 | 0 | 0 | 0 | 0 | 0 | 0 | 0 | 0 | 0 | 0 | 0 | 0 | 0 | 0 | 0 | 0 | 0 | 0 | 0_Avg. Replacement Demand (W) |  |  |  |  | 2.9366
Purchases
| Year | Year 0 | Year 1 | Year 2 | Year 3 | Year 4 | Year 5 | Year 6 | Year 7 | Year 8 | Year 9 | Year 10 | Year 11 | Year 12 | Year 13 | Year 14 | Year 15 | Year 16 | Year 17 | Year 18 | Year 19 | Year 20 | Year 21 | Year 22 | Year 23 | Year 24 | Year 25 | Year 26 | Year 27 | Year 28 | Year 29 | Year 30
| E1 | 0 | 0 | 0 | 0 | 0 | 0 | 0 | 0 | 0 | 0 | 0 | 0 | 0 | 0 | 0 | 0 | 0 | 0 | 0 | 0 | 0 | 0 | 0 | 0 | 0 | 0 | 0 | 0 | 0 | 0 | 0 | 0_E1_Purchases |  |  |  |  | 6885.4476
| E2 | 0 | 0 | 0 | 0 | 0 | 0 | 0 | 0 | 0 | 0 | 0 | 0 | 0 | 0 | 0 | 0 | 0 | 0 | 0 | 0 | 0 | 0 | 0 | 0 | 0 | 0 | 0 | 0 | 0 | 0 | 0 | 0_E2_Purchases |  |  |  |  | 0
| E3 | 0 | 0 | 0 | 0 | 0 | 0 | 0 | 0 | 0 | 0 | 0 | 0 | 0 | 0 | 0 | 0 | 0 | 0 | 0 | 0 | 0 | 0 | 0 | 0 | 0 | 0 | 0 | 0 | 0 | 0 | 0 | 0_E3_Purchases |  |  |  |  | 0
| E4 | 0 | 0 | 0 | 0 | 0 | 0 | 0 | 0 | 0 | 0 | 0 | 0 | 0 | 0 | 0 | 0 | 0 | 0 | 0 | 0 | 0 | 0 | 0 | 0 | 0 | 0 | 0 | 0 | 0 | 0 | 0 | 0_E4_Purchases |  |  |  |  | 0
| E5 | 0 | 0 | 0 | 0 | 0 | 0 | 0 | 0 | 0 | 0 | 0 | 0 | 0 | 0 | 0 | 0 | 0 | 0 | 0 | 0 | 0 | 0 | 0 | 0 | 0 | 0 | 0 | 0 | 0 | 0 | 0 | 0_E5_Purchases |  |  |  |  | 0
| E6 | 0 | 0 | 0 | 0 | 0 | 0 | 0 | 0 | 0 | 0 | 0 | 0 | 0 | 0 | 0 | 0 | 0 | 0 | 0 | 0 | 0 | 0 | 0 | 0 | 0 | 0 | 0 | 0 | 0 | 0 | 0 | 0_E6_Purchases |  |  |  |  | 0
| E7 | 0 | 0 | 0 | 0 | 0 | 0 | 0 | 0 | 0 | 0 | 0 | 0 | 0 | 0 | 0 | 0 | 0 | 0 | 0 | 0 | 0 | 0 | 0 | 0 | 0 | 0 | 0 | 0 | 0 | 0 | 0 | 0_E7_Purchases |  |  |  |  | 0
| E8 | 0 | 0 | 0 | 0 | 0 | 0 | 0 | 0 | 0 | 0 | 0 | 0 | 0 | 0 | 0 | 0 | 0 | 0 | 0 | 0 | 0 | 0 | 0 | 0 | 0 | 0 | 0 | 0 | 0 | 0 | 0 | 0_E8_Purchases |  |  |  |  | 0
| E9 | 0 | 0 | 0 | 0 | 0 | 0 | 0 | 0 | 0 | 0 | 0 | 0 | 0 | 0 | 0 | 0 | 0 | 0 | 0 | 0 | 0 | 0 | 0 | 0 | 0 | 0 | 0 | 0 | 0 | 0 | 0 | 0_E9_Purchases |  |  |  |  | 0
| E10 | 0 | 0 | 0 | 0 | 0 | 0 | 0 | 0 | 0 | 0 | 0 | 0 | 0 | 0 | 0 | 0 | 0 | 0 | 0 | 0 | 0 | 0 | 0 | 0 | 0 | 0 | 0 | 0 | 0 | 0 | 0 | 0_E10_Purchases |  |  |  |  | 0
Stock
| Year | Year 0 | Year 1 | Year 2 | Year 3 | Year 4 | Year 5 | Year 6 | Year 7 | Year 8 | Year 9 | Year 10 | Year 11 | Year 12 | Year 13 | Year 14 | Year 15 | Year 16 | Year 17 | Year 18 | Year 19 | Year 20 | Year 21 | Year 22 | Year 23 | Year 24 | Year 25 | Year 26 | Year 27 | Year 28 | Year 29 | Year 30
| E1 | 0 | 0 | 0 | 0 | 0 | 0 | 0 | 0 | 0 | 0 | 0 | 0 | 0 | 0 | 0 | 0 | 0 | 0 | 0 | 0 | 0 | 0 | 0 | 0 | 0 | 0 | 0 | 0 | 0 | 0 | 0 | 0_E1_Stock |  |  |  |  | 13576.6093
| E2 | 0 | 0 | 0 | 0 | 0 | 0 | 0 | 0 | 0 | 0 | 0 | 0 | 0 | 0 | 0 | 0 | 0 | 0 | 0 | 0 | 0 | 0 | 0 | 0 | 0 | 0 | 0 | 0 | 0 | 0 | 0 | 0_E2_Stock |  |  |  |  | 0
| E3 | 0 | 0 | 0 | 0 | 0 | 0 | 0 | 0 | 0 | 0 | 0 | 0 | 0 | 0 | 0 | 0 | 0 | 0 | 0 | 0 | 0 | 0 | 0 | 0 | 0 | 0 | 0 | 0 | 0 | 0 | 0 | 0_E3_Stock |  |  |  |  | 0
| E4 | 0 | 0 | 0 | 0 | 0 | 0 | 0 | 0 | 0 | 0 | 0 | 0 | 0 | 0 | 0 | 0 | 0 | 0 | 0 | 0 | 0 | 0 | 0 | 0 | 0 | 0 | 0 | 0 | 0 | 0 | 0 | 0_E4_Stock |  |  |  |  | 0
| E5 | 0 | 0 | 0 | 0 | 0 | 0 | 0 | 0 | 0 | 0 | 0 | 0 | 0 | 0 | 0 | 0 | 0 | 0 | 0 | 0 | 0 | 0 | 0 | 0 | 0 | 0 | 0 | 0 | 0 | 0 | 0 | 0_E5_Stock |  |  |  |  | 0
| E6 | 0 | 0 | 0 | 0 | 0 | 0 | 0 | 0 | 0 | 0 | 0 | 0 | 0 | 0 | 0 | 0 | 0 | 0 | 0 | 0 | 0 | 0 | 0 | 0 | 0 | 0 | 0 | 0 | 0 | 0 | 0 | 0_E6_Stock |  |  |  |  | 0
| E7 | 0 | 0 | 0 | 0 | 0 | 0 | 0 | 0 | 0 | 0 | 0 | 0 | 0 | 0 | 0 | 0 | 0 | 0 | 0 | 0 | 0 | 0 | 0 | 0 | 0 | 0 | 0 | 0 | 0 | 0 | 0 | 0_E7_Stock |  |  |  |  | 0
| E8 | 0 | 0 | 0 | 0 | 0 | 0 | 0 | 0 | 0 | 0 | 0 | 0 | 0 | 0 | 0 | 0 | 0 | 0 | 0 | 0 | 0 | 0 | 0 | 0 | 0 | 0 | 0 | 0 | 0 | 0 | 0 | 0_E8_Stock |  |  |  |  | 0
| E9 | 0 | 0 | 0 | 0 | 0 | 0 | 0 | 0 | 0 | 0 | 0 | 0 | 0 | 0 | 0 | 0 | 0 | 0 | 0 | 0 | 0 | 0 | 0 | 0 | 0 | 0 | 0 | 0 | 0 | 0 | 0 | 0_E9_Stock |  |  |  |  | 0
| E10 | 0 | 0 | 0 | 0 | 0 | 0 | 0 | 0 | 0 | 0 | 0 | 0 | 0 | 0 | 0 | 0 | 0 | 0 | 0 | 0 | 0 | 0 | 0 | 0 | 0 | 0 | 0 | 0 | 0 | 0 | 0 | 0_E10_Stock |  |  |  |  | 0
| Vintage | 0 | 0 | 0 | 0 | 0 | 0 | 0 | 0 | 0 | 0 | 0 | 0 | 0 | 0 | 0 | 0 | 0 | 0 | 0 | 0 | 0 | 0 | 0 | 0 | 0 | 0 | 0 | 0 | 0 | 0 | 0 | 0_Vintage_Stock |  |  |  |  | 288381.2139
S5C5 |  | Year 0: System 5 Technology 5
Technology Variables
| Tech Key | Year 0: 0
| Peak Factor (S) | Year 0: 0
| Peak Factor (W) | Year 0: 0
| Min Vintage Lifetime | Year 0: 0
| Max Vintage Lifetime | Year 0: 0
| Turnover Style | Year 0: 0
Technology Variables
| Equipment | Year 0: Label; Year 1: Min Lifetime; Year 2: Max Lifetime; Year 3: Degradation; Year 4: Usage; Year 5: Available
| E1 | Year 1: 0; Year 2: 0; Year 3: 0%; Year 4: 0; Year 5: FALSE
| E2 | Year 1: 0; Year 2: 0; Year 3: 0%; Year 4: 0; Year 5: FALSE
| E3 | Year 1: 0; Year 2: 0; Year 3: 0%; Year 4: 0; Year 5: FALSE
| E4 | Year 1: 0; Year 2: 0; Year 3: 0%; Year 4: 0; Year 5: FALSE
| E5 | Year 1: 0; Year 2: 0; Year 3: 0%; Year 4: 0; Year 5: FALSE
| E6 | Year 1: 0; Year 2: 0; Year 3: 0%; Year 4: 0; Year 5: FALSE
| E7 | Year 1: 0; Year 2: 0; Year 3: 0%; Year 4: 0; Year 5: FALSE
| E8 | Year 1: 0; Year 2: 0; Year 3: 0%; Year 4: 0; Year 5: FALSE
| E9 | Year 1: 0; Year 2: 0; Year 3: 0%; Year 4: 0; Year 5: FALSE
| E10 | Year 1: 0; Year 2: 0; Year 3: 0%; Year 4: 0; Year 5: FALSE
Original Forecast Results
| Year | Year 0 | Year 1 | Year 2 | Year 3 | Year 4 | Year 5 | Year 6 | Year 7 | Year 8 | Year 9 | Year 10 | Year 11 | Year 12 | Year 13 | Year 14 | Year 15 | Year 16 | Year 17 | Year 18 | Year 19 | Year 20 | Year 21 | Year 22 | Year 23 | Year 24 | Year 25 | Year 26 | Year 27 | Year 28 | Year 29 | Year 30 | Key
| Units | 0 | 0 | 0 | 0 | 0 | 0 | 0 | 0 | 0 | 0 | 0 | 0 | 0 | 0 | 0 | 0 | 0 | 0 | 0 | 0 | 0 | 0 | 0 | 0 | 0 | 0 | 0 | 0 | 0 | 0 | 0 | #REF! |  |  |  |  | 301957.8232
| Usage | 0 | 0 | 0 | 0 | 0 | 0 | 0 | 0 | 0 | 0 | 0 | 0 | 0 | 0 | 0 | 0 | 0 | 0 | 0 | 0 | 0 | 0 | 0 | 0 | 0 | 0 | 0 | 0 | 0 | 0 | 0 | #REF! |  |  |  |  | 1698.6543
| Peak Demand (S) | 0 | 0 | 0 | 0 | 0 | 0 | 0 | 0 | 0 | 0 | 0 | 0 | 0 | 0 | 0 | 0 | 0 | 0 | 0 | 0 | 0 | 0 | 0 | 0 | 0 | 0 | 0 | 0 | 0 | 0 | 0 | #REF! |  |  |  |  | 0
| Peak Demand (W) | 0 | 0 | 0 | 0 | 0 | 0 | 0 | 0 | 0 | 0 | 0 | 0 | 0 | 0 | 0 | 0 | 0 | 0 | 0 | 0 | 0 | 0 | 0 | 0 | 0 | 0 | 0 | 0 | 0 | 0 | 0 | #REF! |  |  |  |  | 884.6119
| Turnover | 0 | 0 | 0 | 0 | 0 | 0 | 0 | 0 | 0 | 0 | 0 | 0 | 0 | 0 | 0 | 0 | 0 | 0 | 0 | 0 | 0 | 0 | 0 | 0 | 0 | 0 | 0 | 0 | 0 | 0 | 0 | #REF! |  |  |  |  | 6885.4476
| Avg. Replacement Usage | 0 | 0 | 0 | 0 | 0 | 0 | 0 | 0 | 0 | 0 | 0 | 0 | 0 | 0 | 0 | 0 | 0 | 0 | 0 | 0 | 0 | 0 | 0 | 0 | 0 | 0 | 0 | 0 | 0 | 0 | 0 | #REF! |  |  |  |  | 5638.8522
| Avg. Replacement Demand (S) | 0 | 0 | 0 | 0 | 0 | 0 | 0 | 0 | 0 | 0 | 0 | 0 | 0 | 0 | 0 | 0 | 0 | 0 | 0 | 0 | 0 | 0 | 0 | 0 | 0 | 0 | 0 | 0 | 0 | 0 | 0 | #REF! |  |  |  |  | 0
| Avg. Replacement Demand (W) | 0 | 0 | 0 | 0 | 0 | 0 | 0 | 0 | 0 | 0 | 0 | 0 | 0 | 0 | 0 | 0 | 0 | 0 | 0 | 0 | 0 | 0 | 0 | 0 | 0 | 0 | 0 | 0 | 0 | 0 | 0 | #REF! |  |  |  |  | 2.9366
Tech Forecast Stock
| Year | Year 0 | Year 1 | Year 2 | Year 3 | Year 4 | Year 5 | Year 6 | Year 7 | Year 8 | Year 9 | Year 10 | Year 11 | Year 12 | Year 13 | Year 14 | Year 15 | Year 16 | Year 17 | Year 18 | Year 19 | Year 20 | Year 21 | Year 22 | Year 23 | Year 24 | Year 25 | Year 26 | Year 27 | Year 28 | Year 29 | Year 30
| E1 | 0 | 0 | 0 | 0 | 0 | 0 | 0 | 0 | 0 | 0 | 0 | 0 | 0 | 0 | 0 | 0 | 0 | 0 | 0 | 0 | 0 | 0 | 0 | 0 | 0 | 0 | 0 | 0 | 0 | 0 | 0
| E2 | 0 | 0 | 0 | 0 | 0 | 0 | 0 | 0 | 0 | 0 | 0 | 0 | 0 | 0 | 0 | 0 | 0 | 0 | 0 | 0 | 0 | 0 | 0 | 0 | 0 | 0 | 0 | 0 | 0 | 0 | 0
| E3 | 0 | 0 | 0 | 0 | 0 | 0 | 0 | 0 | 0 | 0 | 0 | 0 | 0 | 0 | 0 | 0 | 0 | 0 | 0 | 0 | 0 | 0 | 0 | 0 | 0 | 0 | 0 | 0 | 0 | 0 | 0
| E4 | 0 | 0 | 0 | 0 | 0 | 0 | 0 | 0 | 0 | 0 | 0 | 0 | 0 | 0 | 0 | 0 | 0 | 0 | 0 | 0 | 0 | 0 | 0 | 0 | 0 | 0 | 0 | 0 | 0 | 0 | 0
| E5 | 0 | 0 | 0 | 0 | 0 | 0 | 0 | 0 | 0 | 0 | 0 | 0 | 0 | 0 | 0 | 0 | 0 | 0 | 0 | 0 | 0 | 0 | 0 | 0 | 0 | 0 | 0 | 0 | 0 | 0 | 0
| E6 | 0 | 0 | 0 | 0 | 0 | 0 | 0 | 0 | 0 | 0 | 0 | 0 | 0 | 0 | 0 | 0 | 0 | 0 | 0 | 0 | 0 | 0 | 0 | 0 | 0 | 0 | 0 | 0 | 0 | 0 | 0
| E7 | 0 | 0 | 0 | 0 | 0 | 0 | 0 | 0 | 0 | 0 | 0 | 0 | 0 | 0 | 0 | 0 | 0 | 0 | 0 | 0 | 0 | 0 | 0 | 0 | 0 | 0 | 0 | 0 | 0 | 0 | 0
| E8 | 0 | 0 | 0 | 0 | 0 | 0 | 0 | 0 | 0 | 0 | 0 | 0 | 0 | 0 | 0 | 0 | 0 | 0 | 0 | 0 | 0 | 0 | 0 | 0 | 0 | 0 | 0 | 0 | 0 | 0 | 0
| E9 | 0 | 0 | 0 | 0 | 0 | 0 | 0 | 0 | 0 | 0 | 0 | 0 | 0 | 0 | 0 | 0 | 0 | 0 | 0 | 0 | 0 | 0 | 0 | 0 | 0 | 0 | 0 | 0 | 0 | 0 | 0
| E10 | 0 | 0 | 0 | 0 | 0 | 0 | 0 | 0 | 0 | 0 | 0 | 0 | 0 | 0 | 0 | 0 | 0 | 0 | 0 | 0 | 0 | 0 | 0 | 0 | 0 | 0 | 0 | 0 | 0 | 0 | 0
| Vintage | 0 | 0 | 0 | 0 | 0 | 0 | 0 | 0 | 0 | 0 | 0 | 0 | 0 | 0 | 0 | 0 | 0 | 0 | 0 | 0 | 0 | 0 | 0 | 0 | 0 | 0 | 0 | 0 | 0 | 0 | 0
Stock for Switching
| Year | Year 0 | Year 1 | Year 2 | Year 3 | Year 4 | Year 5 | Year 6 | Year 7 | Year 8 | Year 9 | Year 10 | Year 11 | Year 12 | Year 13 | Year 14 | Year 15 | Year 16 | Year 17 | Year 18 | Year 19 | Year 20 | Year 21 | Year 22 | Year 23 | Year 24 | Year 25 | Year 26 | Year 27 | Year 28 | Year 29 | Year 30
| E1 | 0 | 0 | 0 | 0 | 0 | 0 | 0 | 0 | 0 | 0 | 0 | 0 | 0 | 0 | 0 | 0 | 0 | 0 | 0 | 0 | 0 | 0 | 0 | 0 | 0 | 0 | 0 | 0 | 0 | 0 | 0 | 0_E1_SysStock
| E2 | 0 | 0 | 0 | 0 | 0 | 0 | 0 | 0 | 0 | 0 | 0 | 0 | 0 | 0 | 0 | 0 | 0 | 0 | 0 | 0 | 0 | 0 | 0 | 0 | 0 | 0 | 0 | 0 | 0 | 0 | 0 | 0_E2_SysStock
| E3 | 0 | 0 | 0 | 0 | 0 | 0 | 0 | 0 | 0 | 0 | 0 | 0 | 0 | 0 | 0 | 0 | 0 | 0 | 0 | 0 | 0 | 0 | 0 | 0 | 0 | 0 | 0 | 0 | 0 | 0 | 0 | 0_E3_SysStock
| E4 | 0 | 0 | 0 | 0 | 0 | 0 | 0 | 0 | 0 | 0 | 0 | 0 | 0 | 0 | 0 | 0 | 0 | 0 | 0 | 0 | 0 | 0 | 0 | 0 | 0 | 0 | 0 | 0 | 0 | 0 | 0 | 0_E4_SysStock
| E5 | 0 | 0 | 0 | 0 | 0 | 0 | 0 | 0 | 0 | 0 | 0 | 0 | 0 | 0 | 0 | 0 | 0 | 0 | 0 | 0 | 0 | 0 | 0 | 0 | 0 | 0 | 0 | 0 | 0 | 0 | 0 | 0_E5_SysStock
| E6 | 0 | 0 | 0 | 0 | 0 | 0 | 0 | 0 | 0 | 0 | 0 | 0 | 0 | 0 | 0 | 0 | 0 | 0 | 0 | 0 | 0 | 0 | 0 | 0 | 0 | 0 | 0 | 0 | 0 | 0 | 0 | 0_E6_SysStock
| E7 | 0 | 0 | 0 | 0 | 0 | 0 | 0 | 0 | 0 | 0 | 0 | 0 | 0 | 0 | 0 | 0 | 0 | 0 | 0 | 0 | 0 | 0 | 0 | 0 | 0 | 0 | 0 | 0 | 0 | 0 | 0 | 0_E7_SysStock
| E8 | 0 | 0 | 0 | 0 | 0 | 0 | 0 | 0 | 0 | 0 | 0 | 0 | 0 | 0 | 0 | 0 | 0 | 0 | 0 | 0 | 0 | 0 | 0 | 0 | 0 | 0 | 0 | 0 | 0 | 0 | 0 | 0_E8_SysStock
| E9 | 0 | 0 | 0 | 0 | 0 | 0 | 0 | 0 | 0 | 0 | 0 | 0 | 0 | 0 | 0 | 0 | 0 | 0 | 0 | 0 | 0 | 0 | 0 | 0 | 0 | 0 | 0 | 0 | 0 | 0 | 0 | 0_E9_SysStock
| E10 | 0 | 0 | 0 | 0 | 0 | 0 | 0 | 0 | 0 | 0 | 0 | 0 | 0 | 0 | 0 | 0 | 0 | 0 | 0 | 0 | 0 | 0 | 0 | 0 | 0 | 0 | 0 | 0 | 0 | 0 | 0 | 0_E10_SysStock
| Vintage | 0 | 0 | 0 | 0 | 0 | 0 | 0 | 0 | 0 | 0 | 0 | 0 | 0 | 0 | 0 | 0 | 0 | 0 | 0 | 0 | 0 | 0 | 0 | 0 | 0 | 0 | 0 | 0 | 0 | 0 | 0 | 0_Vintage_SysStock
Tech Forecast Purchases
| Year | Year 0 | Year 1 | Year 2 | Year 3 | Year 4 | Year 5 | Year 6 | Year 7 | Year 8 | Year 9 | Year 10 | Year 11 | Year 12 | Year 13 | Year 14 | Year 15 | Year 16 | Year 17 | Year 18 | Year 19 | Year 20 | Year 21 | Year 22 | Year 23 | Year 24 | Year 25 | Year 26 | Year 27 | Year 28 | Year 29 | Year 30
| E1 | 0 | 0 | 0 | 0 | 0 | 0 | 0 | 0 | 0 | 0 | 0 | 0 | 0 | 0 | 0 | 0 | 0 | 0 | 0 | 0 | 0 | 0 | 0 | 0 | 0 | 0 | 0 | 0 | 0 | 0 | 0
| E2 | 0 | 0 | 0 | 0 | 0 | 0 | 0 | 0 | 0 | 0 | 0 | 0 | 0 | 0 | 0 | 0 | 0 | 0 | 0 | 0 | 0 | 0 | 0 | 0 | 0 | 0 | 0 | 0 | 0 | 0 | 0
| E3 | 0 | 0 | 0 | 0 | 0 | 0 | 0 | 0 | 0 | 0 | 0 | 0 | 0 | 0 | 0 | 0 | 0 | 0 | 0 | 0 | 0 | 0 | 0 | 0 | 0 | 0 | 0 | 0 | 0 | 0 | 0
| E4 | 0 | 0 | 0 | 0 | 0 | 0 | 0 | 0 | 0 | 0 | 0 | 0 | 0 | 0 | 0 | 0 | 0 | 0 | 0 | 0 | 0 | 0 | 0 | 0 | 0 | 0 | 0 | 0 | 0 | 0 | 0
| E5 | 0 | 0 | 0 | 0 | 0 | 0 | 0 | 0 | 0 | 0 | 0 | 0 | 0 | 0 | 0 | 0 | 0 | 0 | 0 | 0 | 0 | 0 | 0 | 0 | 0 | 0 | 0 | 0 | 0 | 0 | 0
| E6 | 0 | 0 | 0 | 0 | 0 | 0 | 0 | 0 | 0 | 0 | 0 | 0 | 0 | 0 | 0 | 0 | 0 | 0 | 0 | 0 | 0 | 0 | 0 | 0 | 0 | 0 | 0 | 0 | 0 | 0 | 0
| E7 | 0 | 0 | 0 | 0 | 0 | 0 | 0 | 0 | 0 | 0 | 0 | 0 | 0 | 0 | 0 | 0 | 0 | 0 | 0 | 0 | 0 | 0 | 0 | 0 | 0 | 0 | 0 | 0 | 0 | 0 | 0
| E8 | 0 | 0 | 0 | 0 | 0 | 0 | 0 | 0 | 0 | 0 | 0 | 0 | 0 | 0 | 0 | 0 | 0 | 0 | 0 | 0 | 0 | 0 | 0 | 0 | 0 | 0 | 0 | 0 | 0 | 0 | 0
| E9 | 0 | 0 | 0 | 0 | 0 | 0 | 0 | 0 | 0 | 0 | 0 | 0 | 0 | 0 | 0 | 0 | 0 | 0 | 0 | 0 | 0 | 0 | 0 | 0 | 0 | 0 | 0 | 0 | 0 | 0 | 0
| E10 | 0 | 0 | 0 | 0 | 0 | 0 | 0 | 0 | 0 | 0 | 0 | 0 | 0 | 0 | 0 | 0 | 0 | 0 | 0 | 0 | 0 | 0 | 0 | 0 | 0 | 0 | 0 | 0 | 0 | 0 | 0
Potential to Switch
| Year | Year 0 | Year 1 | Year 2 | Year 3 | Year 4 | Year 5 | Year 6 | Year 7 | Year 8 | Year 9 | Year 10 | Year 11 | Year 12 | Year 13 | Year 14 | Year 15 | Year 16 | Year 17 | Year 18 | Year 19 | Year 20 | Year 21 | Year 22 | Year 23 | Year 24 | Year 25 | Year 26 | Year 27 | Year 28 | Year 29 | Year 30
| E1 | 0 | 0 | 0 | 0 | 0 | 0 | 0 | 0 | 0 | 0 | 0 | 0 | 0 | 0 | 0 | 0 | 0 | 0 | 0 | 0 | 0 | 0 | 0 | 0 | 0 | 0 | 0 | 0 | 0 | 0 | 0 | 0_E1_Switched Out
| E2 | 0 | 0 | 0 | 0 | 0 | 0 | 0 | 0 | 0 | 0 | 0 | 0 | 0 | 0 | 0 | 0 | 0 | 0 | 0 | 0 | 0 | 0 | 0 | 0 | 0 | 0 | 0 | 0 | 0 | 0 | 0 | 0_E2_Switched Out
| E3 | 0 | 0 | 0 | 0 | 0 | 0 | 0 | 0 | 0 | 0 | 0 | 0 | 0 | 0 | 0 | 0 | 0 | 0 | 0 | 0 | 0 | 0 | 0 | 0 | 0 | 0 | 0 | 0 | 0 | 0 | 0 | 0_E3_Switched Out
| E4 | 0 | 0 | 0 | 0 | 0 | 0 | 0 | 0 | 0 | 0 | 0 | 0 | 0 | 0 | 0 | 0 | 0 | 0 | 0 | 0 | 0 | 0 | 0 | 0 | 0 | 0 | 0 | 0 | 0 | 0 | 0 | 0_E4_Switched Out
| E5 | 0 | 0 | 0 | 0 | 0 | 0 | 0 | 0 | 0 | 0 | 0 | 0 | 0 | 0 | 0 | 0 | 0 | 0 | 0 | 0 | 0 | 0 | 0 | 0 | 0 | 0 | 0 | 0 | 0 | 0 | 0 | 0_E5_Switched Out
| E6 | 0 | 0 | 0 | 0 | 0 | 0 | 0 | 0 | 0 | 0 | 0 | 0 | 0 | 0 | 0 | 0 | 0 | 0 | 0 | 0 | 0 | 0 | 0 | 0 | 0 | 0 | 0 | 0 | 0 | 0 | 0 | 0_E6_Switched Out
| E7 | 0 | 0 | 0 | 0 | 0 | 0 | 0 | 0 | 0 | 0 | 0 | 0 | 0 | 0 | 0 | 0 | 0 | 0 | 0 | 0 | 0 | 0 | 0 | 0 | 0 | 0 | 0 | 0 | 0 | 0 | 0 | 0_E7_Switched Out
| E8 | 0 | 0 | 0 | 0 | 0 | 0 | 0 | 0 | 0 | 0 | 0 | 0 | 0 | 0 | 0 | 0 | 0 | 0 | 0 | 0 | 0 | 0 | 0 | 0 | 0 | 0 | 0 | 0 | 0 | 0 | 0 | 0_E8_Switched Out
| E9 | 0 | 0 | 0 | 0 | 0 | 0 | 0 | 0 | 0 | 0 | 0 | 0 | 0 | 0 | 0 | 0 | 0 | 0 | 0 | 0 | 0 | 0 | 0 | 0 | 0 | 0 | 0 | 0 | 0 | 0 | 0 | 0_E9_Switched Out
| E10 | 0 | 0 | 0 | 0 | 0 | 0 | 0 | 0 | 0 | 0 | 0 | 0 | 0 | 0 | 0 | 0 | 0 | 0 | 0 | 0 | 0 | 0 | 0 | 0 | 0 | 0 | 0 | 0 | 0 | 0 | 0 | 0_E10_Switched Out
Units Out
| E1 | 0 | 0 | 0 | 0 | 0 | 0 | 0 | 0 | 0 | 0 | 0 | 0 | 0 | 0 | 0 | 0 | 0 | 0 | 0 | 0 | 0 | 0 | 0 | 0 | 0 | 0 | 0 | 0 | 0 | 0 | 0
| E2 | 0 | 0 | 0 | 0 | 0 | 0 | 0 | 0 | 0 | 0 | 0 | 0 | 0 | 0 | 0 | 0 | 0 | 0 | 0 | 0 | 0 | 0 | 0 | 0 | 0 | 0 | 0 | 0 | 0 | 0 | 0
| E3 | 0 | 0 | 0 | 0 | 0 | 0 | 0 | 0 | 0 | 0 | 0 | 0 | 0 | 0 | 0 | 0 | 0 | 0 | 0 | 0 | 0 | 0 | 0 | 0 | 0 | 0 | 0 | 0 | 0 | 0 | 0
| E4 | 0 | 0 | 0 | 0 | 0 | 0 | 0 | 0 | 0 | 0 | 0 | 0 | 0 | 0 | 0 | 0 | 0 | 0 | 0 | 0 | 0 | 0 | 0 | 0 | 0 | 0 | 0 | 0 | 0 | 0 | 0
| E5 | 0 | 0 | 0 | 0 | 0 | 0 | 0 | 0 | 0 | 0 | 0 | 0 | 0 | 0 | 0 | 0 | 0 | 0 | 0 | 0 | 0 | 0 | 0 | 0 | 0 | 0 | 0 | 0 | 0 | 0 | 0
| E6 | 0 | 0 | 0 | 0 | 0 | 0 | 0 | 0 | 0 | 0 | 0 | 0 | 0 | 0 | 0 | 0 | 0 | 0 | 0 | 0 | 0 | 0 | 0 | 0 | 0 | 0 | 0 | 0 | 0 | 0 | 0
| E7 | 0 | 0 | 0 | 0 | 0 | 0 | 0 | 0 | 0 | 0 | 0 | 0 | 0 | 0 | 0 | 0 | 0 | 0 | 0 | 0 | 0 | 0 | 0 | 0 | 0 | 0 | 0 | 0 | 0 | 0 | 0
| E8 | 0 | 0 | 0 | 0 | 0 | 0 | 0 | 0 | 0 | 0 | 0 | 0 | 0 | 0 | 0 | 0 | 0 | 0 | 0 | 0 | 0 | 0 | 0 | 0 | 0 | 0 | 0 | 0 | 0 | 0 | 0
| E9 | 0 | 0 | 0 | 0 | 0 | 0 | 0 | 0 | 0 | 0 | 0 | 0 | 0 | 0 | 0 | 0 | 0 | 0 | 0 | 0 | 0 | 0 | 0 | 0 | 0 | 0 | 0 | 0 | 0 | 0 | 0
| E10 | 0 | 0 | 0 | 0 | 0 | 0 | 0 | 0 | 0 | 0 | 0 | 0 | 0 | 0 | 0 | 0 | 0 | 0 | 0 | 0 | 0 | 0 | 0 | 0 | 0 | 0 | 0 | 0 | 0 | 0 | 0
| Vintage | 0 | 0 | 0 | 0 | 0 | 0 | 0 | 0 | 0 | 0 | 0 | 0 | 0 | 0 | 0 | 0 | 0 | 0 | 0 | 0 | 0 | 0 | 0 | 0 | 0 | 0 | 0 | 0 | 0 | 0 | 0
Tech Purchase Shares
| Year | Year 0 | Year 1 | Year 2 | Year 3 | Year 4 | Year 5 | Year 6 | Year 7 | Year 8 | Year 9 | Year 10 | Year 11 | Year 12 | Year 13 | Year 14 | Year 15 | Year 16 | Year 17 | Year 18 | Year 19 | Year 20 | Year 21 | Year 22 | Year 23 | Year 24 | Year 25 | Year 26 | Year 27 | Year 28 | Year 29 | Year 30
E1 | bar: Year 0 to Year 30
E2 | bar: Year 0 to Year 30
E3 | bar: Year 0 to Year 30
E4 | bar: Year 0 to Year 30
E5 | bar: Year 0 to Year 30
E6 | bar: Year 0 to Year 30
E7 | bar: Year 0 to Year 30
E8 | bar: Year 0 to Year 30
E9 | bar: Year 0 to Year 30
E10 | bar: Year 0 to Year 30
Units In from Switching
| E1 | 0 | 0 | 0 | 0 | 0 | 0 | 0 | 0 | 0 | 0 | 0 | 0 | 0 | 0 | 0 | 0 | 0 | 0 | 0 | 0 | 0 | 0 | 0 | 0 | 0 | 0 | 0 | 0 | 0 | 0 | 0
| E2 | 0 | 0 | 0 | 0 | 0 | 0 | 0 | 0 | 0 | 0 | 0 | 0 | 0 | 0 | 0 | 0 | 0 | 0 | 0 | 0 | 0 | 0 | 0 | 0 | 0 | 0 | 0 | 0 | 0 | 0 | 0
| E3 | 0 | 0 | 0 | 0 | 0 | 0 | 0 | 0 | 0 | 0 | 0 | 0 | 0 | 0 | 0 | 0 | 0 | 0 | 0 | 0 | 0 | 0 | 0 | 0 | 0 | 0 | 0 | 0 | 0 | 0 | 0
| E4 | 0 | 0 | 0 | 0 | 0 | 0 | 0 | 0 | 0 | 0 | 0 | 0 | 0 | 0 | 0 | 0 | 0 | 0 | 0 | 0 | 0 | 0 | 0 | 0 | 0 | 0 | 0 | 0 | 0 | 0 | 0
| E5 | 0 | 0 | 0 | 0 | 0 | 0 | 0 | 0 | 0 | 0 | 0 | 0 | 0 | 0 | 0 | 0 | 0 | 0 | 0 | 0 | 0 | 0 | 0 | 0 | 0 | 0 | 0 | 0 | 0 | 0 | 0
| E6 | 0 | 0 | 0 | 0 | 0 | 0 | 0 | 0 | 0 | 0 | 0 | 0 | 0 | 0 | 0 | 0 | 0 | 0 | 0 | 0 | 0 | 0 | 0 | 0 | 0 | 0 | 0 | 0 | 0 | 0 | 0
| E7 | 0 | 0 | 0 | 0 | 0 | 0 | 0 | 0 | 0 | 0 | 0 | 0 | 0 | 0 | 0 | 0 | 0 | 0 | 0 | 0 | 0 | 0 | 0 | 0 | 0 | 0 | 0 | 0 | 0 | 0 | 0
| E8 | 0 | 0 | 0 | 0 | 0 | 0 | 0 | 0 | 0 | 0 | 0 | 0 | 0 | 0 | 0 | 0 | 0 | 0 | 0 | 0 | 0 | 0 | 0 | 0 | 0 | 0 | 0 | 0 | 0 | 0 | 0
| E9 | 0 | 0 | 0 | 0 | 0 | 0 | 0 | 0 | 0 | 0 | 0 | 0 | 0 | 0 | 0 | 0 | 0 | 0 | 0 | 0 | 0 | 0 | 0 | 0 | 0 | 0 | 0 | 0 | 0 | 0 | 0
| E10 | 0 | 0 | 0 | 0 | 0 | 0 | 0 | 0 | 0 | 0 | 0 | 0 | 0 | 0 | 0 | 0 | 0 | 0 | 0 | 0 | 0 | 0 | 0 | 0 | 0 | 0 | 0 | 0 | 0 | 0 | 0
| Vintage | 0 | 0 | 0 | 0 | 0 | 0 | 0 | 0 | 0 | 0 | 0 | 0 | 0 | 0 | 0 | 0 | 0 | 0 | 0 | 0 | 0 | 0 | 0 | 0 | 0 | 0 | 0 | 0 | 0 | 0 | 0
Net Change
| Year | Year 0 | Year 1 | Year 2 | Year 3 | Year 4 | Year 5 | Year 6 | Year 7 | Year 8 | Year 9 | Year 10 | Year 11 | Year 12 | Year 13 | Year 14 | Year 15 | Year 16 | Year 17 | Year 18 | Year 19 | Year 20 | Year 21 | Year 22 | Year 23 | Year 24 | Year 25 | Year 26 | Year 27 | Year 28 | Year 29 | Year 30 | Key
| Units | 0 | 0 | 0 | 0 | 0 | 0 | 0 | 0 | 0 | 0 | 0 | 0 | 0 | 0 | 0 | 0 | 0 | 0 | 0 | 0 | 0 | 0 | 0 | 0 | 0 | 0 | 0 | 0 | 0 | 0 | 0 | 0_Units |  |  |  |  | 301957.8232
| Usage | 0 | 0 | 0 | 0 | 0 | 0 | 0 | 0 | 0 | 0 | 0 | 0 | 0 | 0 | 0 | 0 | 0 | 0 | 0 | 0 | 0 | 0 | 0 | 0 | 0 | 0 | 0 | 0 | 0 | 0 | 0 | 0_Usage |  |  |  |  | 1698.6543
| Peak Demand (S) | 0 | 0 | 0 | 0 | 0 | 0 | 0 | 0 | 0 | 0 | 0 | 0 | 0 | 0 | 0 | 0 | 0 | 0 | 0 | 0 | 0 | 0 | 0 | 0 | 0 | 0 | 0 | 0 | 0 | 0 | 0 | 0_Peak Demand (S) |  |  |  |  | 0
| Peak Demand (W) | 0 | 0 | 0 | 0 | 0 | 0 | 0 | 0 | 0 | 0 | 0 | 0 | 0 | 0 | 0 | 0 | 0 | 0 | 0 | 0 | 0 | 0 | 0 | 0 | 0 | 0 | 0 | 0 | 0 | 0 | 0 | 0_Peak Demand (W) |  |  |  |  | 884.6119
| Turnover | 0 | 0 | 0 | 0 | 0 | 0 | 0 | 0 | 0 | 0 | 0 | 0 | 0 | 0 | 0 | 0 | 0 | 0 | 0 | 0 | 0 | 0 | 0 | 0 | 0 | 0 | 0 | 0 | 0 | 0 | 0 | 0_Turnover |  |  |  |  | 6885.4476
| Avg. Replacement Usage | 0 | 0 | 0 | 0 | 0 | 0 | 0 | 0 | 0 | 0 | 0 | 0 | 0 | 0 | 0 | 0 | 0 | 0 | 0 | 0 | 0 | 0 | 0 | 0 | 0 | 0 | 0 | 0 | 0 | 0 | 0 | 0_Avg. Replacement Usage |  |  |  |  | 5638.8522
| Avg. Replacement Demand (S) | 0 | 0 | 0 | 0 | 0 | 0 | 0 | 0 | 0 | 0 | 0 | 0 | 0 | 0 | 0 | 0 | 0 | 0 | 0 | 0 | 0 | 0 | 0 | 0 | 0 | 0 | 0 | 0 | 0 | 0 | 0 | 0_Avg. Replacement Demand (S) |  |  |  |  | 0
| Avg. Replacement Demand (W) | 0 | 0 | 0 | 0 | 0 | 0 | 0 | 0 | 0 | 0 | 0 | 0 | 0 | 0 | 0 | 0 | 0 | 0 | 0 | 0 | 0 | 0 | 0 | 0 | 0 | 0 | 0 | 0 | 0 | 0 | 0 | 0_Avg. Replacement Demand (W) |  |  |  |  | 2.9366
Purchases
| Year | Year 0 | Year 1 | Year 2 | Year 3 | Year 4 | Year 5 | Year 6 | Year 7 | Year 8 | Year 9 | Year 10 | Year 11 | Year 12 | Year 13 | Year 14 | Year 15 | Year 16 | Year 17 | Year 18 | Year 19 | Year 20 | Year 21 | Year 22 | Year 23 | Year 24 | Year 25 | Year 26 | Year 27 | Year 28 | Year 29 | Year 30
| E1 | 0 | 0 | 0 | 0 | 0 | 0 | 0 | 0 | 0 | 0 | 0 | 0 | 0 | 0 | 0 | 0 | 0 | 0 | 0 | 0 | 0 | 0 | 0 | 0 | 0 | 0 | 0 | 0 | 0 | 0 | 0 | 0_E1_Purchases |  |  |  |  | 6885.4476
| E2 | 0 | 0 | 0 | 0 | 0 | 0 | 0 | 0 | 0 | 0 | 0 | 0 | 0 | 0 | 0 | 0 | 0 | 0 | 0 | 0 | 0 | 0 | 0 | 0 | 0 | 0 | 0 | 0 | 0 | 0 | 0 | 0_E2_Purchases |  |  |  |  | 0
| E3 | 0 | 0 | 0 | 0 | 0 | 0 | 0 | 0 | 0 | 0 | 0 | 0 | 0 | 0 | 0 | 0 | 0 | 0 | 0 | 0 | 0 | 0 | 0 | 0 | 0 | 0 | 0 | 0 | 0 | 0 | 0 | 0_E3_Purchases |  |  |  |  | 0
| E4 | 0 | 0 | 0 | 0 | 0 | 0 | 0 | 0 | 0 | 0 | 0 | 0 | 0 | 0 | 0 | 0 | 0 | 0 | 0 | 0 | 0 | 0 | 0 | 0 | 0 | 0 | 0 | 0 | 0 | 0 | 0 | 0_E4_Purchases |  |  |  |  | 0
| E5 | 0 | 0 | 0 | 0 | 0 | 0 | 0 | 0 | 0 | 0 | 0 | 0 | 0 | 0 | 0 | 0 | 0 | 0 | 0 | 0 | 0 | 0 | 0 | 0 | 0 | 0 | 0 | 0 | 0 | 0 | 0 | 0_E5_Purchases |  |  |  |  | 0
| E6 | 0 | 0 | 0 | 0 | 0 | 0 | 0 | 0 | 0 | 0 | 0 | 0 | 0 | 0 | 0 | 0 | 0 | 0 | 0 | 0 | 0 | 0 | 0 | 0 | 0 | 0 | 0 | 0 | 0 | 0 | 0 | 0_E6_Purchases |  |  |  |  | 0
| E7 | 0 | 0 | 0 | 0 | 0 | 0 | 0 | 0 | 0 | 0 | 0 | 0 | 0 | 0 | 0 | 0 | 0 | 0 | 0 | 0 | 0 | 0 | 0 | 0 | 0 | 0 | 0 | 0 | 0 | 0 | 0 | 0_E7_Purchases |  |  |  |  | 0
| E8 | 0 | 0 | 0 | 0 | 0 | 0 | 0 | 0 | 0 | 0 | 0 | 0 | 0 | 0 | 0 | 0 | 0 | 0 | 0 | 0 | 0 | 0 | 0 | 0 | 0 | 0 | 0 | 0 | 0 | 0 | 0 | 0_E8_Purchases |  |  |  |  | 0
| E9 | 0 | 0 | 0 | 0 | 0 | 0 | 0 | 0 | 0 | 0 | 0 | 0 | 0 | 0 | 0 | 0 | 0 | 0 | 0 | 0 | 0 | 0 | 0 | 0 | 0 | 0 | 0 | 0 | 0 | 0 | 0 | 0_E9_Purchases |  |  |  |  | 0
| E10 | 0 | 0 | 0 | 0 | 0 | 0 | 0 | 0 | 0 | 0 | 0 | 0 | 0 | 0 | 0 | 0 | 0 | 0 | 0 | 0 | 0 | 0 | 0 | 0 | 0 | 0 | 0 | 0 | 0 | 0 | 0 | 0_E10_Purchases |  |  |  |  | 0
Stock
| Year | Year 0 | Year 1 | Year 2 | Year 3 | Year 4 | Year 5 | Year 6 | Year 7 | Year 8 | Year 9 | Year 10 | Year 11 | Year 12 | Year 13 | Year 14 | Year 15 | Year 16 | Year 17 | Year 18 | Year 19 | Year 20 | Year 21 | Year 22 | Year 23 | Year 24 | Year 25 | Year 26 | Year 27 | Year 28 | Year 29 | Year 30
| E1 | 0 | 0 | 0 | 0 | 0 | 0 | 0 | 0 | 0 | 0 | 0 | 0 | 0 | 0 | 0 | 0 | 0 | 0 | 0 | 0 | 0 | 0 | 0 | 0 | 0 | 0 | 0 | 0 | 0 | 0 | 0 | 0_E1_Stock |  |  |  |  | 13576.6093
| E2 | 0 | 0 | 0 | 0 | 0 | 0 | 0 | 0 | 0 | 0 | 0 | 0 | 0 | 0 | 0 | 0 | 0 | 0 | 0 | 0 | 0 | 0 | 0 | 0 | 0 | 0 | 0 | 0 | 0 | 0 | 0 | 0_E2_Stock |  |  |  |  | 0
| E3 | 0 | 0 | 0 | 0 | 0 | 0 | 0 | 0 | 0 | 0 | 0 | 0 | 0 | 0 | 0 | 0 | 0 | 0 | 0 | 0 | 0 | 0 | 0 | 0 | 0 | 0 | 0 | 0 | 0 | 0 | 0 | 0_E3_Stock |  |  |  |  | 0
| E4 | 0 | 0 | 0 | 0 | 0 | 0 | 0 | 0 | 0 | 0 | 0 | 0 | 0 | 0 | 0 | 0 | 0 | 0 | 0 | 0 | 0 | 0 | 0 | 0 | 0 | 0 | 0 | 0 | 0 | 0 | 0 | 0_E4_Stock |  |  |  |  | 0
| E5 | 0 | 0 | 0 | 0 | 0 | 0 | 0 | 0 | 0 | 0 | 0 | 0 | 0 | 0 | 0 | 0 | 0 | 0 | 0 | 0 | 0 | 0 | 0 | 0 | 0 | 0 | 0 | 0 | 0 | 0 | 0 | 0_E5_Stock |  |  |  |  | 0
| E6 | 0 | 0 | 0 | 0 | 0 | 0 | 0 | 0 | 0 | 0 | 0 | 0 | 0 | 0 | 0 | 0 | 0 | 0 | 0 | 0 | 0 | 0 | 0 | 0 | 0 | 0 | 0 | 0 | 0 | 0 | 0 | 0_E6_Stock |  |  |  |  | 0
| E7 | 0 | 0 | 0 | 0 | 0 | 0 | 0 | 0 | 0 | 0 | 0 | 0 | 0 | 0 | 0 | 0 | 0 | 0 | 0 | 0 | 0 | 0 | 0 | 0 | 0 | 0 | 0 | 0 | 0 | 0 | 0 | 0_E7_Stock |  |  |  |  | 0
| E8 | 0 | 0 | 0 | 0 | 0 | 0 | 0 | 0 | 0 | 0 | 0 | 0 | 0 | 0 | 0 | 0 | 0 | 0 | 0 | 0 | 0 | 0 | 0 | 0 | 0 | 0 | 0 | 0 | 0 | 0 | 0 | 0_E8_Stock |  |  |  |  | 0
| E9 | 0 | 0 | 0 | 0 | 0 | 0 | 0 | 0 | 0 | 0 | 0 | 0 | 0 | 0 | 0 | 0 | 0 | 0 | 0 | 0 | 0 | 0 | 0 | 0 | 0 | 0 | 0 | 0 | 0 | 0 | 0 | 0_E9_Stock |  |  |  |  | 0
| E10 | 0 | 0 | 0 | 0 | 0 | 0 | 0 | 0 | 0 | 0 | 0 | 0 | 0 | 0 | 0 | 0 | 0 | 0 | 0 | 0 | 0 | 0 | 0 | 0 | 0 | 0 | 0 | 0 | 0 | 0 | 0 | 0_E10_Stock |  |  |  |  | 0
| Vintage | 0 | 0 | 0 | 0 | 0 | 0 | 0 | 0 | 0 | 0 | 0 | 0 | 0 | 0 | 0 | 0 | 0 | 0 | 0 | 0 | 0 | 0 | 0 | 0 | 0 | 0 | 0 | 0 | 0 | 0 | 0 | 0_Vintage_Stock |  |  |  |  | 288381.2139
Total Results
System Stock
| Year | Year 0 | Year 1 | Year 2 | Year 3 | Year 4 | Year 5 | Year 6 | Year 7 | Year 8 | Year 9 | Year 10 | Year 11 | Year 12 | Year 13 | Year 14 | Year 15 | Year 16 | Year 17 | Year 18 | Year 19 | Year 20 | Year 21 | Year 22 | Year 23 | Year 24 | Year 25 | Year 26 | Year 27 | Year 28 | Year 29 | Year 30
| System 1 | 0 | 0 | 0 | 0 | 0 | 0 | 0 | 0 | 0 | 0 | 0 | 0 | 0 | 0 | 0 | 0 | 0 | 0 | 0 | 0 | 0 | 0 | 0 | 0 | 0 | 0 | 0 | 0 | 0 | 0 | 0
| System 2 | 0 | 0 | 0 | 0 | 0 | 0 | 0 | 0 | 0 | 0 | 0 | 0 | 0 | 0 | 0 | 0 | 0 | 0 | 0 | 0 | 0 | 0 | 0 | 0 | 0 | 0 | 0 | 0 | 0 | 0 | 0
| System 3 | 0 | 0 | 0 | 0 | 0 | 0 | 0 | 0 | 0 | 0 | 0 | 0 | 0 | 0 | 0 | 0 | 0 | 0 | 0 | 0 | 0 | 0 | 0 | 0 | 0 | 0 | 0 | 0 | 0 | 0 | 0
| System 4 | 0 | 0 | 0 | 0 | 0 | 0 | 0 | 0 | 0 | 0 | 0 | 0 | 0 | 0 | 0 | 0 | 0 | 0 | 0 | 0 | 0 | 0 | 0 | 0 | 0 | 0 | 0 | 0 | 0 | 0 | 0
| System 5 | 0 | 0 | 0 | 0 | 0 | 0 | 0 | 0 | 0 | 0 | 0 | 0 | 0 | 0 | 0 | 0 | 0 | 0 | 0 | 0 | 0 | 0 | 0 | 0 | 0 | 0 | 0 | 0 | 0 | 0 | 0

## System Results (hidden)
Technology |  |  | Forecast Variables
Tech Key | Heating_Electric_Air-Source Heat Pump |  | Base Year | 2013
Vintage | New |  | Forecast Start | 2015
Aggregate Results
Year | 2013 | 2014 | 2015 | 2016 | 2017 | 2018 | 2019 | 2020 | 2021 | 2022 | 2023 | 2024 | 2025 | 2026 | 2027 | 2028 | 2029 | 2030 | 2031 | 2032 | 2033 | 2034 | 2035 | 2036 | 2037 | 2038 | 2039 | 2040 | 2041 | 2042 | 2043 | Key
Units | 0 | 0 | 0 | 0 | 0 | 0 | 0 | 0 | 0 | 0 | 0 | 0 | 0 | 0 | 0 | 0 | 0 | 0 | 0 | 0 | 0 | 0 | 0 | 0 | 0 | 0 | 0 | 0 | 0 | 0 | 0 | Heating_Electric_Air-Source Heat Pump_Units
Usage | 0 | 0 | 0 | 0 | 0 | 0 | 0 | 0 | 0 | 0 | 0 | 0 | 0 | 0 | 0 | 0 | 0 | 0 | 0 | 0 | 0 | 0 | 0 | 0 | 0 | 0 | 0 | 0 | 0 | 0 | 0 | Heating_Electric_Air-Source Heat Pump_Usage
Peak Demand (S) | 0 | 0 | 0 | 0 | 0 | 0 | 0 | 0 | 0 | 0 | 0 | 0 | 0 | 0 | 0 | 0 | 0 | 0 | 0 | 0 | 0 | 0 | 0 | 0 | 0 | 0 | 0 | 0 | 0 | 0 | 0 | Heating_Electric_Air-Source Heat Pump_Peak Demand (S)
Peak Demand (W) | 0 | 0 | 0 | 0 | 0 | 0 | 0 | 0 | 0 | 0 | 0 | 0 | 0 | 0 | 0 | 0 | 0 | 0 | 0 | 0 | 0 | 0 | 0 | 0 | 0 | 0 | 0 | 0 | 0 | 0 | 0 | Heating_Electric_Air-Source Heat Pump_Peak Demand (W)
Turnover | 0 | 0 | 0 | 0 | 0 | 0 | 0 | 0 | 0 | 0 | 0 | 0 | 0 | 0 | 0 | 0 | 0 | 0 | 0 | 0 | 0 | 0 | 0 | 0 | 0 | 0 | 0 | 0 | 0 | 0 | 0 | Heating_Electric_Air-Source Heat Pump_Turnover
Avg. Replacement Usage | 0 | 0 | 0 | 0 | 0 | 0 | 0 | 0 | 0 | 0 | 0 | 0 | 0 | 0 | 0 | 0 | 0 | 0 | 0 | 0 | 0 | 0 | 0 | 0 | 0 | 0 | 0 | 0 | 0 | 0 | 0 | Heating_Electric_Air-Source Heat Pump_Avg. Replacement Usage
Avg. Replacement Demand (S) | 0 | 0 | 0 | 0 | 0 | 0 | 0 | 0 | 0 | 0 | 0 | 0 | 0 | 0 | 0 | 0 | 0 | 0 | 0 | 0 | 0 | 0 | 0 | 0 | 0 | 0 | 0 | 0 | 0 | 0 | 0 | Heating_Electric_Air-Source Heat Pump_Avg. Replacement Demand (S)
Avg. Replacement Demand (W) | 0 | 0 | 0 | 0 | 0 | 0 | 0 | 0 | 0 | 0 | 0 | 0 | 0 | 0 | 0 | 0 | 0 | 0 | 0 | 0 | 0 | 0 | 0 | 0 | 0 | 0 | 0 | 0 | 0 | 0 | 0 | Heating_Electric_Air-Source Heat Pump_Avg. Replacement Demand (W)
Aggregate Purchases
Year | Year 0 | Year 1 | Year 2 | Year 3 | Year 4 | Year 5 | Year 6 | Year 7 | Year 8 | Year 9 | Year 10 | Year 11 | Year 12 | Year 13 | Year 14 | Year 15 | Year 16 | Year 17 | Year 18 | Year 19 | Year 20 | Year 21 | Year 22 | Year 23 | Year 24 | Year 25 | Year 26 | Year 27 | Year 28 | Year 29 | Year 30
E1 | 0 | 0 | 0 | 0 | 0 | 0 | 0 | 0 | 0 | 0 | 0 | 0 | 0 | 0 | 0 | 0 | 0 | 0 | 0 | 0 | 0 | 0 | 0 | 0 | 0 | 0 | 0 | 0 | 0 | 0 | 0 | Heating_Electric_Air-Source Heat Pump_E1_Purchases
E2 | 0 | 0 | 0 | 0 | 0 | 0 | 0 | 0 | 0 | 0 | 0 | 0 | 0 | 0 | 0 | 0 | 0 | 0 | 0 | 0 | 0 | 0 | 0 | 0 | 0 | 0 | 0 | 0 | 0 | 0 | 0 | Heating_Electric_Air-Source Heat Pump_E2_Purchases
E3 | 0 | 0 | 0 | 0 | 0 | 0 | 0 | 0 | 0 | 0 | 0 | 0 | 0 | 0 | 0 | 0 | 0 | 0 | 0 | 0 | 0 | 0 | 0 | 0 | 0 | 0 | 0 | 0 | 0 | 0 | 0 | Heating_Electric_Air-Source Heat Pump_E3_Purchases
E4 | 0 | 0 | 0 | 0 | 0 | 0 | 0 | 0 | 0 | 0 | 0 | 0 | 0 | 0 | 0 | 0 | 0 | 0 | 0 | 0 | 0 | 0 | 0 | 0 | 0 | 0 | 0 | 0 | 0 | 0 | 0 | Heating_Electric_Air-Source Heat Pump_E4_Purchases
E5 | 0 | 0 | 0 | 0 | 0 | 0 | 0 | 0 | 0 | 0 | 0 | 0 | 0 | 0 | 0 | 0 | 0 | 0 | 0 | 0 | 0 | 0 | 0 | 0 | 0 | 0 | 0 | 0 | 0 | 0 | 0 | Heating_Electric_Air-Source Heat Pump_E5_Purchases
E6 | 0 | 0 | 0 | 0 | 0 | 0 | 0 | 0 | 0 | 0 | 0 | 0 | 0 | 0 | 0 | 0 | 0 | 0 | 0 | 0 | 0 | 0 | 0 | 0 | 0 | 0 | 0 | 0 | 0 | 0 | 0 | Heating_Electric_Air-Source Heat Pump_E6_Purchases
E7 | 0 | 0 | 0 | 0 | 0 | 0 | 0 | 0 | 0 | 0 | 0 | 0 | 0 | 0 | 0 | 0 | 0 | 0 | 0 | 0 | 0 | 0 | 0 | 0 | 0 | 0 | 0 | 0 | 0 | 0 | 0 | Heating_Electric_Air-Source Heat Pump_E7_Purchases
E8 | 0 | 0 | 0 | 0 | 0 | 0 | 0 | 0 | 0 | 0 | 0 | 0 | 0 | 0 | 0 | 0 | 0 | 0 | 0 | 0 | 0 | 0 | 0 | 0 | 0 | 0 | 0 | 0 | 0 | 0 | 0 | Heating_Electric_Air-Source Heat Pump_E8_Purchases
E9 | 0 | 0 | 0 | 0 | 0 | 0 | 0 | 0 | 0 | 0 | 0 | 0 | 0 | 0 | 0 | 0 | 0 | 0 | 0 | 0 | 0 | 0 | 0 | 0 | 0 | 0 | 0 | 0 | 0 | 0 | 0 | Heating_Electric_Air-Source Heat Pump_E9_Purchases
E10 | 0 | 0 | 0 | 0 | 0 | 0 | 0 | 0 | 0 | 0 | 0 | 0 | 0 | 0 | 0 | 0 | 0 | 0 | 0 | 0 | 0 | 0 | 0 | 0 | 0 | 0 | 0 | 0 | 0 | 0 | 0 | Heating_Electric_Air-Source Heat Pump_E10_Purchases
Aggregate Stock
Year | Year 0 | Year 1 | Year 2 | Year 3 | Year 4 | Year 5 | Year 6 | Year 7 | Year 8 | Year 9 | Year 10 | Year 11 | Year 12 | Year 13 | Year 14 | Year 15 | Year 16 | Year 17 | Year 18 | Year 19 | Year 20 | Year 21 | Year 22 | Year 23 | Year 24 | Year 25 | Year 26 | Year 27 | Year 28 | Year 29 | Year 30
E1 | 0 | 0 | 0 | 0 | 0 | 0 | 0 | 0 | 0 | 0 | 0 | 0 | 0 | 0 | 0 | 0 | 0 | 0 | 0 | 0 | 0 | 0 | 0 | 0 | 0 | 0 | 0 | 0 | 0 | 0 | 0 | Heating_Electric_Air-Source Heat Pump_E1_Stock
E2 | 0 | 0 | 0 | 0 | 0 | 0 | 0 | 0 | 0 | 0 | 0 | 0 | 0 | 0 | 0 | 0 | 0 | 0 | 0 | 0 | 0 | 0 | 0 | 0 | 0 | 0 | 0 | 0 | 0 | 0 | 0 | Heating_Electric_Air-Source Heat Pump_E2_Stock
E3 | 0 | 0 | 0 | 0 | 0 | 0 | 0 | 0 | 0 | 0 | 0 | 0 | 0 | 0 | 0 | 0 | 0 | 0 | 0 | 0 | 0 | 0 | 0 | 0 | 0 | 0 | 0 | 0 | 0 | 0 | 0 | Heating_Electric_Air-Source Heat Pump_E3_Stock
E4 | 0 | 0 | 0 | 0 | 0 | 0 | 0 | 0 | 0 | 0 | 0 | 0 | 0 | 0 | 0 | 0 | 0 | 0 | 0 | 0 | 0 | 0 | 0 | 0 | 0 | 0 | 0 | 0 | 0 | 0 | 0 | Heating_Electric_Air-Source Heat Pump_E4_Stock
E5 | 0 | 0 | 0 | 0 | 0 | 0 | 0 | 0 | 0 | 0 | 0 | 0 | 0 | 0 | 0 | 0 | 0 | 0 | 0 | 0 | 0 | 0 | 0 | 0 | 0 | 0 | 0 | 0 | 0 | 0 | 0 | Heating_Electric_Air-Source Heat Pump_E5_Stock
E6 | 0 | 0 | 0 | 0 | 0 | 0 | 0 | 0 | 0 | 0 | 0 | 0 | 0 | 0 | 0 | 0 | 0 | 0 | 0 | 0 | 0 | 0 | 0 | 0 | 0 | 0 | 0 | 0 | 0 | 0 | 0 | Heating_Electric_Air-Source Heat Pump_E6_Stock
E7 | 0 | 0 | 0 | 0 | 0 | 0 | 0 | 0 | 0 | 0 | 0 | 0 | 0 | 0 | 0 | 0 | 0 | 0 | 0 | 0 | 0 | 0 | 0 | 0 | 0 | 0 | 0 | 0 | 0 | 0 | 0 | Heating_Electric_Air-Source Heat Pump_E7_Stock
E8 | 0 | 0 | 0 | 0 | 0 | 0 | 0 | 0 | 0 | 0 | 0 | 0 | 0 | 0 | 0 | 0 | 0 | 0 | 0 | 0 | 0 | 0 | 0 | 0 | 0 | 0 | 0 | 0 | 0 | 0 | 0 | Heating_Electric_Air-Source Heat Pump_E8_Stock
E9 | 0 | 0 | 0 | 0 | 0 | 0 | 0 | 0 | 0 | 0 | 0 | 0 | 0 | 0 | 0 | 0 | 0 | 0 | 0 | 0 | 0 | 0 | 0 | 0 | 0 | 0 | 0 | 0 | 0 | 0 | 0 | Heating_Electric_Air-Source Heat Pump_E9_Stock
E10 | 0 | 0 | 0 | 0 | 0 | 0 | 0 | 0 | 0 | 0 | 0 | 0 | 0 | 0 | 0 | 0 | 0 | 0 | 0 | 0 | 0 | 0 | 0 | 0 | 0 | 0 | 0 | 0 | 0 | 0 | 0 | Heating_Electric_Air-Source Heat Pump_E10_Stock
Vintage | 0 | 0 | 0 | 0 | 0 | 0 | 0 | 0 | 0 | 0 | 0 | 0 | 0 | 0 | 0 | 0 | 0 | 0 | 0 | 0 | 0 | 0 | 0 | 0 | 0 | 0 | 0 | 0 | 0 | 0 | 0 | Heating_Electric_Air-Source Heat Pump_Vintage_Stock
Original Forecast Results
Year | Year 0 | Year 1 | Year 2 | Year 3 | Year 4 | Year 5 | Year 6 | Year 7 | Year 8 | Year 9 | Year 10 | Year 11 | Year 12 | Year 13 | Year 14 | Year 15 | Year 16 | Year 17 | Year 18 | Year 19 | Year 20 | Year 21 | Year 22 | Year 23 | Year 24 | Year 25 | Year 26 | Year 27 | Year 28 | Year 29 | Year 30
Units | 0 | 112.8302 | 229.7584 | 353.1488 | 476.2485 | 596.5041 | 711.4829 | 821.2078 | 926.5466 | 1028.9428 | 1129.6085 | 1228.2157 | 1324.8035 | 1419.3936 | 1512.0086 | 1602.4138 | 1690.6778 | 1776.7895 | 1860.6174 | 1942.3725 | 2022.1705 | 2100.3087 | 2176.7413 | 0 | 0 | 0 | 0 | 0 | 0 | 0 | 0
Usage | 0 | 0.63294 | 1.2804 | 1.9544 | 2.5883 | 3.2473 | 3.891 | 4.4692 | 5.0106 | 5.5795 | 6.1638 | 6.7447 | 7.311 | 7.8625 | 8.4299 | 8.9717 | 9.4898 | 9.9702 | 10.4684 | 10.9475 | 11.414 | 11.8721 | 12.2686 | 0 | 0 | 0 | 0 | 0 | 0 | 0 | 0
Peak Demand (S) | 0 | 0 | 0 | 0 | 0 | 0 | 0 | 0 | 0 | 0 | 0 | 0 | 0 | 0 | 0 | 0 | 0 | 0 | 0 | 0 | 0 | 0 | 0 | 0 | 0 | 0 | 0 | 0 | 0 | 0 | 0
Peak Demand (W) | 0 | 0.36516 | 0.73871 | 1.1276 | 1.4933 | 1.8735 | 2.2449 | 2.5784 | 2.8908 | 3.219 | 3.5561 | 3.8913 | 4.218 | 4.5361 | 4.8635 | 5.1761 | 5.475 | 5.7521 | 6.0396 | 6.316 | 6.5851 | 6.8494 | 7.0782 | 0 | 0 | 0 | 0 | 0 | 0 | 0 | 0
Turnover | 0 | 112.8302 | 116.9282 | 123.3904 | 123.0996 | 120.2556 | 114.9789 | 109.7249 | 105.3388 | 102.3962 | 100.6658 | 98.6071 | 96.5878 | 94.5902 | 92.6149 | 90.4052 | 88.264 | 86.1117 | 83.8279 | 81.7551 | 79.798 | 78.1382 | 95.2376 | 0 | 0 | 0 | 0 | 0 | 0 | 0 | 0
Avg. Replacement Usage | 5454.871 | 5609.6679 | 5447.2655 | 5452.4836 | 5374.9208 | 5395.9068 | 5428.4915 | 5407.332 | 5377.0735 | 5394.7916 | 5431.1577 | 5467.8903 | 5496.5911 | 5518.7175 | 5555.8135 | 5580.4498 | 5595.4787 | 5594.6568 | 5610.3287 | 5620.8068 | 5629.6677 | 5638.3533 | 5624.8219 | 0 | 0 | 0 | 0 | 0 | 0 | 0 | 0
Avg. Replacement Demand (S) | 0 | 0 | 0 | 0 | 0 | 0 | 0 | 0 | 0 | 0 | 0 | 0 | 0 | 0 | 0 | 0 | 0 | 0 | 0 | 0 | 0 | 0 | 0 | 0 | 0 | 0 | 0 | 0 | 0 | 0 | 0
Avg. Replacement Demand (W) | 3.1471 | 3.2364 | 3.1427 | 3.1457 | 3.101 | 3.1131 | 3.1319 | 3.1197 | 3.1022 | 3.1124 | 3.1334 | 3.1546 | 3.1712 | 3.1839 | 3.2053 | 3.2196 | 3.2282 | 3.2277 | 3.2368 | 3.2428 | 3.2479 | 3.253 | 3.2452 | 0 | 0 | 0 | 0 | 0 | 0 | 0 | 0
Original Forecast Purchases
Year | Year 0 | Year 1 | Year 2 | Year 3 | Year 4 | Year 5 | Year 6 | Year 7 | Year 8 | Year 9 | Year 10 | Year 11 | Year 12 | Year 13 | Year 14 | Year 15 | Year 16 | Year 17 | Year 18 | Year 19 | Year 20 | Year 21 | Year 22 | Year 23 | Year 24 | Year 25 | Year 26 | Year 27 | Year 28 | Year 29 | Year 30
E1 | 0 | 97.5964 | 3.3103e-15 | 4.6577e-15 | 5.8084e-15 | 6.809e-15 | 7.5953e-15 | 8.2837e-15 | 8.9466e-15 | 9.663e-15 | 9.4997e-15 | 9.3055e-15 | 9.1149e-15 | 8.9264e-15 | 8.74e-15 | 8.5314e-15 | 8.3294e-15 | 8.1263e-15 | 7.9107e-15 | 7.7151e-15 | 7.5305e-15 | 7.3738e-15 | 8.9875e-15 | 0 | 0 | 0 | 0 | 0 | 0 | 0 | 0
E2 | 0 | 0 | 103.4797 | 109.1986 | 108.9413 | 106.4244 | 101.7546 | 97.1049 | 93.2232 | 90.6191 | 89.0877 | 87.2658 | 85.4787 | 83.7109 | 81.9628 | 80.0072 | 78.1123 | 76.2076 | 74.1864 | 72.352 | 70.6201 | 69.1511 | 84.2838 | 0 | 0 | 0 | 0 | 0 | 0 | 0 | 0
E3 | 0 | 9.7743 | 7.2415 | 7.6417 | 7.6237 | 7.4476 | 7.1208 | 6.7954 | 6.5238 | 6.3415 | 6.2344 | 6.1069 | 5.9818 | 5.8581 | 5.7358 | 5.5989 | 5.4663 | 5.333 | 5.1916 | 5.0632 | 4.942 | 4.8392 | 5.8982 | 0 | 0 | 0 | 0 | 0 | 0 | 0 | 0
E4 | 0 | 3.7571 | 4.2562 | 4.4915 | 4.4809 | 4.3774 | 4.1853 | 3.994 | 3.8344 | 3.7273 | 3.6643 | 3.5893 | 3.5158 | 3.4431 | 3.3712 | 3.2908 | 3.2128 | 3.1345 | 3.0514 | 2.9759 | 2.9047 | 2.8443 | 3.4667 | 0 | 0 | 0 | 0 | 0 | 0 | 0 | 0
E5 | 0 | 1.7024 | 1.9508 | 2.0586 | 2.0537 | 2.0063 | 1.9183 | 1.8306 | 1.7574 | 1.7083 | 1.6795 | 1.6451 | 1.6114 | 1.5781 | 1.5451 | 1.5083 | 1.4726 | 1.4366 | 1.3985 | 1.364 | 1.3313 | 1.3036 | 1.5889 | 0 | 0 | 0 | 0 | 0 | 0 | 0 | 0
E6 | 0 | 0 | 0 | 0 | 0 | 0 | 0 | 0 | 0 | 0 | 0 | 0 | 0 | 0 | 0 | 0 | 0 | 0 | 0 | 0 | 0 | 0 | 0 | 0 | 0 | 0 | 0 | 0 | 0 | 0 | 0
E7 | 0 | 0 | 0 | 0 | 0 | 0 | 0 | 0 | 0 | 0 | 0 | 0 | 0 | 0 | 0 | 0 | 0 | 0 | 0 | 0 | 0 | 0 | 0 | 0 | 0 | 0 | 0 | 0 | 0 | 0 | 0
E8 | 0 | 0 | 0 | 0 | 0 | 0 | 0 | 0 | 0 | 0 | 0 | 0 | 0 | 0 | 0 | 0 | 0 | 0 | 0 | 0 | 0 | 0 | 0 | 0 | 0 | 0 | 0 | 0 | 0 | 0 | 0
E9 | 0 | 0 | 0 | 0 | 0 | 0 | 0 | 0 | 0 | 0 | 0 | 0 | 0 | 0 | 0 | 0 | 0 | 0 | 0 | 0 | 0 | 0 | 0 | 0 | 0 | 0 | 0 | 0 | 0 | 0 | 0
E10 | 0 | 0 | 0 | 0 | 0 | 0 | 0 | 0 | 0 | 0 | 0 | 0 | 0 | 0 | 0 | 0 | 0 | 0 | 0 | 0 | 0 | 0 | 0 | 0 | 0 | 0 | 0 | 0 | 0 | 0 | 0
Original Forecast Stock
Year | Year 0 | Year 1 | Year 2 | Year 3 | Year 4 | Year 5 | Year 6 | Year 7 | Year 8 | Year 9 | Year 10 | Year 11 | Year 12 | Year 13 | Year 14 | Year 15 | Year 16 | Year 17 | Year 18 | Year 19 | Year 20 | Year 21 | Year 22 | Year 23 | Year 24 | Year 25 | Year 26 | Year 27 | Year 28 | Year 29 | Year 30
E1 | 0 | 97.5964 | 97.5964 | 97.5964 | 97.5964 | 97.5964 | 97.5964 | 97.5964 | 97.5964 | 97.5964 | 97.5964 | 97.5964 | 97.5964 | 97.5964 | 97.5964 | 97.5964 | 97.5964 | 97.5964 | 97.5964 | 97.5964 | 97.5964 | 97.5964 | 81.3303 | 0 | 0 | 0 | 0 | 0 | 0 | 0 | 0
E2 | 0 | 0 | 103.4797 | 212.6783 | 321.6196 | 428.044 | 529.7986 | 626.9034 | 720.1266 | 810.7457 | 899.8334 | 987.0992 | 1072.5779 | 1156.2888 | 1238.2516 | 1318.2588 | 1396.3711 | 1472.5787 | 1546.7651 | 1619.1171 | 1689.7372 | 1758.8883 | 1843.1722 | 0 | 0 | 0 | 0 | 0 | 0 | 0 | 0
E3 | 0 | 9.7743 | 17.0158 | 24.6575 | 32.2813 | 39.7288 | 46.8496 | 53.645 | 60.1688 | 66.5103 | 72.7447 | 78.8515 | 84.8333 | 90.6914 | 96.4272 | 102.0261 | 107.4924 | 112.8254 | 118.0169 | 123.0801 | 128.0221 | 132.8613 | 137.1305 | 0 | 0 | 0 | 0 | 0 | 0 | 0 | 0
E4 | 0 | 3.7571 | 8.0133 | 12.5048 | 16.9857 | 21.363 | 25.5483 | 29.5423 | 33.3767 | 37.104 | 40.7682 | 44.3576 | 47.8734 | 51.3165 | 54.6878 | 57.9785 | 61.1914 | 64.3259 | 67.3773 | 70.3532 | 73.2579 | 76.1021 | 78.9426 | 0 | 0 | 0 | 0 | 0 | 0 | 0 | 0
E5 | 0 | 1.7024 | 3.6532 | 5.7118 | 7.7655 | 9.7718 | 11.6901 | 13.5207 | 15.2781 | 16.9864 | 18.6659 | 20.311 | 21.9224 | 23.5005 | 25.0457 | 26.5539 | 28.0265 | 29.4631 | 30.8617 | 32.2256 | 33.5569 | 34.8606 | 36.1657 | 0 | 0 | 0 | 0 | 0 | 0 | 0 | 0
E6 | 0 | 0 | 0 | 0 | 0 | 0 | 0 | 0 | 0 | 0 | 0 | 0 | 0 | 0 | 0 | 0 | 0 | 0 | 0 | 0 | 0 | 0 | 0 | 0 | 0 | 0 | 0 | 0 | 0 | 0 | 0
E7 | 0 | 0 | 0 | 0 | 0 | 0 | 0 | 0 | 0 | 0 | 0 | 0 | 0 | 0 | 0 | 0 | 0 | 0 | 0 | 0 | 0 | 0 | 0 | 0 | 0 | 0 | 0 | 0 | 0 | 0 | 0
E8 | 0 | 0 | 0 | 0 | 0 | 0 | 0 | 0 | 0 | 0 | 0 | 0 | 0 | 0 | 0 | 0 | 0 | 0 | 0 | 0 | 0 | 0 | 0 | 0 | 0 | 0 | 0 | 0 | 0 | 0 | 0
E9 | 0 | 0 | 0 | 0 | 0 | 0 | 0 | 0 | 0 | 0 | 0 | 0 | 0 | 0 | 0 | 0 | 0 | 0 | 0 | 0 | 0 | 0 | 0 | 0 | 0 | 0 | 0 | 0 | 0 | 0 | 0
E10 | 0 | 0 | 0 | 0 | 0 | 0 | 0 | 0 | 0 | 0 | 0 | 0 | 0 | 0 | 0 | 0 | 0 | 0 | 0 | 0 | 0 | 0 | 0 | 0 | 0 | 0 | 0 | 0 | 0 | 0 | 0
Vintage | 0 | 0 | 0 | 0 | 0 | 0 | 0 | 0 | 0 | 0 | 0 | 0 | 0 | 0 | 0 | 0 | 0 | 0 | 0 | 0 | 0 | 0 | 0 | 0 | 0 | 0 | 0 | 0 | 0 | 0 | 0
Current Forecast Results (Repeat Techs only)
Year | Year 0 | Year 1 | Year 2 | Year 3 | Year 4 | Year 5 | Year 6 | Year 7 | Year 8 | Year 9 | Year 10 | Year 11 | Year 12 | Year 13 | Year 14 | Year 15 | Year 16 | Year 17 | Year 18 | Year 19 | Year 20 | Year 21 | Year 22 | Year 23 | Year 24 | Year 25 | Year 26 | Year 27 | Year 28 | Year 29 | Year 30
Units | 0 | 0 | 0 | 0 | 0 | 0 | 0 | 0 | 0 | 0 | 0 | 0 | 0 | 0 | 0 | 0 | 0 | 0 | 0 | 0 | 0 | 0 | 0 | 0 | 0 | 0 | 0 | 0 | 0 | 0 | 0
Usage | 0 | 0 | 0 | 0 | 0 | 0 | 0 | 0 | 0 | 0 | 0 | 0 | 0 | 0 | 0 | 0 | 0 | 0 | 0 | 0 | 0 | 0 | 0 | 0 | 0 | 0 | 0 | 0 | 0 | 0 | 0
Peak Demand (S) | 0 | 0 | 0 | 0 | 0 | 0 | 0 | 0 | 0 | 0 | 0 | 0 | 0 | 0 | 0 | 0 | 0 | 0 | 0 | 0 | 0 | 0 | 0 | 0 | 0 | 0 | 0 | 0 | 0 | 0 | 0
Peak Demand (W) | 0 | 0 | 0 | 0 | 0 | 0 | 0 | 0 | 0 | 0 | 0 | 0 | 0 | 0 | 0 | 0 | 0 | 0 | 0 | 0 | 0 | 0 | 0 | 0 | 0 | 0 | 0 | 0 | 0 | 0 | 0
Turnover | 0 | 0 | 0 | 0 | 0 | 0 | 0 | 0 | 0 | 0 | 0 | 0 | 0 | 0 | 0 | 0 | 0 | 0 | 0 | 0 | 0 | 0 | 0 | 0 | 0 | 0 | 0 | 0 | 0 | 0 | 0
Avg. Replacement Usage | 0 | 0 | 0 | 0 | 0 | 0 | 0 | 0 | 0 | 0 | 0 | 0 | 0 | 0 | 0 | 0 | 0 | 0 | 0 | 0 | 0 | 0 | 0 | 0 | 0 | 0 | 0 | 0 | 0 | 0 | 0
Avg. Replacement Demand (S) | 0 | 0 | 0 | 0 | 0 | 0 | 0 | 0 | 0 | 0 | 0 | 0 | 0 | 0 | 0 | 0 | 0 | 0 | 0 | 0 | 0 | 0 | 0 | 0 | 0 | 0 | 0 | 0 | 0 | 0 | 0
Avg. Replacement Demand (W) | 0 | 0 | 0 | 0 | 0 | 0 | 0 | 0 | 0 | 0 | 0 | 0 | 0 | 0 | 0 | 0 | 0 | 0 | 0 | 0 | 0 | 0 | 0 | 0 | 0 | 0 | 0 | 0 | 0 | 0 | 0
Current Forecast Purchases (Repeat Techs only)
Year | Year 0 | Year 1 | Year 2 | Year 3 | Year 4 | Year 5 | Year 6 | Year 7 | Year 8 | Year 9 | Year 10 | Year 11 | Year 12 | Year 13 | Year 14 | Year 15 | Year 16 | Year 17 | Year 18 | Year 19 | Year 20 | Year 21 | Year 22 | Year 23 | Year 24 | Year 25 | Year 26 | Year 27 | Year 28 | Year 29 | Year 30
E1 | 0 | 0 | 0 | 0 | 0 | 0 | 0 | 0 | 0 | 0 | 0 | 0 | 0 | 0 | 0 | 0 | 0 | 0 | 0 | 0 | 0 | 0 | 0 | 0 | 0 | 0 | 0 | 0 | 0 | 0 | 0
E2 | 0 | 0 | 0 | 0 | 0 | 0 | 0 | 0 | 0 | 0 | 0 | 0 | 0 | 0 | 0 | 0 | 0 | 0 | 0 | 0 | 0 | 0 | 0 | 0 | 0 | 0 | 0 | 0 | 0 | 0 | 0
E3 | 0 | 0 | 0 | 0 | 0 | 0 | 0 | 0 | 0 | 0 | 0 | 0 | 0 | 0 | 0 | 0 | 0 | 0 | 0 | 0 | 0 | 0 | 0 | 0 | 0 | 0 | 0 | 0 | 0 | 0 | 0
E4 | 0 | 0 | 0 | 0 | 0 | 0 | 0 | 0 | 0 | 0 | 0 | 0 | 0 | 0 | 0 | 0 | 0 | 0 | 0 | 0 | 0 | 0 | 0 | 0 | 0 | 0 | 0 | 0 | 0 | 0 | 0
E5 | 0 | 0 | 0 | 0 | 0 | 0 | 0 | 0 | 0 | 0 | 0 | 0 | 0 | 0 | 0 | 0 | 0 | 0 | 0 | 0 | 0 | 0 | 0 | 0 | 0 | 0 | 0 | 0 | 0 | 0 | 0
E6 | 0 | 0 | 0 | 0 | 0 | 0 | 0 | 0 | 0 | 0 | 0 | 0 | 0 | 0 | 0 | 0 | 0 | 0 | 0 | 0 | 0 | 0 | 0 | 0 | 0 | 0 | 0 | 0 | 0 | 0 | 0
E7 | 0 | 0 | 0 | 0 | 0 | 0 | 0 | 0 | 0 | 0 | 0 | 0 | 0 | 0 | 0 | 0 | 0 | 0 | 0 | 0 | 0 | 0 | 0 | 0 | 0 | 0 | 0 | 0 | 0 | 0 | 0
E8 | 0 | 0 | 0 | 0 | 0 | 0 | 0 | 0 | 0 | 0 | 0 | 0 | 0 | 0 | 0 | 0 | 0 | 0 | 0 | 0 | 0 | 0 | 0 | 0 | 0 | 0 | 0 | 0 | 0 | 0 | 0
E9 | 0 | 0 | 0 | 0 | 0 | 0 | 0 | 0 | 0 | 0 | 0 | 0 | 0 | 0 | 0 | 0 | 0 | 0 | 0 | 0 | 0 | 0 | 0 | 0 | 0 | 0 | 0 | 0 | 0 | 0 | 0
E10 | 0 | 0 | 0 | 0 | 0 | 0 | 0 | 0 | 0 | 0 | 0 | 0 | 0 | 0 | 0 | 0 | 0 | 0 | 0 | 0 | 0 | 0 | 0 | 0 | 0 | 0 | 0 | 0 | 0 | 0 | 0
Current Forecast Stock (Repeat Techs only)
Year | Year 0 | Year 1 | Year 2 | Year 3 | Year 4 | Year 5 | Year 6 | Year 7 | Year 8 | Year 9 | Year 10 | Year 11 | Year 12 | Year 13 | Year 14 | Year 15 | Year 16 | Year 17 | Year 18 | Year 19 | Year 20 | Year 21 | Year 22 | Year 23 | Year 24 | Year 25 | Year 26 | Year 27 | Year 28 | Year 29 | Year 30
E1 | 0 | 0 | 0 | 0 | 0 | 0 | 0 | 0 | 0 | 0 | 0 | 0 | 0 | 0 | 0 | 0 | 0 | 0 | 0 | 0 | 0 | 0 | 0 | 0 | 0 | 0 | 0 | 0 | 0 | 0 | 0
E2 | 0 | 0 | 0 | 0 | 0 | 0 | 0 | 0 | 0 | 0 | 0 | 0 | 0 | 0 | 0 | 0 | 0 | 0 | 0 | 0 | 0 | 0 | 0 | 0 | 0 | 0 | 0 | 0 | 0 | 0 | 0
E3 | 0 | 0 | 0 | 0 | 0 | 0 | 0 | 0 | 0 | 0 | 0 | 0 | 0 | 0 | 0 | 0 | 0 | 0 | 0 | 0 | 0 | 0 | 0 | 0 | 0 | 0 | 0 | 0 | 0 | 0 | 0
E4 | 0 | 0 | 0 | 0 | 0 | 0 | 0 | 0 | 0 | 0 | 0 | 0 | 0 | 0 | 0 | 0 | 0 | 0 | 0 | 0 | 0 | 0 | 0 | 0 | 0 | 0 | 0 | 0 | 0 | 0 | 0
E5 | 0 | 0 | 0 | 0 | 0 | 0 | 0 | 0 | 0 | 0 | 0 | 0 | 0 | 0 | 0 | 0 | 0 | 0 | 0 | 0 | 0 | 0 | 0 | 0 | 0 | 0 | 0 | 0 | 0 | 0 | 0
E6 | 0 | 0 | 0 | 0 | 0 | 0 | 0 | 0 | 0 | 0 | 0 | 0 | 0 | 0 | 0 | 0 | 0 | 0 | 0 | 0 | 0 | 0 | 0 | 0 | 0 | 0 | 0 | 0 | 0 | 0 | 0
E7 | 0 | 0 | 0 | 0 | 0 | 0 | 0 | 0 | 0 | 0 | 0 | 0 | 0 | 0 | 0 | 0 | 0 | 0 | 0 | 0 | 0 | 0 | 0 | 0 | 0 | 0 | 0 | 0 | 0 | 0 | 0
E8 | 0 | 0 | 0 | 0 | 0 | 0 | 0 | 0 | 0 | 0 | 0 | 0 | 0 | 0 | 0 | 0 | 0 | 0 | 0 | 0 | 0 | 0 | 0 | 0 | 0 | 0 | 0 | 0 | 0 | 0 | 0
E9 | 0 | 0 | 0 | 0 | 0 | 0 | 0 | 0 | 0 | 0 | 0 | 0 | 0 | 0 | 0 | 0 | 0 | 0 | 0 | 0 | 0 | 0 | 0 | 0 | 0 | 0 | 0 | 0 | 0 | 0 | 0
E10 | 0 | 0 | 0 | 0 | 0 | 0 | 0 | 0 | 0 | 0 | 0 | 0 | 0 | 0 | 0 | 0 | 0 | 0 | 0 | 0 | 0 | 0 | 0 | 0 | 0 | 0 | 0 | 0 | 0 | 0 | 0
Vintage | 0 | 0 | 0 | 0 | 0 | 0 | 0 | 0 | 0 | 0 | 0 | 0 | 0 | 0 | 0 | 0 | 0 | 0 | 0 | 0 | 0 | 0 | 0 | 0 | 0 | 0 | 0 | 0 | 0 | 0 | 0
Final Results
Year | Year 0 | Year 1 | Year 2 | Year 3 | Year 4 | Year 5 | Year 6 | Year 7 | Year 8 | Year 9 | Year 10 | Year 11 | Year 12 | Year 13 | Year 14 | Year 15 | Year 16 | Year 17 | Year 18 | Year 19 | Year 20 | Year 21 | Year 22 | Year 23 | Year 24 | Year 25 | Year 26 | Year 27 | Year 28 | Year 29 | Year 30
Units | 0 | 112.8302 | 229.7584 | 353.1488 | 476.2485 | 596.5041 | 711.4829 | 821.2078 | 926.5466 | 1028.9428 | 1129.6085 | 1228.2157 | 1324.8035 | 1419.3936 | 1512.0086 | 1602.4138 | 1690.6778 | 1776.7895 | 1860.6174 | 1942.3725 | 2022.1705 | 2100.3087 | 2176.7413 | 0 | 0 | 0 | 0 | 0 | 0 | 0 | 0
Usage | 0 | 0.63294 | 1.2804 | 1.9544 | 2.5883 | 3.2473 | 3.891 | 4.4692 | 5.0106 | 5.5795 | 6.1638 | 6.7447 | 7.311 | 7.8625 | 8.4299 | 8.9717 | 9.4898 | 9.9702 | 10.4684 | 10.9475 | 11.414 | 11.8721 | 12.2686 | 0 | 0 | 0 | 0 | 0 | 0 | 0 | 0
Peak Demand (S) | 0 | 0 | 0 | 0 | 0 | 0 | 0 | 0 | 0 | 0 | 0 | 0 | 0 | 0 | 0 | 0 | 0 | 0 | 0 | 0 | 0 | 0 | 0 | 0 | 0 | 0 | 0 | 0 | 0 | 0 | 0
Peak Demand (W) | 0 | 0.36516 | 0.73871 | 1.1276 | 1.4933 | 1.8735 | 2.2449 | 2.5784 | 2.8908 | 3.219 | 3.5561 | 3.8913 | 4.218 | 4.5361 | 4.8635 | 5.1761 | 5.475 | 5.7521 | 6.0396 | 6.316 | 6.5851 | 6.8494 | 7.0782 | 0 | 0 | 0 | 0 | 0 | 0 | 0 | 0
Turnover | 0 | 112.8302 | 116.9282 | 123.3904 | 123.0996 | 120.2556 | 114.9789 | 109.7249 | 105.3388 | 102.3962 | 100.6658 | 98.6071 | 96.5878 | 94.5902 | 92.6149 | 90.4052 | 88.264 | 86.1117 | 83.8279 | 81.7551 | 79.798 | 78.1382 | 95.2376 | 0 | 0 | 0 | 0 | 0 | 0 | 0 | 0
Avg. Replacement Usage | 5454.871 | 5609.6679 | 5447.2655 | 5452.4836 | 5374.9208 | 5395.9068 | 5428.4915 | 5407.332 | 5377.0735 | 5394.7916 | 5431.1577 | 5467.8903 | 5496.5911 | 5518.7175 | 5555.8135 | 5580.4498 | 5595.4787 | 5594.6568 | 5610.3287 | 5620.8068 | 5629.6677 | 5638.3533 | 5624.8219 | 0 | 0 | 0 | 0 | 0 | 0 | 0 | 0
Avg. Replacement Demand (S) | 0 | 0 | 0 | 0 | 0 | 0 | 0 | 0 | 0 | 0 | 0 | 0 | 0 | 0 | 0 | 0 | 0 | 0 | 0 | 0 | 0 | 0 | 0 | 0 | 0 | 0 | 0 | 0 | 0 | 0 | 0
Avg. Replacement Demand (W) | 3.1471 | 3.2364 | 3.1427 | 3.1457 | 3.101 | 3.1131 | 3.1319 | 3.1197 | 3.1022 | 3.1124 | 3.1334 | 3.1546 | 3.1712 | 3.1839 | 3.2053 | 3.2196 | 3.2282 | 3.2277 | 3.2368 | 3.2428 | 3.2479 | 3.253 | 3.2452 | 0 | 0 | 0 | 0 | 0 | 0 | 0 | 0
Final Purchases
Year | Year 0 | Year 1 | Year 2 | Year 3 | Year 4 | Year 5 | Year 6 | Year 7 | Year 8 | Year 9 | Year 10 | Year 11 | Year 12 | Year 13 | Year 14 | Year 15 | Year 16 | Year 17 | Year 18 | Year 19 | Year 20 | Year 21 | Year 22 | Year 23 | Year 24 | Year 25 | Year 26 | Year 27 | Year 28 | Year 29 | Year 30
E1 | 0 | 97.5964 | 3.3103e-15 | 4.6577e-15 | 5.8084e-15 | 6.809e-15 | 7.5953e-15 | 8.2837e-15 | 8.9466e-15 | 9.663e-15 | 9.4997e-15 | 9.3055e-15 | 9.1149e-15 | 8.9264e-15 | 8.74e-15 | 8.5314e-15 | 8.3294e-15 | 8.1263e-15 | 7.9107e-15 | 7.7151e-15 | 7.5305e-15 | 7.3738e-15 | 8.9875e-15 | 0 | 0 | 0 | 0 | 0 | 0 | 0 | 0
E2 | 0 | 0 | 103.4797 | 109.1986 | 108.9413 | 106.4244 | 101.7546 | 97.1049 | 93.2232 | 90.6191 | 89.0877 | 87.2658 | 85.4787 | 83.7109 | 81.9628 | 80.0072 | 78.1123 | 76.2076 | 74.1864 | 72.352 | 70.6201 | 69.1511 | 84.2838 | 0 | 0 | 0 | 0 | 0 | 0 | 0 | 0
E3 | 0 | 9.7743 | 7.2415 | 7.6417 | 7.6237 | 7.4476 | 7.1208 | 6.7954 | 6.5238 | 6.3415 | 6.2344 | 6.1069 | 5.9818 | 5.8581 | 5.7358 | 5.5989 | 5.4663 | 5.333 | 5.1916 | 5.0632 | 4.942 | 4.8392 | 5.8982 | 0 | 0 | 0 | 0 | 0 | 0 | 0 | 0
E4 | 0 | 3.7571 | 4.2562 | 4.4915 | 4.4809 | 4.3774 | 4.1853 | 3.994 | 3.8344 | 3.7273 | 3.6643 | 3.5893 | 3.5158 | 3.4431 | 3.3712 | 3.2908 | 3.2128 | 3.1345 | 3.0514 | 2.9759 | 2.9047 | 2.8443 | 3.4667 | 0 | 0 | 0 | 0 | 0 | 0 | 0 | 0
E5 | 0 | 1.7024 | 1.9508 | 2.0586 | 2.0537 | 2.0063 | 1.9183 | 1.8306 | 1.7574 | 1.7083 | 1.6795 | 1.6451 | 1.6114 | 1.5781 | 1.5451 | 1.5083 | 1.4726 | 1.4366 | 1.3985 | 1.364 | 1.3313 | 1.3036 | 1.5889 | 0 | 0 | 0 | 0 | 0 | 0 | 0 | 0
E6 | 0 | 0 | 0 | 0 | 0 | 0 | 0 | 0 | 0 | 0 | 0 | 0 | 0 | 0 | 0 | 0 | 0 | 0 | 0 | 0 | 0 | 0 | 0 | 0 | 0 | 0 | 0 | 0 | 0 | 0 | 0
E7 | 0 | 0 | 0 | 0 | 0 | 0 | 0 | 0 | 0 | 0 | 0 | 0 | 0 | 0 | 0 | 0 | 0 | 0 | 0 | 0 | 0 | 0 | 0 | 0 | 0 | 0 | 0 | 0 | 0 | 0 | 0
E8 | 0 | 0 | 0 | 0 | 0 | 0 | 0 | 0 | 0 | 0 | 0 | 0 | 0 | 0 | 0 | 0 | 0 | 0 | 0 | 0 | 0 | 0 | 0 | 0 | 0 | 0 | 0 | 0 | 0 | 0 | 0
E9 | 0 | 0 | 0 | 0 | 0 | 0 | 0 | 0 | 0 | 0 | 0 | 0 | 0 | 0 | 0 | 0 | 0 | 0 | 0 | 0 | 0 | 0 | 0 | 0 | 0 | 0 | 0 | 0 | 0 | 0 | 0
E10 | 0 | 0 | 0 | 0 | 0 | 0 | 0 | 0 | 0 | 0 | 0 | 0 | 0 | 0 | 0 | 0 | 0 | 0 | 0 | 0 | 0 | 0 | 0 | 0 | 0 | 0 | 0 | 0 | 0 | 0 | 0
Final Stock
Year | Year 0 | Year 1 | Year 2 | Year 3 | Year 4 | Year 5 | Year 6 | Year 7 | Year 8 | Year 9 | Year 10 | Year 11 | Year 12 | Year 13 | Year 14 | Year 15 | Year 16 | Year 17 | Year 18 | Year 19 | Year 20 | Year 21 | Year 22 | Year 23 | Year 24 | Year 25 | Year 26 | Year 27 | Year 28 | Year 29 | Year 30
E1 | 0 | 97.5964 | 97.5964 | 97.5964 | 97.5964 | 97.5964 | 97.5964 | 97.5964 | 97.5964 | 97.5964 | 97.5964 | 97.5964 | 97.5964 | 97.5964 | 97.5964 | 97.5964 | 97.5964 | 97.5964 | 97.5964 | 97.5964 | 97.5964 | 97.5964 | 81.3303 | 0 | 0 | 0 | 0 | 0 | 0 | 0 | 0
E2 | 0 | 0 | 103.4797 | 212.6783 | 321.6196 | 428.044 | 529.7986 | 626.9034 | 720.1266 | 810.7457 | 899.8334 | 987.0992 | 1072.5779 | 1156.2888 | 1238.2516 | 1318.2588 | 1396.3711 | 1472.5787 | 1546.7651 | 1619.1171 | 1689.7372 | 1758.8883 | 1843.1722 | 0 | 0 | 0 | 0 | 0 | 0 | 0 | 0
E3 | 0 | 9.7743 | 17.0158 | 24.6575 | 32.2813 | 39.7288 | 46.8496 | 53.645 | 60.1688 | 66.5103 | 72.7447 | 78.8515 | 84.8333 | 90.6914 | 96.4272 | 102.0261 | 107.4924 | 112.8254 | 118.0169 | 123.0801 | 128.0221 | 132.8613 | 137.1305 | 0 | 0 | 0 | 0 | 0 | 0 | 0 | 0
E4 | 0 | 3.7571 | 8.0133 | 12.5048 | 16.9857 | 21.363 | 25.5483 | 29.5423 | 33.3767 | 37.104 | 40.7682 | 44.3576 | 47.8734 | 51.3165 | 54.6878 | 57.9785 | 61.1914 | 64.3259 | 67.3773 | 70.3532 | 73.2579 | 76.1021 | 78.9426 | 0 | 0 | 0 | 0 | 0 | 0 | 0 | 0
E5 | 0 | 1.7024 | 3.6532 | 5.7118 | 7.7655 | 9.7718 | 11.6901 | 13.5207 | 15.2781 | 16.9864 | 18.6659 | 20.311 | 21.9224 | 23.5005 | 25.0457 | 26.5539 | 28.0265 | 29.4631 | 30.8617 | 32.2256 | 33.5569 | 34.8606 | 36.1657 | 0 | 0 | 0 | 0 | 0 | 0 | 0 | 0
E6 | 0 | 0 | 0 | 0 | 0 | 0 | 0 | 0 | 0 | 0 | 0 | 0 | 0 | 0 | 0 | 0 | 0 | 0 | 0 | 0 | 0 | 0 | 0 | 0 | 0 | 0 | 0 | 0 | 0 | 0 | 0
E7 | 0 | 0 | 0 | 0 | 0 | 0 | 0 | 0 | 0 | 0 | 0 | 0 | 0 | 0 | 0 | 0 | 0 | 0 | 0 | 0 | 0 | 0 | 0 | 0 | 0 | 0 | 0 | 0 | 0 | 0 | 0
E8 | 0 | 0 | 0 | 0 | 0 | 0 | 0 | 0 | 0 | 0 | 0 | 0 | 0 | 0 | 0 | 0 | 0 | 0 | 0 | 0 | 0 | 0 | 0 | 0 | 0 | 0 | 0 | 0 | 0 | 0 | 0
E9 | 0 | 0 | 0 | 0 | 0 | 0 | 0 | 0 | 0 | 0 | 0 | 0 | 0 | 0 | 0 | 0 | 0 | 0 | 0 | 0 | 0 | 0 | 0 | 0 | 0 | 0 | 0 | 0 | 0 | 0 | 0
E10 | 0 | 0 | 0 | 0 | 0 | 0 | 0 | 0 | 0 | 0 | 0 | 0 | 0 | 0 | 0 | 0 | 0 | 0 | 0 | 0 | 0 | 0 | 0 | 0 | 0 | 0 | 0 | 0 | 0 | 0 | 0
Vintage | 0 | 0 | 0 | 0 | 0 | 0 | 0 | 0 | 0 | 0 | 0 | 0 | 0 | 0 | 0 | 0 | 0 | 0 | 0 | 0 | 0 | 0 | 0 | 0 | 0 | 0 | 0 | 0 | 0 | 0 | 0

## System Cache (hidden)
Setup |  |  |  |  | Market Size | Building Systems | BC Ratio Factors |  | Potential Factors |  |  |  | System Data | [14 empty] | System Purchase Shares | [5 empty] | System Costs | [5 empty] | System Stock
Key | Segment | Segment | Vintage | System | Market Size-Row | Building Systems-Row | Incentive Rate-Row | Admin Adder-Row | Potential Factors-MAP-Key | Potential Factors-MAP-Row | Potential Factors-RAP-Key | Potential Factors-RAP-Row | System Data-C1-Row | System Data-C1-Tech-Key | System Data-C1-Tech-Row | System Data-C2-Row | System Data-C2-Tech-Key | System Data-C2-Tech-Row | System Data-C3-Row | System Data-C3-Tech-Key | System Data-C3-Tech-Row | System Data-C4-Row | System Data-C4-Tech-Key | System Data-C4-Tech-Row | System Data-C5-Row | System Data-C5-Tech-Key | System Data-C5-Tech-Row | System Purchase Shares-Baseline Forecast-Row | System Purchase Shares-Codes & Standards Forecast-Row | System Purchase Shares-Realistic Achievable Potential-Row | System Purchase Shares-Maximum Achievable Potential-Row | System Purchase Shares-Economic Potential-Row | System Purchase Shares-Technical Potential-Row | System Costs-F1-Row | System Costs-F2-Row | System Costs-F3-Row | System Costs-F4-Row | System Costs-F5-Row | System Costs-F6-Row | System Stock-BLF-Row | System Stock-CSF-Row | System Stock-RAP-Row | System Stock-MAP-Row | System Stock-EP-Row | System Stock-TP-Row
___S1 |  |  |  | S1 | #VALUE! | 0 | 0 | 0 | __S1_MAP | 0 | __S1_RAP | 0 | 0 | #N/A | 0 | 0 | #N/A | 0 | 0 | #N/A | 0 | 0 | #N/A | 0 | 0 | #N/A | 0 | 0 | 0 | 0 | 0 | 0 | 0 | 0 | 0 | 0 | 0 | 0 | 0 | 0 | 0 | 0 | 0 | 0 | 0

## Technology Costs
Key | Field | Sector | Segment | Vintage | End Use | Fuel | Technology | Equipment | Label | 2021 | 2022 | 2023 | 2024 | 2025 | 2026 | 2027 | 2028 | 2029 | 2030 | 2031 | 2032 | 2033 | 2034 | 2035 | 2036 | 2037 | 2038 | 2039 | 2040 | 2041 | 2042 | 2043 | 2044 | 2045 | 2046 | 2047
F1_Commercial_Office_Existing_Space Heating_Natural Gas_Furnace_E1 | F1 | Commercial | Office | Existing | Space Heating | Natural Gas | Furnace | E1 | RVT - Cost of Equipment | 0.045448 | 0.045448 | 0.045448 | 0 | 0 | 0 | 0 | 0 | 0 | 0 | 0 | 0 | 0 | 0 | 0 | 0 | 0 | 0 | 0 | 0 | 0 | 0 | 0 | 0 | 0 | 0 | 0
F1_Commercial_Office_Existing_Space Heating_Natural Gas_Furnace_E2 | F1 | Commercial | Office | Existing | Space Heating | Natural Gas | Furnace | E2 | RVT - Cost of Equipment | 0.055846 | 0.055846 | 0.055846 | 0.055846 | 0.055846 | 0.055846 | 0.055846 | 0.055846 | 0.055846 | 0.055846 | 0.055846 | 0.055846 | 0.055846 | 0.055846 | 0.055846 | 0.055846 | 0.055846 | 0.055846 | 0.055846 | 0.055846 | 0.055846 | 0.055846 | 0.055846 | 0.055846 | 0.055846 | 0.055846 | 0.055846
F1_Commercial_Office_Existing_Space Heating_Natural Gas_Furnace_E3 | F1 | Commercial | Office | Existing | Space Heating | Natural Gas | Furnace | E3 | RVT - Cost of Equipment | 0.066245 | 0.066245 | 0.066245 | 0.066245 | 0.066245 | 0.066245 | 0.066245 | 0.066245 | 0.066245 | 0.066245 | 0.066245 | 0.066245 | 0.066245 | 0.066245 | 0.066245 | 0.066245 | 0.066245 | 0.066245 | 0.066245 | 0.066245 | 0.066245 | 0.066245 | 0.066245 | 0.066245 | 0.066245 | 0.066245 | 0.066245
F1_Commercial_Office_Existing_Space Heating_Natural Gas_Furnace_E4 | F1 | Commercial | Office | Existing | Space Heating | Natural Gas | Furnace | E4 | RVT - Cost of Equipment | 0 | 0 | 0 | 0 | 0 | 0 | 0 | 0 | 0 | 0 | 0 | 0 | 0 | 0 | 0 | 0 | 0 | 0 | 0 | 0 | 0 | 0 | 0 | 0 | 0 | 0 | 0
F1_Commercial_Office_Existing_Space Heating_Natural Gas_Furnace_E5 | F1 | Commercial | Office | Existing | Space Heating | Natural Gas | Furnace | E5 | RVT - Cost of Equipment | 0 | 0 | 0 | 0 | 0 | 0 | 0 | 0 | 0 | 0 | 0 | 0 | 0 | 0 | 0 | 0 | 0 | 0 | 0 | 0 | 0 | 0 | 0 | 0 | 0 | 0 | 0
F1_Commercial_Office_Existing_Space Heating_Natural Gas_Furnace_E6 | F1 | Commercial | Office | Existing | Space Heating | Natural Gas | Furnace | E6 | RVT - Cost of Equipment | 0 | 0 | 0 | 0 | 0 | 0 | 0 | 0 | 0 | 0 | 0 | 0 | 0 | 0 | 0 | 0 | 0 | 0 | 0 | 0 | 0 | 0 | 0 | 0 | 0 | 0 | 0
F1_Commercial_Office_Existing_Space Heating_Natural Gas_Furnace_E7 | F1 | Commercial | Office | Existing | Space Heating | Natural Gas | Furnace | E7 | RVT - Cost of Equipment | 0 | 0 | 0 | 0 | 0 | 0 | 0 | 0 | 0 | 0 | 0 | 0 | 0 | 0 | 0 | 0 | 0 | 0 | 0 | 0 | 0 | 0 | 0 | 0 | 0 | 0 | 0
F1_Commercial_Office_Existing_Space Heating_Natural Gas_Furnace_E8 | F1 | Commercial | Office | Existing | Space Heating | Natural Gas | Furnace | E8 | RVT - Cost of Equipment | 0 | 0 | 0 | 0 | 0 | 0 | 0 | 0 | 0 | 0 | 0 | 0 | 0 | 0 | 0 | 0 | 0 | 0 | 0 | 0 | 0 | 0 | 0 | 0 | 0 | 0 | 0
F1_Commercial_Office_Existing_Space Heating_Natural Gas_Furnace_E9 | F1 | Commercial | Office | Existing | Space Heating | Natural Gas | Furnace | E9 | RVT - Cost of Equipment | 0 | 0 | 0 | 0 | 0 | 0 | 0 | 0 | 0 | 0 | 0 | 0 | 0 | 0 | 0 | 0 | 0 | 0 | 0 | 0 | 0 | 0 | 0 | 0 | 0 | 0 | 0
F1_Commercial_Office_Existing_Space Heating_Natural Gas_Furnace_E10 | F1 | Commercial | Office | Existing | Space Heating | Natural Gas | Furnace | E10 | RVT - Cost of Equipment | 0 | 0 | 0 | 0 | 0 | 0 | 0 | 0 | 0 | 0 | 0 | 0 | 0 | 0 | 0 | 0 | 0 | 0 | 0 | 0 | 0 | 0 | 0 | 0 | 0 | 0 | 0
F2_Commercial_Office_Existing_Space Heating_Natural Gas_Furnace_E1 | F2 | Commercial | Office | Existing | Space Heating | Natural Gas | Furnace | E1 | RVT - Cost of Operation | 0 | 0 | 0 | 0 | 0 | 0 | 0 | 0 | 0 | 0 | 0 | 0 | 0 | 0 | 0 | 0 | 0 | 0 | 0 | 0 | 0 | 0 | 0 | 0 | 0 | 0 | 0
F2_Commercial_Office_Existing_Space Heating_Natural Gas_Furnace_E2 | F2 | Commercial | Office | Existing | Space Heating | Natural Gas | Furnace | E2 | RVT - Cost of Operation | 0 | 0 | 0 | 0 | 0 | 0 | 0 | 0 | 0 | 0 | 0 | 0 | 0 | 0 | 0 | 0 | 0 | 0 | 0 | 0 | 0 | 0 | 0 | 0 | 0 | 0 | 0
F2_Commercial_Office_Existing_Space Heating_Natural Gas_Furnace_E3 | F2 | Commercial | Office | Existing | Space Heating | Natural Gas | Furnace | E3 | RVT - Cost of Operation | 0 | 0 | 0 | 0 | 0 | 0 | 0 | 0 | 0 | 0 | 0 | 0 | 0 | 0 | 0 | 0 | 0 | 0 | 0 | 0 | 0 | 0 | 0 | 0 | 0 | 0 | 0
F2_Commercial_Office_Existing_Space Heating_Natural Gas_Furnace_E4 | F2 | Commercial | Office | Existing | Space Heating | Natural Gas | Furnace | E4 | RVT - Cost of Operation | 0 | 0 | 0 | 0 | 0 | 0 | 0 | 0 | 0 | 0 | 0 | 0 | 0 | 0 | 0 | 0 | 0 | 0 | 0 | 0 | 0 | 0 | 0 | 0 | 0 | 0 | 0
F2_Commercial_Office_Existing_Space Heating_Natural Gas_Furnace_E5 | F2 | Commercial | Office | Existing | Space Heating | Natural Gas | Furnace | E5 | RVT - Cost of Operation | 0 | 0 | 0 | 0 | 0 | 0 | 0 | 0 | 0 | 0 | 0 | 0 | 0 | 0 | 0 | 0 | 0 | 0 | 0 | 0 | 0 | 0 | 0 | 0 | 0 | 0 | 0
F2_Commercial_Office_Existing_Space Heating_Natural Gas_Furnace_E6 | F2 | Commercial | Office | Existing | Space Heating | Natural Gas | Furnace | E6 | RVT - Cost of Operation | 0 | 0 | 0 | 0 | 0 | 0 | 0 | 0 | 0 | 0 | 0 | 0 | 0 | 0 | 0 | 0 | 0 | 0 | 0 | 0 | 0 | 0 | 0 | 0 | 0 | 0 | 0
F2_Commercial_Office_Existing_Space Heating_Natural Gas_Furnace_E7 | F2 | Commercial | Office | Existing | Space Heating | Natural Gas | Furnace | E7 | RVT - Cost of Operation | 0 | 0 | 0 | 0 | 0 | 0 | 0 | 0 | 0 | 0 | 0 | 0 | 0 | 0 | 0 | 0 | 0 | 0 | 0 | 0 | 0 | 0 | 0 | 0 | 0 | 0 | 0
F2_Commercial_Office_Existing_Space Heating_Natural Gas_Furnace_E8 | F2 | Commercial | Office | Existing | Space Heating | Natural Gas | Furnace | E8 | RVT - Cost of Operation | 0 | 0 | 0 | 0 | 0 | 0 | 0 | 0 | 0 | 0 | 0 | 0 | 0 | 0 | 0 | 0 | 0 | 0 | 0 | 0 | 0 | 0 | 0 | 0 | 0 | 0 | 0
F2_Commercial_Office_Existing_Space Heating_Natural Gas_Furnace_E9 | F2 | Commercial | Office | Existing | Space Heating | Natural Gas | Furnace | E9 | RVT - Cost of Operation | 0 | 0 | 0 | 0 | 0 | 0 | 0 | 0 | 0 | 0 | 0 | 0 | 0 | 0 | 0 | 0 | 0 | 0 | 0 | 0 | 0 | 0 | 0 | 0 | 0 | 0 | 0
F2_Commercial_Office_Existing_Space Heating_Natural Gas_Furnace_E10 | F2 | Commercial | Office | Existing | Space Heating | Natural Gas | Furnace | E10 | RVT - Cost of Operation | 0 | 0 | 0 | 0 | 0 | 0 | 0 | 0 | 0 | 0 | 0 | 0 | 0 | 0 | 0 | 0 | 0 | 0 | 0 | 0 | 0 | 0 | 0 | 0 | 0 | 0 | 0
F3_Commercial_Office_Existing_Space Heating_Natural Gas_Furnace_E1 | F3 | Commercial | Office | Existing | Space Heating | Natural Gas | Furnace | E1 | System - kBTUs of Consumption | 36.294 | 36.3998 | 36.3936 | 0 | 0 | 0 | 0 | 0 | 0 | 0 | 0 | 0 | 0 | 0 | 0 | 0 | 0 | 0 | 0 | 0 | 0 | 0 | 0 | 0 | 0 | 0 | 0
F3_Commercial_Office_Existing_Space Heating_Natural Gas_Furnace_E2 | F3 | Commercial | Office | Existing | Space Heating | Natural Gas | Furnace | E2 | System - kBTUs of Consumption | 32.2614 | 32.3554 | 32.3499 | 32.3499 | 32.3499 | 32.3499 | 32.3499 | 32.3499 | 32.3499 | 32.3499 | 32.3499 | 32.3499 | 32.3499 | 32.3499 | 32.3499 | 32.3499 | 32.3499 | 32.3499 | 32.3499 | 32.3499 | 32.3499 | 32.3499 | 32.3499 | 32.3499 | 32.3499 | 32.3499 | 32.3499
F3_Commercial_Office_Existing_Space Heating_Natural Gas_Furnace_E3 | F3 | Commercial | Office | Existing | Space Heating | Natural Gas | Furnace | E3 | System - kBTUs of Consumption | 30.245 | 30.3332 | 30.328 | 30.328 | 30.328 | 30.328 | 30.328 | 30.328 | 30.328 | 30.328 | 30.328 | 30.328 | 30.328 | 30.328 | 30.328 | 30.328 | 30.328 | 30.328 | 30.328 | 30.328 | 30.328 | 30.328 | 30.328 | 30.328 | 30.328 | 30.328 | 30.328
F3_Commercial_Office_Existing_Space Heating_Natural Gas_Furnace_E4 | F3 | Commercial | Office | Existing | Space Heating | Natural Gas | Furnace | E4 | System - kBTUs of Consumption | 0 | 0 | 0 | 0 | 0 | 0 | 0 | 0 | 0 | 0 | 0 | 0 | 0 | 0 | 0 | 0 | 0 | 0 | 0 | 0 | 0 | 0 | 0 | 0 | 0 | 0 | 0
F3_Commercial_Office_Existing_Space Heating_Natural Gas_Furnace_E5 | F3 | Commercial | Office | Existing | Space Heating | Natural Gas | Furnace | E5 | System - kBTUs of Consumption | 0 | 0 | 0 | 0 | 0 | 0 | 0 | 0 | 0 | 0 | 0 | 0 | 0 | 0 | 0 | 0 | 0 | 0 | 0 | 0 | 0 | 0 | 0 | 0 | 0 | 0 | 0
F3_Commercial_Office_Existing_Space Heating_Natural Gas_Furnace_E6 | F3 | Commercial | Office | Existing | Space Heating | Natural Gas | Furnace | E6 | System - kBTUs of Consumption | 0 | 0 | 0 | 0 | 0 | 0 | 0 | 0 | 0 | 0 | 0 | 0 | 0 | 0 | 0 | 0 | 0 | 0 | 0 | 0 | 0 | 0 | 0 | 0 | 0 | 0 | 0
F3_Commercial_Office_Existing_Space Heating_Natural Gas_Furnace_E7 | F3 | Commercial | Office | Existing | Space Heating | Natural Gas | Furnace | E7 | System - kBTUs of Consumption | 0 | 0 | 0 | 0 | 0 | 0 | 0 | 0 | 0 | 0 | 0 | 0 | 0 | 0 | 0 | 0 | 0 | 0 | 0 | 0 | 0 | 0 | 0 | 0 | 0 | 0 | 0
F3_Commercial_Office_Existing_Space Heating_Natural Gas_Furnace_E8 | F3 | Commercial | Office | Existing | Space Heating | Natural Gas | Furnace | E8 | System - kBTUs of Consumption | 0 | 0 | 0 | 0 | 0 | 0 | 0 | 0 | 0 | 0 | 0 | 0 | 0 | 0 | 0 | 0 | 0 | 0 | 0 | 0 | 0 | 0 | 0 | 0 | 0 | 0 | 0
F3_Commercial_Office_Existing_Space Heating_Natural Gas_Furnace_E9 | F3 | Commercial | Office | Existing | Space Heating | Natural Gas | Furnace | E9 | System - kBTUs of Consumption | 0 | 0 | 0 | 0 | 0 | 0 | 0 | 0 | 0 | 0 | 0 | 0 | 0 | 0 | 0 | 0 | 0 | 0 | 0 | 0 | 0 | 0 | 0 | 0 | 0 | 0 | 0
F3_Commercial_Office_Existing_Space Heating_Natural Gas_Furnace_E10 | F3 | Commercial | Office | Existing | Space Heating | Natural Gas | Furnace | E10 | System - kBTUs of Consumption | 0 | 0 | 0 | 0 | 0 | 0 | 0 | 0 | 0 | 0 | 0 | 0 | 0 | 0 | 0 | 0 | 0 | 0 | 0 | 0 | 0 | 0 | 0 | 0 | 0 | 0 | 0
F4_Commercial_Office_Existing_Space Heating_Natural Gas_Furnace_E1 | F4 | Commercial | Office | Existing | Space Heating | Natural Gas | Furnace | E1 | Utility - Cost of Equipment | 0.045448 | 0.045448 | 0.045448 | 0 | 0 | 0 | 0 | 0 | 0 | 0 | 0 | 0 | 0 | 0 | 0 | 0 | 0 | 0 | 0 | 0 | 0 | 0 | 0 | 0 | 0 | 0 | 0
F4_Commercial_Office_Existing_Space Heating_Natural Gas_Furnace_E2 | F4 | Commercial | Office | Existing | Space Heating | Natural Gas | Furnace | E2 | Utility - Cost of Equipment | 0.055846 | 0.055846 | 0.055846 | 0.055846 | 0.055846 | 0.055846 | 0.055846 | 0.055846 | 0.055846 | 0.055846 | 0.055846 | 0.055846 | 0.055846 | 0.055846 | 0.055846 | 0.055846 | 0.055846 | 0.055846 | 0.055846 | 0.055846 | 0.055846 | 0.055846 | 0.055846 | 0.055846 | 0.055846 | 0.055846 | 0.055846
F4_Commercial_Office_Existing_Space Heating_Natural Gas_Furnace_E3 | F4 | Commercial | Office | Existing | Space Heating | Natural Gas | Furnace | E3 | Utility - Cost of Equipment | 0.066245 | 0.066245 | 0.066245 | 0.066245 | 0.066245 | 0.066245 | 0.066245 | 0.066245 | 0.066245 | 0.066245 | 0.066245 | 0.066245 | 0.066245 | 0.066245 | 0.066245 | 0.066245 | 0.066245 | 0.066245 | 0.066245 | 0.066245 | 0.066245 | 0.066245 | 0.066245 | 0.066245 | 0.066245 | 0.066245 | 0.066245
F4_Commercial_Office_Existing_Space Heating_Natural Gas_Furnace_E4 | F4 | Commercial | Office | Existing | Space Heating | Natural Gas | Furnace | E4 | Utility - Cost of Equipment | 0 | 0 | 0 | 0 | 0 | 0 | 0 | 0 | 0 | 0 | 0 | 0 | 0 | 0 | 0 | 0 | 0 | 0 | 0 | 0 | 0 | 0 | 0 | 0 | 0 | 0 | 0
F4_Commercial_Office_Existing_Space Heating_Natural Gas_Furnace_E5 | F4 | Commercial | Office | Existing | Space Heating | Natural Gas | Furnace | E5 | Utility - Cost of Equipment | 0 | 0 | 0 | 0 | 0 | 0 | 0 | 0 | 0 | 0 | 0 | 0 | 0 | 0 | 0 | 0 | 0 | 0 | 0 | 0 | 0 | 0 | 0 | 0 | 0 | 0 | 0
F4_Commercial_Office_Existing_Space Heating_Natural Gas_Furnace_E6 | F4 | Commercial | Office | Existing | Space Heating | Natural Gas | Furnace | E6 | Utility - Cost of Equipment | 0 | 0 | 0 | 0 | 0 | 0 | 0 | 0 | 0 | 0 | 0 | 0 | 0 | 0 | 0 | 0 | 0 | 0 | 0 | 0 | 0 | 0 | 0 | 0 | 0 | 0 | 0
F4_Commercial_Office_Existing_Space Heating_Natural Gas_Furnace_E7 | F4 | Commercial | Office | Existing | Space Heating | Natural Gas | Furnace | E7 | Utility - Cost of Equipment | 0 | 0 | 0 | 0 | 0 | 0 | 0 | 0 | 0 | 0 | 0 | 0 | 0 | 0 | 0 | 0 | 0 | 0 | 0 | 0 | 0 | 0 | 0 | 0 | 0 | 0 | 0
F4_Commercial_Office_Existing_Space Heating_Natural Gas_Furnace_E8 | F4 | Commercial | Office | Existing | Space Heating | Natural Gas | Furnace | E8 | Utility - Cost of Equipment | 0 | 0 | 0 | 0 | 0 | 0 | 0 | 0 | 0 | 0 | 0 | 0 | 0 | 0 | 0 | 0 | 0 | 0 | 0 | 0 | 0 | 0 | 0 | 0 | 0 | 0 | 0
F4_Commercial_Office_Existing_Space Heating_Natural Gas_Furnace_E9 | F4 | Commercial | Office | Existing | Space Heating | Natural Gas | Furnace | E9 | Utility - Cost of Equipment | 0 | 0 | 0 | 0 | 0 | 0 | 0 | 0 | 0 | 0 | 0 | 0 | 0 | 0 | 0 | 0 | 0 | 0 | 0 | 0 | 0 | 0 | 0 | 0 | 0 | 0 | 0
F4_Commercial_Office_Existing_Space Heating_Natural Gas_Furnace_E10 | F4 | Commercial | Office | Existing | Space Heating | Natural Gas | Furnace | E10 | Utility - Cost of Equipment | 0 | 0 | 0 | 0 | 0 | 0 | 0 | 0 | 0 | 0 | 0 | 0 | 0 | 0 | 0 | 0 | 0 | 0 | 0 | 0 | 0 | 0 | 0 | 0 | 0 | 0 | 0
F5_Commercial_Office_Existing_Space Heating_Natural Gas_Furnace_E1 | F5 | Commercial | Office | Existing | Space Heating | Natural Gas | Furnace | E1 | Utility - Cost of Operation | 0.52744 | 0.52434 | 0.51702 | 0 | 0 | 0 | 0 | 0 | 0 | 0 | 0 | 0 | 0 | 0 | 0 | 0 | 0 | 0 | 0 | 0 | 0 | 0 | 0 | 0 | 0 | 0 | 0
F5_Commercial_Office_Existing_Space Heating_Natural Gas_Furnace_E2 | F5 | Commercial | Office | Existing | Space Heating | Natural Gas | Furnace | E2 | Utility - Cost of Operation | 0.46883 | 0.46608 | 0.45958 | 0.45255 | 0.45061 | 0.45033 | 0.45122 | 0.45242 | 0.45336 | 0.45382 | 0.45378 | 0.45318 | 0.45187 | 0.44949 | 0.44607 | 0.44177 | 0.43624 | 0.42971 | 0.42193 | 0.41264 | 0.40159 | 0.38903 | 0.37866 | 0.37215 | 0.36969 | 0.3715 | 0.37333
F5_Commercial_Office_Existing_Space Heating_Natural Gas_Furnace_E3 | F5 | Commercial | Office | Existing | Space Heating | Natural Gas | Furnace | E3 | Utility - Cost of Operation | 0.43953 | 0.43695 | 0.43085 | 0.42427 | 0.42245 | 0.42218 | 0.42302 | 0.42415 | 0.42503 | 0.42546 | 0.42542 | 0.42486 | 0.42363 | 0.4214 | 0.41819 | 0.41416 | 0.40898 | 0.40285 | 0.39556 | 0.38685 | 0.37649 | 0.36472 | 0.35499 | 0.34889 | 0.34659 | 0.34829 | 0.34999
F5_Commercial_Office_Existing_Space Heating_Natural Gas_Furnace_E4 | F5 | Commercial | Office | Existing | Space Heating | Natural Gas | Furnace | E4 | Utility - Cost of Operation | 0 | 0 | 0 | 0 | 0 | 0 | 0 | 0 | 0 | 0 | 0 | 0 | 0 | 0 | 0 | 0 | 0 | 0 | 0 | 0 | 0 | 0 | 0 | 0 | 0 | 0 | 0
F5_Commercial_Office_Existing_Space Heating_Natural Gas_Furnace_E5 | F5 | Commercial | Office | Existing | Space Heating | Natural Gas | Furnace | E5 | Utility - Cost of Operation | 0 | 0 | 0 | 0 | 0 | 0 | 0 | 0 | 0 | 0 | 0 | 0 | 0 | 0 | 0 | 0 | 0 | 0 | 0 | 0 | 0 | 0 | 0 | 0 | 0 | 0 | 0
F5_Commercial_Office_Existing_Space Heating_Natural Gas_Furnace_E6 | F5 | Commercial | Office | Existing | Space Heating | Natural Gas | Furnace | E6 | Utility - Cost of Operation | 0 | 0 | 0 | 0 | 0 | 0 | 0 | 0 | 0 | 0 | 0 | 0 | 0 | 0 | 0 | 0 | 0 | 0 | 0 | 0 | 0 | 0 | 0 | 0 | 0 | 0 | 0
F5_Commercial_Office_Existing_Space Heating_Natural Gas_Furnace_E7 | F5 | Commercial | Office | Existing | Space Heating | Natural Gas | Furnace | E7 | Utility - Cost of Operation | 0 | 0 | 0 | 0 | 0 | 0 | 0 | 0 | 0 | 0 | 0 | 0 | 0 | 0 | 0 | 0 | 0 | 0 | 0 | 0 | 0 | 0 | 0 | 0 | 0 | 0 | 0
F5_Commercial_Office_Existing_Space Heating_Natural Gas_Furnace_E8 | F5 | Commercial | Office | Existing | Space Heating | Natural Gas | Furnace | E8 | Utility - Cost of Operation | 0 | 0 | 0 | 0 | 0 | 0 | 0 | 0 | 0 | 0 | 0 | 0 | 0 | 0 | 0 | 0 | 0 | 0 | 0 | 0 | 0 | 0 | 0 | 0 | 0 | 0 | 0
F5_Commercial_Office_Existing_Space Heating_Natural Gas_Furnace_E9 | F5 | Commercial | Office | Existing | Space Heating | Natural Gas | Furnace | E9 | Utility - Cost of Operation | 0 | 0 | 0 | 0 | 0 | 0 | 0 | 0 | 0 | 0 | 0 | 0 | 0 | 0 | 0 | 0 | 0 | 0 | 0 | 0 | 0 | 0 | 0 | 0 | 0 | 0 | 0
F5_Commercial_Office_Existing_Space Heating_Natural Gas_Furnace_E10 | F5 | Commercial | Office | Existing | Space Heating | Natural Gas | Furnace | E10 | Utility - Cost of Operation | 0 | 0 | 0 | 0 | 0 | 0 | 0 | 0 | 0 | 0 | 0 | 0 | 0 | 0 | 0 | 0 | 0 | 0 | 0 | 0 | 0 | 0 | 0 | 0 | 0 | 0 | 0
F6_Commercial_Office_Existing_Space Heating_Natural Gas_Furnace_E1 | F6 | Commercial | Office | Existing | Space Heating | Natural Gas | Furnace | E1 | Utility - Value of Sales | 0 | 0 | 0 | 0 | 0 | 0 | 0 | 0 | 0 | 0 | 0 | 0 | 0 | 0 | 0 | 0 | 0 | 0 | 0 | 0 | 0 | 0 | 0 | 0 | 0 | 0 | 0
F6_Commercial_Office_Existing_Space Heating_Natural Gas_Furnace_E2 | F6 | Commercial | Office | Existing | Space Heating | Natural Gas | Furnace | E2 | Utility - Value of Sales | 0 | 0 | 0 | 0 | 0 | 0 | 0 | 0 | 0 | 0 | 0 | 0 | 0 | 0 | 0 | 0 | 0 | 0 | 0 | 0 | 0 | 0 | 0 | 0 | 0 | 0 | 0
F6_Commercial_Office_Existing_Space Heating_Natural Gas_Furnace_E3 | F6 | Commercial | Office | Existing | Space Heating | Natural Gas | Furnace | E3 | Utility - Value of Sales | 0 | 0 | 0 | 0 | 0 | 0 | 0 | 0 | 0 | 0 | 0 | 0 | 0 | 0 | 0 | 0 | 0 | 0 | 0 | 0 | 0 | 0 | 0 | 0 | 0 | 0 | 0
F6_Commercial_Office_Existing_Space Heating_Natural Gas_Furnace_E4 | F6 | Commercial | Office | Existing | Space Heating | Natural Gas | Furnace | E4 | Utility - Value of Sales | 0 | 0 | 0 | 0 | 0 | 0 | 0 | 0 | 0 | 0 | 0 | 0 | 0 | 0 | 0 | 0 | 0 | 0 | 0 | 0 | 0 | 0 | 0 | 0 | 0 | 0 | 0
F6_Commercial_Office_Existing_Space Heating_Natural Gas_Furnace_E5 | F6 | Commercial | Office | Existing | Space Heating | Natural Gas | Furnace | E5 | Utility - Value of Sales | 0 | 0 | 0 | 0 | 0 | 0 | 0 | 0 | 0 | 0 | 0 | 0 | 0 | 0 | 0 | 0 | 0 | 0 | 0 | 0 | 0 | 0 | 0 | 0 | 0 | 0 | 0
F6_Commercial_Office_Existing_Space Heating_Natural Gas_Furnace_E6 | F6 | Commercial | Office | Existing | Space Heating | Natural Gas | Furnace | E6 | Utility - Value of Sales | 0 | 0 | 0 | 0 | 0 | 0 | 0 | 0 | 0 | 0 | 0 | 0 | 0 | 0 | 0 | 0 | 0 | 0 | 0 | 0 | 0 | 0 | 0 | 0 | 0 | 0 | 0
F6_Commercial_Office_Existing_Space Heating_Natural Gas_Furnace_E7 | F6 | Commercial | Office | Existing | Space Heating | Natural Gas | Furnace | E7 | Utility - Value of Sales | 0 | 0 | 0 | 0 | 0 | 0 | 0 | 0 | 0 | 0 | 0 | 0 | 0 | 0 | 0 | 0 | 0 | 0 | 0 | 0 | 0 | 0 | 0 | 0 | 0 | 0 | 0
F6_Commercial_Office_Existing_Space Heating_Natural Gas_Furnace_E8 | F6 | Commercial | Office | Existing | Space Heating | Natural Gas | Furnace | E8 | Utility - Value of Sales | 0 | 0 | 0 | 0 | 0 | 0 | 0 | 0 | 0 | 0 | 0 | 0 | 0 | 0 | 0 | 0 | 0 | 0 | 0 | 0 | 0 | 0 | 0 | 0 | 0 | 0 | 0
F6_Commercial_Office_Existing_Space Heating_Natural Gas_Furnace_E9 | F6 | Commercial | Office | Existing | Space Heating | Natural Gas | Furnace | E9 | Utility - Value of Sales | 0 | 0 | 0 | 0 | 0 | 0 | 0 | 0 | 0 | 0 | 0 | 0 | 0 | 0 | 0 | 0 | 0 | 0 | 0 | 0 | 0 | 0 | 0 | 0 | 0 | 0 | 0
F6_Commercial_Office_Existing_Space Heating_Natural Gas_Furnace_E10 | F6 | Commercial | Office | Existing | Space Heating | Natural Gas | Furnace | E10 | Utility - Value of Sales | 0 | 0 | 0 | 0 | 0 | 0 | 0 | 0 | 0 | 0 | 0 | 0 | 0 | 0 | 0 | 0 | 0 | 0 | 0 | 0 | 0 | 0 | 0 | 0 | 0 | 0 | 0
F1_Commercial_Office_Existing_Space Heating_Natural Gas_Boiler_E1 | F1 | Commercial | Office | Existing | Space Heating | Natural Gas | Boiler | E1 | RVT - Cost of Equipment | 0.24971 | 0.24971 | 0.24971 | 0.24971 | 0.24971 | 0.24971 | 0.24971 | 0.24971 | 0.24971 | 0.24971 | 0.24971 | 0.24971 | 0.24971 | 0.24971 | 0.24971 | 0.24971 | 0.24971 | 0.24971 | 0.24971 | 0.24971 | 0.24971 | 0.24971 | 0.24971 | 0.24971 | 0.24971 | 0.24971 | 0.24971
F1_Commercial_Office_Existing_Space Heating_Natural Gas_Boiler_E2 | F1 | Commercial | Office | Existing | Space Heating | Natural Gas | Boiler | E2 | RVT - Cost of Equipment | 0.2841 | 0.2841 | 0.2841 | 0.2841 | 0.2841 | 0.2841 | 0.2841 | 0.2841 | 0.2841 | 0.2841 | 0.2841 | 0.2841 | 0.2841 | 0.2841 | 0.2841 | 0.2841 | 0.2841 | 0.2841 | 0.2841 | 0.2841 | 0.2841 | 0.2841 | 0.2841 | 0.2841 | 0.2841 | 0.2841 | 0.2841
F1_Commercial_Office_Existing_Space Heating_Natural Gas_Boiler_E3 | F1 | Commercial | Office | Existing | Space Heating | Natural Gas | Boiler | E3 | RVT - Cost of Equipment | 0.35316 | 0.35316 | 0.35316 | 0.35316 | 0.35316 | 0.35316 | 0.35316 | 0.35316 | 0.35316 | 0.35316 | 0.35316 | 0.35316 | 0.35316 | 0.35316 | 0.35316 | 0.35316 | 0.35316 | 0.35316 | 0.35316 | 0.35316 | 0.35316 | 0.35316 | 0.35316 | 0.35316 | 0.35316 | 0.35316 | 0.35316
F1_Commercial_Office_Existing_Space Heating_Natural Gas_Boiler_E4 | F1 | Commercial | Office | Existing | Space Heating | Natural Gas | Boiler | E4 | RVT - Cost of Equipment | 1.3171 | 1.3171 | 1.3171 | 1.3171 | 1.3171 | 1.3171 | 1.3171 | 1.3171 | 1.3171 | 1.3171 | 1.3171 | 1.3171 | 1.3171 | 1.3171 | 1.3171 | 1.3171 | 1.3171 | 1.3171 | 1.3171 | 1.3171 | 1.3171 | 1.3171 | 1.3171 | 1.3171 | 1.3171 | 1.3171 | 1.3171
F1_Commercial_Office_Existing_Space Heating_Natural Gas_Boiler_E5 | F1 | Commercial | Office | Existing | Space Heating | Natural Gas | Boiler | E5 | RVT - Cost of Equipment | 0 | 0 | 0 | 0 | 0 | 0 | 0 | 0 | 0 | 0 | 0 | 0 | 0 | 0 | 0 | 0 | 0 | 0 | 0 | 0 | 0 | 0 | 0 | 0 | 0 | 0 | 0
F1_Commercial_Office_Existing_Space Heating_Natural Gas_Boiler_E6 | F1 | Commercial | Office | Existing | Space Heating | Natural Gas | Boiler | E6 | RVT - Cost of Equipment | 0 | 0 | 0 | 0 | 0 | 0 | 0 | 0 | 0 | 0 | 0 | 0 | 0 | 0 | 0 | 0 | 0 | 0 | 0 | 0 | 0 | 0 | 0 | 0 | 0 | 0 | 0
F1_Commercial_Office_Existing_Space Heating_Natural Gas_Boiler_E7 | F1 | Commercial | Office | Existing | Space Heating | Natural Gas | Boiler | E7 | RVT - Cost of Equipment | 0 | 0 | 0 | 0 | 0 | 0 | 0 | 0 | 0 | 0 | 0 | 0 | 0 | 0 | 0 | 0 | 0 | 0 | 0 | 0 | 0 | 0 | 0 | 0 | 0 | 0 | 0
F1_Commercial_Office_Existing_Space Heating_Natural Gas_Boiler_E8 | F1 | Commercial | Office | Existing | Space Heating | Natural Gas | Boiler | E8 | RVT - Cost of Equipment | 0 | 0 | 0 | 0 | 0 | 0 | 0 | 0 | 0 | 0 | 0 | 0 | 0 | 0 | 0 | 0 | 0 | 0 | 0 | 0 | 0 | 0 | 0 | 0 | 0 | 0 | 0
F1_Commercial_Office_Existing_Space Heating_Natural Gas_Boiler_E9 | F1 | Commercial | Office | Existing | Space Heating | Natural Gas | Boiler | E9 | RVT - Cost of Equipment | 0 | 0 | 0 | 0 | 0 | 0 | 0 | 0 | 0 | 0 | 0 | 0 | 0 | 0 | 0 | 0 | 0 | 0 | 0 | 0 | 0 | 0 | 0 | 0 | 0 | 0 | 0
F1_Commercial_Office_Existing_Space Heating_Natural Gas_Boiler_E10 | F1 | Commercial | Office | Existing | Space Heating | Natural Gas | Boiler | E10 | RVT - Cost of Equipment | 0 | 0 | 0 | 0 | 0 | 0 | 0 | 0 | 0 | 0 | 0 | 0 | 0 | 0 | 0 | 0 | 0 | 0 | 0 | 0 | 0 | 0 | 0 | 0 | 0 | 0 | 0
F2_Commercial_Office_Existing_Space Heating_Natural Gas_Boiler_E1 | F2 | Commercial | Office | Existing | Space Heating | Natural Gas | Boiler | E1 | RVT - Cost of Operation | 0 | 0 | 0 | 0 | 0 | 0 | 0 | 0 | 0 | 0 | 0 | 0 | 0 | 0 | 0 | 0 | 0 | 0 | 0 | 0 | 0 | 0 | 0 | 0 | 0 | 0 | 0
F2_Commercial_Office_Existing_Space Heating_Natural Gas_Boiler_E2 | F2 | Commercial | Office | Existing | Space Heating | Natural Gas | Boiler | E2 | RVT - Cost of Operation | 0 | 0 | 0 | 0 | 0 | 0 | 0 | 0 | 0 | 0 | 0 | 0 | 0 | 0 | 0 | 0 | 0 | 0 | 0 | 0 | 0 | 0 | 0 | 0 | 0 | 0 | 0
F2_Commercial_Office_Existing_Space Heating_Natural Gas_Boiler_E3 | F2 | Commercial | Office | Existing | Space Heating | Natural Gas | Boiler | E3 | RVT - Cost of Operation | 0 | 0 | 0 | 0 | 0 | 0 | 0 | 0 | 0 | 0 | 0 | 0 | 0 | 0 | 0 | 0 | 0 | 0 | 0 | 0 | 0 | 0 | 0 | 0 | 0 | 0 | 0
F2_Commercial_Office_Existing_Space Heating_Natural Gas_Boiler_E4 | F2 | Commercial | Office | Existing | Space Heating | Natural Gas | Boiler | E4 | RVT - Cost of Operation | 0 | 0 | 0 | 0 | 0 | 0 | 0 | 0 | 0 | 0 | 0 | 0 | 0 | 0 | 0 | 0 | 0 | 0 | 0 | 0 | 0 | 0 | 0 | 0 | 0 | 0 | 0
F2_Commercial_Office_Existing_Space Heating_Natural Gas_Boiler_E5 | F2 | Commercial | Office | Existing | Space Heating | Natural Gas | Boiler | E5 | RVT - Cost of Operation | 0 | 0 | 0 | 0 | 0 | 0 | 0 | 0 | 0 | 0 | 0 | 0 | 0 | 0 | 0 | 0 | 0 | 0 | 0 | 0 | 0 | 0 | 0 | 0 | 0 | 0 | 0
F2_Commercial_Office_Existing_Space Heating_Natural Gas_Boiler_E6 | F2 | Commercial | Office | Existing | Space Heating | Natural Gas | Boiler | E6 | RVT - Cost of Operation | 0 | 0 | 0 | 0 | 0 | 0 | 0 | 0 | 0 | 0 | 0 | 0 | 0 | 0 | 0 | 0 | 0 | 0 | 0 | 0 | 0 | 0 | 0 | 0 | 0 | 0 | 0
F2_Commercial_Office_Existing_Space Heating_Natural Gas_Boiler_E7 | F2 | Commercial | Office | Existing | Space Heating | Natural Gas | Boiler | E7 | RVT - Cost of Operation | 0 | 0 | 0 | 0 | 0 | 0 | 0 | 0 | 0 | 0 | 0 | 0 | 0 | 0 | 0 | 0 | 0 | 0 | 0 | 0 | 0 | 0 | 0 | 0 | 0 | 0 | 0
F2_Commercial_Office_Existing_Space Heating_Natural Gas_Boiler_E8 | F2 | Commercial | Office | Existing | Space Heating | Natural Gas | Boiler | E8 | RVT - Cost of Operation | 0 | 0 | 0 | 0 | 0 | 0 | 0 | 0 | 0 | 0 | 0 | 0 | 0 | 0 | 0 | 0 | 0 | 0 | 0 | 0 | 0 | 0 | 0 | 0 | 0 | 0 | 0
F2_Commercial_Office_Existing_Space Heating_Natural Gas_Boiler_E9 | F2 | Commercial | Office | Existing | Space Heating | Natural Gas | Boiler | E9 | RVT - Cost of Operation | 0 | 0 | 0 | 0 | 0 | 0 | 0 | 0 | 0 | 0 | 0 | 0 | 0 | 0 | 0 | 0 | 0 | 0 | 0 | 0 | 0 | 0 | 0 | 0 | 0 | 0 | 0
F2_Commercial_Office_Existing_Space Heating_Natural Gas_Boiler_E10 | F2 | Commercial | Office | Existing | Space Heating | Natural Gas | Boiler | E10 | RVT - Cost of Operation | 0 | 0 | 0 | 0 | 0 | 0 | 0 | 0 | 0 | 0 | 0 | 0 | 0 | 0 | 0 | 0 | 0 | 0 | 0 | 0 | 0 | 0 | 0 | 0 | 0 | 0 | 0
F3_Commercial_Office_Existing_Space Heating_Natural Gas_Boiler_E1 | F3 | Commercial | Office | Existing | Space Heating | Natural Gas | Boiler | E1 | System - kBTUs of Consumption | 75.2372 | 75.4389 | 75.4272 | 75.4272 | 75.4272 | 75.4272 | 75.4272 | 75.4272 | 75.4272 | 75.4272 | 75.4272 | 75.4272 | 75.4272 | 75.4272 | 75.4272 | 75.4272 | 75.4272 | 75.4272 | 75.4272 | 75.4272 | 75.4272 | 75.4272 | 75.4272 | 75.4272 | 75.4272 | 75.4272 | 75.4272
F3_Commercial_Office_Existing_Space Heating_Natural Gas_Boiler_E2 | F3 | Commercial | Office | Existing | Space Heating | Natural Gas | Boiler | E2 | System - kBTUs of Consumption | 70.8115 | 71.0013 | 70.9903 | 70.9903 | 70.9903 | 70.9903 | 70.9903 | 70.9903 | 70.9903 | 70.9903 | 70.9903 | 70.9903 | 70.9903 | 70.9903 | 70.9903 | 70.9903 | 70.9903 | 70.9903 | 70.9903 | 70.9903 | 70.9903 | 70.9903 | 70.9903 | 70.9903 | 70.9903 | 70.9903 | 70.9903
F3_Commercial_Office_Existing_Space Heating_Natural Gas_Boiler_E3 | F3 | Commercial | Office | Existing | Space Heating | Natural Gas | Boiler | E3 | System - kBTUs of Consumption | 62.0513 | 62.2177 | 62.208 | 62.208 | 62.208 | 62.208 | 62.208 | 62.208 | 62.208 | 62.208 | 62.208 | 62.208 | 62.208 | 62.208 | 62.208 | 62.208 | 62.208 | 62.208 | 62.208 | 62.208 | 62.208 | 62.208 | 62.208 | 62.208 | 62.208 | 62.208 | 62.208
F3_Commercial_Office_Existing_Space Heating_Natural Gas_Boiler_E4 | F3 | Commercial | Office | Existing | Space Heating | Natural Gas | Boiler | E4 | System - kBTUs of Consumption | 42.9204 | 43.1124 | 43.1012 | 43.1012 | 43.1012 | 43.1012 | 43.1012 | 43.1012 | 43.1012 | 43.1012 | 43.1012 | 43.1012 | 43.1012 | 43.1012 | 43.1012 | 43.1012 | 43.1012 | 43.1012 | 43.1012 | 43.1012 | 43.1012 | 43.1012 | 43.1012 | 43.1012 | 43.1012 | 43.1012 | 43.1012
F3_Commercial_Office_Existing_Space Heating_Natural Gas_Boiler_E5 | F3 | Commercial | Office | Existing | Space Heating | Natural Gas | Boiler | E5 | System - kBTUs of Consumption | 0 | 0 | 0 | 0 | 0 | 0 | 0 | 0 | 0 | 0 | 0 | 0 | 0 | 0 | 0 | 0 | 0 | 0 | 0 | 0 | 0 | 0 | 0 | 0 | 0 | 0 | 0
F3_Commercial_Office_Existing_Space Heating_Natural Gas_Boiler_E6 | F3 | Commercial | Office | Existing | Space Heating | Natural Gas | Boiler | E6 | System - kBTUs of Consumption | 0 | 0 | 0 | 0 | 0 | 0 | 0 | 0 | 0 | 0 | 0 | 0 | 0 | 0 | 0 | 0 | 0 | 0 | 0 | 0 | 0 | 0 | 0 | 0 | 0 | 0 | 0
F3_Commercial_Office_Existing_Space Heating_Natural Gas_Boiler_E7 | F3 | Commercial | Office | Existing | Space Heating | Natural Gas | Boiler | E7 | System - kBTUs of Consumption | 0 | 0 | 0 | 0 | 0 | 0 | 0 | 0 | 0 | 0 | 0 | 0 | 0 | 0 | 0 | 0 | 0 | 0 | 0 | 0 | 0 | 0 | 0 | 0 | 0 | 0 | 0
F3_Commercial_Office_Existing_Space Heating_Natural Gas_Boiler_E8 | F3 | Commercial | Office | Existing | Space Heating | Natural Gas | Boiler | E8 | System - kBTUs of Consumption | 0 | 0 | 0 | 0 | 0 | 0 | 0 | 0 | 0 | 0 | 0 | 0 | 0 | 0 | 0 | 0 | 0 | 0 | 0 | 0 | 0 | 0 | 0 | 0 | 0 | 0 | 0
F3_Commercial_Office_Existing_Space Heating_Natural Gas_Boiler_E9 | F3 | Commercial | Office | Existing | Space Heating | Natural Gas | Boiler | E9 | System - kBTUs of Consumption | 0 | 0 | 0 | 0 | 0 | 0 | 0 | 0 | 0 | 0 | 0 | 0 | 0 | 0 | 0 | 0 | 0 | 0 | 0 | 0 | 0 | 0 | 0 | 0 | 0 | 0 | 0
F3_Commercial_Office_Existing_Space Heating_Natural Gas_Boiler_E10 | F3 | Commercial | Office | Existing | Space Heating | Natural Gas | Boiler | E10 | System - kBTUs of Consumption | 0 | 0 | 0 | 0 | 0 | 0 | 0 | 0 | 0 | 0 | 0 | 0 | 0 | 0 | 0 | 0 | 0 | 0 | 0 | 0 | 0 | 0 | 0 | 0 | 0 | 0 | 0
F4_Commercial_Office_Existing_Space Heating_Natural Gas_Boiler_E1 | F4 | Commercial | Office | Existing | Space Heating | Natural Gas | Boiler | E1 | Utility - Cost of Equipment | 0.24971 | 0.24971 | 0.24971 | 0.24971 | 0.24971 | 0.24971 | 0.24971 | 0.24971 | 0.24971 | 0.24971 | 0.24971 | 0.24971 | 0.24971 | 0.24971 | 0.24971 | 0.24971 | 0.24971 | 0.24971 | 0.24971 | 0.24971 | 0.24971 | 0.24971 | 0.24971 | 0.24971 | 0.24971 | 0.24971 | 0.24971
F4_Commercial_Office_Existing_Space Heating_Natural Gas_Boiler_E2 | F4 | Commercial | Office | Existing | Space Heating | Natural Gas | Boiler | E2 | Utility - Cost of Equipment | 0.2841 | 0.2841 | 0.2841 | 0.2841 | 0.2841 | 0.2841 | 0.2841 | 0.2841 | 0.2841 | 0.2841 | 0.2841 | 0.2841 | 0.2841 | 0.2841 | 0.2841 | 0.2841 | 0.2841 | 0.2841 | 0.2841 | 0.2841 | 0.2841 | 0.2841 | 0.2841 | 0.2841 | 0.2841 | 0.2841 | 0.2841
F4_Commercial_Office_Existing_Space Heating_Natural Gas_Boiler_E3 | F4 | Commercial | Office | Existing | Space Heating | Natural Gas | Boiler | E3 | Utility - Cost of Equipment | 0.35316 | 0.35316 | 0.35316 | 0.35316 | 0.35316 | 0.35316 | 0.35316 | 0.35316 | 0.35316 | 0.35316 | 0.35316 | 0.35316 | 0.35316 | 0.35316 | 0.35316 | 0.35316 | 0.35316 | 0.35316 | 0.35316 | 0.35316 | 0.35316 | 0.35316 | 0.35316 | 0.35316 | 0.35316 | 0.35316 | 0.35316
F4_Commercial_Office_Existing_Space Heating_Natural Gas_Boiler_E4 | F4 | Commercial | Office | Existing | Space Heating | Natural Gas | Boiler | E4 | Utility - Cost of Equipment | 1.3171 | 1.3171 | 1.3171 | 1.3171 | 1.3171 | 1.3171 | 1.3171 | 1.3171 | 1.3171 | 1.3171 | 1.3171 | 1.3171 | 1.3171 | 1.3171 | 1.3171 | 1.3171 | 1.3171 | 1.3171 | 1.3171 | 1.3171 | 1.3171 | 1.3171 | 1.3171 | 1.3171 | 1.3171 | 1.3171 | 1.3171
F4_Commercial_Office_Existing_Space Heating_Natural Gas_Boiler_E5 | F4 | Commercial | Office | Existing | Space Heating | Natural Gas | Boiler | E5 | Utility - Cost of Equipment | 0 | 0 | 0 | 0 | 0 | 0 | 0 | 0 | 0 | 0 | 0 | 0 | 0 | 0 | 0 | 0 | 0 | 0 | 0 | 0 | 0 | 0 | 0 | 0 | 0 | 0 | 0
F4_Commercial_Office_Existing_Space Heating_Natural Gas_Boiler_E6 | F4 | Commercial | Office | Existing | Space Heating | Natural Gas | Boiler | E6 | Utility - Cost of Equipment | 0 | 0 | 0 | 0 | 0 | 0 | 0 | 0 | 0 | 0 | 0 | 0 | 0 | 0 | 0 | 0 | 0 | 0 | 0 | 0 | 0 | 0 | 0 | 0 | 0 | 0 | 0
F4_Commercial_Office_Existing_Space Heating_Natural Gas_Boiler_E7 | F4 | Commercial | Office | Existing | Space Heating | Natural Gas | Boiler | E7 | Utility - Cost of Equipment | 0 | 0 | 0 | 0 | 0 | 0 | 0 | 0 | 0 | 0 | 0 | 0 | 0 | 0 | 0 | 0 | 0 | 0 | 0 | 0 | 0 | 0 | 0 | 0 | 0 | 0 | 0
F4_Commercial_Office_Existing_Space Heating_Natural Gas_Boiler_E8 | F4 | Commercial | Office | Existing | Space Heating | Natural Gas | Boiler | E8 | Utility - Cost of Equipment | 0 | 0 | 0 | 0 | 0 | 0 | 0 | 0 | 0 | 0 | 0 | 0 | 0 | 0 | 0 | 0 | 0 | 0 | 0 | 0 | 0 | 0 | 0 | 0 | 0 | 0 | 0
F4_Commercial_Office_Existing_Space Heating_Natural Gas_Boiler_E9 | F4 | Commercial | Office | Existing | Space Heating | Natural Gas | Boiler | E9 | Utility - Cost of Equipment | 0 | 0 | 0 | 0 | 0 | 0 | 0 | 0 | 0 | 0 | 0 | 0 | 0 | 0 | 0 | 0 | 0 | 0 | 0 | 0 | 0 | 0 | 0 | 0 | 0 | 0 | 0
F4_Commercial_Office_Existing_Space Heating_Natural Gas_Boiler_E10 | F4 | Commercial | Office | Existing | Space Heating | Natural Gas | Boiler | E10 | Utility - Cost of Equipment | 0 | 0 | 0 | 0 | 0 | 0 | 0 | 0 | 0 | 0 | 0 | 0 | 0 | 0 | 0 | 0 | 0 | 0 | 0 | 0 | 0 | 0 | 0 | 0 | 0 | 0 | 0
F5_Commercial_Office_Existing_Space Heating_Natural Gas_Boiler_E1 | F5 | Commercial | Office | Existing | Space Heating | Natural Gas | Boiler | E1 | Utility - Cost of Operation | 1.0961 | 1.0886 | 1.0723 | 1.0547 | 1.0486 | 1.0468 | 1.0483 | 1.0509 | 1.0532 | 1.0544 | 1.0545 | 1.0533 | 1.0505 | 1.0453 | 1.0377 | 1.0282 | 1.0159 | 1.0013 | 0.98391 | 0.96313 | 0.93838 | 0.91023 | 0.88701 | 0.87249 | 0.86712 | 0.87137 | 0.87564
F5_Commercial_Office_Existing_Space Heating_Natural Gas_Boiler_E2 | F5 | Commercial | Office | Existing | Space Heating | Natural Gas | Boiler | E2 | Utility - Cost of Operation | 1.0316 | 1.0246 | 1.0092 | 0.99263 | 0.98695 | 0.98525 | 0.98664 | 0.98912 | 0.99125 | 0.99237 | 0.99242 | 0.9913 | 0.98866 | 0.98377 | 0.97664 | 0.96769 | 0.9561 | 0.94239 | 0.92603 | 0.90648 | 0.88318 | 0.85669 | 0.83483 | 0.82117 | 0.81611 | 0.82011 | 0.82413
F5_Commercial_Office_Existing_Space Heating_Natural Gas_Boiler_E3 | F5 | Commercial | Office | Existing | Space Heating | Natural Gas | Boiler | E3 | Utility - Cost of Operation | 0.90399 | 0.89781 | 0.88437 | 0.86983 | 0.86486 | 0.86337 | 0.86458 | 0.86675 | 0.86862 | 0.8696 | 0.86965 | 0.86867 | 0.86635 | 0.86206 | 0.85582 | 0.84797 | 0.83782 | 0.8258 | 0.81147 | 0.79434 | 0.77392 | 0.7507 | 0.73155 | 0.71958 | 0.71515 | 0.71866 | 0.72218
F5_Commercial_Office_Existing_Space Heating_Natural Gas_Boiler_E4 | F5 | Commercial | Office | Existing | Space Heating | Natural Gas | Boiler | E4 | Utility - Cost of Operation | 0.61843 | 0.61508 | 0.60637 | 0.59753 | 0.59771 | 0.6011 | 0.60676 | 0.61304 | 0.61871 | 0.62313 | 0.6261 | 0.62734 | 0.62641 | 0.62285 | 0.61693 | 0.60925 | 0.59952 | 0.58813 | 0.57468 | 0.55874 | 0.53987 | 0.51852 | 0.50077 | 0.4894 | 0.48472 | 0.4871 | 0.48949
F5_Commercial_Office_Existing_Space Heating_Natural Gas_Boiler_E5 | F5 | Commercial | Office | Existing | Space Heating | Natural Gas | Boiler | E5 | Utility - Cost of Operation | 0 | 0 | 0 | 0 | 0 | 0 | 0 | 0 | 0 | 0 | 0 | 0 | 0 | 0 | 0 | 0 | 0 | 0 | 0 | 0 | 0 | 0 | 0 | 0 | 0 | 0 | 0
F5_Commercial_Office_Existing_Space Heating_Natural Gas_Boiler_E6 | F5 | Commercial | Office | Existing | Space Heating | Natural Gas | Boiler | E6 | Utility - Cost of Operation | 0 | 0 | 0 | 0 | 0 | 0 | 0 | 0 | 0 | 0 | 0 | 0 | 0 | 0 | 0 | 0 | 0 | 0 | 0 | 0 | 0 | 0 | 0 | 0 | 0 | 0 | 0
F5_Commercial_Office_Existing_Space Heating_Natural Gas_Boiler_E7 | F5 | Commercial | Office | Existing | Space Heating | Natural Gas | Boiler | E7 | Utility - Cost of Operation | 0 | 0 | 0 | 0 | 0 | 0 | 0 | 0 | 0 | 0 | 0 | 0 | 0 | 0 | 0 | 0 | 0 | 0 | 0 | 0 | 0 | 0 | 0 | 0 | 0 | 0 | 0
F5_Commercial_Office_Existing_Space Heating_Natural Gas_Boiler_E8 | F5 | Commercial | Office | Existing | Space Heating | Natural Gas | Boiler | E8 | Utility - Cost of Operation | 0 | 0 | 0 | 0 | 0 | 0 | 0 | 0 | 0 | 0 | 0 | 0 | 0 | 0 | 0 | 0 | 0 | 0 | 0 | 0 | 0 | 0 | 0 | 0 | 0 | 0 | 0
F5_Commercial_Office_Existing_Space Heating_Natural Gas_Boiler_E9 | F5 | Commercial | Office | Existing | Space Heating | Natural Gas | Boiler | E9 | Utility - Cost of Operation | 0 | 0 | 0 | 0 | 0 | 0 | 0 | 0 | 0 | 0 | 0 | 0 | 0 | 0 | 0 | 0 | 0 | 0 | 0 | 0 | 0 | 0 | 0 | 0 | 0 | 0 | 0
F5_Commercial_Office_Existing_Space Heating_Natural Gas_Boiler_E10 | F5 | Commercial | Office | Existing | Space Heating | Natural Gas | Boiler | E10 | Utility - Cost of Operation | 0 | 0 | 0 | 0 | 0 | 0 | 0 | 0 | 0 | 0 | 0 | 0 | 0 | 0 | 0 | 0 | 0 | 0 | 0 | 0 | 0 | 0 | 0 | 0 | 0 | 0 | 0
F6_Commercial_Office_Existing_Space Heating_Natural Gas_Boiler_E1 | F6 | Commercial | Office | Existing | Space Heating | Natural Gas | Boiler | E1 | Utility - Value of Sales | 0 | 0 | 0 | 0 | 0 | 0 | 0 | 0 | 0 | 0 | 0 | 0 | 0 | 0 | 0 | 0 | 0 | 0 | 0 | 0 | 0 | 0 | 0 | 0 | 0 | 0 | 0
F6_Commercial_Office_Existing_Space Heating_Natural Gas_Boiler_E2 | F6 | Commercial | Office | Existing | Space Heating | Natural Gas | Boiler | E2 | Utility - Value of Sales | 0 | 0 | 0 | 0 | 0 | 0 | 0 | 0 | 0 | 0 | 0 | 0 | 0 | 0 | 0 | 0 | 0 | 0 | 0 | 0 | 0 | 0 | 0 | 0 | 0 | 0 | 0
F6_Commercial_Office_Existing_Space Heating_Natural Gas_Boiler_E3 | F6 | Commercial | Office | Existing | Space Heating | Natural Gas | Boiler | E3 | Utility - Value of Sales | 0 | 0 | 0 | 0 | 0 | 0 | 0 | 0 | 0 | 0 | 0 | 0 | 0 | 0 | 0 | 0 | 0 | 0 | 0 | 0 | 0 | 0 | 0 | 0 | 0 | 0 | 0
F6_Commercial_Office_Existing_Space Heating_Natural Gas_Boiler_E4 | F6 | Commercial | Office | Existing | Space Heating | Natural Gas | Boiler | E4 | Utility - Value of Sales | 0 | 0 | 0 | 0 | 0 | 0 | 0 | 0 | 0 | 0 | 0 | 0 | 0 | 0 | 0 | 0 | 0 | 0 | 0 | 0 | 0 | 0 | 0 | 0 | 0 | 0 | 0
F6_Commercial_Office_Existing_Space Heating_Natural Gas_Boiler_E5 | F6 | Commercial | Office | Existing | Space Heating | Natural Gas | Boiler | E5 | Utility - Value of Sales | 0 | 0 | 0 | 0 | 0 | 0 | 0 | 0 | 0 | 0 | 0 | 0 | 0 | 0 | 0 | 0 | 0 | 0 | 0 | 0 | 0 | 0 | 0 | 0 | 0 | 0 | 0
F6_Commercial_Office_Existing_Space Heating_Natural Gas_Boiler_E6 | F6 | Commercial | Office | Existing | Space Heating | Natural Gas | Boiler | E6 | Utility - Value of Sales | 0 | 0 | 0 | 0 | 0 | 0 | 0 | 0 | 0 | 0 | 0 | 0 | 0 | 0 | 0 | 0 | 0 | 0 | 0 | 0 | 0 | 0 | 0 | 0 | 0 | 0 | 0
F6_Commercial_Office_Existing_Space Heating_Natural Gas_Boiler_E7 | F6 | Commercial | Office | Existing | Space Heating | Natural Gas | Boiler | E7 | Utility - Value of Sales | 0 | 0 | 0 | 0 | 0 | 0 | 0 | 0 | 0 | 0 | 0 | 0 | 0 | 0 | 0 | 0 | 0 | 0 | 0 | 0 | 0 | 0 | 0 | 0 | 0 | 0 | 0
F6_Commercial_Office_Existing_Space Heating_Natural Gas_Boiler_E8 | F6 | Commercial | Office | Existing | Space Heating | Natural Gas | Boiler | E8 | Utility - Value of Sales | 0 | 0 | 0 | 0 | 0 | 0 | 0 | 0 | 0 | 0 | 0 | 0 | 0 | 0 | 0 | 0 | 0 | 0 | 0 | 0 | 0 | 0 | 0 | 0 | 0 | 0 | 0
F6_Commercial_Office_Existing_Space Heating_Natural Gas_Boiler_E9 | F6 | Commercial | Office | Existing | Space Heating | Natural Gas | Boiler | E9 | Utility - Value of Sales | 0 | 0 | 0 | 0 | 0 | 0 | 0 | 0 | 0 | 0 | 0 | 0 | 0 | 0 | 0 | 0 | 0 | 0 | 0 | 0 | 0 | 0 | 0 | 0 | 0 | 0 | 0
F6_Commercial_Office_Existing_Space Heating_Natural Gas_Boiler_E10 | F6 | Commercial | Office | Existing | Space Heating | Natural Gas | Boiler | E10 | Utility - Value of Sales | 0 | 0 | 0 | 0 | 0 | 0 | 0 | 0 | 0 | 0 | 0 | 0 | 0 | 0 | 0 | 0 | 0 | 0 | 0 | 0 | 0 | 0 | 0 | 0 | 0 | 0 | 0
F1_Commercial_Office_Existing_Space Heating_Natural Gas_Unit Heater_E1 | F1 | Commercial | Office | Existing | Space Heating | Natural Gas | Unit Heater | E1 | RVT - Cost of Equipment | 0.0086225 | 0.0086225 | 0.0086225 | 0.0086225 | 0.0086225 | 0.0086225 | 0.0086225 | 0.0086225 | 0.0086225 | 0.0086225 | 0.0086225 | 0.0086225 | 0.0086225 | 0.0086225 | 0.0086225 | 0.0086225 | 0.0086225 | 0.0086225 | 0.0086225 | 0.0086225 | 0.0086225 | 0.0086225 | 0.0086225 | 0.0086225 | 0.0086225 | 0.0086225 | 0.0086225
F1_Commercial_Office_Existing_Space Heating_Natural Gas_Unit Heater_E2 | F1 | Commercial | Office | Existing | Space Heating | Natural Gas | Unit Heater | E2 | RVT - Cost of Equipment | 0.010281 | 0.010281 | 0.010281 | 0.010281 | 0.010281 | 0.010281 | 0.010281 | 0.010281 | 0.010281 | 0.010281 | 0.010281 | 0.010281 | 0.010281 | 0.010281 | 0.010281 | 0.010281 | 0.010281 | 0.010281 | 0.010281 | 0.010281 | 0.010281 | 0.010281 | 0.010281 | 0.010281 | 0.010281 | 0.010281 | 0.010281
F1_Commercial_Office_Existing_Space Heating_Natural Gas_Unit Heater_E3 | F1 | Commercial | Office | Existing | Space Heating | Natural Gas | Unit Heater | E3 | RVT - Cost of Equipment | 0.011271 | 0.011271 | 0.011271 | 0.011271 | 0.011271 | 0.011271 | 0.011271 | 0.011271 | 0.011271 | 0.011271 | 0.011271 | 0.011271 | 0.011271 | 0.011271 | 0.011271 | 0.011271 | 0.011271 | 0.011271 | 0.011271 | 0.011271 | 0.011271 | 0.011271 | 0.011271 | 0.011271 | 0.011271 | 0.011271 | 0.011271
F1_Commercial_Office_Existing_Space Heating_Natural Gas_Unit Heater_E4 | F1 | Commercial | Office | Existing | Space Heating | Natural Gas | Unit Heater | E4 | RVT - Cost of Equipment | 0 | 0 | 0 | 0 | 0 | 0 | 0 | 0 | 0 | 0 | 0 | 0 | 0 | 0 | 0 | 0 | 0 | 0 | 0 | 0 | 0 | 0 | 0 | 0 | 0 | 0 | 0
F1_Commercial_Office_Existing_Space Heating_Natural Gas_Unit Heater_E5 | F1 | Commercial | Office | Existing | Space Heating | Natural Gas | Unit Heater | E5 | RVT - Cost of Equipment | 0 | 0 | 0 | 0 | 0 | 0 | 0 | 0 | 0 | 0 | 0 | 0 | 0 | 0 | 0 | 0 | 0 | 0 | 0 | 0 | 0 | 0 | 0 | 0 | 0 | 0 | 0
F1_Commercial_Office_Existing_Space Heating_Natural Gas_Unit Heater_E6 | F1 | Commercial | Office | Existing | Space Heating | Natural Gas | Unit Heater | E6 | RVT - Cost of Equipment | 0 | 0 | 0 | 0 | 0 | 0 | 0 | 0 | 0 | 0 | 0 | 0 | 0 | 0 | 0 | 0 | 0 | 0 | 0 | 0 | 0 | 0 | 0 | 0 | 0 | 0 | 0
F1_Commercial_Office_Existing_Space Heating_Natural Gas_Unit Heater_E7 | F1 | Commercial | Office | Existing | Space Heating | Natural Gas | Unit Heater | E7 | RVT - Cost of Equipment | 0 | 0 | 0 | 0 | 0 | 0 | 0 | 0 | 0 | 0 | 0 | 0 | 0 | 0 | 0 | 0 | 0 | 0 | 0 | 0 | 0 | 0 | 0 | 0 | 0 | 0 | 0
F1_Commercial_Office_Existing_Space Heating_Natural Gas_Unit Heater_E8 | F1 | Commercial | Office | Existing | Space Heating | Natural Gas | Unit Heater | E8 | RVT - Cost of Equipment | 0 | 0 | 0 | 0 | 0 | 0 | 0 | 0 | 0 | 0 | 0 | 0 | 0 | 0 | 0 | 0 | 0 | 0 | 0 | 0 | 0 | 0 | 0 | 0 | 0 | 0 | 0
F1_Commercial_Office_Existing_Space Heating_Natural Gas_Unit Heater_E9 | F1 | Commercial | Office | Existing | Space Heating | Natural Gas | Unit Heater | E9 | RVT - Cost of Equipment | 0 | 0 | 0 | 0 | 0 | 0 | 0 | 0 | 0 | 0 | 0 | 0 | 0 | 0 | 0 | 0 | 0 | 0 | 0 | 0 | 0 | 0 | 0 | 0 | 0 | 0 | 0
F1_Commercial_Office_Existing_Space Heating_Natural Gas_Unit Heater_E10 | F1 | Commercial | Office | Existing | Space Heating | Natural Gas | Unit Heater | E10 | RVT - Cost of Equipment | 0 | 0 | 0 | 0 | 0 | 0 | 0 | 0 | 0 | 0 | 0 | 0 | 0 | 0 | 0 | 0 | 0 | 0 | 0 | 0 | 0 | 0 | 0 | 0 | 0 | 0 | 0
F2_Commercial_Office_Existing_Space Heating_Natural Gas_Unit Heater_E1 | F2 | Commercial | Office | Existing | Space Heating | Natural Gas | Unit Heater | E1 | RVT - Cost of Operation | 0 | 0 | 0 | 0 | 0 | 0 | 0 | 0 | 0 | 0 | 0 | 0 | 0 | 0 | 0 | 0 | 0 | 0 | 0 | 0 | 0 | 0 | 0 | 0 | 0 | 0 | 0
F2_Commercial_Office_Existing_Space Heating_Natural Gas_Unit Heater_E2 | F2 | Commercial | Office | Existing | Space Heating | Natural Gas | Unit Heater | E2 | RVT - Cost of Operation | 0 | 0 | 0 | 0 | 0 | 0 | 0 | 0 | 0 | 0 | 0 | 0 | 0 | 0 | 0 | 0 | 0 | 0 | 0 | 0 | 0 | 0 | 0 | 0 | 0 | 0 | 0
F2_Commercial_Office_Existing_Space Heating_Natural Gas_Unit Heater_E3 | F2 | Commercial | Office | Existing | Space Heating | Natural Gas | Unit Heater | E3 | RVT - Cost of Operation | 0 | 0 | 0 | 0 | 0 | 0 | 0 | 0 | 0 | 0 | 0 | 0 | 0 | 0 | 0 | 0 | 0 | 0 | 0 | 0 | 0 | 0 | 0 | 0 | 0 | 0 | 0
F2_Commercial_Office_Existing_Space Heating_Natural Gas_Unit Heater_E4 | F2 | Commercial | Office | Existing | Space Heating | Natural Gas | Unit Heater | E4 | RVT - Cost of Operation | 0 | 0 | 0 | 0 | 0 | 0 | 0 | 0 | 0 | 0 | 0 | 0 | 0 | 0 | 0 | 0 | 0 | 0 | 0 | 0 | 0 | 0 | 0 | 0 | 0 | 0 | 0
F2_Commercial_Office_Existing_Space Heating_Natural Gas_Unit Heater_E5 | F2 | Commercial | Office | Existing | Space Heating | Natural Gas | Unit Heater | E5 | RVT - Cost of Operation | 0 | 0 | 0 | 0 | 0 | 0 | 0 | 0 | 0 | 0 | 0 | 0 | 0 | 0 | 0 | 0 | 0 | 0 | 0 | 0 | 0 | 0 | 0 | 0 | 0 | 0 | 0
F2_Commercial_Office_Existing_Space Heating_Natural Gas_Unit Heater_E6 | F2 | Commercial | Office | Existing | Space Heating | Natural Gas | Unit Heater | E6 | RVT - Cost of Operation | 0 | 0 | 0 | 0 | 0 | 0 | 0 | 0 | 0 | 0 | 0 | 0 | 0 | 0 | 0 | 0 | 0 | 0 | 0 | 0 | 0 | 0 | 0 | 0 | 0 | 0 | 0
F2_Commercial_Office_Existing_Space Heating_Natural Gas_Unit Heater_E7 | F2 | Commercial | Office | Existing | Space Heating | Natural Gas | Unit Heater | E7 | RVT - Cost of Operation | 0 | 0 | 0 | 0 | 0 | 0 | 0 | 0 | 0 | 0 | 0 | 0 | 0 | 0 | 0 | 0 | 0 | 0 | 0 | 0 | 0 | 0 | 0 | 0 | 0 | 0 | 0
F2_Commercial_Office_Existing_Space Heating_Natural Gas_Unit Heater_E8 | F2 | Commercial | Office | Existing | Space Heating | Natural Gas | Unit Heater | E8 | RVT - Cost of Operation | 0 | 0 | 0 | 0 | 0 | 0 | 0 | 0 | 0 | 0 | 0 | 0 | 0 | 0 | 0 | 0 | 0 | 0 | 0 | 0 | 0 | 0 | 0 | 0 | 0 | 0 | 0
F2_Commercial_Office_Existing_Space Heating_Natural Gas_Unit Heater_E9 | F2 | Commercial | Office | Existing | Space Heating | Natural Gas | Unit Heater | E9 | RVT - Cost of Operation | 0 | 0 | 0 | 0 | 0 | 0 | 0 | 0 | 0 | 0 | 0 | 0 | 0 | 0 | 0 | 0 | 0 | 0 | 0 | 0 | 0 | 0 | 0 | 0 | 0 | 0 | 0
F2_Commercial_Office_Existing_Space Heating_Natural Gas_Unit Heater_E10 | F2 | Commercial | Office | Existing | Space Heating | Natural Gas | Unit Heater | E10 | RVT - Cost of Operation | 0 | 0 | 0 | 0 | 0 | 0 | 0 | 0 | 0 | 0 | 0 | 0 | 0 | 0 | 0 | 0 | 0 | 0 | 0 | 0 | 0 | 0 | 0 | 0 | 0 | 0 | 0
F3_Commercial_Office_Existing_Space Heating_Natural Gas_Unit Heater_E1 | F3 | Commercial | Office | Existing | Space Heating | Natural Gas | Unit Heater | E1 | System - kBTUs of Consumption | 18.6047 | 18.667 | 18.6634 | 18.6634 | 18.6634 | 18.6634 | 18.6634 | 18.6634 | 18.6634 | 18.6634 | 18.6634 | 18.6634 | 18.6634 | 18.6634 | 18.6634 | 18.6634 | 18.6634 | 18.6634 | 18.6634 | 18.6634 | 18.6634 | 18.6634 | 18.6634 | 18.6634 | 18.6634 | 18.6634 | 18.6634
F3_Commercial_Office_Existing_Space Heating_Natural Gas_Unit Heater_E2 | F3 | Commercial | Office | Existing | Space Heating | Natural Gas | Unit Heater | E2 | System - kBTUs of Consumption | 16.5474 | 16.6029 | 16.5997 | 16.5997 | 16.5997 | 16.5997 | 16.5997 | 16.5997 | 16.5997 | 16.5997 | 16.5997 | 16.5997 | 16.5997 | 16.5997 | 16.5997 | 16.5997 | 16.5997 | 16.5997 | 16.5997 | 16.5997 | 16.5997 | 16.5997 | 16.5997 | 16.5997 | 16.5997 | 16.5997 | 16.5997
F3_Commercial_Office_Existing_Space Heating_Natural Gas_Unit Heater_E3 | F3 | Commercial | Office | Existing | Space Heating | Natural Gas | Unit Heater | E3 | System - kBTUs of Consumption | 16.4406 | 16.5142 | 16.5099 | 16.5099 | 16.5099 | 16.5099 | 16.5099 | 16.5099 | 16.5099 | 16.5099 | 16.5099 | 16.5099 | 16.5099 | 16.5099 | 16.5099 | 16.5099 | 16.5099 | 16.5099 | 16.5099 | 16.5099 | 16.5099 | 16.5099 | 16.5099 | 16.5099 | 16.5099 | 16.5099 | 16.5099
F3_Commercial_Office_Existing_Space Heating_Natural Gas_Unit Heater_E4 | F3 | Commercial | Office | Existing | Space Heating | Natural Gas | Unit Heater | E4 | System - kBTUs of Consumption | 0 | 0 | 0 | 0 | 0 | 0 | 0 | 0 | 0 | 0 | 0 | 0 | 0 | 0 | 0 | 0 | 0 | 0 | 0 | 0 | 0 | 0 | 0 | 0 | 0 | 0 | 0
F3_Commercial_Office_Existing_Space Heating_Natural Gas_Unit Heater_E5 | F3 | Commercial | Office | Existing | Space Heating | Natural Gas | Unit Heater | E5 | System - kBTUs of Consumption | 0 | 0 | 0 | 0 | 0 | 0 | 0 | 0 | 0 | 0 | 0 | 0 | 0 | 0 | 0 | 0 | 0 | 0 | 0 | 0 | 0 | 0 | 0 | 0 | 0 | 0 | 0
F3_Commercial_Office_Existing_Space Heating_Natural Gas_Unit Heater_E6 | F3 | Commercial | Office | Existing | Space Heating | Natural Gas | Unit Heater | E6 | System - kBTUs of Consumption | 0 | 0 | 0 | 0 | 0 | 0 | 0 | 0 | 0 | 0 | 0 | 0 | 0 | 0 | 0 | 0 | 0 | 0 | 0 | 0 | 0 | 0 | 0 | 0 | 0 | 0 | 0
F3_Commercial_Office_Existing_Space Heating_Natural Gas_Unit Heater_E7 | F3 | Commercial | Office | Existing | Space Heating | Natural Gas | Unit Heater | E7 | System - kBTUs of Consumption | 0 | 0 | 0 | 0 | 0 | 0 | 0 | 0 | 0 | 0 | 0 | 0 | 0 | 0 | 0 | 0 | 0 | 0 | 0 | 0 | 0 | 0 | 0 | 0 | 0 | 0 | 0
F3_Commercial_Office_Existing_Space Heating_Natural Gas_Unit Heater_E8 | F3 | Commercial | Office | Existing | Space Heating | Natural Gas | Unit Heater | E8 | System - kBTUs of Consumption | 0 | 0 | 0 | 0 | 0 | 0 | 0 | 0 | 0 | 0 | 0 | 0 | 0 | 0 | 0 | 0 | 0 | 0 | 0 | 0 | 0 | 0 | 0 | 0 | 0 | 0 | 0
F3_Commercial_Office_Existing_Space Heating_Natural Gas_Unit Heater_E9 | F3 | Commercial | Office | Existing | Space Heating | Natural Gas | Unit Heater | E9 | System - kBTUs of Consumption | 0 | 0 | 0 | 0 | 0 | 0 | 0 | 0 | 0 | 0 | 0 | 0 | 0 | 0 | 0 | 0 | 0 | 0 | 0 | 0 | 0 | 0 | 0 | 0 | 0 | 0 | 0
F3_Commercial_Office_Existing_Space Heating_Natural Gas_Unit Heater_E10 | F3 | Commercial | Office | Existing | Space Heating | Natural Gas | Unit Heater | E10 | System - kBTUs of Consumption | 0 | 0 | 0 | 0 | 0 | 0 | 0 | 0 | 0 | 0 | 0 | 0 | 0 | 0 | 0 | 0 | 0 | 0 | 0 | 0 | 0 | 0 | 0 | 0 | 0 | 0 | 0
F4_Commercial_Office_Existing_Space Heating_Natural Gas_Unit Heater_E1 | F4 | Commercial | Office | Existing | Space Heating | Natural Gas | Unit Heater | E1 | Utility - Cost of Equipment | 0.0086225 | 0.0086225 | 0.0086225 | 0.0086225 | 0.0086225 | 0.0086225 | 0.0086225 | 0.0086225 | 0.0086225 | 0.0086225 | 0.0086225 | 0.0086225 | 0.0086225 | 0.0086225 | 0.0086225 | 0.0086225 | 0.0086225 | 0.0086225 | 0.0086225 | 0.0086225 | 0.0086225 | 0.0086225 | 0.0086225 | 0.0086225 | 0.0086225 | 0.0086225 | 0.0086225
F4_Commercial_Office_Existing_Space Heating_Natural Gas_Unit Heater_E2 | F4 | Commercial | Office | Existing | Space Heating | Natural Gas | Unit Heater | E2 | Utility - Cost of Equipment | 0.010281 | 0.010281 | 0.010281 | 0.010281 | 0.010281 | 0.010281 | 0.010281 | 0.010281 | 0.010281 | 0.010281 | 0.010281 | 0.010281 | 0.010281 | 0.010281 | 0.010281 | 0.010281 | 0.010281 | 0.010281 | 0.010281 | 0.010281 | 0.010281 | 0.010281 | 0.010281 | 0.010281 | 0.010281 | 0.010281 | 0.010281
F4_Commercial_Office_Existing_Space Heating_Natural Gas_Unit Heater_E3 | F4 | Commercial | Office | Existing | Space Heating | Natural Gas | Unit Heater | E3 | Utility - Cost of Equipment | 0.011271 | 0.011271 | 0.011271 | 0.011271 | 0.011271 | 0.011271 | 0.011271 | 0.011271 | 0.011271 | 0.011271 | 0.011271 | 0.011271 | 0.011271 | 0.011271 | 0.011271 | 0.011271 | 0.011271 | 0.011271 | 0.011271 | 0.011271 | 0.011271 | 0.011271 | 0.011271 | 0.011271 | 0.011271 | 0.011271 | 0.011271
F4_Commercial_Office_Existing_Space Heating_Natural Gas_Unit Heater_E4 | F4 | Commercial | Office | Existing | Space Heating | Natural Gas | Unit Heater | E4 | Utility - Cost of Equipment | 0 | 0 | 0 | 0 | 0 | 0 | 0 | 0 | 0 | 0 | 0 | 0 | 0 | 0 | 0 | 0 | 0 | 0 | 0 | 0 | 0 | 0 | 0 | 0 | 0 | 0 | 0
F4_Commercial_Office_Existing_Space Heating_Natural Gas_Unit Heater_E5 | F4 | Commercial | Office | Existing | Space Heating | Natural Gas | Unit Heater | E5 | Utility - Cost of Equipment | 0 | 0 | 0 | 0 | 0 | 0 | 0 | 0 | 0 | 0 | 0 | 0 | 0 | 0 | 0 | 0 | 0 | 0 | 0 | 0 | 0 | 0 | 0 | 0 | 0 | 0 | 0
F4_Commercial_Office_Existing_Space Heating_Natural Gas_Unit Heater_E6 | F4 | Commercial | Office | Existing | Space Heating | Natural Gas | Unit Heater | E6 | Utility - Cost of Equipment | 0 | 0 | 0 | 0 | 0 | 0 | 0 | 0 | 0 | 0 | 0 | 0 | 0 | 0 | 0 | 0 | 0 | 0 | 0 | 0 | 0 | 0 | 0 | 0 | 0 | 0 | 0
F4_Commercial_Office_Existing_Space Heating_Natural Gas_Unit Heater_E7 | F4 | Commercial | Office | Existing | Space Heating | Natural Gas | Unit Heater | E7 | Utility - Cost of Equipment | 0 | 0 | 0 | 0 | 0 | 0 | 0 | 0 | 0 | 0 | 0 | 0 | 0 | 0 | 0 | 0 | 0 | 0 | 0 | 0 | 0 | 0 | 0 | 0 | 0 | 0 | 0
F4_Commercial_Office_Existing_Space Heating_Natural Gas_Unit Heater_E8 | F4 | Commercial | Office | Existing | Space Heating | Natural Gas | Unit Heater | E8 | Utility - Cost of Equipment | 0 | 0 | 0 | 0 | 0 | 0 | 0 | 0 | 0 | 0 | 0 | 0 | 0 | 0 | 0 | 0 | 0 | 0 | 0 | 0 | 0 | 0 | 0 | 0 | 0 | 0 | 0
F4_Commercial_Office_Existing_Space Heating_Natural Gas_Unit Heater_E9 | F4 | Commercial | Office | Existing | Space Heating | Natural Gas | Unit Heater | E9 | Utility - Cost of Equipment | 0 | 0 | 0 | 0 | 0 | 0 | 0 | 0 | 0 | 0 | 0 | 0 | 0 | 0 | 0 | 0 | 0 | 0 | 0 | 0 | 0 | 0 | 0 | 0 | 0 | 0 | 0
F4_Commercial_Office_Existing_Space Heating_Natural Gas_Unit Heater_E10 | F4 | Commercial | Office | Existing | Space Heating | Natural Gas | Unit Heater | E10 | Utility - Cost of Equipment | 0 | 0 | 0 | 0 | 0 | 0 | 0 | 0 | 0 | 0 | 0 | 0 | 0 | 0 | 0 | 0 | 0 | 0 | 0 | 0 | 0 | 0 | 0 | 0 | 0 | 0 | 0
F5_Commercial_Office_Existing_Space Heating_Natural Gas_Unit Heater_E1 | F5 | Commercial | Office | Existing | Space Heating | Natural Gas | Unit Heater | E1 | Utility - Cost of Operation | 0.27105 | 0.26977 | 0.26622 | 0.26238 | 0.26169 | 0.26205 | 0.2631 | 0.26419 | 0.26496 | 0.26526 | 0.26517 | 0.26473 | 0.26386 | 0.26233 | 0.26016 | 0.25746 | 0.25399 | 0.24991 | 0.24506 | 0.23929 | 0.23243 | 0.22464 | 0.2182 | 0.21413 | 0.21255 | 0.21359 | 0.21464
F5_Commercial_Office_Existing_Space Heating_Natural Gas_Unit Heater_E2 | F5 | Commercial | Office | Existing | Space Heating | Natural Gas | Unit Heater | E2 | Utility - Cost of Operation | 0.24108 | 0.23994 | 0.23678 | 0.23336 | 0.23275 | 0.23308 | 0.234 | 0.23498 | 0.23566 | 0.23593 | 0.23585 | 0.23546 | 0.23468 | 0.23332 | 0.23139 | 0.22899 | 0.2259 | 0.22227 | 0.21796 | 0.21283 | 0.20673 | 0.1998 | 0.19407 | 0.19045 | 0.18905 | 0.18997 | 0.19091
F5_Commercial_Office_Existing_Space Heating_Natural Gas_Unit Heater_E3 | F5 | Commercial | Office | Existing | Space Heating | Natural Gas | Unit Heater | E3 | Utility - Cost of Operation | 0.23689 | 0.23561 | 0.23227 | 0.22888 | 0.22895 | 0.23025 | 0.23242 | 0.23482 | 0.237 | 0.23869 | 0.23983 | 0.2403 | 0.23995 | 0.23858 | 0.23632 | 0.23337 | 0.22965 | 0.22528 | 0.22013 | 0.21402 | 0.2068 | 0.19862 | 0.19182 | 0.18746 | 0.18567 | 0.18658 | 0.1875
F5_Commercial_Office_Existing_Space Heating_Natural Gas_Unit Heater_E4 | F5 | Commercial | Office | Existing | Space Heating | Natural Gas | Unit Heater | E4 | Utility - Cost of Operation | 0 | 0 | 0 | 0 | 0 | 0 | 0 | 0 | 0 | 0 | 0 | 0 | 0 | 0 | 0 | 0 | 0 | 0 | 0 | 0 | 0 | 0 | 0 | 0 | 0 | 0 | 0
F5_Commercial_Office_Existing_Space Heating_Natural Gas_Unit Heater_E5 | F5 | Commercial | Office | Existing | Space Heating | Natural Gas | Unit Heater | E5 | Utility - Cost of Operation | 0 | 0 | 0 | 0 | 0 | 0 | 0 | 0 | 0 | 0 | 0 | 0 | 0 | 0 | 0 | 0 | 0 | 0 | 0 | 0 | 0 | 0 | 0 | 0 | 0 | 0 | 0
F5_Commercial_Office_Existing_Space Heating_Natural Gas_Unit Heater_E6 | F5 | Commercial | Office | Existing | Space Heating | Natural Gas | Unit Heater | E6 | Utility - Cost of Operation | 0 | 0 | 0 | 0 | 0 | 0 | 0 | 0 | 0 | 0 | 0 | 0 | 0 | 0 | 0 | 0 | 0 | 0 | 0 | 0 | 0 | 0 | 0 | 0 | 0 | 0 | 0
F5_Commercial_Office_Existing_Space Heating_Natural Gas_Unit Heater_E7 | F5 | Commercial | Office | Existing | Space Heating | Natural Gas | Unit Heater | E7 | Utility - Cost of Operation | 0 | 0 | 0 | 0 | 0 | 0 | 0 | 0 | 0 | 0 | 0 | 0 | 0 | 0 | 0 | 0 | 0 | 0 | 0 | 0 | 0 | 0 | 0 | 0 | 0 | 0 | 0
F5_Commercial_Office_Existing_Space Heating_Natural Gas_Unit Heater_E8 | F5 | Commercial | Office | Existing | Space Heating | Natural Gas | Unit Heater | E8 | Utility - Cost of Operation | 0 | 0 | 0 | 0 | 0 | 0 | 0 | 0 | 0 | 0 | 0 | 0 | 0 | 0 | 0 | 0 | 0 | 0 | 0 | 0 | 0 | 0 | 0 | 0 | 0 | 0 | 0
F5_Commercial_Office_Existing_Space Heating_Natural Gas_Unit Heater_E9 | F5 | Commercial | Office | Existing | Space Heating | Natural Gas | Unit Heater | E9 | Utility - Cost of Operation | 0 | 0 | 0 | 0 | 0 | 0 | 0 | 0 | 0 | 0 | 0 | 0 | 0 | 0 | 0 | 0 | 0 | 0 | 0 | 0 | 0 | 0 | 0 | 0 | 0 | 0 | 0
F5_Commercial_Office_Existing_Space Heating_Natural Gas_Unit Heater_E10 | F5 | Commercial | Office | Existing | Space Heating | Natural Gas | Unit Heater | E10 | Utility - Cost of Operation | 0 | 0 | 0 | 0 | 0 | 0 | 0 | 0 | 0 | 0 | 0 | 0 | 0 | 0 | 0 | 0 | 0 | 0 | 0 | 0 | 0 | 0 | 0 | 0 | 0 | 0 | 0
F6_Commercial_Office_Existing_Space Heating_Natural Gas_Unit Heater_E1 | F6 | Commercial | Office | Existing | Space Heating | Natural Gas | Unit Heater | E1 | Utility - Value of Sales | 0 | 0 | 0 | 0 | 0 | 0 | 0 | 0 | 0 | 0 | 0 | 0 | 0 | 0 | 0 | 0 | 0 | 0 | 0 | 0 | 0 | 0 | 0 | 0 | 0 | 0 | 0
F6_Commercial_Office_Existing_Space Heating_Natural Gas_Unit Heater_E2 | F6 | Commercial | Office | Existing | Space Heating | Natural Gas | Unit Heater | E2 | Utility - Value of Sales | 0 | 0 | 0 | 0 | 0 | 0 | 0 | 0 | 0 | 0 | 0 | 0 | 0 | 0 | 0 | 0 | 0 | 0 | 0 | 0 | 0 | 0 | 0 | 0 | 0 | 0 | 0
F6_Commercial_Office_Existing_Space Heating_Natural Gas_Unit Heater_E3 | F6 | Commercial | Office | Existing | Space Heating | Natural Gas | Unit Heater | E3 | Utility - Value of Sales | 0 | 0 | 0 | 0 | 0 | 0 | 0 | 0 | 0 | 0 | 0 | 0 | 0 | 0 | 0 | 0 | 0 | 0 | 0 | 0 | 0 | 0 | 0 | 0 | 0 | 0 | 0
F6_Commercial_Office_Existing_Space Heating_Natural Gas_Unit Heater_E4 | F6 | Commercial | Office | Existing | Space Heating | Natural Gas | Unit Heater | E4 | Utility - Value of Sales | 0 | 0 | 0 | 0 | 0 | 0 | 0 | 0 | 0 | 0 | 0 | 0 | 0 | 0 | 0 | 0 | 0 | 0 | 0 | 0 | 0 | 0 | 0 | 0 | 0 | 0 | 0
F6_Commercial_Office_Existing_Space Heating_Natural Gas_Unit Heater_E5 | F6 | Commercial | Office | Existing | Space Heating | Natural Gas | Unit Heater | E5 | Utility - Value of Sales | 0 | 0 | 0 | 0 | 0 | 0 | 0 | 0 | 0 | 0 | 0 | 0 | 0 | 0 | 0 | 0 | 0 | 0 | 0 | 0 | 0 | 0 | 0 | 0 | 0 | 0 | 0
F6_Commercial_Office_Existing_Space Heating_Natural Gas_Unit Heater_E6 | F6 | Commercial | Office | Existing | Space Heating | Natural Gas | Unit Heater | E6 | Utility - Value of Sales | 0 | 0 | 0 | 0 | 0 | 0 | 0 | 0 | 0 | 0 | 0 | 0 | 0 | 0 | 0 | 0 | 0 | 0 | 0 | 0 | 0 | 0 | 0 | 0 | 0 | 0 | 0
F6_Commercial_Office_Existing_Space Heating_Natural Gas_Unit Heater_E7 | F6 | Commercial | Office | Existing | Space Heating | Natural Gas | Unit Heater | E7 | Utility - Value of Sales | 0 | 0 | 0 | 0 | 0 | 0 | 0 | 0 | 0 | 0 | 0 | 0 | 0 | 0 | 0 | 0 | 0 | 0 | 0 | 0 | 0 | 0 | 0 | 0 | 0 | 0 | 0
F6_Commercial_Office_Existing_Space Heating_Natural Gas_Unit Heater_E8 | F6 | Commercial | Office | Existing | Space Heating | Natural Gas | Unit Heater | E8 | Utility - Value of Sales | 0 | 0 | 0 | 0 | 0 | 0 | 0 | 0 | 0 | 0 | 0 | 0 | 0 | 0 | 0 | 0 | 0 | 0 | 0 | 0 | 0 | 0 | 0 | 0 | 0 | 0 | 0
F6_Commercial_Office_Existing_Space Heating_Natural Gas_Unit Heater_E9 | F6 | Commercial | Office | Existing | Space Heating | Natural Gas | Unit Heater | E9 | Utility - Value of Sales | 0 | 0 | 0 | 0 | 0 | 0 | 0 | 0 | 0 | 0 | 0 | 0 | 0 | 0 | 0 | 0 | 0 | 0 | 0 | 0 | 0 | 0 | 0 | 0 | 0 | 0 | 0
F6_Commercial_Office_Existing_Space Heating_Natural Gas_Unit Heater_E10 | F6 | Commercial | Office | Existing | Space Heating | Natural Gas | Unit Heater | E10 | Utility - Value of Sales | 0 | 0 | 0 | 0 | 0 | 0 | 0 | 0 | 0 | 0 | 0 | 0 | 0 | 0 | 0 | 0 | 0 | 0 | 0 | 0 | 0 | 0 | 0 | 0 | 0 | 0 | 0
F1_Commercial_Office_Existing_Water Heating_Natural Gas_Water Heater_E1 | F1 | Commercial | Office | Existing | Water Heating | Natural Gas | Water Heater | E1 | RVT - Cost of Equipment | 0.020672 | 0.020672 | 0.020672 | 0.020672 | 0.020672 | 0.020672 | 0.020672 | 0.020672 | 0.020672 | 0.020672 | 0.020672 | 0.020672 | 0.020672 | 0.020672 | 0.020672 | 0.020672 | 0.020672 | 0.020672 | 0.020672 | 0.020672 | 0.020672 | 0.020672 | 0.020672 | 0.020672 | 0.020672 | 0.020672 | 0.020672
F1_Commercial_Office_Existing_Water Heating_Natural Gas_Water Heater_E2 | F1 | Commercial | Office | Existing | Water Heating | Natural Gas | Water Heater | E2 | RVT - Cost of Equipment | 0.023158 | 0.023158 | 0.023158 | 0.023158 | 0.023158 | 0.023158 | 0.023158 | 0.023158 | 0.023158 | 0.023158 | 0.023158 | 0.023158 | 0.023158 | 0.023158 | 0.023158 | 0.023158 | 0.023158 | 0.023158 | 0.023158 | 0.023158 | 0.023158 | 0.023158 | 0.023158 | 0.023158 | 0.023158 | 0.023158 | 0.023158
F1_Commercial_Office_Existing_Water Heating_Natural Gas_Water Heater_E3 | F1 | Commercial | Office | Existing | Water Heating | Natural Gas | Water Heater | E3 | RVT - Cost of Equipment | 0.018268 | 0.018268 | 0.018268 | 0.018268 | 0.018268 | 0.018268 | 0.018268 | 0.018268 | 0.018268 | 0.018268 | 0.018268 | 0.018268 | 0.018268 | 0.018268 | 0.018268 | 0.018268 | 0.018268 | 0.018268 | 0.018268 | 0.018268 | 0.018268 | 0.018268 | 0.018268 | 0.018268 | 0.018268 | 0.018268 | 0.018268
F1_Commercial_Office_Existing_Water Heating_Natural Gas_Water Heater_E4 | F1 | Commercial | Office | Existing | Water Heating | Natural Gas | Water Heater | E4 | RVT - Cost of Equipment | 0 | 0 | 0.073836 | 0.073836 | 0.073836 | 0.073836 | 0.073836 | 0.073836 | 0.073836 | 0.073836 | 0.073836 | 0.073836 | 0.073836 | 0.073836 | 0.073836 | 0.073836 | 0.073836 | 0.073836 | 0.073836 | 0.073836 | 0.073836 | 0.073836 | 0.073836 | 0.073836 | 0.073836 | 0.073836 | 0.073836
F1_Commercial_Office_Existing_Water Heating_Natural Gas_Water Heater_E5 | F1 | Commercial | Office | Existing | Water Heating | Natural Gas | Water Heater | E5 | RVT - Cost of Equipment | 0 | 0 | 0 | 0 | 0 | 0 | 0 | 0 | 0 | 0 | 0 | 0 | 0 | 0 | 0 | 0 | 0 | 0 | 0 | 0 | 0 | 0 | 0 | 0 | 0 | 0 | 0
F1_Commercial_Office_Existing_Water Heating_Natural Gas_Water Heater_E6 | F1 | Commercial | Office | Existing | Water Heating | Natural Gas | Water Heater | E6 | RVT - Cost of Equipment | 0 | 0 | 0 | 0 | 0 | 0 | 0 | 0 | 0 | 0 | 0 | 0 | 0 | 0 | 0 | 0 | 0 | 0 | 0 | 0 | 0 | 0 | 0 | 0 | 0 | 0 | 0
F1_Commercial_Office_Existing_Water Heating_Natural Gas_Water Heater_E7 | F1 | Commercial | Office | Existing | Water Heating | Natural Gas | Water Heater | E7 | RVT - Cost of Equipment | 0 | 0 | 0 | 0 | 0 | 0 | 0 | 0 | 0 | 0 | 0 | 0 | 0 | 0 | 0 | 0 | 0 | 0 | 0 | 0 | 0 | 0 | 0 | 0 | 0 | 0 | 0
F1_Commercial_Office_Existing_Water Heating_Natural Gas_Water Heater_E8 | F1 | Commercial | Office | Existing | Water Heating | Natural Gas | Water Heater | E8 | RVT - Cost of Equipment | 0 | 0 | 0 | 0 | 0 | 0 | 0 | 0 | 0 | 0 | 0 | 0 | 0 | 0 | 0 | 0 | 0 | 0 | 0 | 0 | 0 | 0 | 0 | 0 | 0 | 0 | 0
F1_Commercial_Office_Existing_Water Heating_Natural Gas_Water Heater_E9 | F1 | Commercial | Office | Existing | Water Heating | Natural Gas | Water Heater | E9 | RVT - Cost of Equipment | 0 | 0 | 0 | 0 | 0 | 0 | 0 | 0 | 0 | 0 | 0 | 0 | 0 | 0 | 0 | 0 | 0 | 0 | 0 | 0 | 0 | 0 | 0 | 0 | 0 | 0 | 0
F1_Commercial_Office_Existing_Water Heating_Natural Gas_Water Heater_E10 | F1 | Commercial | Office | Existing | Water Heating | Natural Gas | Water Heater | E10 | RVT - Cost of Equipment | 0 | 0 | 0 | 0 | 0 | 0 | 0 | 0 | 0 | 0 | 0 | 0 | 0 | 0 | 0 | 0 | 0 | 0 | 0 | 0 | 0 | 0 | 0 | 0 | 0 | 0 | 0
F2_Commercial_Office_Existing_Water Heating_Natural Gas_Water Heater_E1 | F2 | Commercial | Office | Existing | Water Heating | Natural Gas | Water Heater | E1 | RVT - Cost of Operation | 0 | 0 | 0 | 0 | 0 | 0 | 0 | 0 | 0 | 0 | 0 | 0 | 0 | 0 | 0 | 0 | 0 | 0 | 0 | 0 | 0 | 0 | 0 | 0 | 0 | 0 | 0
F2_Commercial_Office_Existing_Water Heating_Natural Gas_Water Heater_E2 | F2 | Commercial | Office | Existing | Water Heating | Natural Gas | Water Heater | E2 | RVT - Cost of Operation | 0 | 0 | 0 | 0 | 0 | 0 | 0 | 0 | 0 | 0 | 0 | 0 | 0 | 0 | 0 | 0 | 0 | 0 | 0 | 0 | 0 | 0 | 0 | 0 | 0 | 0 | 0
F2_Commercial_Office_Existing_Water Heating_Natural Gas_Water Heater_E3 | F2 | Commercial | Office | Existing | Water Heating | Natural Gas | Water Heater | E3 | RVT - Cost of Operation | 0 | 0 | 0 | 0 | 0 | 0 | 0 | 0 | 0 | 0 | 0 | 0 | 0 | 0 | 0 | 0 | 0 | 0 | 0 | 0 | 0 | 0 | 0 | 0 | 0 | 0 | 0
F2_Commercial_Office_Existing_Water Heating_Natural Gas_Water Heater_E4 | F2 | Commercial | Office | Existing | Water Heating | Natural Gas | Water Heater | E4 | RVT - Cost of Operation | 0 | 0 | 0 | 0 | 0 | 0 | 0 | 0 | 0 | 0 | 0 | 0 | 0 | 0 | 0 | 0 | 0 | 0 | 0 | 0 | 0 | 0 | 0 | 0 | 0 | 0 | 0
F2_Commercial_Office_Existing_Water Heating_Natural Gas_Water Heater_E5 | F2 | Commercial | Office | Existing | Water Heating | Natural Gas | Water Heater | E5 | RVT - Cost of Operation | 0 | 0 | 0 | 0 | 0 | 0 | 0 | 0 | 0 | 0 | 0 | 0 | 0 | 0 | 0 | 0 | 0 | 0 | 0 | 0 | 0 | 0 | 0 | 0 | 0 | 0 | 0
F2_Commercial_Office_Existing_Water Heating_Natural Gas_Water Heater_E6 | F2 | Commercial | Office | Existing | Water Heating | Natural Gas | Water Heater | E6 | RVT - Cost of Operation | 0 | 0 | 0 | 0 | 0 | 0 | 0 | 0 | 0 | 0 | 0 | 0 | 0 | 0 | 0 | 0 | 0 | 0 | 0 | 0 | 0 | 0 | 0 | 0 | 0 | 0 | 0
F2_Commercial_Office_Existing_Water Heating_Natural Gas_Water Heater_E7 | F2 | Commercial | Office | Existing | Water Heating | Natural Gas | Water Heater | E7 | RVT - Cost of Operation | 0 | 0 | 0 | 0 | 0 | 0 | 0 | 0 | 0 | 0 | 0 | 0 | 0 | 0 | 0 | 0 | 0 | 0 | 0 | 0 | 0 | 0 | 0 | 0 | 0 | 0 | 0
F2_Commercial_Office_Existing_Water Heating_Natural Gas_Water Heater_E8 | F2 | Commercial | Office | Existing | Water Heating | Natural Gas | Water Heater | E8 | RVT - Cost of Operation | 0 | 0 | 0 | 0 | 0 | 0 | 0 | 0 | 0 | 0 | 0 | 0 | 0 | 0 | 0 | 0 | 0 | 0 | 0 | 0 | 0 | 0 | 0 | 0 | 0 | 0 | 0
F2_Commercial_Office_Existing_Water Heating_Natural Gas_Water Heater_E9 | F2 | Commercial | Office | Existing | Water Heating | Natural Gas | Water Heater | E9 | RVT - Cost of Operation | 0 | 0 | 0 | 0 | 0 | 0 | 0 | 0 | 0 | 0 | 0 | 0 | 0 | 0 | 0 | 0 | 0 | 0 | 0 | 0 | 0 | 0 | 0 | 0 | 0 | 0 | 0
F2_Commercial_Office_Existing_Water Heating_Natural Gas_Water Heater_E10 | F2 | Commercial | Office | Existing | Water Heating | Natural Gas | Water Heater | E10 | RVT - Cost of Operation | 0 | 0 | 0 | 0 | 0 | 0 | 0 | 0 | 0 | 0 | 0 | 0 | 0 | 0 | 0 | 0 | 0 | 0 | 0 | 0 | 0 | 0 | 0 | 0 | 0 | 0 | 0
F3_Commercial_Office_Existing_Water Heating_Natural Gas_Water Heater_E1 | F3 | Commercial | Office | Existing | Water Heating | Natural Gas | Water Heater | E1 | System - kBTUs of Consumption | 16.6216 | 16.6216 | 16.6216 | 16.6216 | 16.6216 | 16.6216 | 16.6216 | 16.6216 | 16.6216 | 16.6216 | 16.6216 | 16.6216 | 16.6216 | 16.6216 | 16.6216 | 16.6216 | 16.6216 | 16.6216 | 16.6216 | 16.6216 | 16.6216 | 16.6216 | 16.6216 | 16.6216 | 16.6216 | 16.6216 | 16.6216
F3_Commercial_Office_Existing_Water Heating_Natural Gas_Water Heater_E2 | F3 | Commercial | Office | Existing | Water Heating | Natural Gas | Water Heater | E2 | System - kBTUs of Consumption | 15.2365 | 15.2365 | 15.2365 | 15.2365 | 15.2365 | 15.2365 | 15.2365 | 15.2365 | 15.2365 | 15.2365 | 15.2365 | 15.2365 | 15.2365 | 15.2365 | 15.2365 | 15.2365 | 15.2365 | 15.2365 | 15.2365 | 15.2365 | 15.2365 | 15.2365 | 15.2365 | 15.2365 | 15.2365 | 15.2365 | 15.2365
F3_Commercial_Office_Existing_Water Heating_Natural Gas_Water Heater_E3 | F3 | Commercial | Office | Existing | Water Heating | Natural Gas | Water Heater | E3 | System - kBTUs of Consumption | 14.9255 | 14.9255 | 14.9255 | 14.9255 | 14.9255 | 14.9255 | 14.9255 | 14.9255 | 14.9255 | 14.9255 | 14.9255 | 14.9255 | 14.9255 | 14.9255 | 14.9255 | 14.9255 | 14.9255 | 14.9255 | 14.9255 | 14.9255 | 14.9255 | 14.9255 | 14.9255 | 14.9255 | 14.9255 | 14.9255 | 14.9255
F3_Commercial_Office_Existing_Water Heating_Natural Gas_Water Heater_E4 | F3 | Commercial | Office | Existing | Water Heating | Natural Gas | Water Heater | E4 | System - kBTUs of Consumption | 0 | 0 | 13.7991 | 13.7991 | 13.7991 | 13.7991 | 13.7991 | 13.7991 | 13.7991 | 13.7991 | 13.7991 | 13.7991 | 13.7991 | 13.7991 | 13.7991 | 13.7991 | 13.7991 | 13.7991 | 13.7991 | 13.7991 | 13.7991 | 13.7991 | 13.7991 | 13.7991 | 13.7991 | 13.7991 | 13.7991
F3_Commercial_Office_Existing_Water Heating_Natural Gas_Water Heater_E5 | F3 | Commercial | Office | Existing | Water Heating | Natural Gas | Water Heater | E5 | System - kBTUs of Consumption | 0 | 0 | 0 | 0 | 0 | 0 | 0 | 0 | 0 | 0 | 0 | 0 | 0 | 0 | 0 | 0 | 0 | 0 | 0 | 0 | 0 | 0 | 0 | 0 | 0 | 0 | 0
F3_Commercial_Office_Existing_Water Heating_Natural Gas_Water Heater_E6 | F3 | Commercial | Office | Existing | Water Heating | Natural Gas | Water Heater | E6 | System - kBTUs of Consumption | 0 | 0 | 0 | 0 | 0 | 0 | 0 | 0 | 0 | 0 | 0 | 0 | 0 | 0 | 0 | 0 | 0 | 0 | 0 | 0 | 0 | 0 | 0 | 0 | 0 | 0 | 0
F3_Commercial_Office_Existing_Water Heating_Natural Gas_Water Heater_E7 | F3 | Commercial | Office | Existing | Water Heating | Natural Gas | Water Heater | E7 | System - kBTUs of Consumption | 0 | 0 | 0 | 0 | 0 | 0 | 0 | 0 | 0 | 0 | 0 | 0 | 0 | 0 | 0 | 0 | 0 | 0 | 0 | 0 | 0 | 0 | 0 | 0 | 0 | 0 | 0
F3_Commercial_Office_Existing_Water Heating_Natural Gas_Water Heater_E8 | F3 | Commercial | Office | Existing | Water Heating | Natural Gas | Water Heater | E8 | System - kBTUs of Consumption | 0 | 0 | 0 | 0 | 0 | 0 | 0 | 0 | 0 | 0 | 0 | 0 | 0 | 0 | 0 | 0 | 0 | 0 | 0 | 0 | 0 | 0 | 0 | 0 | 0 | 0 | 0
F3_Commercial_Office_Existing_Water Heating_Natural Gas_Water Heater_E9 | F3 | Commercial | Office | Existing | Water Heating | Natural Gas | Water Heater | E9 | System - kBTUs of Consumption | 0 | 0 | 0 | 0 | 0 | 0 | 0 | 0 | 0 | 0 | 0 | 0 | 0 | 0 | 0 | 0 | 0 | 0 | 0 | 0 | 0 | 0 | 0 | 0 | 0 | 0 | 0
F3_Commercial_Office_Existing_Water Heating_Natural Gas_Water Heater_E10 | F3 | Commercial | Office | Existing | Water Heating | Natural Gas | Water Heater | E10 | System - kBTUs of Consumption | 0 | 0 | 0 | 0 | 0 | 0 | 0 | 0 | 0 | 0 | 0 | 0 | 0 | 0 | 0 | 0 | 0 | 0 | 0 | 0 | 0 | 0 | 0 | 0 | 0 | 0 | 0
F4_Commercial_Office_Existing_Water Heating_Natural Gas_Water Heater_E1 | F4 | Commercial | Office | Existing | Water Heating | Natural Gas | Water Heater | E1 | Utility - Cost of Equipment | 0.020672 | 0.020672 | 0.020672 | 0.020672 | 0.020672 | 0.020672 | 0.020672 | 0.020672 | 0.020672 | 0.020672 | 0.020672 | 0.020672 | 0.020672 | 0.020672 | 0.020672 | 0.020672 | 0.020672 | 0.020672 | 0.020672 | 0.020672 | 0.020672 | 0.020672 | 0.020672 | 0.020672 | 0.020672 | 0.020672 | 0.020672
F4_Commercial_Office_Existing_Water Heating_Natural Gas_Water Heater_E2 | F4 | Commercial | Office | Existing | Water Heating | Natural Gas | Water Heater | E2 | Utility - Cost of Equipment | 0.023158 | 0.023158 | 0.023158 | 0.023158 | 0.023158 | 0.023158 | 0.023158 | 0.023158 | 0.023158 | 0.023158 | 0.023158 | 0.023158 | 0.023158 | 0.023158 | 0.023158 | 0.023158 | 0.023158 | 0.023158 | 0.023158 | 0.023158 | 0.023158 | 0.023158 | 0.023158 | 0.023158 | 0.023158 | 0.023158 | 0.023158
F4_Commercial_Office_Existing_Water Heating_Natural Gas_Water Heater_E3 | F4 | Commercial | Office | Existing | Water Heating | Natural Gas | Water Heater | E3 | Utility - Cost of Equipment | 0.018268 | 0.018268 | 0.018268 | 0.018268 | 0.018268 | 0.018268 | 0.018268 | 0.018268 | 0.018268 | 0.018268 | 0.018268 | 0.018268 | 0.018268 | 0.018268 | 0.018268 | 0.018268 | 0.018268 | 0.018268 | 0.018268 | 0.018268 | 0.018268 | 0.018268 | 0.018268 | 0.018268 | 0.018268 | 0.018268 | 0.018268
F4_Commercial_Office_Existing_Water Heating_Natural Gas_Water Heater_E4 | F4 | Commercial | Office | Existing | Water Heating | Natural Gas | Water Heater | E4 | Utility - Cost of Equipment | 0 | 0 | 0.073836 | 0.073836 | 0.073836 | 0.073836 | 0.073836 | 0.073836 | 0.073836 | 0.073836 | 0.073836 | 0.073836 | 0.073836 | 0.073836 | 0.073836 | 0.073836 | 0.073836 | 0.073836 | 0.073836 | 0.073836 | 0.073836 | 0.073836 | 0.073836 | 0.073836 | 0.073836 | 0.073836 | 0.073836
F4_Commercial_Office_Existing_Water Heating_Natural Gas_Water Heater_E5 | F4 | Commercial | Office | Existing | Water Heating | Natural Gas | Water Heater | E5 | Utility - Cost of Equipment | 0 | 0 | 0 | 0 | 0 | 0 | 0 | 0 | 0 | 0 | 0 | 0 | 0 | 0 | 0 | 0 | 0 | 0 | 0 | 0 | 0 | 0 | 0 | 0 | 0 | 0 | 0
F4_Commercial_Office_Existing_Water Heating_Natural Gas_Water Heater_E6 | F4 | Commercial | Office | Existing | Water Heating | Natural Gas | Water Heater | E6 | Utility - Cost of Equipment | 0 | 0 | 0 | 0 | 0 | 0 | 0 | 0 | 0 | 0 | 0 | 0 | 0 | 0 | 0 | 0 | 0 | 0 | 0 | 0 | 0 | 0 | 0 | 0 | 0 | 0 | 0
F4_Commercial_Office_Existing_Water Heating_Natural Gas_Water Heater_E7 | F4 | Commercial | Office | Existing | Water Heating | Natural Gas | Water Heater | E7 | Utility - Cost of Equipment | 0 | 0 | 0 | 0 | 0 | 0 | 0 | 0 | 0 | 0 | 0 | 0 | 0 | 0 | 0 | 0 | 0 | 0 | 0 | 0 | 0 | 0 | 0 | 0 | 0 | 0 | 0
F4_Commercial_Office_Existing_Water Heating_Natural Gas_Water Heater_E8 | F4 | Commercial | Office | Existing | Water Heating | Natural Gas | Water Heater | E8 | Utility - Cost of Equipment | 0 | 0 | 0 | 0 | 0 | 0 | 0 | 0 | 0 | 0 | 0 | 0 | 0 | 0 | 0 | 0 | 0 | 0 | 0 | 0 | 0 | 0 | 0 | 0 | 0 | 0 | 0
F4_Commercial_Office_Existing_Water Heating_Natural Gas_Water Heater_E9 | F4 | Commercial | Office | Existing | Water Heating | Natural Gas | Water Heater | E9 | Utility - Cost of Equipment | 0 | 0 | 0 | 0 | 0 | 0 | 0 | 0 | 0 | 0 | 0 | 0 | 0 | 0 | 0 | 0 | 0 | 0 | 0 | 0 | 0 | 0 | 0 | 0 | 0 | 0 | 0
F4_Commercial_Office_Existing_Water Heating_Natural Gas_Water Heater_E10 | F4 | Commercial | Office | Existing | Water Heating | Natural Gas | Water Heater | E10 | Utility - Cost of Equipment | 0 | 0 | 0 | 0 | 0 | 0 | 0 | 0 | 0 | 0 | 0 | 0 | 0 | 0 | 0 | 0 | 0 | 0 | 0 | 0 | 0 | 0 | 0 | 0 | 0 | 0 | 0
F5_Commercial_Office_Existing_Water Heating_Natural Gas_Water Heater_E1 | F5 | Commercial | Office | Existing | Water Heating | Natural Gas | Water Heater | E1 | Utility - Cost of Operation | 0.22841 | 0.22511 | 0.2219 | 0.21878 | 0.21881 | 0.22089 | 0.22425 | 0.22833 | 0.23273 | 0.23723 | 0.24168 | 0.24562 | 0.24862 | 0.2499 | 0.24931 | 0.24687 | 0.24276 | 0.23737 | 0.23097 | 0.22337 | 0.21449 | 0.20426 | 0.19519 | 0.18931 | 0.18677 | 0.18769 | 0.18861
F5_Commercial_Office_Existing_Water Heating_Natural Gas_Water Heater_E2 | F5 | Commercial | Office | Existing | Water Heating | Natural Gas | Water Heater | E2 | Utility - Cost of Operation | 0.20938 | 0.20636 | 0.20341 | 0.20055 | 0.20058 | 0.20248 | 0.20556 | 0.2093 | 0.21333 | 0.21746 | 0.22154 | 0.22515 | 0.2279 | 0.22908 | 0.22853 | 0.22629 | 0.22253 | 0.21759 | 0.21172 | 0.20476 | 0.19662 | 0.18724 | 0.17892 | 0.17354 | 0.17121 | 0.17205 | 0.17289
F5_Commercial_Office_Existing_Water Heating_Natural Gas_Water Heater_E3 | F5 | Commercial | Office | Existing | Water Heating | Natural Gas | Water Heater | E3 | Utility - Cost of Operation | 0.2051 | 0.20214 | 0.19926 | 0.19646 | 0.19649 | 0.19835 | 0.20137 | 0.20503 | 0.20898 | 0.21302 | 0.21702 | 0.22055 | 0.22325 | 0.2244 | 0.22387 | 0.22168 | 0.21798 | 0.21315 | 0.2074 | 0.20058 | 0.1926 | 0.18342 | 0.17527 | 0.16999 | 0.16771 | 0.16854 | 0.16936
F5_Commercial_Office_Existing_Water Heating_Natural Gas_Water Heater_E4 | F5 | Commercial | Office | Existing | Water Heating | Natural Gas | Water Heater | E4 | Utility - Cost of Operation | 0 | 0 | 0.18592 | 0.18437 | 0.18503 | 0.18712 | 0.19006 | 0.19326 | 0.19625 | 0.19869 | 0.20049 | 0.20152 | 0.20169 | 0.20082 | 0.19912 | 0.19672 | 0.19369 | 0.19006 | 0.18572 | 0.18054 | 0.17447 | 0.16747 | 0.16127 | 0.15729 | 0.15565 | 0.15641 | 0.15718
F5_Commercial_Office_Existing_Water Heating_Natural Gas_Water Heater_E5 | F5 | Commercial | Office | Existing | Water Heating | Natural Gas | Water Heater | E5 | Utility - Cost of Operation | 0 | 0 | 0 | 0 | 0 | 0 | 0 | 0 | 0 | 0 | 0 | 0 | 0 | 0 | 0 | 0 | 0 | 0 | 0 | 0 | 0 | 0 | 0 | 0 | 0 | 0 | 0
F5_Commercial_Office_Existing_Water Heating_Natural Gas_Water Heater_E6 | F5 | Commercial | Office | Existing | Water Heating | Natural Gas | Water Heater | E6 | Utility - Cost of Operation | 0 | 0 | 0 | 0 | 0 | 0 | 0 | 0 | 0 | 0 | 0 | 0 | 0 | 0 | 0 | 0 | 0 | 0 | 0 | 0 | 0 | 0 | 0 | 0 | 0 | 0 | 0
F5_Commercial_Office_Existing_Water Heating_Natural Gas_Water Heater_E7 | F5 | Commercial | Office | Existing | Water Heating | Natural Gas | Water Heater | E7 | Utility - Cost of Operation | 0 | 0 | 0 | 0 | 0 | 0 | 0 | 0 | 0 | 0 | 0 | 0 | 0 | 0 | 0 | 0 | 0 | 0 | 0 | 0 | 0 | 0 | 0 | 0 | 0 | 0 | 0
F5_Commercial_Office_Existing_Water Heating_Natural Gas_Water Heater_E8 | F5 | Commercial | Office | Existing | Water Heating | Natural Gas | Water Heater | E8 | Utility - Cost of Operation | 0 | 0 | 0 | 0 | 0 | 0 | 0 | 0 | 0 | 0 | 0 | 0 | 0 | 0 | 0 | 0 | 0 | 0 | 0 | 0 | 0 | 0 | 0 | 0 | 0 | 0 | 0
F5_Commercial_Office_Existing_Water Heating_Natural Gas_Water Heater_E9 | F5 | Commercial | Office | Existing | Water Heating | Natural Gas | Water Heater | E9 | Utility - Cost of Operation | 0 | 0 | 0 | 0 | 0 | 0 | 0 | 0 | 0 | 0 | 0 | 0 | 0 | 0 | 0 | 0 | 0 | 0 | 0 | 0 | 0 | 0 | 0 | 0 | 0 | 0 | 0
F5_Commercial_Office_Existing_Water Heating_Natural Gas_Water Heater_E10 | F5 | Commercial | Office | Existing | Water Heating | Natural Gas | Water Heater | E10 | Utility - Cost of Operation | 0 | 0 | 0 | 0 | 0 | 0 | 0 | 0 | 0 | 0 | 0 | 0 | 0 | 0 | 0 | 0 | 0 | 0 | 0 | 0 | 0 | 0 | 0 | 0 | 0 | 0 | 0
F6_Commercial_Office_Existing_Water Heating_Natural Gas_Water Heater_E1 | F6 | Commercial | Office | Existing | Water Heating | Natural Gas | Water Heater | E1 | Utility - Value of Sales | 0 | 0 | 0 | 0 | 0 | 0 | 0 | 0 | 0 | 0 | 0 | 0 | 0 | 0 | 0 | 0 | 0 | 0 | 0 | 0 | 0 | 0 | 0 | 0 | 0 | 0 | 0
F6_Commercial_Office_Existing_Water Heating_Natural Gas_Water Heater_E2 | F6 | Commercial | Office | Existing | Water Heating | Natural Gas | Water Heater | E2 | Utility - Value of Sales | 0 | 0 | 0 | 0 | 0 | 0 | 0 | 0 | 0 | 0 | 0 | 0 | 0 | 0 | 0 | 0 | 0 | 0 | 0 | 0 | 0 | 0 | 0 | 0 | 0 | 0 | 0
F6_Commercial_Office_Existing_Water Heating_Natural Gas_Water Heater_E3 | F6 | Commercial | Office | Existing | Water Heating | Natural Gas | Water Heater | E3 | Utility - Value of Sales | 0 | 0 | 0 | 0 | 0 | 0 | 0 | 0 | 0 | 0 | 0 | 0 | 0 | 0 | 0 | 0 | 0 | 0 | 0 | 0 | 0 | 0 | 0 | 0 | 0 | 0 | 0
F6_Commercial_Office_Existing_Water Heating_Natural Gas_Water Heater_E4 | F6 | Commercial | Office | Existing | Water Heating | Natural Gas | Water Heater | E4 | Utility - Value of Sales | 0 | 0 | 0 | 0 | 0 | 0 | 0 | 0 | 0 | 0 | 0 | 0 | 0 | 0 | 0 | 0 | 0 | 0 | 0 | 0 | 0 | 0 | 0 | 0 | 0 | 0 | 0
F6_Commercial_Office_Existing_Water Heating_Natural Gas_Water Heater_E5 | F6 | Commercial | Office | Existing | Water Heating | Natural Gas | Water Heater | E5 | Utility - Value of Sales | 0 | 0 | 0 | 0 | 0 | 0 | 0 | 0 | 0 | 0 | 0 | 0 | 0 | 0 | 0 | 0 | 0 | 0 | 0 | 0 | 0 | 0 | 0 | 0 | 0 | 0 | 0
F6_Commercial_Office_Existing_Water Heating_Natural Gas_Water Heater_E6 | F6 | Commercial | Office | Existing | Water Heating | Natural Gas | Water Heater | E6 | Utility - Value of Sales | 0 | 0 | 0 | 0 | 0 | 0 | 0 | 0 | 0 | 0 | 0 | 0 | 0 | 0 | 0 | 0 | 0 | 0 | 0 | 0 | 0 | 0 | 0 | 0 | 0 | 0 | 0
F6_Commercial_Office_Existing_Water Heating_Natural Gas_Water Heater_E7 | F6 | Commercial | Office | Existing | Water Heating | Natural Gas | Water Heater | E7 | Utility - Value of Sales | 0 | 0 | 0 | 0 | 0 | 0 | 0 | 0 | 0 | 0 | 0 | 0 | 0 | 0 | 0 | 0 | 0 | 0 | 0 | 0 | 0 | 0 | 0 | 0 | 0 | 0 | 0
F6_Commercial_Office_Existing_Water Heating_Natural Gas_Water Heater_E8 | F6 | Commercial | Office | Existing | Water Heating | Natural Gas | Water Heater | E8 | Utility - Value of Sales | 0 | 0 | 0 | 0 | 0 | 0 | 0 | 0 | 0 | 0 | 0 | 0 | 0 | 0 | 0 | 0 | 0 | 0 | 0 | 0 | 0 | 0 | 0 | 0 | 0 | 0 | 0
F6_Commercial_Office_Existing_Water Heating_Natural Gas_Water Heater_E9 | F6 | Commercial | Office | Existing | Water Heating | Natural Gas | Water Heater | E9 | Utility - Value of Sales | 0 | 0 | 0 | 0 | 0 | 0 | 0 | 0 | 0 | 0 | 0 | 0 | 0 | 0 | 0 | 0 | 0 | 0 | 0 | 0 | 0 | 0 | 0 | 0 | 0 | 0 | 0
F6_Commercial_Office_Existing_Water Heating_Natural Gas_Water Heater_E10 | F6 | Commercial | Office | Existing | Water Heating | Natural Gas | Water Heater | E10 | Utility - Value of Sales | 0 | 0 | 0 | 0 | 0 | 0 | 0 | 0 | 0 | 0 | 0 | 0 | 0 | 0 | 0 | 0 | 0 | 0 | 0 | 0 | 0 | 0 | 0 | 0 | 0 | 0 | 0
F1_Commercial_Office_Existing_Food Preparation_Natural Gas_Oven_E1 | F1 | Commercial | Office | Existing | Food Preparation | Natural Gas | Oven | E1 | RVT - Cost of Equipment | 0.044946 | 0.044946 | 0.044946 | 0.044946 | 0.044946 | 0.044946 | 0.044946 | 0.044946 | 0.044946 | 0.044946 | 0.044946 | 0.044946 | 0.044946 | 0.044946 | 0.044946 | 0.044946 | 0.044946 | 0.044946 | 0.044946 | 0.044946 | 0.044946 | 0.044946 | 0.044946 | 0.044946 | 0.044946 | 0.044946 | 0.044946
F1_Commercial_Office_Existing_Food Preparation_Natural Gas_Oven_E2 | F1 | Commercial | Office | Existing | Food Preparation | Natural Gas | Oven | E2 | RVT - Cost of Equipment | 0.047348 | 0.047348 | 0.047348 | 0.047348 | 0.047348 | 0.047348 | 0.047348 | 0.047348 | 0.047348 | 0.047348 | 0.047348 | 0.047348 | 0.047348 | 0.047348 | 0.047348 | 0.047348 | 0.047348 | 0.047348 | 0.047348 | 0.047348 | 0.047348 | 0.047348 | 0.047348 | 0.047348 | 0.047348 | 0.047348 | 0.047348
F1_Commercial_Office_Existing_Food Preparation_Natural Gas_Oven_E3 | F1 | Commercial | Office | Existing | Food Preparation | Natural Gas | Oven | E3 | RVT - Cost of Equipment | 0 | 0 | 0 | 0 | 0 | 0 | 0 | 0 | 0 | 0 | 0 | 0 | 0 | 0 | 0 | 0 | 0 | 0 | 0 | 0 | 0 | 0 | 0 | 0 | 0 | 0 | 0
F1_Commercial_Office_Existing_Food Preparation_Natural Gas_Oven_E4 | F1 | Commercial | Office | Existing | Food Preparation | Natural Gas | Oven | E4 | RVT - Cost of Equipment | 0 | 0 | 0 | 0 | 0 | 0 | 0 | 0 | 0 | 0 | 0 | 0 | 0 | 0 | 0 | 0 | 0 | 0 | 0 | 0 | 0 | 0 | 0 | 0 | 0 | 0 | 0
F1_Commercial_Office_Existing_Food Preparation_Natural Gas_Oven_E5 | F1 | Commercial | Office | Existing | Food Preparation | Natural Gas | Oven | E5 | RVT - Cost of Equipment | 0 | 0 | 0 | 0 | 0 | 0 | 0 | 0 | 0 | 0 | 0 | 0 | 0 | 0 | 0 | 0 | 0 | 0 | 0 | 0 | 0 | 0 | 0 | 0 | 0 | 0 | 0
F1_Commercial_Office_Existing_Food Preparation_Natural Gas_Oven_E6 | F1 | Commercial | Office | Existing | Food Preparation | Natural Gas | Oven | E6 | RVT - Cost of Equipment | 0 | 0 | 0 | 0 | 0 | 0 | 0 | 0 | 0 | 0 | 0 | 0 | 0 | 0 | 0 | 0 | 0 | 0 | 0 | 0 | 0 | 0 | 0 | 0 | 0 | 0 | 0
F1_Commercial_Office_Existing_Food Preparation_Natural Gas_Oven_E7 | F1 | Commercial | Office | Existing | Food Preparation | Natural Gas | Oven | E7 | RVT - Cost of Equipment | 0 | 0 | 0 | 0 | 0 | 0 | 0 | 0 | 0 | 0 | 0 | 0 | 0 | 0 | 0 | 0 | 0 | 0 | 0 | 0 | 0 | 0 | 0 | 0 | 0 | 0 | 0
F1_Commercial_Office_Existing_Food Preparation_Natural Gas_Oven_E8 | F1 | Commercial | Office | Existing | Food Preparation | Natural Gas | Oven | E8 | RVT - Cost of Equipment | 0 | 0 | 0 | 0 | 0 | 0 | 0 | 0 | 0 | 0 | 0 | 0 | 0 | 0 | 0 | 0 | 0 | 0 | 0 | 0 | 0 | 0 | 0 | 0 | 0 | 0 | 0
F1_Commercial_Office_Existing_Food Preparation_Natural Gas_Oven_E9 | F1 | Commercial | Office | Existing | Food Preparation | Natural Gas | Oven | E9 | RVT - Cost of Equipment | 0 | 0 | 0 | 0 | 0 | 0 | 0 | 0 | 0 | 0 | 0 | 0 | 0 | 0 | 0 | 0 | 0 | 0 | 0 | 0 | 0 | 0 | 0 | 0 | 0 | 0 | 0
F1_Commercial_Office_Existing_Food Preparation_Natural Gas_Oven_E10 | F1 | Commercial | Office | Existing | Food Preparation | Natural Gas | Oven | E10 | RVT - Cost of Equipment | 0 | 0 | 0 | 0 | 0 | 0 | 0 | 0 | 0 | 0 | 0 | 0 | 0 | 0 | 0 | 0 | 0 | 0 | 0 | 0 | 0 | 0 | 0 | 0 | 0 | 0 | 0
F2_Commercial_Office_Existing_Food Preparation_Natural Gas_Oven_E1 | F2 | Commercial | Office | Existing | Food Preparation | Natural Gas | Oven | E1 | RVT - Cost of Operation | 0 | 0 | 0 | 0 | 0 | 0 | 0 | 0 | 0 | 0 | 0 | 0 | 0 | 0 | 0 | 0 | 0 | 0 | 0 | 0 | 0 | 0 | 0 | 0 | 0 | 0 | 0
F2_Commercial_Office_Existing_Food Preparation_Natural Gas_Oven_E2 | F2 | Commercial | Office | Existing | Food Preparation | Natural Gas | Oven | E2 | RVT - Cost of Operation | 0 | 0 | 0 | 0 | 0 | 0 | 0 | 0 | 0 | 0 | 0 | 0 | 0 | 0 | 0 | 0 | 0 | 0 | 0 | 0 | 0 | 0 | 0 | 0 | 0 | 0 | 0
F2_Commercial_Office_Existing_Food Preparation_Natural Gas_Oven_E3 | F2 | Commercial | Office | Existing | Food Preparation | Natural Gas | Oven | E3 | RVT - Cost of Operation | 0 | 0 | 0 | 0 | 0 | 0 | 0 | 0 | 0 | 0 | 0 | 0 | 0 | 0 | 0 | 0 | 0 | 0 | 0 | 0 | 0 | 0 | 0 | 0 | 0 | 0 | 0
F2_Commercial_Office_Existing_Food Preparation_Natural Gas_Oven_E4 | F2 | Commercial | Office | Existing | Food Preparation | Natural Gas | Oven | E4 | RVT - Cost of Operation | 0 | 0 | 0 | 0 | 0 | 0 | 0 | 0 | 0 | 0 | 0 | 0 | 0 | 0 | 0 | 0 | 0 | 0 | 0 | 0 | 0 | 0 | 0 | 0 | 0 | 0 | 0
F2_Commercial_Office_Existing_Food Preparation_Natural Gas_Oven_E5 | F2 | Commercial | Office | Existing | Food Preparation | Natural Gas | Oven | E5 | RVT - Cost of Operation | 0 | 0 | 0 | 0 | 0 | 0 | 0 | 0 | 0 | 0 | 0 | 0 | 0 | 0 | 0 | 0 | 0 | 0 | 0 | 0 | 0 | 0 | 0 | 0 | 0 | 0 | 0
F2_Commercial_Office_Existing_Food Preparation_Natural Gas_Oven_E6 | F2 | Commercial | Office | Existing | Food Preparation | Natural Gas | Oven | E6 | RVT - Cost of Operation | 0 | 0 | 0 | 0 | 0 | 0 | 0 | 0 | 0 | 0 | 0 | 0 | 0 | 0 | 0 | 0 | 0 | 0 | 0 | 0 | 0 | 0 | 0 | 0 | 0 | 0 | 0
F2_Commercial_Office_Existing_Food Preparation_Natural Gas_Oven_E7 | F2 | Commercial | Office | Existing | Food Preparation | Natural Gas | Oven | E7 | RVT - Cost of Operation | 0 | 0 | 0 | 0 | 0 | 0 | 0 | 0 | 0 | 0 | 0 | 0 | 0 | 0 | 0 | 0 | 0 | 0 | 0 | 0 | 0 | 0 | 0 | 0 | 0 | 0 | 0
F2_Commercial_Office_Existing_Food Preparation_Natural Gas_Oven_E8 | F2 | Commercial | Office | Existing | Food Preparation | Natural Gas | Oven | E8 | RVT - Cost of Operation | 0 | 0 | 0 | 0 | 0 | 0 | 0 | 0 | 0 | 0 | 0 | 0 | 0 | 0 | 0 | 0 | 0 | 0 | 0 | 0 | 0 | 0 | 0 | 0 | 0 | 0 | 0
F2_Commercial_Office_Existing_Food Preparation_Natural Gas_Oven_E9 | F2 | Commercial | Office | Existing | Food Preparation | Natural Gas | Oven | E9 | RVT - Cost of Operation | 0 | 0 | 0 | 0 | 0 | 0 | 0 | 0 | 0 | 0 | 0 | 0 | 0 | 0 | 0 | 0 | 0 | 0 | 0 | 0 | 0 | 0 | 0 | 0 | 0 | 0 | 0
F2_Commercial_Office_Existing_Food Preparation_Natural Gas_Oven_E10 | F2 | Commercial | Office | Existing | Food Preparation | Natural Gas | Oven | E10 | RVT - Cost of Operation | 0 | 0 | 0 | 0 | 0 | 0 | 0 | 0 | 0 | 0 | 0 | 0 | 0 | 0 | 0 | 0 | 0 | 0 | 0 | 0 | 0 | 0 | 0 | 0 | 0 | 0 | 0
F3_Commercial_Office_Existing_Food Preparation_Natural Gas_Oven_E1 | F3 | Commercial | Office | Existing | Food Preparation | Natural Gas | Oven | E1 | System - kBTUs of Consumption | 3.5726 | 3.5726 | 3.5726 | 3.5726 | 3.5726 | 3.5726 | 3.5726 | 3.5726 | 3.5726 | 3.5726 | 3.5726 | 3.5726 | 3.5726 | 3.5726 | 3.5726 | 3.5726 | 3.5726 | 3.5726 | 3.5726 | 3.5726 | 3.5726 | 3.5726 | 3.5726 | 3.5726 | 3.5726 | 3.5726 | 3.5726
F3_Commercial_Office_Existing_Food Preparation_Natural Gas_Oven_E2 | F3 | Commercial | Office | Existing | Food Preparation | Natural Gas | Oven | E2 | System - kBTUs of Consumption | 3.104 | 3.104 | 3.104 | 3.104 | 3.104 | 3.104 | 3.104 | 3.104 | 3.104 | 3.104 | 3.104 | 3.104 | 3.104 | 3.104 | 3.104 | 3.104 | 3.104 | 3.104 | 3.104 | 3.104 | 3.104 | 3.104 | 3.104 | 3.104 | 3.104 | 3.104 | 3.104
F3_Commercial_Office_Existing_Food Preparation_Natural Gas_Oven_E3 | F3 | Commercial | Office | Existing | Food Preparation | Natural Gas | Oven | E3 | System - kBTUs of Consumption | 0 | 0 | 0 | 0 | 0 | 0 | 0 | 0 | 0 | 0 | 0 | 0 | 0 | 0 | 0 | 0 | 0 | 0 | 0 | 0 | 0 | 0 | 0 | 0 | 0 | 0 | 0
F3_Commercial_Office_Existing_Food Preparation_Natural Gas_Oven_E4 | F3 | Commercial | Office | Existing | Food Preparation | Natural Gas | Oven | E4 | System - kBTUs of Consumption | 0 | 0 | 0 | 0 | 0 | 0 | 0 | 0 | 0 | 0 | 0 | 0 | 0 | 0 | 0 | 0 | 0 | 0 | 0 | 0 | 0 | 0 | 0 | 0 | 0 | 0 | 0
F3_Commercial_Office_Existing_Food Preparation_Natural Gas_Oven_E5 | F3 | Commercial | Office | Existing | Food Preparation | Natural Gas | Oven | E5 | System - kBTUs of Consumption | 0 | 0 | 0 | 0 | 0 | 0 | 0 | 0 | 0 | 0 | 0 | 0 | 0 | 0 | 0 | 0 | 0 | 0 | 0 | 0 | 0 | 0 | 0 | 0 | 0 | 0 | 0
F3_Commercial_Office_Existing_Food Preparation_Natural Gas_Oven_E6 | F3 | Commercial | Office | Existing | Food Preparation | Natural Gas | Oven | E6 | System - kBTUs of Consumption | 0 | 0 | 0 | 0 | 0 | 0 | 0 | 0 | 0 | 0 | 0 | 0 | 0 | 0 | 0 | 0 | 0 | 0 | 0 | 0 | 0 | 0 | 0 | 0 | 0 | 0 | 0
F3_Commercial_Office_Existing_Food Preparation_Natural Gas_Oven_E7 | F3 | Commercial | Office | Existing | Food Preparation | Natural Gas | Oven | E7 | System - kBTUs of Consumption | 0 | 0 | 0 | 0 | 0 | 0 | 0 | 0 | 0 | 0 | 0 | 0 | 0 | 0 | 0 | 0 | 0 | 0 | 0 | 0 | 0 | 0 | 0 | 0 | 0 | 0 | 0
F3_Commercial_Office_Existing_Food Preparation_Natural Gas_Oven_E8 | F3 | Commercial | Office | Existing | Food Preparation | Natural Gas | Oven | E8 | System - kBTUs of Consumption | 0 | 0 | 0 | 0 | 0 | 0 | 0 | 0 | 0 | 0 | 0 | 0 | 0 | 0 | 0 | 0 | 0 | 0 | 0 | 0 | 0 | 0 | 0 | 0 | 0 | 0 | 0
F3_Commercial_Office_Existing_Food Preparation_Natural Gas_Oven_E9 | F3 | Commercial | Office | Existing | Food Preparation | Natural Gas | Oven | E9 | System - kBTUs of Consumption | 0 | 0 | 0 | 0 | 0 | 0 | 0 | 0 | 0 | 0 | 0 | 0 | 0 | 0 | 0 | 0 | 0 | 0 | 0 | 0 | 0 | 0 | 0 | 0 | 0 | 0 | 0
F3_Commercial_Office_Existing_Food Preparation_Natural Gas_Oven_E10 | F3 | Commercial | Office | Existing | Food Preparation | Natural Gas | Oven | E10 | System - kBTUs of Consumption | 0 | 0 | 0 | 0 | 0 | 0 | 0 | 0 | 0 | 0 | 0 | 0 | 0 | 0 | 0 | 0 | 0 | 0 | 0 | 0 | 0 | 0 | 0 | 0 | 0 | 0 | 0
F4_Commercial_Office_Existing_Food Preparation_Natural Gas_Oven_E1 | F4 | Commercial | Office | Existing | Food Preparation | Natural Gas | Oven | E1 | Utility - Cost of Equipment | 0.044946 | 0.044946 | 0.044946 | 0.044946 | 0.044946 | 0.044946 | 0.044946 | 0.044946 | 0.044946 | 0.044946 | 0.044946 | 0.044946 | 0.044946 | 0.044946 | 0.044946 | 0.044946 | 0.044946 | 0.044946 | 0.044946 | 0.044946 | 0.044946 | 0.044946 | 0.044946 | 0.044946 | 0.044946 | 0.044946 | 0.044946
F4_Commercial_Office_Existing_Food Preparation_Natural Gas_Oven_E2 | F4 | Commercial | Office | Existing | Food Preparation | Natural Gas | Oven | E2 | Utility - Cost of Equipment | 0.047348 | 0.047348 | 0.047348 | 0.047348 | 0.047348 | 0.047348 | 0.047348 | 0.047348 | 0.047348 | 0.047348 | 0.047348 | 0.047348 | 0.047348 | 0.047348 | 0.047348 | 0.047348 | 0.047348 | 0.047348 | 0.047348 | 0.047348 | 0.047348 | 0.047348 | 0.047348 | 0.047348 | 0.047348 | 0.047348 | 0.047348
F4_Commercial_Office_Existing_Food Preparation_Natural Gas_Oven_E3 | F4 | Commercial | Office | Existing | Food Preparation | Natural Gas | Oven | E3 | Utility - Cost of Equipment | 0 | 0 | 0 | 0 | 0 | 0 | 0 | 0 | 0 | 0 | 0 | 0 | 0 | 0 | 0 | 0 | 0 | 0 | 0 | 0 | 0 | 0 | 0 | 0 | 0 | 0 | 0
F4_Commercial_Office_Existing_Food Preparation_Natural Gas_Oven_E4 | F4 | Commercial | Office | Existing | Food Preparation | Natural Gas | Oven | E4 | Utility - Cost of Equipment | 0 | 0 | 0 | 0 | 0 | 0 | 0 | 0 | 0 | 0 | 0 | 0 | 0 | 0 | 0 | 0 | 0 | 0 | 0 | 0 | 0 | 0 | 0 | 0 | 0 | 0 | 0
F4_Commercial_Office_Existing_Food Preparation_Natural Gas_Oven_E5 | F4 | Commercial | Office | Existing | Food Preparation | Natural Gas | Oven | E5 | Utility - Cost of Equipment | 0 | 0 | 0 | 0 | 0 | 0 | 0 | 0 | 0 | 0 | 0 | 0 | 0 | 0 | 0 | 0 | 0 | 0 | 0 | 0 | 0 | 0 | 0 | 0 | 0 | 0 | 0
F4_Commercial_Office_Existing_Food Preparation_Natural Gas_Oven_E6 | F4 | Commercial | Office | Existing | Food Preparation | Natural Gas | Oven | E6 | Utility - Cost of Equipment | 0 | 0 | 0 | 0 | 0 | 0 | 0 | 0 | 0 | 0 | 0 | 0 | 0 | 0 | 0 | 0 | 0 | 0 | 0 | 0 | 0 | 0 | 0 | 0 | 0 | 0 | 0
F4_Commercial_Office_Existing_Food Preparation_Natural Gas_Oven_E7 | F4 | Commercial | Office | Existing | Food Preparation | Natural Gas | Oven | E7 | Utility - Cost of Equipment | 0 | 0 | 0 | 0 | 0 | 0 | 0 | 0 | 0 | 0 | 0 | 0 | 0 | 0 | 0 | 0 | 0 | 0 | 0 | 0 | 0 | 0 | 0 | 0 | 0 | 0 | 0
F4_Commercial_Office_Existing_Food Preparation_Natural Gas_Oven_E8 | F4 | Commercial | Office | Existing | Food Preparation | Natural Gas | Oven | E8 | Utility - Cost of Equipment | 0 | 0 | 0 | 0 | 0 | 0 | 0 | 0 | 0 | 0 | 0 | 0 | 0 | 0 | 0 | 0 | 0 | 0 | 0 | 0 | 0 | 0 | 0 | 0 | 0 | 0 | 0
F4_Commercial_Office_Existing_Food Preparation_Natural Gas_Oven_E9 | F4 | Commercial | Office | Existing | Food Preparation | Natural Gas | Oven | E9 | Utility - Cost of Equipment | 0 | 0 | 0 | 0 | 0 | 0 | 0 | 0 | 0 | 0 | 0 | 0 | 0 | 0 | 0 | 0 | 0 | 0 | 0 | 0 | 0 | 0 | 0 | 0 | 0 | 0 | 0
F4_Commercial_Office_Existing_Food Preparation_Natural Gas_Oven_E10 | F4 | Commercial | Office | Existing | Food Preparation | Natural Gas | Oven | E10 | Utility - Cost of Equipment | 0 | 0 | 0 | 0 | 0 | 0 | 0 | 0 | 0 | 0 | 0 | 0 | 0 | 0 | 0 | 0 | 0 | 0 | 0 | 0 | 0 | 0 | 0 | 0 | 0 | 0 | 0
F5_Commercial_Office_Existing_Food Preparation_Natural Gas_Oven_E1 | F5 | Commercial | Office | Existing | Food Preparation | Natural Gas | Oven | E1 | Utility - Cost of Operation | 0.049063 | 0.048545 | 0.048047 | 0.047572 | 0.047696 | 0.04821 | 0.048975 | 0.04988 | 0.050814 | 0.051659 | 0.052347 | 0.05278 | 0.052925 | 0.052734 | 0.052281 | 0.051617 | 0.050782 | 0.049783 | 0.048589 | 0.04717 | 0.045506 | 0.043587 | 0.041886 | 0.040794 | 0.040335 | 0.040533 | 0.040732
F5_Commercial_Office_Existing_Food Preparation_Natural Gas_Oven_E2 | F5 | Commercial | Office | Existing | Food Preparation | Natural Gas | Oven | E2 | Utility - Cost of Operation | 0.042628 | 0.042178 | 0.041746 | 0.041333 | 0.041441 | 0.041887 | 0.042552 | 0.043339 | 0.04415 | 0.044884 | 0.045482 | 0.045859 | 0.045984 | 0.045819 | 0.045425 | 0.044848 | 0.044123 | 0.043254 | 0.042217 | 0.040984 | 0.039538 | 0.037871 | 0.036393 | 0.035444 | 0.035046 | 0.035217 | 0.03539
F5_Commercial_Office_Existing_Food Preparation_Natural Gas_Oven_E3 | F5 | Commercial | Office | Existing | Food Preparation | Natural Gas | Oven | E3 | Utility - Cost of Operation | 0 | 0 | 0 | 0 | 0 | 0 | 0 | 0 | 0 | 0 | 0 | 0 | 0 | 0 | 0 | 0 | 0 | 0 | 0 | 0 | 0 | 0 | 0 | 0 | 0 | 0 | 0
F5_Commercial_Office_Existing_Food Preparation_Natural Gas_Oven_E4 | F5 | Commercial | Office | Existing | Food Preparation | Natural Gas | Oven | E4 | Utility - Cost of Operation | 0 | 0 | 0 | 0 | 0 | 0 | 0 | 0 | 0 | 0 | 0 | 0 | 0 | 0 | 0 | 0 | 0 | 0 | 0 | 0 | 0 | 0 | 0 | 0 | 0 | 0 | 0
F5_Commercial_Office_Existing_Food Preparation_Natural Gas_Oven_E5 | F5 | Commercial | Office | Existing | Food Preparation | Natural Gas | Oven | E5 | Utility - Cost of Operation | 0 | 0 | 0 | 0 | 0 | 0 | 0 | 0 | 0 | 0 | 0 | 0 | 0 | 0 | 0 | 0 | 0 | 0 | 0 | 0 | 0 | 0 | 0 | 0 | 0 | 0 | 0
F5_Commercial_Office_Existing_Food Preparation_Natural Gas_Oven_E6 | F5 | Commercial | Office | Existing | Food Preparation | Natural Gas | Oven | E6 | Utility - Cost of Operation | 0 | 0 | 0 | 0 | 0 | 0 | 0 | 0 | 0 | 0 | 0 | 0 | 0 | 0 | 0 | 0 | 0 | 0 | 0 | 0 | 0 | 0 | 0 | 0 | 0 | 0 | 0
F5_Commercial_Office_Existing_Food Preparation_Natural Gas_Oven_E7 | F5 | Commercial | Office | Existing | Food Preparation | Natural Gas | Oven | E7 | Utility - Cost of Operation | 0 | 0 | 0 | 0 | 0 | 0 | 0 | 0 | 0 | 0 | 0 | 0 | 0 | 0 | 0 | 0 | 0 | 0 | 0 | 0 | 0 | 0 | 0 | 0 | 0 | 0 | 0
F5_Commercial_Office_Existing_Food Preparation_Natural Gas_Oven_E8 | F5 | Commercial | Office | Existing | Food Preparation | Natural Gas | Oven | E8 | Utility - Cost of Operation | 0 | 0 | 0 | 0 | 0 | 0 | 0 | 0 | 0 | 0 | 0 | 0 | 0 | 0 | 0 | 0 | 0 | 0 | 0 | 0 | 0 | 0 | 0 | 0 | 0 | 0 | 0
F5_Commercial_Office_Existing_Food Preparation_Natural Gas_Oven_E9 | F5 | Commercial | Office | Existing | Food Preparation | Natural Gas | Oven | E9 | Utility - Cost of Operation | 0 | 0 | 0 | 0 | 0 | 0 | 0 | 0 | 0 | 0 | 0 | 0 | 0 | 0 | 0 | 0 | 0 | 0 | 0 | 0 | 0 | 0 | 0 | 0 | 0 | 0 | 0
F5_Commercial_Office_Existing_Food Preparation_Natural Gas_Oven_E10 | F5 | Commercial | Office | Existing | Food Preparation | Natural Gas | Oven | E10 | Utility - Cost of Operation | 0 | 0 | 0 | 0 | 0 | 0 | 0 | 0 | 0 | 0 | 0 | 0 | 0 | 0 | 0 | 0 | 0 | 0 | 0 | 0 | 0 | 0 | 0 | 0 | 0 | 0 | 0
F6_Commercial_Office_Existing_Food Preparation_Natural Gas_Oven_E1 | F6 | Commercial | Office | Existing | Food Preparation | Natural Gas | Oven | E1 | Utility - Value of Sales | 0 | 0 | 0 | 0 | 0 | 0 | 0 | 0 | 0 | 0 | 0 | 0 | 0 | 0 | 0 | 0 | 0 | 0 | 0 | 0 | 0 | 0 | 0 | 0 | 0 | 0 | 0
F6_Commercial_Office_Existing_Food Preparation_Natural Gas_Oven_E2 | F6 | Commercial | Office | Existing | Food Preparation | Natural Gas | Oven | E2 | Utility - Value of Sales | 0 | 0 | 0 | 0 | 0 | 0 | 0 | 0 | 0 | 0 | 0 | 0 | 0 | 0 | 0 | 0 | 0 | 0 | 0 | 0 | 0 | 0 | 0 | 0 | 0 | 0 | 0
F6_Commercial_Office_Existing_Food Preparation_Natural Gas_Oven_E3 | F6 | Commercial | Office | Existing | Food Preparation | Natural Gas | Oven | E3 | Utility - Value of Sales | 0 | 0 | 0 | 0 | 0 | 0 | 0 | 0 | 0 | 0 | 0 | 0 | 0 | 0 | 0 | 0 | 0 | 0 | 0 | 0 | 0 | 0 | 0 | 0 | 0 | 0 | 0
F6_Commercial_Office_Existing_Food Preparation_Natural Gas_Oven_E4 | F6 | Commercial | Office | Existing | Food Preparation | Natural Gas | Oven | E4 | Utility - Value of Sales | 0 | 0 | 0 | 0 | 0 | 0 | 0 | 0 | 0 | 0 | 0 | 0 | 0 | 0 | 0 | 0 | 0 | 0 | 0 | 0 | 0 | 0 | 0 | 0 | 0 | 0 | 0
F6_Commercial_Office_Existing_Food Preparation_Natural Gas_Oven_E5 | F6 | Commercial | Office | Existing | Food Preparation | Natural Gas | Oven | E5 | Utility - Value of Sales | 0 | 0 | 0 | 0 | 0 | 0 | 0 | 0 | 0 | 0 | 0 | 0 | 0 | 0 | 0 | 0 | 0 | 0 | 0 | 0 | 0 | 0 | 0 | 0 | 0 | 0 | 0
F6_Commercial_Office_Existing_Food Preparation_Natural Gas_Oven_E6 | F6 | Commercial | Office | Existing | Food Preparation | Natural Gas | Oven | E6 | Utility - Value of Sales | 0 | 0 | 0 | 0 | 0 | 0 | 0 | 0 | 0 | 0 | 0 | 0 | 0 | 0 | 0 | 0 | 0 | 0 | 0 | 0 | 0 | 0 | 0 | 0 | 0 | 0 | 0
F6_Commercial_Office_Existing_Food Preparation_Natural Gas_Oven_E7 | F6 | Commercial | Office | Existing | Food Preparation | Natural Gas | Oven | E7 | Utility - Value of Sales | 0 | 0 | 0 | 0 | 0 | 0 | 0 | 0 | 0 | 0 | 0 | 0 | 0 | 0 | 0 | 0 | 0 | 0 | 0 | 0 | 0 | 0 | 0 | 0 | 0 | 0 | 0
F6_Commercial_Office_Existing_Food Preparation_Natural Gas_Oven_E8 | F6 | Commercial | Office | Existing | Food Preparation | Natural Gas | Oven | E8 | Utility - Value of Sales | 0 | 0 | 0 | 0 | 0 | 0 | 0 | 0 | 0 | 0 | 0 | 0 | 0 | 0 | 0 | 0 | 0 | 0 | 0 | 0 | 0 | 0 | 0 | 0 | 0 | 0 | 0
F6_Commercial_Office_Existing_Food Preparation_Natural Gas_Oven_E9 | F6 | Commercial | Office | Existing | Food Preparation | Natural Gas | Oven | E9 | Utility - Value of Sales | 0 | 0 | 0 | 0 | 0 | 0 | 0 | 0 | 0 | 0 | 0 | 0 | 0 | 0 | 0 | 0 | 0 | 0 | 0 | 0 | 0 | 0 | 0 | 0 | 0 | 0 | 0
F6_Commercial_Office_Existing_Food Preparation_Natural Gas_Oven_E10 | F6 | Commercial | Office | Existing | Food Preparation | Natural Gas | Oven | E10 | Utility - Value of Sales | 0 | 0 | 0 | 0 | 0 | 0 | 0 | 0 | 0 | 0 | 0 | 0 | 0 | 0 | 0 | 0 | 0 | 0 | 0 | 0 | 0 | 0 | 0 | 0 | 0 | 0 | 0
F1_Commercial_Office_Existing_Food Preparation_Natural Gas_Conveyor Oven_E1 | F1 | Commercial | Office | Existing | Food Preparation | Natural Gas | Conveyor Oven | E1 | RVT - Cost of Equipment | 0.025471 | 0.025471 | 0.025471 | 0.025471 | 0.025471 | 0.025471 | 0.025471 | 0.025471 | 0.025471 | 0.025471 | 0.025471 | 0.025471 | 0.025471 | 0.025471 | 0.025471 | 0.025471 | 0.025471 | 0.025471 | 0.025471 | 0.025471 | 0.025471 | 0.025471 | 0.025471 | 0.025471 | 0.025471 | 0.025471 | 0.025471
F1_Commercial_Office_Existing_Food Preparation_Natural Gas_Conveyor Oven_E2 | F1 | Commercial | Office | Existing | Food Preparation | Natural Gas | Conveyor Oven | E2 | RVT - Cost of Equipment | 0.031052 | 0.031052 | 0.031052 | 0.031052 | 0.031052 | 0.031052 | 0.031052 | 0.031052 | 0.031052 | 0.031052 | 0.031052 | 0.031052 | 0.031052 | 0.031052 | 0.031052 | 0.031052 | 0.031052 | 0.031052 | 0.031052 | 0.031052 | 0.031052 | 0.031052 | 0.031052 | 0.031052 | 0.031052 | 0.031052 | 0.031052
F1_Commercial_Office_Existing_Food Preparation_Natural Gas_Conveyor Oven_E3 | F1 | Commercial | Office | Existing | Food Preparation | Natural Gas | Conveyor Oven | E3 | RVT - Cost of Equipment | 0 | 0 | 0 | 0 | 0 | 0 | 0 | 0 | 0 | 0 | 0 | 0 | 0 | 0 | 0 | 0 | 0 | 0 | 0 | 0 | 0 | 0 | 0 | 0 | 0 | 0 | 0
F1_Commercial_Office_Existing_Food Preparation_Natural Gas_Conveyor Oven_E4 | F1 | Commercial | Office | Existing | Food Preparation | Natural Gas | Conveyor Oven | E4 | RVT - Cost of Equipment | 0 | 0 | 0 | 0 | 0 | 0 | 0 | 0 | 0 | 0 | 0 | 0 | 0 | 0 | 0 | 0 | 0 | 0 | 0 | 0 | 0 | 0 | 0 | 0 | 0 | 0 | 0
F1_Commercial_Office_Existing_Food Preparation_Natural Gas_Conveyor Oven_E5 | F1 | Commercial | Office | Existing | Food Preparation | Natural Gas | Conveyor Oven | E5 | RVT - Cost of Equipment | 0 | 0 | 0 | 0 | 0 | 0 | 0 | 0 | 0 | 0 | 0 | 0 | 0 | 0 | 0 | 0 | 0 | 0 | 0 | 0 | 0 | 0 | 0 | 0 | 0 | 0 | 0
F1_Commercial_Office_Existing_Food Preparation_Natural Gas_Conveyor Oven_E6 | F1 | Commercial | Office | Existing | Food Preparation | Natural Gas | Conveyor Oven | E6 | RVT - Cost of Equipment | 0 | 0 | 0 | 0 | 0 | 0 | 0 | 0 | 0 | 0 | 0 | 0 | 0 | 0 | 0 | 0 | 0 | 0 | 0 | 0 | 0 | 0 | 0 | 0 | 0 | 0 | 0
F1_Commercial_Office_Existing_Food Preparation_Natural Gas_Conveyor Oven_E7 | F1 | Commercial | Office | Existing | Food Preparation | Natural Gas | Conveyor Oven | E7 | RVT - Cost of Equipment | 0 | 0 | 0 | 0 | 0 | 0 | 0 | 0 | 0 | 0 | 0 | 0 | 0 | 0 | 0 | 0 | 0 | 0 | 0 | 0 | 0 | 0 | 0 | 0 | 0 | 0 | 0
F1_Commercial_Office_Existing_Food Preparation_Natural Gas_Conveyor Oven_E8 | F1 | Commercial | Office | Existing | Food Preparation | Natural Gas | Conveyor Oven | E8 | RVT - Cost of Equipment | 0 | 0 | 0 | 0 | 0 | 0 | 0 | 0 | 0 | 0 | 0 | 0 | 0 | 0 | 0 | 0 | 0 | 0 | 0 | 0 | 0 | 0 | 0 | 0 | 0 | 0 | 0
F1_Commercial_Office_Existing_Food Preparation_Natural Gas_Conveyor Oven_E9 | F1 | Commercial | Office | Existing | Food Preparation | Natural Gas | Conveyor Oven | E9 | RVT - Cost of Equipment | 0 | 0 | 0 | 0 | 0 | 0 | 0 | 0 | 0 | 0 | 0 | 0 | 0 | 0 | 0 | 0 | 0 | 0 | 0 | 0 | 0 | 0 | 0 | 0 | 0 | 0 | 0
F1_Commercial_Office_Existing_Food Preparation_Natural Gas_Conveyor Oven_E10 | F1 | Commercial | Office | Existing | Food Preparation | Natural Gas | Conveyor Oven | E10 | RVT - Cost of Equipment | 0 | 0 | 0 | 0 | 0 | 0 | 0 | 0 | 0 | 0 | 0 | 0 | 0 | 0 | 0 | 0 | 0 | 0 | 0 | 0 | 0 | 0 | 0 | 0 | 0 | 0 | 0
F2_Commercial_Office_Existing_Food Preparation_Natural Gas_Conveyor Oven_E1 | F2 | Commercial | Office | Existing | Food Preparation | Natural Gas | Conveyor Oven | E1 | RVT - Cost of Operation | 0 | 0 | 0 | 0 | 0 | 0 | 0 | 0 | 0 | 0 | 0 | 0 | 0 | 0 | 0 | 0 | 0 | 0 | 0 | 0 | 0 | 0 | 0 | 0 | 0 | 0 | 0
F2_Commercial_Office_Existing_Food Preparation_Natural Gas_Conveyor Oven_E2 | F2 | Commercial | Office | Existing | Food Preparation | Natural Gas | Conveyor Oven | E2 | RVT - Cost of Operation | 0 | 0 | 0 | 0 | 0 | 0 | 0 | 0 | 0 | 0 | 0 | 0 | 0 | 0 | 0 | 0 | 0 | 0 | 0 | 0 | 0 | 0 | 0 | 0 | 0 | 0 | 0
F2_Commercial_Office_Existing_Food Preparation_Natural Gas_Conveyor Oven_E3 | F2 | Commercial | Office | Existing | Food Preparation | Natural Gas | Conveyor Oven | E3 | RVT - Cost of Operation | 0 | 0 | 0 | 0 | 0 | 0 | 0 | 0 | 0 | 0 | 0 | 0 | 0 | 0 | 0 | 0 | 0 | 0 | 0 | 0 | 0 | 0 | 0 | 0 | 0 | 0 | 0
F2_Commercial_Office_Existing_Food Preparation_Natural Gas_Conveyor Oven_E4 | F2 | Commercial | Office | Existing | Food Preparation | Natural Gas | Conveyor Oven | E4 | RVT - Cost of Operation | 0 | 0 | 0 | 0 | 0 | 0 | 0 | 0 | 0 | 0 | 0 | 0 | 0 | 0 | 0 | 0 | 0 | 0 | 0 | 0 | 0 | 0 | 0 | 0 | 0 | 0 | 0
F2_Commercial_Office_Existing_Food Preparation_Natural Gas_Conveyor Oven_E5 | F2 | Commercial | Office | Existing | Food Preparation | Natural Gas | Conveyor Oven | E5 | RVT - Cost of Operation | 0 | 0 | 0 | 0 | 0 | 0 | 0 | 0 | 0 | 0 | 0 | 0 | 0 | 0 | 0 | 0 | 0 | 0 | 0 | 0 | 0 | 0 | 0 | 0 | 0 | 0 | 0
F2_Commercial_Office_Existing_Food Preparation_Natural Gas_Conveyor Oven_E6 | F2 | Commercial | Office | Existing | Food Preparation | Natural Gas | Conveyor Oven | E6 | RVT - Cost of Operation | 0 | 0 | 0 | 0 | 0 | 0 | 0 | 0 | 0 | 0 | 0 | 0 | 0 | 0 | 0 | 0 | 0 | 0 | 0 | 0 | 0 | 0 | 0 | 0 | 0 | 0 | 0
F2_Commercial_Office_Existing_Food Preparation_Natural Gas_Conveyor Oven_E7 | F2 | Commercial | Office | Existing | Food Preparation | Natural Gas | Conveyor Oven | E7 | RVT - Cost of Operation | 0 | 0 | 0 | 0 | 0 | 0 | 0 | 0 | 0 | 0 | 0 | 0 | 0 | 0 | 0 | 0 | 0 | 0 | 0 | 0 | 0 | 0 | 0 | 0 | 0 | 0 | 0
F2_Commercial_Office_Existing_Food Preparation_Natural Gas_Conveyor Oven_E8 | F2 | Commercial | Office | Existing | Food Preparation | Natural Gas | Conveyor Oven | E8 | RVT - Cost of Operation | 0 | 0 | 0 | 0 | 0 | 0 | 0 | 0 | 0 | 0 | 0 | 0 | 0 | 0 | 0 | 0 | 0 | 0 | 0 | 0 | 0 | 0 | 0 | 0 | 0 | 0 | 0
F2_Commercial_Office_Existing_Food Preparation_Natural Gas_Conveyor Oven_E9 | F2 | Commercial | Office | Existing | Food Preparation | Natural Gas | Conveyor Oven | E9 | RVT - Cost of Operation | 0 | 0 | 0 | 0 | 0 | 0 | 0 | 0 | 0 | 0 | 0 | 0 | 0 | 0 | 0 | 0 | 0 | 0 | 0 | 0 | 0 | 0 | 0 | 0 | 0 | 0 | 0
F2_Commercial_Office_Existing_Food Preparation_Natural Gas_Conveyor Oven_E10 | F2 | Commercial | Office | Existing | Food Preparation | Natural Gas | Conveyor Oven | E10 | RVT - Cost of Operation | 0 | 0 | 0 | 0 | 0 | 0 | 0 | 0 | 0 | 0 | 0 | 0 | 0 | 0 | 0 | 0 | 0 | 0 | 0 | 0 | 0 | 0 | 0 | 0 | 0 | 0 | 0
F3_Commercial_Office_Existing_Food Preparation_Natural Gas_Conveyor Oven_E1 | F3 | Commercial | Office | Existing | Food Preparation | Natural Gas | Conveyor Oven | E1 | System - kBTUs of Consumption | 6.5251 | 6.5251 | 6.5251 | 6.5251 | 6.5251 | 6.5251 | 6.5251 | 6.5251 | 6.5251 | 6.5251 | 6.5251 | 6.5251 | 6.5251 | 6.5251 | 6.5251 | 6.5251 | 6.5251 | 6.5251 | 6.5251 | 6.5251 | 6.5251 | 6.5251 | 6.5251 | 6.5251 | 6.5251 | 6.5251 | 6.5251
F3_Commercial_Office_Existing_Food Preparation_Natural Gas_Conveyor Oven_E2 | F3 | Commercial | Office | Existing | Food Preparation | Natural Gas | Conveyor Oven | E2 | System - kBTUs of Consumption | 4.9601 | 4.9601 | 4.9601 | 4.9601 | 4.9601 | 4.9601 | 4.9601 | 4.9601 | 4.9601 | 4.9601 | 4.9601 | 4.9601 | 4.9601 | 4.9601 | 4.9601 | 4.9601 | 4.9601 | 4.9601 | 4.9601 | 4.9601 | 4.9601 | 4.9601 | 4.9601 | 4.9601 | 4.9601 | 4.9601 | 4.9601
F3_Commercial_Office_Existing_Food Preparation_Natural Gas_Conveyor Oven_E3 | F3 | Commercial | Office | Existing | Food Preparation | Natural Gas | Conveyor Oven | E3 | System - kBTUs of Consumption | 0 | 0 | 0 | 0 | 0 | 0 | 0 | 0 | 0 | 0 | 0 | 0 | 0 | 0 | 0 | 0 | 0 | 0 | 0 | 0 | 0 | 0 | 0 | 0 | 0 | 0 | 0
F3_Commercial_Office_Existing_Food Preparation_Natural Gas_Conveyor Oven_E4 | F3 | Commercial | Office | Existing | Food Preparation | Natural Gas | Conveyor Oven | E4 | System - kBTUs of Consumption | 0 | 0 | 0 | 0 | 0 | 0 | 0 | 0 | 0 | 0 | 0 | 0 | 0 | 0 | 0 | 0 | 0 | 0 | 0 | 0 | 0 | 0 | 0 | 0 | 0 | 0 | 0
F3_Commercial_Office_Existing_Food Preparation_Natural Gas_Conveyor Oven_E5 | F3 | Commercial | Office | Existing | Food Preparation | Natural Gas | Conveyor Oven | E5 | System - kBTUs of Consumption | 0 | 0 | 0 | 0 | 0 | 0 | 0 | 0 | 0 | 0 | 0 | 0 | 0 | 0 | 0 | 0 | 0 | 0 | 0 | 0 | 0 | 0 | 0 | 0 | 0 | 0 | 0
F3_Commercial_Office_Existing_Food Preparation_Natural Gas_Conveyor Oven_E6 | F3 | Commercial | Office | Existing | Food Preparation | Natural Gas | Conveyor Oven | E6 | System - kBTUs of Consumption | 0 | 0 | 0 | 0 | 0 | 0 | 0 | 0 | 0 | 0 | 0 | 0 | 0 | 0 | 0 | 0 | 0 | 0 | 0 | 0 | 0 | 0 | 0 | 0 | 0 | 0 | 0
F3_Commercial_Office_Existing_Food Preparation_Natural Gas_Conveyor Oven_E7 | F3 | Commercial | Office | Existing | Food Preparation | Natural Gas | Conveyor Oven | E7 | System - kBTUs of Consumption | 0 | 0 | 0 | 0 | 0 | 0 | 0 | 0 | 0 | 0 | 0 | 0 | 0 | 0 | 0 | 0 | 0 | 0 | 0 | 0 | 0 | 0 | 0 | 0 | 0 | 0 | 0
F3_Commercial_Office_Existing_Food Preparation_Natural Gas_Conveyor Oven_E8 | F3 | Commercial | Office | Existing | Food Preparation | Natural Gas | Conveyor Oven | E8 | System - kBTUs of Consumption | 0 | 0 | 0 | 0 | 0 | 0 | 0 | 0 | 0 | 0 | 0 | 0 | 0 | 0 | 0 | 0 | 0 | 0 | 0 | 0 | 0 | 0 | 0 | 0 | 0 | 0 | 0
F3_Commercial_Office_Existing_Food Preparation_Natural Gas_Conveyor Oven_E9 | F3 | Commercial | Office | Existing | Food Preparation | Natural Gas | Conveyor Oven | E9 | System - kBTUs of Consumption | 0 | 0 | 0 | 0 | 0 | 0 | 0 | 0 | 0 | 0 | 0 | 0 | 0 | 0 | 0 | 0 | 0 | 0 | 0 | 0 | 0 | 0 | 0 | 0 | 0 | 0 | 0
F3_Commercial_Office_Existing_Food Preparation_Natural Gas_Conveyor Oven_E10 | F3 | Commercial | Office | Existing | Food Preparation | Natural Gas | Conveyor Oven | E10 | System - kBTUs of Consumption | 0 | 0 | 0 | 0 | 0 | 0 | 0 | 0 | 0 | 0 | 0 | 0 | 0 | 0 | 0 | 0 | 0 | 0 | 0 | 0 | 0 | 0 | 0 | 0 | 0 | 0 | 0
F4_Commercial_Office_Existing_Food Preparation_Natural Gas_Conveyor Oven_E1 | F4 | Commercial | Office | Existing | Food Preparation | Natural Gas | Conveyor Oven | E1 | Utility - Cost of Equipment | 0.025471 | 0.025471 | 0.025471 | 0.025471 | 0.025471 | 0.025471 | 0.025471 | 0.025471 | 0.025471 | 0.025471 | 0.025471 | 0.025471 | 0.025471 | 0.025471 | 0.025471 | 0.025471 | 0.025471 | 0.025471 | 0.025471 | 0.025471 | 0.025471 | 0.025471 | 0.025471 | 0.025471 | 0.025471 | 0.025471 | 0.025471
F4_Commercial_Office_Existing_Food Preparation_Natural Gas_Conveyor Oven_E2 | F4 | Commercial | Office | Existing | Food Preparation | Natural Gas | Conveyor Oven | E2 | Utility - Cost of Equipment | 0.031052 | 0.031052 | 0.031052 | 0.031052 | 0.031052 | 0.031052 | 0.031052 | 0.031052 | 0.031052 | 0.031052 | 0.031052 | 0.031052 | 0.031052 | 0.031052 | 0.031052 | 0.031052 | 0.031052 | 0.031052 | 0.031052 | 0.031052 | 0.031052 | 0.031052 | 0.031052 | 0.031052 | 0.031052 | 0.031052 | 0.031052
F4_Commercial_Office_Existing_Food Preparation_Natural Gas_Conveyor Oven_E3 | F4 | Commercial | Office | Existing | Food Preparation | Natural Gas | Conveyor Oven | E3 | Utility - Cost of Equipment | 0 | 0 | 0 | 0 | 0 | 0 | 0 | 0 | 0 | 0 | 0 | 0 | 0 | 0 | 0 | 0 | 0 | 0 | 0 | 0 | 0 | 0 | 0 | 0 | 0 | 0 | 0
F4_Commercial_Office_Existing_Food Preparation_Natural Gas_Conveyor Oven_E4 | F4 | Commercial | Office | Existing | Food Preparation | Natural Gas | Conveyor Oven | E4 | Utility - Cost of Equipment | 0 | 0 | 0 | 0 | 0 | 0 | 0 | 0 | 0 | 0 | 0 | 0 | 0 | 0 | 0 | 0 | 0 | 0 | 0 | 0 | 0 | 0 | 0 | 0 | 0 | 0 | 0
F4_Commercial_Office_Existing_Food Preparation_Natural Gas_Conveyor Oven_E5 | F4 | Commercial | Office | Existing | Food Preparation | Natural Gas | Conveyor Oven | E5 | Utility - Cost of Equipment | 0 | 0 | 0 | 0 | 0 | 0 | 0 | 0 | 0 | 0 | 0 | 0 | 0 | 0 | 0 | 0 | 0 | 0 | 0 | 0 | 0 | 0 | 0 | 0 | 0 | 0 | 0
F4_Commercial_Office_Existing_Food Preparation_Natural Gas_Conveyor Oven_E6 | F4 | Commercial | Office | Existing | Food Preparation | Natural Gas | Conveyor Oven | E6 | Utility - Cost of Equipment | 0 | 0 | 0 | 0 | 0 | 0 | 0 | 0 | 0 | 0 | 0 | 0 | 0 | 0 | 0 | 0 | 0 | 0 | 0 | 0 | 0 | 0 | 0 | 0 | 0 | 0 | 0
F4_Commercial_Office_Existing_Food Preparation_Natural Gas_Conveyor Oven_E7 | F4 | Commercial | Office | Existing | Food Preparation | Natural Gas | Conveyor Oven | E7 | Utility - Cost of Equipment | 0 | 0 | 0 | 0 | 0 | 0 | 0 | 0 | 0 | 0 | 0 | 0 | 0 | 0 | 0 | 0 | 0 | 0 | 0 | 0 | 0 | 0 | 0 | 0 | 0 | 0 | 0
F4_Commercial_Office_Existing_Food Preparation_Natural Gas_Conveyor Oven_E8 | F4 | Commercial | Office | Existing | Food Preparation | Natural Gas | Conveyor Oven | E8 | Utility - Cost of Equipment | 0 | 0 | 0 | 0 | 0 | 0 | 0 | 0 | 0 | 0 | 0 | 0 | 0 | 0 | 0 | 0 | 0 | 0 | 0 | 0 | 0 | 0 | 0 | 0 | 0 | 0 | 0
F4_Commercial_Office_Existing_Food Preparation_Natural Gas_Conveyor Oven_E9 | F4 | Commercial | Office | Existing | Food Preparation | Natural Gas | Conveyor Oven | E9 | Utility - Cost of Equipment | 0 | 0 | 0 | 0 | 0 | 0 | 0 | 0 | 0 | 0 | 0 | 0 | 0 | 0 | 0 | 0 | 0 | 0 | 0 | 0 | 0 | 0 | 0 | 0 | 0 | 0 | 0
F4_Commercial_Office_Existing_Food Preparation_Natural Gas_Conveyor Oven_E10 | F4 | Commercial | Office | Existing | Food Preparation | Natural Gas | Conveyor Oven | E10 | Utility - Cost of Equipment | 0 | 0 | 0 | 0 | 0 | 0 | 0 | 0 | 0 | 0 | 0 | 0 | 0 | 0 | 0 | 0 | 0 | 0 | 0 | 0 | 0 | 0 | 0 | 0 | 0 | 0 | 0
F5_Commercial_Office_Existing_Food Preparation_Natural Gas_Conveyor Oven_E1 | F5 | Commercial | Office | Existing | Food Preparation | Natural Gas | Conveyor Oven | E1 | Utility - Cost of Operation | 0.090663 | 0.090249 | 0.089876 | 0.089507 | 0.089923 | 0.090724 | 0.091603 | 0.092342 | 0.092828 | 0.093044 | 0.093059 | 0.092924 | 0.092646 | 0.092142 | 0.091438 | 0.09052 | 0.08935 | 0.087936 | 0.086234 | 0.084197 | 0.081797 | 0.07902 | 0.076567 | 0.075017 | 0.074408 | 0.074773 | 0.075139
F5_Commercial_Office_Existing_Food Preparation_Natural Gas_Conveyor Oven_E2 | F5 | Commercial | Office | Existing | Food Preparation | Natural Gas | Conveyor Oven | E2 | Utility - Cost of Operation | 0.068918 | 0.068604 | 0.068319 | 0.068039 | 0.068355 | 0.068964 | 0.069632 | 0.070194 | 0.070564 | 0.070728 | 0.070739 | 0.070637 | 0.070425 | 0.070042 | 0.069507 | 0.068809 | 0.06792 | 0.066845 | 0.065551 | 0.064003 | 0.062179 | 0.060068 | 0.058203 | 0.057025 | 0.056562 | 0.056839 | 0.057117
F5_Commercial_Office_Existing_Food Preparation_Natural Gas_Conveyor Oven_E3 | F5 | Commercial | Office | Existing | Food Preparation | Natural Gas | Conveyor Oven | E3 | Utility - Cost of Operation | 0 | 0 | 0 | 0 | 0 | 0 | 0 | 0 | 0 | 0 | 0 | 0 | 0 | 0 | 0 | 0 | 0 | 0 | 0 | 0 | 0 | 0 | 0 | 0 | 0 | 0 | 0
F5_Commercial_Office_Existing_Food Preparation_Natural Gas_Conveyor Oven_E4 | F5 | Commercial | Office | Existing | Food Preparation | Natural Gas | Conveyor Oven | E4 | Utility - Cost of Operation | 0 | 0 | 0 | 0 | 0 | 0 | 0 | 0 | 0 | 0 | 0 | 0 | 0 | 0 | 0 | 0 | 0 | 0 | 0 | 0 | 0 | 0 | 0 | 0 | 0 | 0 | 0
F5_Commercial_Office_Existing_Food Preparation_Natural Gas_Conveyor Oven_E5 | F5 | Commercial | Office | Existing | Food Preparation | Natural Gas | Conveyor Oven | E5 | Utility - Cost of Operation | 0 | 0 | 0 | 0 | 0 | 0 | 0 | 0 | 0 | 0 | 0 | 0 | 0 | 0 | 0 | 0 | 0 | 0 | 0 | 0 | 0 | 0 | 0 | 0 | 0 | 0 | 0
F5_Commercial_Office_Existing_Food Preparation_Natural Gas_Conveyor Oven_E6 | F5 | Commercial | Office | Existing | Food Preparation | Natural Gas | Conveyor Oven | E6 | Utility - Cost of Operation | 0 | 0 | 0 | 0 | 0 | 0 | 0 | 0 | 0 | 0 | 0 | 0 | 0 | 0 | 0 | 0 | 0 | 0 | 0 | 0 | 0 | 0 | 0 | 0 | 0 | 0 | 0
F5_Commercial_Office_Existing_Food Preparation_Natural Gas_Conveyor Oven_E7 | F5 | Commercial | Office | Existing | Food Preparation | Natural Gas | Conveyor Oven | E7 | Utility - Cost of Operation | 0 | 0 | 0 | 0 | 0 | 0 | 0 | 0 | 0 | 0 | 0 | 0 | 0 | 0 | 0 | 0 | 0 | 0 | 0 | 0 | 0 | 0 | 0 | 0 | 0 | 0 | 0
F5_Commercial_Office_Existing_Food Preparation_Natural Gas_Conveyor Oven_E8 | F5 | Commercial | Office | Existing | Food Preparation | Natural Gas | Conveyor Oven | E8 | Utility - Cost of Operation | 0 | 0 | 0 | 0 | 0 | 0 | 0 | 0 | 0 | 0 | 0 | 0 | 0 | 0 | 0 | 0 | 0 | 0 | 0 | 0 | 0 | 0 | 0 | 0 | 0 | 0 | 0
F5_Commercial_Office_Existing_Food Preparation_Natural Gas_Conveyor Oven_E9 | F5 | Commercial | Office | Existing | Food Preparation | Natural Gas | Conveyor Oven | E9 | Utility - Cost of Operation | 0 | 0 | 0 | 0 | 0 | 0 | 0 | 0 | 0 | 0 | 0 | 0 | 0 | 0 | 0 | 0 | 0 | 0 | 0 | 0 | 0 | 0 | 0 | 0 | 0 | 0 | 0
F5_Commercial_Office_Existing_Food Preparation_Natural Gas_Conveyor Oven_E10 | F5 | Commercial | Office | Existing | Food Preparation | Natural Gas | Conveyor Oven | E10 | Utility - Cost of Operation | 0 | 0 | 0 | 0 | 0 | 0 | 0 | 0 | 0 | 0 | 0 | 0 | 0 | 0 | 0 | 0 | 0 | 0 | 0 | 0 | 0 | 0 | 0 | 0 | 0 | 0 | 0
F6_Commercial_Office_Existing_Food Preparation_Natural Gas_Conveyor Oven_E1 | F6 | Commercial | Office | Existing | Food Preparation | Natural Gas | Conveyor Oven | E1 | Utility - Value of Sales | 0 | 0 | 0 | 0 | 0 | 0 | 0 | 0 | 0 | 0 | 0 | 0 | 0 | 0 | 0 | 0 | 0 | 0 | 0 | 0 | 0 | 0 | 0 | 0 | 0 | 0 | 0
F6_Commercial_Office_Existing_Food Preparation_Natural Gas_Conveyor Oven_E2 | F6 | Commercial | Office | Existing | Food Preparation | Natural Gas | Conveyor Oven | E2 | Utility - Value of Sales | 0 | 0 | 0 | 0 | 0 | 0 | 0 | 0 | 0 | 0 | 0 | 0 | 0 | 0 | 0 | 0 | 0 | 0 | 0 | 0 | 0 | 0 | 0 | 0 | 0 | 0 | 0
F6_Commercial_Office_Existing_Food Preparation_Natural Gas_Conveyor Oven_E3 | F6 | Commercial | Office | Existing | Food Preparation | Natural Gas | Conveyor Oven | E3 | Utility - Value of Sales | 0 | 0 | 0 | 0 | 0 | 0 | 0 | 0 | 0 | 0 | 0 | 0 | 0 | 0 | 0 | 0 | 0 | 0 | 0 | 0 | 0 | 0 | 0 | 0 | 0 | 0 | 0
F6_Commercial_Office_Existing_Food Preparation_Natural Gas_Conveyor Oven_E4 | F6 | Commercial | Office | Existing | Food Preparation | Natural Gas | Conveyor Oven | E4 | Utility - Value of Sales | 0 | 0 | 0 | 0 | 0 | 0 | 0 | 0 | 0 | 0 | 0 | 0 | 0 | 0 | 0 | 0 | 0 | 0 | 0 | 0 | 0 | 0 | 0 | 0 | 0 | 0 | 0
F6_Commercial_Office_Existing_Food Preparation_Natural Gas_Conveyor Oven_E5 | F6 | Commercial | Office | Existing | Food Preparation | Natural Gas | Conveyor Oven | E5 | Utility - Value of Sales | 0 | 0 | 0 | 0 | 0 | 0 | 0 | 0 | 0 | 0 | 0 | 0 | 0 | 0 | 0 | 0 | 0 | 0 | 0 | 0 | 0 | 0 | 0 | 0 | 0 | 0 | 0
F6_Commercial_Office_Existing_Food Preparation_Natural Gas_Conveyor Oven_E6 | F6 | Commercial | Office | Existing | Food Preparation | Natural Gas | Conveyor Oven | E6 | Utility - Value of Sales | 0 | 0 | 0 | 0 | 0 | 0 | 0 | 0 | 0 | 0 | 0 | 0 | 0 | 0 | 0 | 0 | 0 | 0 | 0 | 0 | 0 | 0 | 0 | 0 | 0 | 0 | 0
F6_Commercial_Office_Existing_Food Preparation_Natural Gas_Conveyor Oven_E7 | F6 | Commercial | Office | Existing | Food Preparation | Natural Gas | Conveyor Oven | E7 | Utility - Value of Sales | 0 | 0 | 0 | 0 | 0 | 0 | 0 | 0 | 0 | 0 | 0 | 0 | 0 | 0 | 0 | 0 | 0 | 0 | 0 | 0 | 0 | 0 | 0 | 0 | 0 | 0 | 0
F6_Commercial_Office_Existing_Food Preparation_Natural Gas_Conveyor Oven_E8 | F6 | Commercial | Office | Existing | Food Preparation | Natural Gas | Conveyor Oven | E8 | Utility - Value of Sales | 0 | 0 | 0 | 0 | 0 | 0 | 0 | 0 | 0 | 0 | 0 | 0 | 0 | 0 | 0 | 0 | 0 | 0 | 0 | 0 | 0 | 0 | 0 | 0 | 0 | 0 | 0
F6_Commercial_Office_Existing_Food Preparation_Natural Gas_Conveyor Oven_E9 | F6 | Commercial | Office | Existing | Food Preparation | Natural Gas | Conveyor Oven | E9 | Utility - Value of Sales | 0 | 0 | 0 | 0 | 0 | 0 | 0 | 0 | 0 | 0 | 0 | 0 | 0 | 0 | 0 | 0 | 0 | 0 | 0 | 0 | 0 | 0 | 0 | 0 | 0 | 0 | 0
F6_Commercial_Office_Existing_Food Preparation_Natural Gas_Conveyor Oven_E10 | F6 | Commercial | Office | Existing | Food Preparation | Natural Gas | Conveyor Oven | E10 | Utility - Value of Sales | 0 | 0 | 0 | 0 | 0 | 0 | 0 | 0 | 0 | 0 | 0 | 0 | 0 | 0 | 0 | 0 | 0 | 0 | 0 | 0 | 0 | 0 | 0 | 0 | 0 | 0 | 0
F1_Commercial_Office_Existing_Food Preparation_Natural Gas_Double Rack Oven_E1 | F1 | Commercial | Office | Existing | Food Preparation | Natural Gas | Double Rack Oven | E1 | RVT - Cost of Equipment | 0.049683 | 0.049683 | 0.049683 | 0.049683 | 0.049683 | 0.049683 | 0.049683 | 0.049683 | 0.049683 | 0.049683 | 0.049683 | 0.049683 | 0.049683 | 0.049683 | 0.049683 | 0.049683 | 0.049683 | 0.049683 | 0.049683 | 0.049683 | 0.049683 | 0.049683 | 0.049683 | 0.049683 | 0.049683 | 0.049683 | 0.049683
F1_Commercial_Office_Existing_Food Preparation_Natural Gas_Double Rack Oven_E2 | F1 | Commercial | Office | Existing | Food Preparation | Natural Gas | Double Rack Oven | E2 | RVT - Cost of Equipment | 0.068544 | 0.068544 | 0.068544 | 0.068544 | 0.068544 | 0.068544 | 0.068544 | 0.068544 | 0.068544 | 0.068544 | 0.068544 | 0.068544 | 0.068544 | 0.068544 | 0.068544 | 0.068544 | 0.068544 | 0.068544 | 0.068544 | 0.068544 | 0.068544 | 0.068544 | 0.068544 | 0.068544 | 0.068544 | 0.068544 | 0.068544
F1_Commercial_Office_Existing_Food Preparation_Natural Gas_Double Rack Oven_E3 | F1 | Commercial | Office | Existing | Food Preparation | Natural Gas | Double Rack Oven | E3 | RVT - Cost of Equipment | 0 | 0 | 0 | 0 | 0 | 0 | 0 | 0 | 0 | 0 | 0 | 0 | 0 | 0 | 0 | 0 | 0 | 0 | 0 | 0 | 0 | 0 | 0 | 0 | 0 | 0 | 0
F1_Commercial_Office_Existing_Food Preparation_Natural Gas_Double Rack Oven_E4 | F1 | Commercial | Office | Existing | Food Preparation | Natural Gas | Double Rack Oven | E4 | RVT - Cost of Equipment | 0 | 0 | 0 | 0 | 0 | 0 | 0 | 0 | 0 | 0 | 0 | 0 | 0 | 0 | 0 | 0 | 0 | 0 | 0 | 0 | 0 | 0 | 0 | 0 | 0 | 0 | 0
F1_Commercial_Office_Existing_Food Preparation_Natural Gas_Double Rack Oven_E5 | F1 | Commercial | Office | Existing | Food Preparation | Natural Gas | Double Rack Oven | E5 | RVT - Cost of Equipment | 0 | 0 | 0 | 0 | 0 | 0 | 0 | 0 | 0 | 0 | 0 | 0 | 0 | 0 | 0 | 0 | 0 | 0 | 0 | 0 | 0 | 0 | 0 | 0 | 0 | 0 | 0
F1_Commercial_Office_Existing_Food Preparation_Natural Gas_Double Rack Oven_E6 | F1 | Commercial | Office | Existing | Food Preparation | Natural Gas | Double Rack Oven | E6 | RVT - Cost of Equipment | 0 | 0 | 0 | 0 | 0 | 0 | 0 | 0 | 0 | 0 | 0 | 0 | 0 | 0 | 0 | 0 | 0 | 0 | 0 | 0 | 0 | 0 | 0 | 0 | 0 | 0 | 0
F1_Commercial_Office_Existing_Food Preparation_Natural Gas_Double Rack Oven_E7 | F1 | Commercial | Office | Existing | Food Preparation | Natural Gas | Double Rack Oven | E7 | RVT - Cost of Equipment | 0 | 0 | 0 | 0 | 0 | 0 | 0 | 0 | 0 | 0 | 0 | 0 | 0 | 0 | 0 | 0 | 0 | 0 | 0 | 0 | 0 | 0 | 0 | 0 | 0 | 0 | 0
F1_Commercial_Office_Existing_Food Preparation_Natural Gas_Double Rack Oven_E8 | F1 | Commercial | Office | Existing | Food Preparation | Natural Gas | Double Rack Oven | E8 | RVT - Cost of Equipment | 0 | 0 | 0 | 0 | 0 | 0 | 0 | 0 | 0 | 0 | 0 | 0 | 0 | 0 | 0 | 0 | 0 | 0 | 0 | 0 | 0 | 0 | 0 | 0 | 0 | 0 | 0
F1_Commercial_Office_Existing_Food Preparation_Natural Gas_Double Rack Oven_E9 | F1 | Commercial | Office | Existing | Food Preparation | Natural Gas | Double Rack Oven | E9 | RVT - Cost of Equipment | 0 | 0 | 0 | 0 | 0 | 0 | 0 | 0 | 0 | 0 | 0 | 0 | 0 | 0 | 0 | 0 | 0 | 0 | 0 | 0 | 0 | 0 | 0 | 0 | 0 | 0 | 0
F1_Commercial_Office_Existing_Food Preparation_Natural Gas_Double Rack Oven_E10 | F1 | Commercial | Office | Existing | Food Preparation | Natural Gas | Double Rack Oven | E10 | RVT - Cost of Equipment | 0 | 0 | 0 | 0 | 0 | 0 | 0 | 0 | 0 | 0 | 0 | 0 | 0 | 0 | 0 | 0 | 0 | 0 | 0 | 0 | 0 | 0 | 0 | 0 | 0 | 0 | 0
F2_Commercial_Office_Existing_Food Preparation_Natural Gas_Double Rack Oven_E1 | F2 | Commercial | Office | Existing | Food Preparation | Natural Gas | Double Rack Oven | E1 | RVT - Cost of Operation | 0 | 0 | 0 | 0 | 0 | 0 | 0 | 0 | 0 | 0 | 0 | 0 | 0 | 0 | 0 | 0 | 0 | 0 | 0 | 0 | 0 | 0 | 0 | 0 | 0 | 0 | 0
F2_Commercial_Office_Existing_Food Preparation_Natural Gas_Double Rack Oven_E2 | F2 | Commercial | Office | Existing | Food Preparation | Natural Gas | Double Rack Oven | E2 | RVT - Cost of Operation | 0 | 0 | 0 | 0 | 0 | 0 | 0 | 0 | 0 | 0 | 0 | 0 | 0 | 0 | 0 | 0 | 0 | 0 | 0 | 0 | 0 | 0 | 0 | 0 | 0 | 0 | 0
F2_Commercial_Office_Existing_Food Preparation_Natural Gas_Double Rack Oven_E3 | F2 | Commercial | Office | Existing | Food Preparation | Natural Gas | Double Rack Oven | E3 | RVT - Cost of Operation | 0 | 0 | 0 | 0 | 0 | 0 | 0 | 0 | 0 | 0 | 0 | 0 | 0 | 0 | 0 | 0 | 0 | 0 | 0 | 0 | 0 | 0 | 0 | 0 | 0 | 0 | 0
F2_Commercial_Office_Existing_Food Preparation_Natural Gas_Double Rack Oven_E4 | F2 | Commercial | Office | Existing | Food Preparation | Natural Gas | Double Rack Oven | E4 | RVT - Cost of Operation | 0 | 0 | 0 | 0 | 0 | 0 | 0 | 0 | 0 | 0 | 0 | 0 | 0 | 0 | 0 | 0 | 0 | 0 | 0 | 0 | 0 | 0 | 0 | 0 | 0 | 0 | 0
F2_Commercial_Office_Existing_Food Preparation_Natural Gas_Double Rack Oven_E5 | F2 | Commercial | Office | Existing | Food Preparation | Natural Gas | Double Rack Oven | E5 | RVT - Cost of Operation | 0 | 0 | 0 | 0 | 0 | 0 | 0 | 0 | 0 | 0 | 0 | 0 | 0 | 0 | 0 | 0 | 0 | 0 | 0 | 0 | 0 | 0 | 0 | 0 | 0 | 0 | 0
F2_Commercial_Office_Existing_Food Preparation_Natural Gas_Double Rack Oven_E6 | F2 | Commercial | Office | Existing | Food Preparation | Natural Gas | Double Rack Oven | E6 | RVT - Cost of Operation | 0 | 0 | 0 | 0 | 0 | 0 | 0 | 0 | 0 | 0 | 0 | 0 | 0 | 0 | 0 | 0 | 0 | 0 | 0 | 0 | 0 | 0 | 0 | 0 | 0 | 0 | 0
F2_Commercial_Office_Existing_Food Preparation_Natural Gas_Double Rack Oven_E7 | F2 | Commercial | Office | Existing | Food Preparation | Natural Gas | Double Rack Oven | E7 | RVT - Cost of Operation | 0 | 0 | 0 | 0 | 0 | 0 | 0 | 0 | 0 | 0 | 0 | 0 | 0 | 0 | 0 | 0 | 0 | 0 | 0 | 0 | 0 | 0 | 0 | 0 | 0 | 0 | 0
F2_Commercial_Office_Existing_Food Preparation_Natural Gas_Double Rack Oven_E8 | F2 | Commercial | Office | Existing | Food Preparation | Natural Gas | Double Rack Oven | E8 | RVT - Cost of Operation | 0 | 0 | 0 | 0 | 0 | 0 | 0 | 0 | 0 | 0 | 0 | 0 | 0 | 0 | 0 | 0 | 0 | 0 | 0 | 0 | 0 | 0 | 0 | 0 | 0 | 0 | 0
F2_Commercial_Office_Existing_Food Preparation_Natural Gas_Double Rack Oven_E9 | F2 | Commercial | Office | Existing | Food Preparation | Natural Gas | Double Rack Oven | E9 | RVT - Cost of Operation | 0 | 0 | 0 | 0 | 0 | 0 | 0 | 0 | 0 | 0 | 0 | 0 | 0 | 0 | 0 | 0 | 0 | 0 | 0 | 0 | 0 | 0 | 0 | 0 | 0 | 0 | 0
F2_Commercial_Office_Existing_Food Preparation_Natural Gas_Double Rack Oven_E10 | F2 | Commercial | Office | Existing | Food Preparation | Natural Gas | Double Rack Oven | E10 | RVT - Cost of Operation | 0 | 0 | 0 | 0 | 0 | 0 | 0 | 0 | 0 | 0 | 0 | 0 | 0 | 0 | 0 | 0 | 0 | 0 | 0 | 0 | 0 | 0 | 0 | 0 | 0 | 0 | 0
F3_Commercial_Office_Existing_Food Preparation_Natural Gas_Double Rack Oven_E1 | F3 | Commercial | Office | Existing | Food Preparation | Natural Gas | Double Rack Oven | E1 | System - kBTUs of Consumption | 11.0962 | 11.0962 | 11.0962 | 11.0962 | 11.0962 | 11.0962 | 11.0962 | 11.0962 | 11.0962 | 11.0962 | 11.0962 | 11.0962 | 11.0962 | 11.0962 | 11.0962 | 11.0962 | 11.0962 | 11.0962 | 11.0962 | 11.0962 | 11.0962 | 11.0962 | 11.0962 | 11.0962 | 11.0962 | 11.0962 | 11.0962
F3_Commercial_Office_Existing_Food Preparation_Natural Gas_Double Rack Oven_E2 | F3 | Commercial | Office | Existing | Food Preparation | Natural Gas | Double Rack Oven | E2 | System - kBTUs of Consumption | 6.5272 | 6.5272 | 6.5272 | 6.5272 | 6.5272 | 6.5272 | 6.5272 | 6.5272 | 6.5272 | 6.5272 | 6.5272 | 6.5272 | 6.5272 | 6.5272 | 6.5272 | 6.5272 | 6.5272 | 6.5272 | 6.5272 | 6.5272 | 6.5272 | 6.5272 | 6.5272 | 6.5272 | 6.5272 | 6.5272 | 6.5272
F3_Commercial_Office_Existing_Food Preparation_Natural Gas_Double Rack Oven_E3 | F3 | Commercial | Office | Existing | Food Preparation | Natural Gas | Double Rack Oven | E3 | System - kBTUs of Consumption | 0 | 0 | 0 | 0 | 0 | 0 | 0 | 0 | 0 | 0 | 0 | 0 | 0 | 0 | 0 | 0 | 0 | 0 | 0 | 0 | 0 | 0 | 0 | 0 | 0 | 0 | 0
F3_Commercial_Office_Existing_Food Preparation_Natural Gas_Double Rack Oven_E4 | F3 | Commercial | Office | Existing | Food Preparation | Natural Gas | Double Rack Oven | E4 | System - kBTUs of Consumption | 0 | 0 | 0 | 0 | 0 | 0 | 0 | 0 | 0 | 0 | 0 | 0 | 0 | 0 | 0 | 0 | 0 | 0 | 0 | 0 | 0 | 0 | 0 | 0 | 0 | 0 | 0
F3_Commercial_Office_Existing_Food Preparation_Natural Gas_Double Rack Oven_E5 | F3 | Commercial | Office | Existing | Food Preparation | Natural Gas | Double Rack Oven | E5 | System - kBTUs of Consumption | 0 | 0 | 0 | 0 | 0 | 0 | 0 | 0 | 0 | 0 | 0 | 0 | 0 | 0 | 0 | 0 | 0 | 0 | 0 | 0 | 0 | 0 | 0 | 0 | 0 | 0 | 0
F3_Commercial_Office_Existing_Food Preparation_Natural Gas_Double Rack Oven_E6 | F3 | Commercial | Office | Existing | Food Preparation | Natural Gas | Double Rack Oven | E6 | System - kBTUs of Consumption | 0 | 0 | 0 | 0 | 0 | 0 | 0 | 0 | 0 | 0 | 0 | 0 | 0 | 0 | 0 | 0 | 0 | 0 | 0 | 0 | 0 | 0 | 0 | 0 | 0 | 0 | 0
F3_Commercial_Office_Existing_Food Preparation_Natural Gas_Double Rack Oven_E7 | F3 | Commercial | Office | Existing | Food Preparation | Natural Gas | Double Rack Oven | E7 | System - kBTUs of Consumption | 0 | 0 | 0 | 0 | 0 | 0 | 0 | 0 | 0 | 0 | 0 | 0 | 0 | 0 | 0 | 0 | 0 | 0 | 0 | 0 | 0 | 0 | 0 | 0 | 0 | 0 | 0
F3_Commercial_Office_Existing_Food Preparation_Natural Gas_Double Rack Oven_E8 | F3 | Commercial | Office | Existing | Food Preparation | Natural Gas | Double Rack Oven | E8 | System - kBTUs of Consumption | 0 | 0 | 0 | 0 | 0 | 0 | 0 | 0 | 0 | 0 | 0 | 0 | 0 | 0 | 0 | 0 | 0 | 0 | 0 | 0 | 0 | 0 | 0 | 0 | 0 | 0 | 0
F3_Commercial_Office_Existing_Food Preparation_Natural Gas_Double Rack Oven_E9 | F3 | Commercial | Office | Existing | Food Preparation | Natural Gas | Double Rack Oven | E9 | System - kBTUs of Consumption | 0 | 0 | 0 | 0 | 0 | 0 | 0 | 0 | 0 | 0 | 0 | 0 | 0 | 0 | 0 | 0 | 0 | 0 | 0 | 0 | 0 | 0 | 0 | 0 | 0 | 0 | 0
F3_Commercial_Office_Existing_Food Preparation_Natural Gas_Double Rack Oven_E10 | F3 | Commercial | Office | Existing | Food Preparation | Natural Gas | Double Rack Oven | E10 | System - kBTUs of Consumption | 0 | 0 | 0 | 0 | 0 | 0 | 0 | 0 | 0 | 0 | 0 | 0 | 0 | 0 | 0 | 0 | 0 | 0 | 0 | 0 | 0 | 0 | 0 | 0 | 0 | 0 | 0
F4_Commercial_Office_Existing_Food Preparation_Natural Gas_Double Rack Oven_E1 | F4 | Commercial | Office | Existing | Food Preparation | Natural Gas | Double Rack Oven | E1 | Utility - Cost of Equipment | 0.049683 | 0.049683 | 0.049683 | 0.049683 | 0.049683 | 0.049683 | 0.049683 | 0.049683 | 0.049683 | 0.049683 | 0.049683 | 0.049683 | 0.049683 | 0.049683 | 0.049683 | 0.049683 | 0.049683 | 0.049683 | 0.049683 | 0.049683 | 0.049683 | 0.049683 | 0.049683 | 0.049683 | 0.049683 | 0.049683 | 0.049683
F4_Commercial_Office_Existing_Food Preparation_Natural Gas_Double Rack Oven_E2 | F4 | Commercial | Office | Existing | Food Preparation | Natural Gas | Double Rack Oven | E2 | Utility - Cost of Equipment | 0.068544 | 0.068544 | 0.068544 | 0.068544 | 0.068544 | 0.068544 | 0.068544 | 0.068544 | 0.068544 | 0.068544 | 0.068544 | 0.068544 | 0.068544 | 0.068544 | 0.068544 | 0.068544 | 0.068544 | 0.068544 | 0.068544 | 0.068544 | 0.068544 | 0.068544 | 0.068544 | 0.068544 | 0.068544 | 0.068544 | 0.068544
F4_Commercial_Office_Existing_Food Preparation_Natural Gas_Double Rack Oven_E3 | F4 | Commercial | Office | Existing | Food Preparation | Natural Gas | Double Rack Oven | E3 | Utility - Cost of Equipment | 0 | 0 | 0 | 0 | 0 | 0 | 0 | 0 | 0 | 0 | 0 | 0 | 0 | 0 | 0 | 0 | 0 | 0 | 0 | 0 | 0 | 0 | 0 | 0 | 0 | 0 | 0
F4_Commercial_Office_Existing_Food Preparation_Natural Gas_Double Rack Oven_E4 | F4 | Commercial | Office | Existing | Food Preparation | Natural Gas | Double Rack Oven | E4 | Utility - Cost of Equipment | 0 | 0 | 0 | 0 | 0 | 0 | 0 | 0 | 0 | 0 | 0 | 0 | 0 | 0 | 0 | 0 | 0 | 0 | 0 | 0 | 0 | 0 | 0 | 0 | 0 | 0 | 0
F4_Commercial_Office_Existing_Food Preparation_Natural Gas_Double Rack Oven_E5 | F4 | Commercial | Office | Existing | Food Preparation | Natural Gas | Double Rack Oven | E5 | Utility - Cost of Equipment | 0 | 0 | 0 | 0 | 0 | 0 | 0 | 0 | 0 | 0 | 0 | 0 | 0 | 0 | 0 | 0 | 0 | 0 | 0 | 0 | 0 | 0 | 0 | 0 | 0 | 0 | 0
F4_Commercial_Office_Existing_Food Preparation_Natural Gas_Double Rack Oven_E6 | F4 | Commercial | Office | Existing | Food Preparation | Natural Gas | Double Rack Oven | E6 | Utility - Cost of Equipment | 0 | 0 | 0 | 0 | 0 | 0 | 0 | 0 | 0 | 0 | 0 | 0 | 0 | 0 | 0 | 0 | 0 | 0 | 0 | 0 | 0 | 0 | 0 | 0 | 0 | 0 | 0
F4_Commercial_Office_Existing_Food Preparation_Natural Gas_Double Rack Oven_E7 | F4 | Commercial | Office | Existing | Food Preparation | Natural Gas | Double Rack Oven | E7 | Utility - Cost of Equipment | 0 | 0 | 0 | 0 | 0 | 0 | 0 | 0 | 0 | 0 | 0 | 0 | 0 | 0 | 0 | 0 | 0 | 0 | 0 | 0 | 0 | 0 | 0 | 0 | 0 | 0 | 0
F4_Commercial_Office_Existing_Food Preparation_Natural Gas_Double Rack Oven_E8 | F4 | Commercial | Office | Existing | Food Preparation | Natural Gas | Double Rack Oven | E8 | Utility - Cost of Equipment | 0 | 0 | 0 | 0 | 0 | 0 | 0 | 0 | 0 | 0 | 0 | 0 | 0 | 0 | 0 | 0 | 0 | 0 | 0 | 0 | 0 | 0 | 0 | 0 | 0 | 0 | 0
F4_Commercial_Office_Existing_Food Preparation_Natural Gas_Double Rack Oven_E9 | F4 | Commercial | Office | Existing | Food Preparation | Natural Gas | Double Rack Oven | E9 | Utility - Cost of Equipment | 0 | 0 | 0 | 0 | 0 | 0 | 0 | 0 | 0 | 0 | 0 | 0 | 0 | 0 | 0 | 0 | 0 | 0 | 0 | 0 | 0 | 0 | 0 | 0 | 0 | 0 | 0
F4_Commercial_Office_Existing_Food Preparation_Natural Gas_Double Rack Oven_E10 | F4 | Commercial | Office | Existing | Food Preparation | Natural Gas | Double Rack Oven | E10 | Utility - Cost of Equipment | 0 | 0 | 0 | 0 | 0 | 0 | 0 | 0 | 0 | 0 | 0 | 0 | 0 | 0 | 0 | 0 | 0 | 0 | 0 | 0 | 0 | 0 | 0 | 0 | 0 | 0 | 0
F5_Commercial_Office_Existing_Food Preparation_Natural Gas_Double Rack Oven_E1 | F5 | Commercial | Office | Existing | Food Preparation | Natural Gas | Double Rack Oven | E1 | Utility - Cost of Operation | 0.15145 | 0.14983 | 0.14827 | 0.14677 | 0.14714 | 0.14873 | 0.15104 | 0.15361 | 0.15608 | 0.1582 | 0.15992 | 0.16115 | 0.16185 | 0.16177 | 0.16089 | 0.15921 | 0.15674 | 0.15363 | 0.14992 | 0.14551 | 0.14033 | 0.13437 | 0.12908 | 0.12568 | 0.12425 | 0.12486 | 0.12548
F5_Commercial_Office_Existing_Food Preparation_Natural Gas_Double Rack Oven_E2 | F5 | Commercial | Office | Existing | Food Preparation | Natural Gas | Double Rack Oven | E2 | Utility - Cost of Operation | 0.089089 | 0.088136 | 0.087216 | 0.086336 | 0.086553 | 0.087487 | 0.088844 | 0.090357 | 0.091814 | 0.093057 | 0.094069 | 0.094793 | 0.095204 | 0.095158 | 0.094642 | 0.093651 | 0.092201 | 0.090373 | 0.088189 | 0.085593 | 0.082549 | 0.079041 | 0.07593 | 0.073931 | 0.073091 | 0.073449 | 0.073809
F5_Commercial_Office_Existing_Food Preparation_Natural Gas_Double Rack Oven_E3 | F5 | Commercial | Office | Existing | Food Preparation | Natural Gas | Double Rack Oven | E3 | Utility - Cost of Operation | 0 | 0 | 0 | 0 | 0 | 0 | 0 | 0 | 0 | 0 | 0 | 0 | 0 | 0 | 0 | 0 | 0 | 0 | 0 | 0 | 0 | 0 | 0 | 0 | 0 | 0 | 0
F5_Commercial_Office_Existing_Food Preparation_Natural Gas_Double Rack Oven_E4 | F5 | Commercial | Office | Existing | Food Preparation | Natural Gas | Double Rack Oven | E4 | Utility - Cost of Operation | 0 | 0 | 0 | 0 | 0 | 0 | 0 | 0 | 0 | 0 | 0 | 0 | 0 | 0 | 0 | 0 | 0 | 0 | 0 | 0 | 0 | 0 | 0 | 0 | 0 | 0 | 0
F5_Commercial_Office_Existing_Food Preparation_Natural Gas_Double Rack Oven_E5 | F5 | Commercial | Office | Existing | Food Preparation | Natural Gas | Double Rack Oven | E5 | Utility - Cost of Operation | 0 | 0 | 0 | 0 | 0 | 0 | 0 | 0 | 0 | 0 | 0 | 0 | 0 | 0 | 0 | 0 | 0 | 0 | 0 | 0 | 0 | 0 | 0 | 0 | 0 | 0 | 0
F5_Commercial_Office_Existing_Food Preparation_Natural Gas_Double Rack Oven_E6 | F5 | Commercial | Office | Existing | Food Preparation | Natural Gas | Double Rack Oven | E6 | Utility - Cost of Operation | 0 | 0 | 0 | 0 | 0 | 0 | 0 | 0 | 0 | 0 | 0 | 0 | 0 | 0 | 0 | 0 | 0 | 0 | 0 | 0 | 0 | 0 | 0 | 0 | 0 | 0 | 0
F5_Commercial_Office_Existing_Food Preparation_Natural Gas_Double Rack Oven_E7 | F5 | Commercial | Office | Existing | Food Preparation | Natural Gas | Double Rack Oven | E7 | Utility - Cost of Operation | 0 | 0 | 0 | 0 | 0 | 0 | 0 | 0 | 0 | 0 | 0 | 0 | 0 | 0 | 0 | 0 | 0 | 0 | 0 | 0 | 0 | 0 | 0 | 0 | 0 | 0 | 0
F5_Commercial_Office_Existing_Food Preparation_Natural Gas_Double Rack Oven_E8 | F5 | Commercial | Office | Existing | Food Preparation | Natural Gas | Double Rack Oven | E8 | Utility - Cost of Operation | 0 | 0 | 0 | 0 | 0 | 0 | 0 | 0 | 0 | 0 | 0 | 0 | 0 | 0 | 0 | 0 | 0 | 0 | 0 | 0 | 0 | 0 | 0 | 0 | 0 | 0 | 0
F5_Commercial_Office_Existing_Food Preparation_Natural Gas_Double Rack Oven_E9 | F5 | Commercial | Office | Existing | Food Preparation | Natural Gas | Double Rack Oven | E9 | Utility - Cost of Operation | 0 | 0 | 0 | 0 | 0 | 0 | 0 | 0 | 0 | 0 | 0 | 0 | 0 | 0 | 0 | 0 | 0 | 0 | 0 | 0 | 0 | 0 | 0 | 0 | 0 | 0 | 0
F5_Commercial_Office_Existing_Food Preparation_Natural Gas_Double Rack Oven_E10 | F5 | Commercial | Office | Existing | Food Preparation | Natural Gas | Double Rack Oven | E10 | Utility - Cost of Operation | 0 | 0 | 0 | 0 | 0 | 0 | 0 | 0 | 0 | 0 | 0 | 0 | 0 | 0 | 0 | 0 | 0 | 0 | 0 | 0 | 0 | 0 | 0 | 0 | 0 | 0 | 0
F6_Commercial_Office_Existing_Food Preparation_Natural Gas_Double Rack Oven_E1 | F6 | Commercial | Office | Existing | Food Preparation | Natural Gas | Double Rack Oven | E1 | Utility - Value of Sales | 0 | 0 | 0 | 0 | 0 | 0 | 0 | 0 | 0 | 0 | 0 | 0 | 0 | 0 | 0 | 0 | 0 | 0 | 0 | 0 | 0 | 0 | 0 | 0 | 0 | 0 | 0
F6_Commercial_Office_Existing_Food Preparation_Natural Gas_Double Rack Oven_E2 | F6 | Commercial | Office | Existing | Food Preparation | Natural Gas | Double Rack Oven | E2 | Utility - Value of Sales | 0 | 0 | 0 | 0 | 0 | 0 | 0 | 0 | 0 | 0 | 0 | 0 | 0 | 0 | 0 | 0 | 0 | 0 | 0 | 0 | 0 | 0 | 0 | 0 | 0 | 0 | 0
F6_Commercial_Office_Existing_Food Preparation_Natural Gas_Double Rack Oven_E3 | F6 | Commercial | Office | Existing | Food Preparation | Natural Gas | Double Rack Oven | E3 | Utility - Value of Sales | 0 | 0 | 0 | 0 | 0 | 0 | 0 | 0 | 0 | 0 | 0 | 0 | 0 | 0 | 0 | 0 | 0 | 0 | 0 | 0 | 0 | 0 | 0 | 0 | 0 | 0 | 0
F6_Commercial_Office_Existing_Food Preparation_Natural Gas_Double Rack Oven_E4 | F6 | Commercial | Office | Existing | Food Preparation | Natural Gas | Double Rack Oven | E4 | Utility - Value of Sales | 0 | 0 | 0 | 0 | 0 | 0 | 0 | 0 | 0 | 0 | 0 | 0 | 0 | 0 | 0 | 0 | 0 | 0 | 0 | 0 | 0 | 0 | 0 | 0 | 0 | 0 | 0
F6_Commercial_Office_Existing_Food Preparation_Natural Gas_Double Rack Oven_E5 | F6 | Commercial | Office | Existing | Food Preparation | Natural Gas | Double Rack Oven | E5 | Utility - Value of Sales | 0 | 0 | 0 | 0 | 0 | 0 | 0 | 0 | 0 | 0 | 0 | 0 | 0 | 0 | 0 | 0 | 0 | 0 | 0 | 0 | 0 | 0 | 0 | 0 | 0 | 0 | 0
F6_Commercial_Office_Existing_Food Preparation_Natural Gas_Double Rack Oven_E6 | F6 | Commercial | Office | Existing | Food Preparation | Natural Gas | Double Rack Oven | E6 | Utility - Value of Sales | 0 | 0 | 0 | 0 | 0 | 0 | 0 | 0 | 0 | 0 | 0 | 0 | 0 | 0 | 0 | 0 | 0 | 0 | 0 | 0 | 0 | 0 | 0 | 0 | 0 | 0 | 0
F6_Commercial_Office_Existing_Food Preparation_Natural Gas_Double Rack Oven_E7 | F6 | Commercial | Office | Existing | Food Preparation | Natural Gas | Double Rack Oven | E7 | Utility - Value of Sales | 0 | 0 | 0 | 0 | 0 | 0 | 0 | 0 | 0 | 0 | 0 | 0 | 0 | 0 | 0 | 0 | 0 | 0 | 0 | 0 | 0 | 0 | 0 | 0 | 0 | 0 | 0
F6_Commercial_Office_Existing_Food Preparation_Natural Gas_Double Rack Oven_E8 | F6 | Commercial | Office | Existing | Food Preparation | Natural Gas | Double Rack Oven | E8 | Utility - Value of Sales | 0 | 0 | 0 | 0 | 0 | 0 | 0 | 0 | 0 | 0 | 0 | 0 | 0 | 0 | 0 | 0 | 0 | 0 | 0 | 0 | 0 | 0 | 0 | 0 | 0 | 0 | 0
F6_Commercial_Office_Existing_Food Preparation_Natural Gas_Double Rack Oven_E9 | F6 | Commercial | Office | Existing | Food Preparation | Natural Gas | Double Rack Oven | E9 | Utility - Value of Sales | 0 | 0 | 0 | 0 | 0 | 0 | 0 | 0 | 0 | 0 | 0 | 0 | 0 | 0 | 0 | 0 | 0 | 0 | 0 | 0 | 0 | 0 | 0 | 0 | 0 | 0 | 0
F6_Commercial_Office_Existing_Food Preparation_Natural Gas_Double Rack Oven_E10 | F6 | Commercial | Office | Existing | Food Preparation | Natural Gas | Double Rack Oven | E10 | Utility - Value of Sales | 0 | 0 | 0 | 0 | 0 | 0 | 0 | 0 | 0 | 0 | 0 | 0 | 0 | 0 | 0 | 0 | 0 | 0 | 0 | 0 | 0 | 0 | 0 | 0 | 0 | 0 | 0
F1_Commercial_Office_Existing_Food Preparation_Natural Gas_Fryer_E1 | F1 | Commercial | Office | Existing | Food Preparation | Natural Gas | Fryer | E1 | RVT - Cost of Equipment | 0.030497 | 0 | 0 | 0 | 0 | 0 | 0 | 0 | 0 | 0 | 0 | 0 | 0 | 0 | 0 | 0 | 0 | 0 | 0 | 0 | 0 | 0 | 0 | 0 | 0 | 0 | 0
F1_Commercial_Office_Existing_Food Preparation_Natural Gas_Fryer_E2 | F1 | Commercial | Office | Existing | Food Preparation | Natural Gas | Fryer | E2 | RVT - Cost of Equipment | 0.038335 | 0.038335 | 0.038335 | 0.038335 | 0.038335 | 0.038335 | 0.038335 | 0.038335 | 0.038335 | 0.038335 | 0.038335 | 0.038335 | 0.038335 | 0.038335 | 0.038335 | 0.038335 | 0.038335 | 0.038335 | 0.038335 | 0.038335 | 0.038335 | 0.038335 | 0.038335 | 0.038335 | 0.038335 | 0.038335 | 0.038335
F1_Commercial_Office_Existing_Food Preparation_Natural Gas_Fryer_E3 | F1 | Commercial | Office | Existing | Food Preparation | Natural Gas | Fryer | E3 | RVT - Cost of Equipment | 0 | 0 | 0 | 0 | 0 | 0 | 0 | 0 | 0 | 0 | 0 | 0 | 0 | 0 | 0 | 0 | 0 | 0 | 0 | 0 | 0 | 0 | 0 | 0 | 0 | 0 | 0
F1_Commercial_Office_Existing_Food Preparation_Natural Gas_Fryer_E4 | F1 | Commercial | Office | Existing | Food Preparation | Natural Gas | Fryer | E4 | RVT - Cost of Equipment | 0 | 0 | 0 | 0 | 0 | 0 | 0 | 0 | 0 | 0 | 0 | 0 | 0 | 0 | 0 | 0 | 0 | 0 | 0 | 0 | 0 | 0 | 0 | 0 | 0 | 0 | 0
F1_Commercial_Office_Existing_Food Preparation_Natural Gas_Fryer_E5 | F1 | Commercial | Office | Existing | Food Preparation | Natural Gas | Fryer | E5 | RVT - Cost of Equipment | 0 | 0 | 0 | 0 | 0 | 0 | 0 | 0 | 0 | 0 | 0 | 0 | 0 | 0 | 0 | 0 | 0 | 0 | 0 | 0 | 0 | 0 | 0 | 0 | 0 | 0 | 0
F1_Commercial_Office_Existing_Food Preparation_Natural Gas_Fryer_E6 | F1 | Commercial | Office | Existing | Food Preparation | Natural Gas | Fryer | E6 | RVT - Cost of Equipment | 0 | 0 | 0 | 0 | 0 | 0 | 0 | 0 | 0 | 0 | 0 | 0 | 0 | 0 | 0 | 0 | 0 | 0 | 0 | 0 | 0 | 0 | 0 | 0 | 0 | 0 | 0
F1_Commercial_Office_Existing_Food Preparation_Natural Gas_Fryer_E7 | F1 | Commercial | Office | Existing | Food Preparation | Natural Gas | Fryer | E7 | RVT - Cost of Equipment | 0 | 0 | 0 | 0 | 0 | 0 | 0 | 0 | 0 | 0 | 0 | 0 | 0 | 0 | 0 | 0 | 0 | 0 | 0 | 0 | 0 | 0 | 0 | 0 | 0 | 0 | 0
F1_Commercial_Office_Existing_Food Preparation_Natural Gas_Fryer_E8 | F1 | Commercial | Office | Existing | Food Preparation | Natural Gas | Fryer | E8 | RVT - Cost of Equipment | 0 | 0 | 0 | 0 | 0 | 0 | 0 | 0 | 0 | 0 | 0 | 0 | 0 | 0 | 0 | 0 | 0 | 0 | 0 | 0 | 0 | 0 | 0 | 0 | 0 | 0 | 0
F1_Commercial_Office_Existing_Food Preparation_Natural Gas_Fryer_E9 | F1 | Commercial | Office | Existing | Food Preparation | Natural Gas | Fryer | E9 | RVT - Cost of Equipment | 0 | 0 | 0 | 0 | 0 | 0 | 0 | 0 | 0 | 0 | 0 | 0 | 0 | 0 | 0 | 0 | 0 | 0 | 0 | 0 | 0 | 0 | 0 | 0 | 0 | 0 | 0
F1_Commercial_Office_Existing_Food Preparation_Natural Gas_Fryer_E10 | F1 | Commercial | Office | Existing | Food Preparation | Natural Gas | Fryer | E10 | RVT - Cost of Equipment | 0 | 0 | 0 | 0 | 0 | 0 | 0 | 0 | 0 | 0 | 0 | 0 | 0 | 0 | 0 | 0 | 0 | 0 | 0 | 0 | 0 | 0 | 0 | 0 | 0 | 0 | 0
F2_Commercial_Office_Existing_Food Preparation_Natural Gas_Fryer_E1 | F2 | Commercial | Office | Existing | Food Preparation | Natural Gas | Fryer | E1 | RVT - Cost of Operation | 0 | 0 | 0 | 0 | 0 | 0 | 0 | 0 | 0 | 0 | 0 | 0 | 0 | 0 | 0 | 0 | 0 | 0 | 0 | 0 | 0 | 0 | 0 | 0 | 0 | 0 | 0
F2_Commercial_Office_Existing_Food Preparation_Natural Gas_Fryer_E2 | F2 | Commercial | Office | Existing | Food Preparation | Natural Gas | Fryer | E2 | RVT - Cost of Operation | 0 | 0 | 0 | 0 | 0 | 0 | 0 | 0 | 0 | 0 | 0 | 0 | 0 | 0 | 0 | 0 | 0 | 0 | 0 | 0 | 0 | 0 | 0 | 0 | 0 | 0 | 0
F2_Commercial_Office_Existing_Food Preparation_Natural Gas_Fryer_E3 | F2 | Commercial | Office | Existing | Food Preparation | Natural Gas | Fryer | E3 | RVT - Cost of Operation | 0 | 0 | 0 | 0 | 0 | 0 | 0 | 0 | 0 | 0 | 0 | 0 | 0 | 0 | 0 | 0 | 0 | 0 | 0 | 0 | 0 | 0 | 0 | 0 | 0 | 0 | 0
F2_Commercial_Office_Existing_Food Preparation_Natural Gas_Fryer_E4 | F2 | Commercial | Office | Existing | Food Preparation | Natural Gas | Fryer | E4 | RVT - Cost of Operation | 0 | 0 | 0 | 0 | 0 | 0 | 0 | 0 | 0 | 0 | 0 | 0 | 0 | 0 | 0 | 0 | 0 | 0 | 0 | 0 | 0 | 0 | 0 | 0 | 0 | 0 | 0
F2_Commercial_Office_Existing_Food Preparation_Natural Gas_Fryer_E5 | F2 | Commercial | Office | Existing | Food Preparation | Natural Gas | Fryer | E5 | RVT - Cost of Operation | 0 | 0 | 0 | 0 | 0 | 0 | 0 | 0 | 0 | 0 | 0 | 0 | 0 | 0 | 0 | 0 | 0 | 0 | 0 | 0 | 0 | 0 | 0 | 0 | 0 | 0 | 0
F2_Commercial_Office_Existing_Food Preparation_Natural Gas_Fryer_E6 | F2 | Commercial | Office | Existing | Food Preparation | Natural Gas | Fryer | E6 | RVT - Cost of Operation | 0 | 0 | 0 | 0 | 0 | 0 | 0 | 0 | 0 | 0 | 0 | 0 | 0 | 0 | 0 | 0 | 0 | 0 | 0 | 0 | 0 | 0 | 0 | 0 | 0 | 0 | 0
F2_Commercial_Office_Existing_Food Preparation_Natural Gas_Fryer_E7 | F2 | Commercial | Office | Existing | Food Preparation | Natural Gas | Fryer | E7 | RVT - Cost of Operation | 0 | 0 | 0 | 0 | 0 | 0 | 0 | 0 | 0 | 0 | 0 | 0 | 0 | 0 | 0 | 0 | 0 | 0 | 0 | 0 | 0 | 0 | 0 | 0 | 0 | 0 | 0
F2_Commercial_Office_Existing_Food Preparation_Natural Gas_Fryer_E8 | F2 | Commercial | Office | Existing | Food Preparation | Natural Gas | Fryer | E8 | RVT - Cost of Operation | 0 | 0 | 0 | 0 | 0 | 0 | 0 | 0 | 0 | 0 | 0 | 0 | 0 | 0 | 0 | 0 | 0 | 0 | 0 | 0 | 0 | 0 | 0 | 0 | 0 | 0 | 0
F2_Commercial_Office_Existing_Food Preparation_Natural Gas_Fryer_E9 | F2 | Commercial | Office | Existing | Food Preparation | Natural Gas | Fryer | E9 | RVT - Cost of Operation | 0 | 0 | 0 | 0 | 0 | 0 | 0 | 0 | 0 | 0 | 0 | 0 | 0 | 0 | 0 | 0 | 0 | 0 | 0 | 0 | 0 | 0 | 0 | 0 | 0 | 0 | 0
F2_Commercial_Office_Existing_Food Preparation_Natural Gas_Fryer_E10 | F2 | Commercial | Office | Existing | Food Preparation | Natural Gas | Fryer | E10 | RVT - Cost of Operation | 0 | 0 | 0 | 0 | 0 | 0 | 0 | 0 | 0 | 0 | 0 | 0 | 0 | 0 | 0 | 0 | 0 | 0 | 0 | 0 | 0 | 0 | 0 | 0 | 0 | 0 | 0
F3_Commercial_Office_Existing_Food Preparation_Natural Gas_Fryer_E1 | F3 | Commercial | Office | Existing | Food Preparation | Natural Gas | Fryer | E1 | System - kBTUs of Consumption | 5.6859 | 0 | 0 | 0 | 0 | 0 | 0 | 0 | 0 | 0 | 0 | 0 | 0 | 0 | 0 | 0 | 0 | 0 | 0 | 0 | 0 | 0 | 0 | 0 | 0 | 0 | 0
F3_Commercial_Office_Existing_Food Preparation_Natural Gas_Fryer_E2 | F3 | Commercial | Office | Existing | Food Preparation | Natural Gas | Fryer | E2 | System - kBTUs of Consumption | 3.5144 | 3.5144 | 3.5144 | 3.5144 | 3.5144 | 3.5144 | 3.5144 | 3.5144 | 3.5144 | 3.5144 | 3.5144 | 3.5144 | 3.5144 | 3.5144 | 3.5144 | 3.5144 | 3.5144 | 3.5144 | 3.5144 | 3.5144 | 3.5144 | 3.5144 | 3.5144 | 3.5144 | 3.5144 | 3.5144 | 3.5144
F3_Commercial_Office_Existing_Food Preparation_Natural Gas_Fryer_E3 | F3 | Commercial | Office | Existing | Food Preparation | Natural Gas | Fryer | E3 | System - kBTUs of Consumption | 0 | 0 | 0 | 0 | 0 | 0 | 0 | 0 | 0 | 0 | 0 | 0 | 0 | 0 | 0 | 0 | 0 | 0 | 0 | 0 | 0 | 0 | 0 | 0 | 0 | 0 | 0
F3_Commercial_Office_Existing_Food Preparation_Natural Gas_Fryer_E4 | F3 | Commercial | Office | Existing | Food Preparation | Natural Gas | Fryer | E4 | System - kBTUs of Consumption | 0 | 0 | 0 | 0 | 0 | 0 | 0 | 0 | 0 | 0 | 0 | 0 | 0 | 0 | 0 | 0 | 0 | 0 | 0 | 0 | 0 | 0 | 0 | 0 | 0 | 0 | 0
F3_Commercial_Office_Existing_Food Preparation_Natural Gas_Fryer_E5 | F3 | Commercial | Office | Existing | Food Preparation | Natural Gas | Fryer | E5 | System - kBTUs of Consumption | 0 | 0 | 0 | 0 | 0 | 0 | 0 | 0 | 0 | 0 | 0 | 0 | 0 | 0 | 0 | 0 | 0 | 0 | 0 | 0 | 0 | 0 | 0 | 0 | 0 | 0 | 0
F3_Commercial_Office_Existing_Food Preparation_Natural Gas_Fryer_E6 | F3 | Commercial | Office | Existing | Food Preparation | Natural Gas | Fryer | E6 | System - kBTUs of Consumption | 0 | 0 | 0 | 0 | 0 | 0 | 0 | 0 | 0 | 0 | 0 | 0 | 0 | 0 | 0 | 0 | 0 | 0 | 0 | 0 | 0 | 0 | 0 | 0 | 0 | 0 | 0
F3_Commercial_Office_Existing_Food Preparation_Natural Gas_Fryer_E7 | F3 | Commercial | Office | Existing | Food Preparation | Natural Gas | Fryer | E7 | System - kBTUs of Consumption | 0 | 0 | 0 | 0 | 0 | 0 | 0 | 0 | 0 | 0 | 0 | 0 | 0 | 0 | 0 | 0 | 0 | 0 | 0 | 0 | 0 | 0 | 0 | 0 | 0 | 0 | 0
F3_Commercial_Office_Existing_Food Preparation_Natural Gas_Fryer_E8 | F3 | Commercial | Office | Existing | Food Preparation | Natural Gas | Fryer | E8 | System - kBTUs of Consumption | 0 | 0 | 0 | 0 | 0 | 0 | 0 | 0 | 0 | 0 | 0 | 0 | 0 | 0 | 0 | 0 | 0 | 0 | 0 | 0 | 0 | 0 | 0 | 0 | 0 | 0 | 0
F3_Commercial_Office_Existing_Food Preparation_Natural Gas_Fryer_E9 | F3 | Commercial | Office | Existing | Food Preparation | Natural Gas | Fryer | E9 | System - kBTUs of Consumption | 0 | 0 | 0 | 0 | 0 | 0 | 0 | 0 | 0 | 0 | 0 | 0 | 0 | 0 | 0 | 0 | 0 | 0 | 0 | 0 | 0 | 0 | 0 | 0 | 0 | 0 | 0
F3_Commercial_Office_Existing_Food Preparation_Natural Gas_Fryer_E10 | F3 | Commercial | Office | Existing | Food Preparation | Natural Gas | Fryer | E10 | System - kBTUs of Consumption | 0 | 0 | 0 | 0 | 0 | 0 | 0 | 0 | 0 | 0 | 0 | 0 | 0 | 0 | 0 | 0 | 0 | 0 | 0 | 0 | 0 | 0 | 0 | 0 | 0 | 0 | 0
F4_Commercial_Office_Existing_Food Preparation_Natural Gas_Fryer_E1 | F4 | Commercial | Office | Existing | Food Preparation | Natural Gas | Fryer | E1 | Utility - Cost of Equipment | 0.030497 | 0 | 0 | 0 | 0 | 0 | 0 | 0 | 0 | 0 | 0 | 0 | 0 | 0 | 0 | 0 | 0 | 0 | 0 | 0 | 0 | 0 | 0 | 0 | 0 | 0 | 0
F4_Commercial_Office_Existing_Food Preparation_Natural Gas_Fryer_E2 | F4 | Commercial | Office | Existing | Food Preparation | Natural Gas | Fryer | E2 | Utility - Cost of Equipment | 0.038335 | 0.038335 | 0.038335 | 0.038335 | 0.038335 | 0.038335 | 0.038335 | 0.038335 | 0.038335 | 0.038335 | 0.038335 | 0.038335 | 0.038335 | 0.038335 | 0.038335 | 0.038335 | 0.038335 | 0.038335 | 0.038335 | 0.038335 | 0.038335 | 0.038335 | 0.038335 | 0.038335 | 0.038335 | 0.038335 | 0.038335
F4_Commercial_Office_Existing_Food Preparation_Natural Gas_Fryer_E3 | F4 | Commercial | Office | Existing | Food Preparation | Natural Gas | Fryer | E3 | Utility - Cost of Equipment | 0 | 0 | 0 | 0 | 0 | 0 | 0 | 0 | 0 | 0 | 0 | 0 | 0 | 0 | 0 | 0 | 0 | 0 | 0 | 0 | 0 | 0 | 0 | 0 | 0 | 0 | 0
F4_Commercial_Office_Existing_Food Preparation_Natural Gas_Fryer_E4 | F4 | Commercial | Office | Existing | Food Preparation | Natural Gas | Fryer | E4 | Utility - Cost of Equipment | 0 | 0 | 0 | 0 | 0 | 0 | 0 | 0 | 0 | 0 | 0 | 0 | 0 | 0 | 0 | 0 | 0 | 0 | 0 | 0 | 0 | 0 | 0 | 0 | 0 | 0 | 0
F4_Commercial_Office_Existing_Food Preparation_Natural Gas_Fryer_E5 | F4 | Commercial | Office | Existing | Food Preparation | Natural Gas | Fryer | E5 | Utility - Cost of Equipment | 0 | 0 | 0 | 0 | 0 | 0 | 0 | 0 | 0 | 0 | 0 | 0 | 0 | 0 | 0 | 0 | 0 | 0 | 0 | 0 | 0 | 0 | 0 | 0 | 0 | 0 | 0
F4_Commercial_Office_Existing_Food Preparation_Natural Gas_Fryer_E6 | F4 | Commercial | Office | Existing | Food Preparation | Natural Gas | Fryer | E6 | Utility - Cost of Equipment | 0 | 0 | 0 | 0 | 0 | 0 | 0 | 0 | 0 | 0 | 0 | 0 | 0 | 0 | 0 | 0 | 0 | 0 | 0 | 0 | 0 | 0 | 0 | 0 | 0 | 0 | 0
F4_Commercial_Office_Existing_Food Preparation_Natural Gas_Fryer_E7 | F4 | Commercial | Office | Existing | Food Preparation | Natural Gas | Fryer | E7 | Utility - Cost of Equipment | 0 | 0 | 0 | 0 | 0 | 0 | 0 | 0 | 0 | 0 | 0 | 0 | 0 | 0 | 0 | 0 | 0 | 0 | 0 | 0 | 0 | 0 | 0 | 0 | 0 | 0 | 0
F4_Commercial_Office_Existing_Food Preparation_Natural Gas_Fryer_E8 | F4 | Commercial | Office | Existing | Food Preparation | Natural Gas | Fryer | E8 | Utility - Cost of Equipment | 0 | 0 | 0 | 0 | 0 | 0 | 0 | 0 | 0 | 0 | 0 | 0 | 0 | 0 | 0 | 0 | 0 | 0 | 0 | 0 | 0 | 0 | 0 | 0 | 0 | 0 | 0
F4_Commercial_Office_Existing_Food Preparation_Natural Gas_Fryer_E9 | F4 | Commercial | Office | Existing | Food Preparation | Natural Gas | Fryer | E9 | Utility - Cost of Equipment | 0 | 0 | 0 | 0 | 0 | 0 | 0 | 0 | 0 | 0 | 0 | 0 | 0 | 0 | 0 | 0 | 0 | 0 | 0 | 0 | 0 | 0 | 0 | 0 | 0 | 0 | 0
F4_Commercial_Office_Existing_Food Preparation_Natural Gas_Fryer_E10 | F4 | Commercial | Office | Existing | Food Preparation | Natural Gas | Fryer | E10 | Utility - Cost of Equipment | 0 | 0 | 0 | 0 | 0 | 0 | 0 | 0 | 0 | 0 | 0 | 0 | 0 | 0 | 0 | 0 | 0 | 0 | 0 | 0 | 0 | 0 | 0 | 0 | 0 | 0 | 0
F5_Commercial_Office_Existing_Food Preparation_Natural Gas_Fryer_E1 | F5 | Commercial | Office | Existing | Food Preparation | Natural Gas | Fryer | E1 | Utility - Cost of Operation | 0.078336 | 0 | 0 | 0 | 0 | 0 | 0 | 0 | 0 | 0 | 0 | 0 | 0 | 0 | 0 | 0 | 0 | 0 | 0 | 0 | 0 | 0 | 0 | 0 | 0 | 0 | 0
F5_Commercial_Office_Existing_Food Preparation_Natural Gas_Fryer_E2 | F5 | Commercial | Office | Existing | Food Preparation | Natural Gas | Fryer | E2 | Utility - Cost of Operation | 0.048419 | 0.047598 | 0.046794 | 0.04601 | 0.045941 | 0.046335 | 0.047024 | 0.047872 | 0.048789 | 0.049727 | 0.050702 | 0.051655 | 0.052497 | 0.053053 | 0.053222 | 0.052935 | 0.052176 | 0.051032 | 0.049556 | 0.04781 | 0.045769 | 0.043422 | 0.041337 | 0.039982 | 0.039387 | 0.03958 | 0.039774
F5_Commercial_Office_Existing_Food Preparation_Natural Gas_Fryer_E3 | F5 | Commercial | Office | Existing | Food Preparation | Natural Gas | Fryer | E3 | Utility - Cost of Operation | 0 | 0 | 0 | 0 | 0 | 0 | 0 | 0 | 0 | 0 | 0 | 0 | 0 | 0 | 0 | 0 | 0 | 0 | 0 | 0 | 0 | 0 | 0 | 0 | 0 | 0 | 0
F5_Commercial_Office_Existing_Food Preparation_Natural Gas_Fryer_E4 | F5 | Commercial | Office | Existing | Food Preparation | Natural Gas | Fryer | E4 | Utility - Cost of Operation | 0 | 0 | 0 | 0 | 0 | 0 | 0 | 0 | 0 | 0 | 0 | 0 | 0 | 0 | 0 | 0 | 0 | 0 | 0 | 0 | 0 | 0 | 0 | 0 | 0 | 0 | 0
F5_Commercial_Office_Existing_Food Preparation_Natural Gas_Fryer_E5 | F5 | Commercial | Office | Existing | Food Preparation | Natural Gas | Fryer | E5 | Utility - Cost of Operation | 0 | 0 | 0 | 0 | 0 | 0 | 0 | 0 | 0 | 0 | 0 | 0 | 0 | 0 | 0 | 0 | 0 | 0 | 0 | 0 | 0 | 0 | 0 | 0 | 0 | 0 | 0
F5_Commercial_Office_Existing_Food Preparation_Natural Gas_Fryer_E6 | F5 | Commercial | Office | Existing | Food Preparation | Natural Gas | Fryer | E6 | Utility - Cost of Operation | 0 | 0 | 0 | 0 | 0 | 0 | 0 | 0 | 0 | 0 | 0 | 0 | 0 | 0 | 0 | 0 | 0 | 0 | 0 | 0 | 0 | 0 | 0 | 0 | 0 | 0 | 0
F5_Commercial_Office_Existing_Food Preparation_Natural Gas_Fryer_E7 | F5 | Commercial | Office | Existing | Food Preparation | Natural Gas | Fryer | E7 | Utility - Cost of Operation | 0 | 0 | 0 | 0 | 0 | 0 | 0 | 0 | 0 | 0 | 0 | 0 | 0 | 0 | 0 | 0 | 0 | 0 | 0 | 0 | 0 | 0 | 0 | 0 | 0 | 0 | 0
F5_Commercial_Office_Existing_Food Preparation_Natural Gas_Fryer_E8 | F5 | Commercial | Office | Existing | Food Preparation | Natural Gas | Fryer | E8 | Utility - Cost of Operation | 0 | 0 | 0 | 0 | 0 | 0 | 0 | 0 | 0 | 0 | 0 | 0 | 0 | 0 | 0 | 0 | 0 | 0 | 0 | 0 | 0 | 0 | 0 | 0 | 0 | 0 | 0
F5_Commercial_Office_Existing_Food Preparation_Natural Gas_Fryer_E9 | F5 | Commercial | Office | Existing | Food Preparation | Natural Gas | Fryer | E9 | Utility - Cost of Operation | 0 | 0 | 0 | 0 | 0 | 0 | 0 | 0 | 0 | 0 | 0 | 0 | 0 | 0 | 0 | 0 | 0 | 0 | 0 | 0 | 0 | 0 | 0 | 0 | 0 | 0 | 0
F5_Commercial_Office_Existing_Food Preparation_Natural Gas_Fryer_E10 | F5 | Commercial | Office | Existing | Food Preparation | Natural Gas | Fryer | E10 | Utility - Cost of Operation | 0 | 0 | 0 | 0 | 0 | 0 | 0 | 0 | 0 | 0 | 0 | 0 | 0 | 0 | 0 | 0 | 0 | 0 | 0 | 0 | 0 | 0 | 0 | 0 | 0 | 0 | 0
F6_Commercial_Office_Existing_Food Preparation_Natural Gas_Fryer_E1 | F6 | Commercial | Office | Existing | Food Preparation | Natural Gas | Fryer | E1 | Utility - Value of Sales | 0 | 0 | 0 | 0 | 0 | 0 | 0 | 0 | 0 | 0 | 0 | 0 | 0 | 0 | 0 | 0 | 0 | 0 | 0 | 0 | 0 | 0 | 0 | 0 | 0 | 0 | 0
F6_Commercial_Office_Existing_Food Preparation_Natural Gas_Fryer_E2 | F6 | Commercial | Office | Existing | Food Preparation | Natural Gas | Fryer | E2 | Utility - Value of Sales | 0 | 0 | 0 | 0 | 0 | 0 | 0 | 0 | 0 | 0 | 0 | 0 | 0 | 0 | 0 | 0 | 0 | 0 | 0 | 0 | 0 | 0 | 0 | 0 | 0 | 0 | 0
F6_Commercial_Office_Existing_Food Preparation_Natural Gas_Fryer_E3 | F6 | Commercial | Office | Existing | Food Preparation | Natural Gas | Fryer | E3 | Utility - Value of Sales | 0 | 0 | 0 | 0 | 0 | 0 | 0 | 0 | 0 | 0 | 0 | 0 | 0 | 0 | 0 | 0 | 0 | 0 | 0 | 0 | 0 | 0 | 0 | 0 | 0 | 0 | 0
F6_Commercial_Office_Existing_Food Preparation_Natural Gas_Fryer_E4 | F6 | Commercial | Office | Existing | Food Preparation | Natural Gas | Fryer | E4 | Utility - Value of Sales | 0 | 0 | 0 | 0 | 0 | 0 | 0 | 0 | 0 | 0 | 0 | 0 | 0 | 0 | 0 | 0 | 0 | 0 | 0 | 0 | 0 | 0 | 0 | 0 | 0 | 0 | 0
F6_Commercial_Office_Existing_Food Preparation_Natural Gas_Fryer_E5 | F6 | Commercial | Office | Existing | Food Preparation | Natural Gas | Fryer | E5 | Utility - Value of Sales | 0 | 0 | 0 | 0 | 0 | 0 | 0 | 0 | 0 | 0 | 0 | 0 | 0 | 0 | 0 | 0 | 0 | 0 | 0 | 0 | 0 | 0 | 0 | 0 | 0 | 0 | 0
F6_Commercial_Office_Existing_Food Preparation_Natural Gas_Fryer_E6 | F6 | Commercial | Office | Existing | Food Preparation | Natural Gas | Fryer | E6 | Utility - Value of Sales | 0 | 0 | 0 | 0 | 0 | 0 | 0 | 0 | 0 | 0 | 0 | 0 | 0 | 0 | 0 | 0 | 0 | 0 | 0 | 0 | 0 | 0 | 0 | 0 | 0 | 0 | 0
F6_Commercial_Office_Existing_Food Preparation_Natural Gas_Fryer_E7 | F6 | Commercial | Office | Existing | Food Preparation | Natural Gas | Fryer | E7 | Utility - Value of Sales | 0 | 0 | 0 | 0 | 0 | 0 | 0 | 0 | 0 | 0 | 0 | 0 | 0 | 0 | 0 | 0 | 0 | 0 | 0 | 0 | 0 | 0 | 0 | 0 | 0 | 0 | 0
F6_Commercial_Office_Existing_Food Preparation_Natural Gas_Fryer_E8 | F6 | Commercial | Office | Existing | Food Preparation | Natural Gas | Fryer | E8 | Utility - Value of Sales | 0 | 0 | 0 | 0 | 0 | 0 | 0 | 0 | 0 | 0 | 0 | 0 | 0 | 0 | 0 | 0 | 0 | 0 | 0 | 0 | 0 | 0 | 0 | 0 | 0 | 0 | 0
F6_Commercial_Office_Existing_Food Preparation_Natural Gas_Fryer_E9 | F6 | Commercial | Office | Existing | Food Preparation | Natural Gas | Fryer | E9 | Utility - Value of Sales | 0 | 0 | 0 | 0 | 0 | 0 | 0 | 0 | 0 | 0 | 0 | 0 | 0 | 0 | 0 | 0 | 0 | 0 | 0 | 0 | 0 | 0 | 0 | 0 | 0 | 0 | 0
F6_Commercial_Office_Existing_Food Preparation_Natural Gas_Fryer_E10 | F6 | Commercial | Office | Existing | Food Preparation | Natural Gas | Fryer | E10 | Utility - Value of Sales | 0 | 0 | 0 | 0 | 0 | 0 | 0 | 0 | 0 | 0 | 0 | 0 | 0 | 0 | 0 | 0 | 0 | 0 | 0 | 0 | 0 | 0 | 0 | 0 | 0 | 0 | 0
F1_Commercial_Office_Existing_Food Preparation_Natural Gas_Broiler_E1 | F1 | Commercial | Office | Existing | Food Preparation | Natural Gas | Broiler | E1 | RVT - Cost of Equipment | 0.029861 | 0.029861 | 0.029861 | 0.029861 | 0.029861 | 0.029861 | 0.029861 | 0.029861 | 0.029861 | 0.029861 | 0.029861 | 0.029861 | 0.029861 | 0.029861 | 0.029861 | 0.029861 | 0.029861 | 0.029861 | 0.029861 | 0.029861 | 0.029861 | 0.029861 | 0.029861 | 0.029861 | 0.029861 | 0.029861 | 0.029861
F1_Commercial_Office_Existing_Food Preparation_Natural Gas_Broiler_E2 | F1 | Commercial | Office | Existing | Food Preparation | Natural Gas | Broiler | E2 | RVT - Cost of Equipment | 0.041805 | 0.041805 | 0.041805 | 0.041805 | 0.041805 | 0.041805 | 0.041805 | 0.041805 | 0.041805 | 0.041805 | 0.041805 | 0.041805 | 0.041805 | 0.041805 | 0.041805 | 0.041805 | 0.041805 | 0.041805 | 0.041805 | 0.041805 | 0.041805 | 0.041805 | 0.041805 | 0.041805 | 0.041805 | 0.041805 | 0.041805
F1_Commercial_Office_Existing_Food Preparation_Natural Gas_Broiler_E3 | F1 | Commercial | Office | Existing | Food Preparation | Natural Gas | Broiler | E3 | RVT - Cost of Equipment | 0 | 0 | 0 | 0 | 0 | 0 | 0 | 0 | 0 | 0 | 0 | 0 | 0 | 0 | 0 | 0 | 0 | 0 | 0 | 0 | 0 | 0 | 0 | 0 | 0 | 0 | 0
F1_Commercial_Office_Existing_Food Preparation_Natural Gas_Broiler_E4 | F1 | Commercial | Office | Existing | Food Preparation | Natural Gas | Broiler | E4 | RVT - Cost of Equipment | 0 | 0 | 0 | 0 | 0 | 0 | 0 | 0 | 0 | 0 | 0 | 0 | 0 | 0 | 0 | 0 | 0 | 0 | 0 | 0 | 0 | 0 | 0 | 0 | 0 | 0 | 0
F1_Commercial_Office_Existing_Food Preparation_Natural Gas_Broiler_E5 | F1 | Commercial | Office | Existing | Food Preparation | Natural Gas | Broiler | E5 | RVT - Cost of Equipment | 0 | 0 | 0 | 0 | 0 | 0 | 0 | 0 | 0 | 0 | 0 | 0 | 0 | 0 | 0 | 0 | 0 | 0 | 0 | 0 | 0 | 0 | 0 | 0 | 0 | 0 | 0
F1_Commercial_Office_Existing_Food Preparation_Natural Gas_Broiler_E6 | F1 | Commercial | Office | Existing | Food Preparation | Natural Gas | Broiler | E6 | RVT - Cost of Equipment | 0 | 0 | 0 | 0 | 0 | 0 | 0 | 0 | 0 | 0 | 0 | 0 | 0 | 0 | 0 | 0 | 0 | 0 | 0 | 0 | 0 | 0 | 0 | 0 | 0 | 0 | 0
F1_Commercial_Office_Existing_Food Preparation_Natural Gas_Broiler_E7 | F1 | Commercial | Office | Existing | Food Preparation | Natural Gas | Broiler | E7 | RVT - Cost of Equipment | 0 | 0 | 0 | 0 | 0 | 0 | 0 | 0 | 0 | 0 | 0 | 0 | 0 | 0 | 0 | 0 | 0 | 0 | 0 | 0 | 0 | 0 | 0 | 0 | 0 | 0 | 0
F1_Commercial_Office_Existing_Food Preparation_Natural Gas_Broiler_E8 | F1 | Commercial | Office | Existing | Food Preparation | Natural Gas | Broiler | E8 | RVT - Cost of Equipment | 0 | 0 | 0 | 0 | 0 | 0 | 0 | 0 | 0 | 0 | 0 | 0 | 0 | 0 | 0 | 0 | 0 | 0 | 0 | 0 | 0 | 0 | 0 | 0 | 0 | 0 | 0
F1_Commercial_Office_Existing_Food Preparation_Natural Gas_Broiler_E9 | F1 | Commercial | Office | Existing | Food Preparation | Natural Gas | Broiler | E9 | RVT - Cost of Equipment | 0 | 0 | 0 | 0 | 0 | 0 | 0 | 0 | 0 | 0 | 0 | 0 | 0 | 0 | 0 | 0 | 0 | 0 | 0 | 0 | 0 | 0 | 0 | 0 | 0 | 0 | 0
F1_Commercial_Office_Existing_Food Preparation_Natural Gas_Broiler_E10 | F1 | Commercial | Office | Existing | Food Preparation | Natural Gas | Broiler | E10 | RVT - Cost of Equipment | 0 | 0 | 0 | 0 | 0 | 0 | 0 | 0 | 0 | 0 | 0 | 0 | 0 | 0 | 0 | 0 | 0 | 0 | 0 | 0 | 0 | 0 | 0 | 0 | 0 | 0 | 0
F2_Commercial_Office_Existing_Food Preparation_Natural Gas_Broiler_E1 | F2 | Commercial | Office | Existing | Food Preparation | Natural Gas | Broiler | E1 | RVT - Cost of Operation | 0 | 0 | 0 | 0 | 0 | 0 | 0 | 0 | 0 | 0 | 0 | 0 | 0 | 0 | 0 | 0 | 0 | 0 | 0 | 0 | 0 | 0 | 0 | 0 | 0 | 0 | 0
F2_Commercial_Office_Existing_Food Preparation_Natural Gas_Broiler_E2 | F2 | Commercial | Office | Existing | Food Preparation | Natural Gas | Broiler | E2 | RVT - Cost of Operation | 0 | 0 | 0 | 0 | 0 | 0 | 0 | 0 | 0 | 0 | 0 | 0 | 0 | 0 | 0 | 0 | 0 | 0 | 0 | 0 | 0 | 0 | 0 | 0 | 0 | 0 | 0
F2_Commercial_Office_Existing_Food Preparation_Natural Gas_Broiler_E3 | F2 | Commercial | Office | Existing | Food Preparation | Natural Gas | Broiler | E3 | RVT - Cost of Operation | 0 | 0 | 0 | 0 | 0 | 0 | 0 | 0 | 0 | 0 | 0 | 0 | 0 | 0 | 0 | 0 | 0 | 0 | 0 | 0 | 0 | 0 | 0 | 0 | 0 | 0 | 0
F2_Commercial_Office_Existing_Food Preparation_Natural Gas_Broiler_E4 | F2 | Commercial | Office | Existing | Food Preparation | Natural Gas | Broiler | E4 | RVT - Cost of Operation | 0 | 0 | 0 | 0 | 0 | 0 | 0 | 0 | 0 | 0 | 0 | 0 | 0 | 0 | 0 | 0 | 0 | 0 | 0 | 0 | 0 | 0 | 0 | 0 | 0 | 0 | 0
F2_Commercial_Office_Existing_Food Preparation_Natural Gas_Broiler_E5 | F2 | Commercial | Office | Existing | Food Preparation | Natural Gas | Broiler | E5 | RVT - Cost of Operation | 0 | 0 | 0 | 0 | 0 | 0 | 0 | 0 | 0 | 0 | 0 | 0 | 0 | 0 | 0 | 0 | 0 | 0 | 0 | 0 | 0 | 0 | 0 | 0 | 0 | 0 | 0
F2_Commercial_Office_Existing_Food Preparation_Natural Gas_Broiler_E6 | F2 | Commercial | Office | Existing | Food Preparation | Natural Gas | Broiler | E6 | RVT - Cost of Operation | 0 | 0 | 0 | 0 | 0 | 0 | 0 | 0 | 0 | 0 | 0 | 0 | 0 | 0 | 0 | 0 | 0 | 0 | 0 | 0 | 0 | 0 | 0 | 0 | 0 | 0 | 0
F2_Commercial_Office_Existing_Food Preparation_Natural Gas_Broiler_E7 | F2 | Commercial | Office | Existing | Food Preparation | Natural Gas | Broiler | E7 | RVT - Cost of Operation | 0 | 0 | 0 | 0 | 0 | 0 | 0 | 0 | 0 | 0 | 0 | 0 | 0 | 0 | 0 | 0 | 0 | 0 | 0 | 0 | 0 | 0 | 0 | 0 | 0 | 0 | 0
F2_Commercial_Office_Existing_Food Preparation_Natural Gas_Broiler_E8 | F2 | Commercial | Office | Existing | Food Preparation | Natural Gas | Broiler | E8 | RVT - Cost of Operation | 0 | 0 | 0 | 0 | 0 | 0 | 0 | 0 | 0 | 0 | 0 | 0 | 0 | 0 | 0 | 0 | 0 | 0 | 0 | 0 | 0 | 0 | 0 | 0 | 0 | 0 | 0
F2_Commercial_Office_Existing_Food Preparation_Natural Gas_Broiler_E9 | F2 | Commercial | Office | Existing | Food Preparation | Natural Gas | Broiler | E9 | RVT - Cost of Operation | 0 | 0 | 0 | 0 | 0 | 0 | 0 | 0 | 0 | 0 | 0 | 0 | 0 | 0 | 0 | 0 | 0 | 0 | 0 | 0 | 0 | 0 | 0 | 0 | 0 | 0 | 0
F2_Commercial_Office_Existing_Food Preparation_Natural Gas_Broiler_E10 | F2 | Commercial | Office | Existing | Food Preparation | Natural Gas | Broiler | E10 | RVT - Cost of Operation | 0 | 0 | 0 | 0 | 0 | 0 | 0 | 0 | 0 | 0 | 0 | 0 | 0 | 0 | 0 | 0 | 0 | 0 | 0 | 0 | 0 | 0 | 0 | 0 | 0 | 0 | 0
F3_Commercial_Office_Existing_Food Preparation_Natural Gas_Broiler_E1 | F3 | Commercial | Office | Existing | Food Preparation | Natural Gas | Broiler | E1 | System - kBTUs of Consumption | 5.496 | 5.496 | 5.496 | 5.496 | 5.496 | 5.496 | 5.496 | 5.496 | 5.496 | 5.496 | 5.496 | 5.496 | 5.496 | 5.496 | 5.496 | 5.496 | 5.496 | 5.496 | 5.496 | 5.496 | 5.496 | 5.496 | 5.496 | 5.496 | 5.496 | 5.496 | 5.496
F3_Commercial_Office_Existing_Food Preparation_Natural Gas_Broiler_E2 | F3 | Commercial | Office | Existing | Food Preparation | Natural Gas | Broiler | E2 | System - kBTUs of Consumption | 3.5332 | 3.5332 | 3.5332 | 3.5332 | 3.5332 | 3.5332 | 3.5332 | 3.5332 | 3.5332 | 3.5332 | 3.5332 | 3.5332 | 3.5332 | 3.5332 | 3.5332 | 3.5332 | 3.5332 | 3.5332 | 3.5332 | 3.5332 | 3.5332 | 3.5332 | 3.5332 | 3.5332 | 3.5332 | 3.5332 | 3.5332
F3_Commercial_Office_Existing_Food Preparation_Natural Gas_Broiler_E3 | F3 | Commercial | Office | Existing | Food Preparation | Natural Gas | Broiler | E3 | System - kBTUs of Consumption | 0 | 0 | 0 | 0 | 0 | 0 | 0 | 0 | 0 | 0 | 0 | 0 | 0 | 0 | 0 | 0 | 0 | 0 | 0 | 0 | 0 | 0 | 0 | 0 | 0 | 0 | 0
F3_Commercial_Office_Existing_Food Preparation_Natural Gas_Broiler_E4 | F3 | Commercial | Office | Existing | Food Preparation | Natural Gas | Broiler | E4 | System - kBTUs of Consumption | 0 | 0 | 0 | 0 | 0 | 0 | 0 | 0 | 0 | 0 | 0 | 0 | 0 | 0 | 0 | 0 | 0 | 0 | 0 | 0 | 0 | 0 | 0 | 0 | 0 | 0 | 0
F3_Commercial_Office_Existing_Food Preparation_Natural Gas_Broiler_E5 | F3 | Commercial | Office | Existing | Food Preparation | Natural Gas | Broiler | E5 | System - kBTUs of Consumption | 0 | 0 | 0 | 0 | 0 | 0 | 0 | 0 | 0 | 0 | 0 | 0 | 0 | 0 | 0 | 0 | 0 | 0 | 0 | 0 | 0 | 0 | 0 | 0 | 0 | 0 | 0
F3_Commercial_Office_Existing_Food Preparation_Natural Gas_Broiler_E6 | F3 | Commercial | Office | Existing | Food Preparation | Natural Gas | Broiler | E6 | System - kBTUs of Consumption | 0 | 0 | 0 | 0 | 0 | 0 | 0 | 0 | 0 | 0 | 0 | 0 | 0 | 0 | 0 | 0 | 0 | 0 | 0 | 0 | 0 | 0 | 0 | 0 | 0 | 0 | 0
F3_Commercial_Office_Existing_Food Preparation_Natural Gas_Broiler_E7 | F3 | Commercial | Office | Existing | Food Preparation | Natural Gas | Broiler | E7 | System - kBTUs of Consumption | 0 | 0 | 0 | 0 | 0 | 0 | 0 | 0 | 0 | 0 | 0 | 0 | 0 | 0 | 0 | 0 | 0 | 0 | 0 | 0 | 0 | 0 | 0 | 0 | 0 | 0 | 0
F3_Commercial_Office_Existing_Food Preparation_Natural Gas_Broiler_E8 | F3 | Commercial | Office | Existing | Food Preparation | Natural Gas | Broiler | E8 | System - kBTUs of Consumption | 0 | 0 | 0 | 0 | 0 | 0 | 0 | 0 | 0 | 0 | 0 | 0 | 0 | 0 | 0 | 0 | 0 | 0 | 0 | 0 | 0 | 0 | 0 | 0 | 0 | 0 | 0
F3_Commercial_Office_Existing_Food Preparation_Natural Gas_Broiler_E9 | F3 | Commercial | Office | Existing | Food Preparation | Natural Gas | Broiler | E9 | System - kBTUs of Consumption | 0 | 0 | 0 | 0 | 0 | 0 | 0 | 0 | 0 | 0 | 0 | 0 | 0 | 0 | 0 | 0 | 0 | 0 | 0 | 0 | 0 | 0 | 0 | 0 | 0 | 0 | 0
F3_Commercial_Office_Existing_Food Preparation_Natural Gas_Broiler_E10 | F3 | Commercial | Office | Existing | Food Preparation | Natural Gas | Broiler | E10 | System - kBTUs of Consumption | 0 | 0 | 0 | 0 | 0 | 0 | 0 | 0 | 0 | 0 | 0 | 0 | 0 | 0 | 0 | 0 | 0 | 0 | 0 | 0 | 0 | 0 | 0 | 0 | 0 | 0 | 0
F4_Commercial_Office_Existing_Food Preparation_Natural Gas_Broiler_E1 | F4 | Commercial | Office | Existing | Food Preparation | Natural Gas | Broiler | E1 | Utility - Cost of Equipment | 0.029861 | 0.029861 | 0.029861 | 0.029861 | 0.029861 | 0.029861 | 0.029861 | 0.029861 | 0.029861 | 0.029861 | 0.029861 | 0.029861 | 0.029861 | 0.029861 | 0.029861 | 0.029861 | 0.029861 | 0.029861 | 0.029861 | 0.029861 | 0.029861 | 0.029861 | 0.029861 | 0.029861 | 0.029861 | 0.029861 | 0.029861
F4_Commercial_Office_Existing_Food Preparation_Natural Gas_Broiler_E2 | F4 | Commercial | Office | Existing | Food Preparation | Natural Gas | Broiler | E2 | Utility - Cost of Equipment | 0.041805 | 0.041805 | 0.041805 | 0.041805 | 0.041805 | 0.041805 | 0.041805 | 0.041805 | 0.041805 | 0.041805 | 0.041805 | 0.041805 | 0.041805 | 0.041805 | 0.041805 | 0.041805 | 0.041805 | 0.041805 | 0.041805 | 0.041805 | 0.041805 | 0.041805 | 0.041805 | 0.041805 | 0.041805 | 0.041805 | 0.041805
F4_Commercial_Office_Existing_Food Preparation_Natural Gas_Broiler_E3 | F4 | Commercial | Office | Existing | Food Preparation | Natural Gas | Broiler | E3 | Utility - Cost of Equipment | 0 | 0 | 0 | 0 | 0 | 0 | 0 | 0 | 0 | 0 | 0 | 0 | 0 | 0 | 0 | 0 | 0 | 0 | 0 | 0 | 0 | 0 | 0 | 0 | 0 | 0 | 0
F4_Commercial_Office_Existing_Food Preparation_Natural Gas_Broiler_E4 | F4 | Commercial | Office | Existing | Food Preparation | Natural Gas | Broiler | E4 | Utility - Cost of Equipment | 0 | 0 | 0 | 0 | 0 | 0 | 0 | 0 | 0 | 0 | 0 | 0 | 0 | 0 | 0 | 0 | 0 | 0 | 0 | 0 | 0 | 0 | 0 | 0 | 0 | 0 | 0
F4_Commercial_Office_Existing_Food Preparation_Natural Gas_Broiler_E5 | F4 | Commercial | Office | Existing | Food Preparation | Natural Gas | Broiler | E5 | Utility - Cost of Equipment | 0 | 0 | 0 | 0 | 0 | 0 | 0 | 0 | 0 | 0 | 0 | 0 | 0 | 0 | 0 | 0 | 0 | 0 | 0 | 0 | 0 | 0 | 0 | 0 | 0 | 0 | 0
F4_Commercial_Office_Existing_Food Preparation_Natural Gas_Broiler_E6 | F4 | Commercial | Office | Existing | Food Preparation | Natural Gas | Broiler | E6 | Utility - Cost of Equipment | 0 | 0 | 0 | 0 | 0 | 0 | 0 | 0 | 0 | 0 | 0 | 0 | 0 | 0 | 0 | 0 | 0 | 0 | 0 | 0 | 0 | 0 | 0 | 0 | 0 | 0 | 0
F4_Commercial_Office_Existing_Food Preparation_Natural Gas_Broiler_E7 | F4 | Commercial | Office | Existing | Food Preparation | Natural Gas | Broiler | E7 | Utility - Cost of Equipment | 0 | 0 | 0 | 0 | 0 | 0 | 0 | 0 | 0 | 0 | 0 | 0 | 0 | 0 | 0 | 0 | 0 | 0 | 0 | 0 | 0 | 0 | 0 | 0 | 0 | 0 | 0
F4_Commercial_Office_Existing_Food Preparation_Natural Gas_Broiler_E8 | F4 | Commercial | Office | Existing | Food Preparation | Natural Gas | Broiler | E8 | Utility - Cost of Equipment | 0 | 0 | 0 | 0 | 0 | 0 | 0 | 0 | 0 | 0 | 0 | 0 | 0 | 0 | 0 | 0 | 0 | 0 | 0 | 0 | 0 | 0 | 0 | 0 | 0 | 0 | 0
F4_Commercial_Office_Existing_Food Preparation_Natural Gas_Broiler_E9 | F4 | Commercial | Office | Existing | Food Preparation | Natural Gas | Broiler | E9 | Utility - Cost of Equipment | 0 | 0 | 0 | 0 | 0 | 0 | 0 | 0 | 0 | 0 | 0 | 0 | 0 | 0 | 0 | 0 | 0 | 0 | 0 | 0 | 0 | 0 | 0 | 0 | 0 | 0 | 0
F4_Commercial_Office_Existing_Food Preparation_Natural Gas_Broiler_E10 | F4 | Commercial | Office | Existing | Food Preparation | Natural Gas | Broiler | E10 | Utility - Cost of Equipment | 0 | 0 | 0 | 0 | 0 | 0 | 0 | 0 | 0 | 0 | 0 | 0 | 0 | 0 | 0 | 0 | 0 | 0 | 0 | 0 | 0 | 0 | 0 | 0 | 0 | 0 | 0
F5_Commercial_Office_Existing_Food Preparation_Natural Gas_Broiler_E1 | F5 | Commercial | Office | Existing | Food Preparation | Natural Gas | Broiler | E1 | Utility - Cost of Operation | 0.075015 | 0.074212 | 0.073438 | 0.072697 | 0.07288 | 0.073666 | 0.074809 | 0.076082 | 0.077309 | 0.078356 | 0.079208 | 0.079818 | 0.080164 | 0.080125 | 0.07969 | 0.078856 | 0.077635 | 0.076096 | 0.074257 | 0.072071 | 0.069508 | 0.066554 | 0.063935 | 0.062252 | 0.061544 | 0.061846 | 0.062149
F5_Commercial_Office_Existing_Food Preparation_Natural Gas_Broiler_E2 | F5 | Commercial | Office | Existing | Food Preparation | Natural Gas | Broiler | E2 | Utility - Cost of Operation | 0.048224 | 0.047708 | 0.04721 | 0.046733 | 0.046851 | 0.047357 | 0.048091 | 0.04891 | 0.049699 | 0.050372 | 0.050919 | 0.051311 | 0.051534 | 0.051509 | 0.051229 | 0.050693 | 0.049908 | 0.048919 | 0.047736 | 0.046331 | 0.044684 | 0.042785 | 0.041101 | 0.040019 | 0.039564 | 0.039758 | 0.039953
F5_Commercial_Office_Existing_Food Preparation_Natural Gas_Broiler_E3 | F5 | Commercial | Office | Existing | Food Preparation | Natural Gas | Broiler | E3 | Utility - Cost of Operation | 0 | 0 | 0 | 0 | 0 | 0 | 0 | 0 | 0 | 0 | 0 | 0 | 0 | 0 | 0 | 0 | 0 | 0 | 0 | 0 | 0 | 0 | 0 | 0 | 0 | 0 | 0
F5_Commercial_Office_Existing_Food Preparation_Natural Gas_Broiler_E4 | F5 | Commercial | Office | Existing | Food Preparation | Natural Gas | Broiler | E4 | Utility - Cost of Operation | 0 | 0 | 0 | 0 | 0 | 0 | 0 | 0 | 0 | 0 | 0 | 0 | 0 | 0 | 0 | 0 | 0 | 0 | 0 | 0 | 0 | 0 | 0 | 0 | 0 | 0 | 0
F5_Commercial_Office_Existing_Food Preparation_Natural Gas_Broiler_E5 | F5 | Commercial | Office | Existing | Food Preparation | Natural Gas | Broiler | E5 | Utility - Cost of Operation | 0 | 0 | 0 | 0 | 0 | 0 | 0 | 0 | 0 | 0 | 0 | 0 | 0 | 0 | 0 | 0 | 0 | 0 | 0 | 0 | 0 | 0 | 0 | 0 | 0 | 0 | 0
F5_Commercial_Office_Existing_Food Preparation_Natural Gas_Broiler_E6 | F5 | Commercial | Office | Existing | Food Preparation | Natural Gas | Broiler | E6 | Utility - Cost of Operation | 0 | 0 | 0 | 0 | 0 | 0 | 0 | 0 | 0 | 0 | 0 | 0 | 0 | 0 | 0 | 0 | 0 | 0 | 0 | 0 | 0 | 0 | 0 | 0 | 0 | 0 | 0
F5_Commercial_Office_Existing_Food Preparation_Natural Gas_Broiler_E7 | F5 | Commercial | Office | Existing | Food Preparation | Natural Gas | Broiler | E7 | Utility - Cost of Operation | 0 | 0 | 0 | 0 | 0 | 0 | 0 | 0 | 0 | 0 | 0 | 0 | 0 | 0 | 0 | 0 | 0 | 0 | 0 | 0 | 0 | 0 | 0 | 0 | 0 | 0 | 0
F5_Commercial_Office_Existing_Food Preparation_Natural Gas_Broiler_E8 | F5 | Commercial | Office | Existing | Food Preparation | Natural Gas | Broiler | E8 | Utility - Cost of Operation | 0 | 0 | 0 | 0 | 0 | 0 | 0 | 0 | 0 | 0 | 0 | 0 | 0 | 0 | 0 | 0 | 0 | 0 | 0 | 0 | 0 | 0 | 0 | 0 | 0 | 0 | 0
F5_Commercial_Office_Existing_Food Preparation_Natural Gas_Broiler_E9 | F5 | Commercial | Office | Existing | Food Preparation | Natural Gas | Broiler | E9 | Utility - Cost of Operation | 0 | 0 | 0 | 0 | 0 | 0 | 0 | 0 | 0 | 0 | 0 | 0 | 0 | 0 | 0 | 0 | 0 | 0 | 0 | 0 | 0 | 0 | 0 | 0 | 0 | 0 | 0
F5_Commercial_Office_Existing_Food Preparation_Natural Gas_Broiler_E10 | F5 | Commercial | Office | Existing | Food Preparation | Natural Gas | Broiler | E10 | Utility - Cost of Operation | 0 | 0 | 0 | 0 | 0 | 0 | 0 | 0 | 0 | 0 | 0 | 0 | 0 | 0 | 0 | 0 | 0 | 0 | 0 | 0 | 0 | 0 | 0 | 0 | 0 | 0 | 0
F6_Commercial_Office_Existing_Food Preparation_Natural Gas_Broiler_E1 | F6 | Commercial | Office | Existing | Food Preparation | Natural Gas | Broiler | E1 | Utility - Value of Sales | 0 | 0 | 0 | 0 | 0 | 0 | 0 | 0 | 0 | 0 | 0 | 0 | 0 | 0 | 0 | 0 | 0 | 0 | 0 | 0 | 0 | 0 | 0 | 0 | 0 | 0 | 0
F6_Commercial_Office_Existing_Food Preparation_Natural Gas_Broiler_E2 | F6 | Commercial | Office | Existing | Food Preparation | Natural Gas | Broiler | E2 | Utility - Value of Sales | 0 | 0 | 0 | 0 | 0 | 0 | 0 | 0 | 0 | 0 | 0 | 0 | 0 | 0 | 0 | 0 | 0 | 0 | 0 | 0 | 0 | 0 | 0 | 0 | 0 | 0 | 0
F6_Commercial_Office_Existing_Food Preparation_Natural Gas_Broiler_E3 | F6 | Commercial | Office | Existing | Food Preparation | Natural Gas | Broiler | E3 | Utility - Value of Sales | 0 | 0 | 0 | 0 | 0 | 0 | 0 | 0 | 0 | 0 | 0 | 0 | 0 | 0 | 0 | 0 | 0 | 0 | 0 | 0 | 0 | 0 | 0 | 0 | 0 | 0 | 0
F6_Commercial_Office_Existing_Food Preparation_Natural Gas_Broiler_E4 | F6 | Commercial | Office | Existing | Food Preparation | Natural Gas | Broiler | E4 | Utility - Value of Sales | 0 | 0 | 0 | 0 | 0 | 0 | 0 | 0 | 0 | 0 | 0 | 0 | 0 | 0 | 0 | 0 | 0 | 0 | 0 | 0 | 0 | 0 | 0 | 0 | 0 | 0 | 0
F6_Commercial_Office_Existing_Food Preparation_Natural Gas_Broiler_E5 | F6 | Commercial | Office | Existing | Food Preparation | Natural Gas | Broiler | E5 | Utility - Value of Sales | 0 | 0 | 0 | 0 | 0 | 0 | 0 | 0 | 0 | 0 | 0 | 0 | 0 | 0 | 0 | 0 | 0 | 0 | 0 | 0 | 0 | 0 | 0 | 0 | 0 | 0 | 0
F6_Commercial_Office_Existing_Food Preparation_Natural Gas_Broiler_E6 | F6 | Commercial | Office | Existing | Food Preparation | Natural Gas | Broiler | E6 | Utility - Value of Sales | 0 | 0 | 0 | 0 | 0 | 0 | 0 | 0 | 0 | 0 | 0 | 0 | 0 | 0 | 0 | 0 | 0 | 0 | 0 | 0 | 0 | 0 | 0 | 0 | 0 | 0 | 0
F6_Commercial_Office_Existing_Food Preparation_Natural Gas_Broiler_E7 | F6 | Commercial | Office | Existing | Food Preparation | Natural Gas | Broiler | E7 | Utility - Value of Sales | 0 | 0 | 0 | 0 | 0 | 0 | 0 | 0 | 0 | 0 | 0 | 0 | 0 | 0 | 0 | 0 | 0 | 0 | 0 | 0 | 0 | 0 | 0 | 0 | 0 | 0 | 0
F6_Commercial_Office_Existing_Food Preparation_Natural Gas_Broiler_E8 | F6 | Commercial | Office | Existing | Food Preparation | Natural Gas | Broiler | E8 | Utility - Value of Sales | 0 | 0 | 0 | 0 | 0 | 0 | 0 | 0 | 0 | 0 | 0 | 0 | 0 | 0 | 0 | 0 | 0 | 0 | 0 | 0 | 0 | 0 | 0 | 0 | 0 | 0 | 0
F6_Commercial_Office_Existing_Food Preparation_Natural Gas_Broiler_E9 | F6 | Commercial | Office | Existing | Food Preparation | Natural Gas | Broiler | E9 | Utility - Value of Sales | 0 | 0 | 0 | 0 | 0 | 0 | 0 | 0 | 0 | 0 | 0 | 0 | 0 | 0 | 0 | 0 | 0 | 0 | 0 | 0 | 0 | 0 | 0 | 0 | 0 | 0 | 0
F6_Commercial_Office_Existing_Food Preparation_Natural Gas_Broiler_E10 | F6 | Commercial | Office | Existing | Food Preparation | Natural Gas | Broiler | E10 | Utility - Value of Sales | 0 | 0 | 0 | 0 | 0 | 0 | 0 | 0 | 0 | 0 | 0 | 0 | 0 | 0 | 0 | 0 | 0 | 0 | 0 | 0 | 0 | 0 | 0 | 0 | 0 | 0 | 0
F1_Commercial_Office_Existing_Food Preparation_Natural Gas_Griddle_E1 | F1 | Commercial | Office | Existing | Food Preparation | Natural Gas | Griddle | E1 | RVT - Cost of Equipment | 0.023134 | 0.023134 | 0.023134 | 0.023134 | 0.023134 | 0.023134 | 0.023134 | 0.023134 | 0.023134 | 0.023134 | 0.023134 | 0.023134 | 0.023134 | 0.023134 | 0.023134 | 0.023134 | 0.023134 | 0.023134 | 0.023134 | 0.023134 | 0.023134 | 0.023134 | 0.023134 | 0.023134 | 0.023134 | 0.023134 | 0.023134
F1_Commercial_Office_Existing_Food Preparation_Natural Gas_Griddle_E2 | F1 | Commercial | Office | Existing | Food Preparation | Natural Gas | Griddle | E2 | RVT - Cost of Equipment | 0.02875 | 0.02875 | 0.02875 | 0.02875 | 0.02875 | 0.02875 | 0.02875 | 0.02875 | 0.02875 | 0.02875 | 0.02875 | 0.02875 | 0.02875 | 0.02875 | 0.02875 | 0.02875 | 0.02875 | 0.02875 | 0.02875 | 0.02875 | 0.02875 | 0.02875 | 0.02875 | 0.02875 | 0.02875 | 0.02875 | 0.02875
F1_Commercial_Office_Existing_Food Preparation_Natural Gas_Griddle_E3 | F1 | Commercial | Office | Existing | Food Preparation | Natural Gas | Griddle | E3 | RVT - Cost of Equipment | 0 | 0 | 0 | 0 | 0 | 0 | 0 | 0 | 0 | 0 | 0 | 0 | 0 | 0 | 0 | 0 | 0 | 0 | 0 | 0 | 0 | 0 | 0 | 0 | 0 | 0 | 0
F1_Commercial_Office_Existing_Food Preparation_Natural Gas_Griddle_E4 | F1 | Commercial | Office | Existing | Food Preparation | Natural Gas | Griddle | E4 | RVT - Cost of Equipment | 0 | 0 | 0 | 0 | 0 | 0 | 0 | 0 | 0 | 0 | 0 | 0 | 0 | 0 | 0 | 0 | 0 | 0 | 0 | 0 | 0 | 0 | 0 | 0 | 0 | 0 | 0
F1_Commercial_Office_Existing_Food Preparation_Natural Gas_Griddle_E5 | F1 | Commercial | Office | Existing | Food Preparation | Natural Gas | Griddle | E5 | RVT - Cost of Equipment | 0 | 0 | 0 | 0 | 0 | 0 | 0 | 0 | 0 | 0 | 0 | 0 | 0 | 0 | 0 | 0 | 0 | 0 | 0 | 0 | 0 | 0 | 0 | 0 | 0 | 0 | 0
F1_Commercial_Office_Existing_Food Preparation_Natural Gas_Griddle_E6 | F1 | Commercial | Office | Existing | Food Preparation | Natural Gas | Griddle | E6 | RVT - Cost of Equipment | 0 | 0 | 0 | 0 | 0 | 0 | 0 | 0 | 0 | 0 | 0 | 0 | 0 | 0 | 0 | 0 | 0 | 0 | 0 | 0 | 0 | 0 | 0 | 0 | 0 | 0 | 0
F1_Commercial_Office_Existing_Food Preparation_Natural Gas_Griddle_E7 | F1 | Commercial | Office | Existing | Food Preparation | Natural Gas | Griddle | E7 | RVT - Cost of Equipment | 0 | 0 | 0 | 0 | 0 | 0 | 0 | 0 | 0 | 0 | 0 | 0 | 0 | 0 | 0 | 0 | 0 | 0 | 0 | 0 | 0 | 0 | 0 | 0 | 0 | 0 | 0
F1_Commercial_Office_Existing_Food Preparation_Natural Gas_Griddle_E8 | F1 | Commercial | Office | Existing | Food Preparation | Natural Gas | Griddle | E8 | RVT - Cost of Equipment | 0 | 0 | 0 | 0 | 0 | 0 | 0 | 0 | 0 | 0 | 0 | 0 | 0 | 0 | 0 | 0 | 0 | 0 | 0 | 0 | 0 | 0 | 0 | 0 | 0 | 0 | 0
F1_Commercial_Office_Existing_Food Preparation_Natural Gas_Griddle_E9 | F1 | Commercial | Office | Existing | Food Preparation | Natural Gas | Griddle | E9 | RVT - Cost of Equipment | 0 | 0 | 0 | 0 | 0 | 0 | 0 | 0 | 0 | 0 | 0 | 0 | 0 | 0 | 0 | 0 | 0 | 0 | 0 | 0 | 0 | 0 | 0 | 0 | 0 | 0 | 0
F1_Commercial_Office_Existing_Food Preparation_Natural Gas_Griddle_E10 | F1 | Commercial | Office | Existing | Food Preparation | Natural Gas | Griddle | E10 | RVT - Cost of Equipment | 0 | 0 | 0 | 0 | 0 | 0 | 0 | 0 | 0 | 0 | 0 | 0 | 0 | 0 | 0 | 0 | 0 | 0 | 0 | 0 | 0 | 0 | 0 | 0 | 0 | 0 | 0
F2_Commercial_Office_Existing_Food Preparation_Natural Gas_Griddle_E1 | F2 | Commercial | Office | Existing | Food Preparation | Natural Gas | Griddle | E1 | RVT - Cost of Operation | 0 | 0 | 0 | 0 | 0 | 0 | 0 | 0 | 0 | 0 | 0 | 0 | 0 | 0 | 0 | 0 | 0 | 0 | 0 | 0 | 0 | 0 | 0 | 0 | 0 | 0 | 0
F2_Commercial_Office_Existing_Food Preparation_Natural Gas_Griddle_E2 | F2 | Commercial | Office | Existing | Food Preparation | Natural Gas | Griddle | E2 | RVT - Cost of Operation | 0 | 0 | 0 | 0 | 0 | 0 | 0 | 0 | 0 | 0 | 0 | 0 | 0 | 0 | 0 | 0 | 0 | 0 | 0 | 0 | 0 | 0 | 0 | 0 | 0 | 0 | 0
F2_Commercial_Office_Existing_Food Preparation_Natural Gas_Griddle_E3 | F2 | Commercial | Office | Existing | Food Preparation | Natural Gas | Griddle | E3 | RVT - Cost of Operation | 0 | 0 | 0 | 0 | 0 | 0 | 0 | 0 | 0 | 0 | 0 | 0 | 0 | 0 | 0 | 0 | 0 | 0 | 0 | 0 | 0 | 0 | 0 | 0 | 0 | 0 | 0
F2_Commercial_Office_Existing_Food Preparation_Natural Gas_Griddle_E4 | F2 | Commercial | Office | Existing | Food Preparation | Natural Gas | Griddle | E4 | RVT - Cost of Operation | 0 | 0 | 0 | 0 | 0 | 0 | 0 | 0 | 0 | 0 | 0 | 0 | 0 | 0 | 0 | 0 | 0 | 0 | 0 | 0 | 0 | 0 | 0 | 0 | 0 | 0 | 0
F2_Commercial_Office_Existing_Food Preparation_Natural Gas_Griddle_E5 | F2 | Commercial | Office | Existing | Food Preparation | Natural Gas | Griddle | E5 | RVT - Cost of Operation | 0 | 0 | 0 | 0 | 0 | 0 | 0 | 0 | 0 | 0 | 0 | 0 | 0 | 0 | 0 | 0 | 0 | 0 | 0 | 0 | 0 | 0 | 0 | 0 | 0 | 0 | 0
F2_Commercial_Office_Existing_Food Preparation_Natural Gas_Griddle_E6 | F2 | Commercial | Office | Existing | Food Preparation | Natural Gas | Griddle | E6 | RVT - Cost of Operation | 0 | 0 | 0 | 0 | 0 | 0 | 0 | 0 | 0 | 0 | 0 | 0 | 0 | 0 | 0 | 0 | 0 | 0 | 0 | 0 | 0 | 0 | 0 | 0 | 0 | 0 | 0
F2_Commercial_Office_Existing_Food Preparation_Natural Gas_Griddle_E7 | F2 | Commercial | Office | Existing | Food Preparation | Natural Gas | Griddle | E7 | RVT - Cost of Operation | 0 | 0 | 0 | 0 | 0 | 0 | 0 | 0 | 0 | 0 | 0 | 0 | 0 | 0 | 0 | 0 | 0 | 0 | 0 | 0 | 0 | 0 | 0 | 0 | 0 | 0 | 0
F2_Commercial_Office_Existing_Food Preparation_Natural Gas_Griddle_E8 | F2 | Commercial | Office | Existing | Food Preparation | Natural Gas | Griddle | E8 | RVT - Cost of Operation | 0 | 0 | 0 | 0 | 0 | 0 | 0 | 0 | 0 | 0 | 0 | 0 | 0 | 0 | 0 | 0 | 0 | 0 | 0 | 0 | 0 | 0 | 0 | 0 | 0 | 0 | 0
F2_Commercial_Office_Existing_Food Preparation_Natural Gas_Griddle_E9 | F2 | Commercial | Office | Existing | Food Preparation | Natural Gas | Griddle | E9 | RVT - Cost of Operation | 0 | 0 | 0 | 0 | 0 | 0 | 0 | 0 | 0 | 0 | 0 | 0 | 0 | 0 | 0 | 0 | 0 | 0 | 0 | 0 | 0 | 0 | 0 | 0 | 0 | 0 | 0
F2_Commercial_Office_Existing_Food Preparation_Natural Gas_Griddle_E10 | F2 | Commercial | Office | Existing | Food Preparation | Natural Gas | Griddle | E10 | RVT - Cost of Operation | 0 | 0 | 0 | 0 | 0 | 0 | 0 | 0 | 0 | 0 | 0 | 0 | 0 | 0 | 0 | 0 | 0 | 0 | 0 | 0 | 0 | 0 | 0 | 0 | 0 | 0 | 0
F3_Commercial_Office_Existing_Food Preparation_Natural Gas_Griddle_E1 | F3 | Commercial | Office | Existing | Food Preparation | Natural Gas | Griddle | E1 | System - kBTUs of Consumption | 3.9269 | 3.9269 | 3.9269 | 3.9269 | 3.9269 | 3.9269 | 3.9269 | 3.9269 | 3.9269 | 3.9269 | 3.9269 | 3.9269 | 3.9269 | 3.9269 | 3.9269 | 3.9269 | 3.9269 | 3.9269 | 3.9269 | 3.9269 | 3.9269 | 3.9269 | 3.9269 | 3.9269 | 3.9269 | 3.9269 | 3.9269
F3_Commercial_Office_Existing_Food Preparation_Natural Gas_Griddle_E2 | F3 | Commercial | Office | Existing | Food Preparation | Natural Gas | Griddle | E2 | System - kBTUs of Consumption | 3.3916 | 3.3916 | 3.3916 | 3.3916 | 3.3916 | 3.3916 | 3.3916 | 3.3916 | 3.3916 | 3.3916 | 3.3916 | 3.3916 | 3.3916 | 3.3916 | 3.3916 | 3.3916 | 3.3916 | 3.3916 | 3.3916 | 3.3916 | 3.3916 | 3.3916 | 3.3916 | 3.3916 | 3.3916 | 3.3916 | 3.3916
F3_Commercial_Office_Existing_Food Preparation_Natural Gas_Griddle_E3 | F3 | Commercial | Office | Existing | Food Preparation | Natural Gas | Griddle | E3 | System - kBTUs of Consumption | 0 | 0 | 0 | 0 | 0 | 0 | 0 | 0 | 0 | 0 | 0 | 0 | 0 | 0 | 0 | 0 | 0 | 0 | 0 | 0 | 0 | 0 | 0 | 0 | 0 | 0 | 0
F3_Commercial_Office_Existing_Food Preparation_Natural Gas_Griddle_E4 | F3 | Commercial | Office | Existing | Food Preparation | Natural Gas | Griddle | E4 | System - kBTUs of Consumption | 0 | 0 | 0 | 0 | 0 | 0 | 0 | 0 | 0 | 0 | 0 | 0 | 0 | 0 | 0 | 0 | 0 | 0 | 0 | 0 | 0 | 0 | 0 | 0 | 0 | 0 | 0
F3_Commercial_Office_Existing_Food Preparation_Natural Gas_Griddle_E5 | F3 | Commercial | Office | Existing | Food Preparation | Natural Gas | Griddle | E5 | System - kBTUs of Consumption | 0 | 0 | 0 | 0 | 0 | 0 | 0 | 0 | 0 | 0 | 0 | 0 | 0 | 0 | 0 | 0 | 0 | 0 | 0 | 0 | 0 | 0 | 0 | 0 | 0 | 0 | 0
F3_Commercial_Office_Existing_Food Preparation_Natural Gas_Griddle_E6 | F3 | Commercial | Office | Existing | Food Preparation | Natural Gas | Griddle | E6 | System - kBTUs of Consumption | 0 | 0 | 0 | 0 | 0 | 0 | 0 | 0 | 0 | 0 | 0 | 0 | 0 | 0 | 0 | 0 | 0 | 0 | 0 | 0 | 0 | 0 | 0 | 0 | 0 | 0 | 0
F3_Commercial_Office_Existing_Food Preparation_Natural Gas_Griddle_E7 | F3 | Commercial | Office | Existing | Food Preparation | Natural Gas | Griddle | E7 | System - kBTUs of Consumption | 0 | 0 | 0 | 0 | 0 | 0 | 0 | 0 | 0 | 0 | 0 | 0 | 0 | 0 | 0 | 0 | 0 | 0 | 0 | 0 | 0 | 0 | 0 | 0 | 0 | 0 | 0
F3_Commercial_Office_Existing_Food Preparation_Natural Gas_Griddle_E8 | F3 | Commercial | Office | Existing | Food Preparation | Natural Gas | Griddle | E8 | System - kBTUs of Consumption | 0 | 0 | 0 | 0 | 0 | 0 | 0 | 0 | 0 | 0 | 0 | 0 | 0 | 0 | 0 | 0 | 0 | 0 | 0 | 0 | 0 | 0 | 0 | 0 | 0 | 0 | 0
F3_Commercial_Office_Existing_Food Preparation_Natural Gas_Griddle_E9 | F3 | Commercial | Office | Existing | Food Preparation | Natural Gas | Griddle | E9 | System - kBTUs of Consumption | 0 | 0 | 0 | 0 | 0 | 0 | 0 | 0 | 0 | 0 | 0 | 0 | 0 | 0 | 0 | 0 | 0 | 0 | 0 | 0 | 0 | 0 | 0 | 0 | 0 | 0 | 0
F3_Commercial_Office_Existing_Food Preparation_Natural Gas_Griddle_E10 | F3 | Commercial | Office | Existing | Food Preparation | Natural Gas | Griddle | E10 | System - kBTUs of Consumption | 0 | 0 | 0 | 0 | 0 | 0 | 0 | 0 | 0 | 0 | 0 | 0 | 0 | 0 | 0 | 0 | 0 | 0 | 0 | 0 | 0 | 0 | 0 | 0 | 0 | 0 | 0
F4_Commercial_Office_Existing_Food Preparation_Natural Gas_Griddle_E1 | F4 | Commercial | Office | Existing | Food Preparation | Natural Gas | Griddle | E1 | Utility - Cost of Equipment | 0.023134 | 0.023134 | 0.023134 | 0.023134 | 0.023134 | 0.023134 | 0.023134 | 0.023134 | 0.023134 | 0.023134 | 0.023134 | 0.023134 | 0.023134 | 0.023134 | 0.023134 | 0.023134 | 0.023134 | 0.023134 | 0.023134 | 0.023134 | 0.023134 | 0.023134 | 0.023134 | 0.023134 | 0.023134 | 0.023134 | 0.023134
F4_Commercial_Office_Existing_Food Preparation_Natural Gas_Griddle_E2 | F4 | Commercial | Office | Existing | Food Preparation | Natural Gas | Griddle | E2 | Utility - Cost of Equipment | 0.02875 | 0.02875 | 0.02875 | 0.02875 | 0.02875 | 0.02875 | 0.02875 | 0.02875 | 0.02875 | 0.02875 | 0.02875 | 0.02875 | 0.02875 | 0.02875 | 0.02875 | 0.02875 | 0.02875 | 0.02875 | 0.02875 | 0.02875 | 0.02875 | 0.02875 | 0.02875 | 0.02875 | 0.02875 | 0.02875 | 0.02875
F4_Commercial_Office_Existing_Food Preparation_Natural Gas_Griddle_E3 | F4 | Commercial | Office | Existing | Food Preparation | Natural Gas | Griddle | E3 | Utility - Cost of Equipment | 0 | 0 | 0 | 0 | 0 | 0 | 0 | 0 | 0 | 0 | 0 | 0 | 0 | 0 | 0 | 0 | 0 | 0 | 0 | 0 | 0 | 0 | 0 | 0 | 0 | 0 | 0
F4_Commercial_Office_Existing_Food Preparation_Natural Gas_Griddle_E4 | F4 | Commercial | Office | Existing | Food Preparation | Natural Gas | Griddle | E4 | Utility - Cost of Equipment | 0 | 0 | 0 | 0 | 0 | 0 | 0 | 0 | 0 | 0 | 0 | 0 | 0 | 0 | 0 | 0 | 0 | 0 | 0 | 0 | 0 | 0 | 0 | 0 | 0 | 0 | 0
F4_Commercial_Office_Existing_Food Preparation_Natural Gas_Griddle_E5 | F4 | Commercial | Office | Existing | Food Preparation | Natural Gas | Griddle | E5 | Utility - Cost of Equipment | 0 | 0 | 0 | 0 | 0 | 0 | 0 | 0 | 0 | 0 | 0 | 0 | 0 | 0 | 0 | 0 | 0 | 0 | 0 | 0 | 0 | 0 | 0 | 0 | 0 | 0 | 0
F4_Commercial_Office_Existing_Food Preparation_Natural Gas_Griddle_E6 | F4 | Commercial | Office | Existing | Food Preparation | Natural Gas | Griddle | E6 | Utility - Cost of Equipment | 0 | 0 | 0 | 0 | 0 | 0 | 0 | 0 | 0 | 0 | 0 | 0 | 0 | 0 | 0 | 0 | 0 | 0 | 0 | 0 | 0 | 0 | 0 | 0 | 0 | 0 | 0
F4_Commercial_Office_Existing_Food Preparation_Natural Gas_Griddle_E7 | F4 | Commercial | Office | Existing | Food Preparation | Natural Gas | Griddle | E7 | Utility - Cost of Equipment | 0 | 0 | 0 | 0 | 0 | 0 | 0 | 0 | 0 | 0 | 0 | 0 | 0 | 0 | 0 | 0 | 0 | 0 | 0 | 0 | 0 | 0 | 0 | 0 | 0 | 0 | 0
F4_Commercial_Office_Existing_Food Preparation_Natural Gas_Griddle_E8 | F4 | Commercial | Office | Existing | Food Preparation | Natural Gas | Griddle | E8 | Utility - Cost of Equipment | 0 | 0 | 0 | 0 | 0 | 0 | 0 | 0 | 0 | 0 | 0 | 0 | 0 | 0 | 0 | 0 | 0 | 0 | 0 | 0 | 0 | 0 | 0 | 0 | 0 | 0 | 0
F4_Commercial_Office_Existing_Food Preparation_Natural Gas_Griddle_E9 | F4 | Commercial | Office | Existing | Food Preparation | Natural Gas | Griddle | E9 | Utility - Cost of Equipment | 0 | 0 | 0 | 0 | 0 | 0 | 0 | 0 | 0 | 0 | 0 | 0 | 0 | 0 | 0 | 0 | 0 | 0 | 0 | 0 | 0 | 0 | 0 | 0 | 0 | 0 | 0
F4_Commercial_Office_Existing_Food Preparation_Natural Gas_Griddle_E10 | F4 | Commercial | Office | Existing | Food Preparation | Natural Gas | Griddle | E10 | Utility - Cost of Equipment | 0 | 0 | 0 | 0 | 0 | 0 | 0 | 0 | 0 | 0 | 0 | 0 | 0 | 0 | 0 | 0 | 0 | 0 | 0 | 0 | 0 | 0 | 0 | 0 | 0 | 0 | 0
F5_Commercial_Office_Existing_Food Preparation_Natural Gas_Griddle_E1 | F5 | Commercial | Office | Existing | Food Preparation | Natural Gas | Griddle | E1 | Utility - Cost of Operation | 0.053599 | 0.053025 | 0.052471 | 0.051942 | 0.052073 | 0.052635 | 0.053451 | 0.054361 | 0.055238 | 0.055986 | 0.056594 | 0.05703 | 0.057277 | 0.05725 | 0.056939 | 0.056343 | 0.055471 | 0.054371 | 0.053057 | 0.051495 | 0.049664 | 0.047553 | 0.045682 | 0.044479 | 0.043974 | 0.044189 | 0.044406
F5_Commercial_Office_Existing_Food Preparation_Natural Gas_Griddle_E2 | F5 | Commercial | Office | Existing | Food Preparation | Natural Gas | Griddle | E2 | Utility - Cost of Operation | 0.046291 | 0.045796 | 0.045318 | 0.044861 | 0.044974 | 0.045459 | 0.046164 | 0.04695 | 0.047707 | 0.048353 | 0.048879 | 0.049255 | 0.049469 | 0.049445 | 0.049176 | 0.048662 | 0.047908 | 0.046958 | 0.045823 | 0.044474 | 0.042893 | 0.04107 | 0.039454 | 0.038415 | 0.037979 | 0.038165 | 0.038352
F5_Commercial_Office_Existing_Food Preparation_Natural Gas_Griddle_E3 | F5 | Commercial | Office | Existing | Food Preparation | Natural Gas | Griddle | E3 | Utility - Cost of Operation | 0 | 0 | 0 | 0 | 0 | 0 | 0 | 0 | 0 | 0 | 0 | 0 | 0 | 0 | 0 | 0 | 0 | 0 | 0 | 0 | 0 | 0 | 0 | 0 | 0 | 0 | 0
F5_Commercial_Office_Existing_Food Preparation_Natural Gas_Griddle_E4 | F5 | Commercial | Office | Existing | Food Preparation | Natural Gas | Griddle | E4 | Utility - Cost of Operation | 0 | 0 | 0 | 0 | 0 | 0 | 0 | 0 | 0 | 0 | 0 | 0 | 0 | 0 | 0 | 0 | 0 | 0 | 0 | 0 | 0 | 0 | 0 | 0 | 0 | 0 | 0
F5_Commercial_Office_Existing_Food Preparation_Natural Gas_Griddle_E5 | F5 | Commercial | Office | Existing | Food Preparation | Natural Gas | Griddle | E5 | Utility - Cost of Operation | 0 | 0 | 0 | 0 | 0 | 0 | 0 | 0 | 0 | 0 | 0 | 0 | 0 | 0 | 0 | 0 | 0 | 0 | 0 | 0 | 0 | 0 | 0 | 0 | 0 | 0 | 0
F5_Commercial_Office_Existing_Food Preparation_Natural Gas_Griddle_E6 | F5 | Commercial | Office | Existing | Food Preparation | Natural Gas | Griddle | E6 | Utility - Cost of Operation | 0 | 0 | 0 | 0 | 0 | 0 | 0 | 0 | 0 | 0 | 0 | 0 | 0 | 0 | 0 | 0 | 0 | 0 | 0 | 0 | 0 | 0 | 0 | 0 | 0 | 0 | 0
F5_Commercial_Office_Existing_Food Preparation_Natural Gas_Griddle_E7 | F5 | Commercial | Office | Existing | Food Preparation | Natural Gas | Griddle | E7 | Utility - Cost of Operation | 0 | 0 | 0 | 0 | 0 | 0 | 0 | 0 | 0 | 0 | 0 | 0 | 0 | 0 | 0 | 0 | 0 | 0 | 0 | 0 | 0 | 0 | 0 | 0 | 0 | 0 | 0
F5_Commercial_Office_Existing_Food Preparation_Natural Gas_Griddle_E8 | F5 | Commercial | Office | Existing | Food Preparation | Natural Gas | Griddle | E8 | Utility - Cost of Operation | 0 | 0 | 0 | 0 | 0 | 0 | 0 | 0 | 0 | 0 | 0 | 0 | 0 | 0 | 0 | 0 | 0 | 0 | 0 | 0 | 0 | 0 | 0 | 0 | 0 | 0 | 0
F5_Commercial_Office_Existing_Food Preparation_Natural Gas_Griddle_E9 | F5 | Commercial | Office | Existing | Food Preparation | Natural Gas | Griddle | E9 | Utility - Cost of Operation | 0 | 0 | 0 | 0 | 0 | 0 | 0 | 0 | 0 | 0 | 0 | 0 | 0 | 0 | 0 | 0 | 0 | 0 | 0 | 0 | 0 | 0 | 0 | 0 | 0 | 0 | 0
F5_Commercial_Office_Existing_Food Preparation_Natural Gas_Griddle_E10 | F5 | Commercial | Office | Existing | Food Preparation | Natural Gas | Griddle | E10 | Utility - Cost of Operation | 0 | 0 | 0 | 0 | 0 | 0 | 0 | 0 | 0 | 0 | 0 | 0 | 0 | 0 | 0 | 0 | 0 | 0 | 0 | 0 | 0 | 0 | 0 | 0 | 0 | 0 | 0
F6_Commercial_Office_Existing_Food Preparation_Natural Gas_Griddle_E1 | F6 | Commercial | Office | Existing | Food Preparation | Natural Gas | Griddle | E1 | Utility - Value of Sales | 0 | 0 | 0 | 0 | 0 | 0 | 0 | 0 | 0 | 0 | 0 | 0 | 0 | 0 | 0 | 0 | 0 | 0 | 0 | 0 | 0 | 0 | 0 | 0 | 0 | 0 | 0
F6_Commercial_Office_Existing_Food Preparation_Natural Gas_Griddle_E2 | F6 | Commercial | Office | Existing | Food Preparation | Natural Gas | Griddle | E2 | Utility - Value of Sales | 0 | 0 | 0 | 0 | 0 | 0 | 0 | 0 | 0 | 0 | 0 | 0 | 0 | 0 | 0 | 0 | 0 | 0 | 0 | 0 | 0 | 0 | 0 | 0 | 0 | 0 | 0
F6_Commercial_Office_Existing_Food Preparation_Natural Gas_Griddle_E3 | F6 | Commercial | Office | Existing | Food Preparation | Natural Gas | Griddle | E3 | Utility - Value of Sales | 0 | 0 | 0 | 0 | 0 | 0 | 0 | 0 | 0 | 0 | 0 | 0 | 0 | 0 | 0 | 0 | 0 | 0 | 0 | 0 | 0 | 0 | 0 | 0 | 0 | 0 | 0
F6_Commercial_Office_Existing_Food Preparation_Natural Gas_Griddle_E4 | F6 | Commercial | Office | Existing | Food Preparation | Natural Gas | Griddle | E4 | Utility - Value of Sales | 0 | 0 | 0 | 0 | 0 | 0 | 0 | 0 | 0 | 0 | 0 | 0 | 0 | 0 | 0 | 0 | 0 | 0 | 0 | 0 | 0 | 0 | 0 | 0 | 0 | 0 | 0
F6_Commercial_Office_Existing_Food Preparation_Natural Gas_Griddle_E5 | F6 | Commercial | Office | Existing | Food Preparation | Natural Gas | Griddle | E5 | Utility - Value of Sales | 0 | 0 | 0 | 0 | 0 | 0 | 0 | 0 | 0 | 0 | 0 | 0 | 0 | 0 | 0 | 0 | 0 | 0 | 0 | 0 | 0 | 0 | 0 | 0 | 0 | 0 | 0
F6_Commercial_Office_Existing_Food Preparation_Natural Gas_Griddle_E6 | F6 | Commercial | Office | Existing | Food Preparation | Natural Gas | Griddle | E6 | Utility - Value of Sales | 0 | 0 | 0 | 0 | 0 | 0 | 0 | 0 | 0 | 0 | 0 | 0 | 0 | 0 | 0 | 0 | 0 | 0 | 0 | 0 | 0 | 0 | 0 | 0 | 0 | 0 | 0
F6_Commercial_Office_Existing_Food Preparation_Natural Gas_Griddle_E7 | F6 | Commercial | Office | Existing | Food Preparation | Natural Gas | Griddle | E7 | Utility - Value of Sales | 0 | 0 | 0 | 0 | 0 | 0 | 0 | 0 | 0 | 0 | 0 | 0 | 0 | 0 | 0 | 0 | 0 | 0 | 0 | 0 | 0 | 0 | 0 | 0 | 0 | 0 | 0
F6_Commercial_Office_Existing_Food Preparation_Natural Gas_Griddle_E8 | F6 | Commercial | Office | Existing | Food Preparation | Natural Gas | Griddle | E8 | Utility - Value of Sales | 0 | 0 | 0 | 0 | 0 | 0 | 0 | 0 | 0 | 0 | 0 | 0 | 0 | 0 | 0 | 0 | 0 | 0 | 0 | 0 | 0 | 0 | 0 | 0 | 0 | 0 | 0
F6_Commercial_Office_Existing_Food Preparation_Natural Gas_Griddle_E9 | F6 | Commercial | Office | Existing | Food Preparation | Natural Gas | Griddle | E9 | Utility - Value of Sales | 0 | 0 | 0 | 0 | 0 | 0 | 0 | 0 | 0 | 0 | 0 | 0 | 0 | 0 | 0 | 0 | 0 | 0 | 0 | 0 | 0 | 0 | 0 | 0 | 0 | 0 | 0
F6_Commercial_Office_Existing_Food Preparation_Natural Gas_Griddle_E10 | F6 | Commercial | Office | Existing | Food Preparation | Natural Gas | Griddle | E10 | Utility - Value of Sales | 0 | 0 | 0 | 0 | 0 | 0 | 0 | 0 | 0 | 0 | 0 | 0 | 0 | 0 | 0 | 0 | 0 | 0 | 0 | 0 | 0 | 0 | 0 | 0 | 0 | 0 | 0
F1_Commercial_Office_Existing_Food Preparation_Natural Gas_Range_E1 | F1 | Commercial | Office | Existing | Food Preparation | Natural Gas | Range | E1 | RVT - Cost of Equipment | 0.035413 | 0.035413 | 0.035413 | 0.035413 | 0.035413 | 0.035413 | 0.035413 | 0.035413 | 0.035413 | 0.035413 | 0.035413 | 0.035413 | 0.035413 | 0.035413 | 0.035413 | 0.035413 | 0.035413 | 0.035413 | 0.035413 | 0.035413 | 0.035413 | 0.035413 | 0.035413 | 0.035413 | 0.035413 | 0.035413 | 0.035413
F1_Commercial_Office_Existing_Food Preparation_Natural Gas_Range_E2 | F1 | Commercial | Office | Existing | Food Preparation | Natural Gas | Range | E2 | RVT - Cost of Equipment | 0.035413 | 0.035413 | 0.035413 | 0.035413 | 0.035413 | 0.035413 | 0.035413 | 0.035413 | 0.035413 | 0.035413 | 0.035413 | 0.035413 | 0.035413 | 0.035413 | 0.035413 | 0.035413 | 0.035413 | 0.035413 | 0.035413 | 0.035413 | 0.035413 | 0.035413 | 0.035413 | 0.035413 | 0.035413 | 0.035413 | 0.035413
F1_Commercial_Office_Existing_Food Preparation_Natural Gas_Range_E3 | F1 | Commercial | Office | Existing | Food Preparation | Natural Gas | Range | E3 | RVT - Cost of Equipment | 0 | 0 | 0 | 0 | 0 | 0 | 0 | 0 | 0 | 0 | 0 | 0 | 0 | 0 | 0 | 0 | 0 | 0 | 0 | 0 | 0 | 0 | 0 | 0 | 0 | 0 | 0
F1_Commercial_Office_Existing_Food Preparation_Natural Gas_Range_E4 | F1 | Commercial | Office | Existing | Food Preparation | Natural Gas | Range | E4 | RVT - Cost of Equipment | 0 | 0 | 0 | 0 | 0 | 0 | 0 | 0 | 0 | 0 | 0 | 0 | 0 | 0 | 0 | 0 | 0 | 0 | 0 | 0 | 0 | 0 | 0 | 0 | 0 | 0 | 0
F1_Commercial_Office_Existing_Food Preparation_Natural Gas_Range_E5 | F1 | Commercial | Office | Existing | Food Preparation | Natural Gas | Range | E5 | RVT - Cost of Equipment | 0 | 0 | 0 | 0 | 0 | 0 | 0 | 0 | 0 | 0 | 0 | 0 | 0 | 0 | 0 | 0 | 0 | 0 | 0 | 0 | 0 | 0 | 0 | 0 | 0 | 0 | 0
F1_Commercial_Office_Existing_Food Preparation_Natural Gas_Range_E6 | F1 | Commercial | Office | Existing | Food Preparation | Natural Gas | Range | E6 | RVT - Cost of Equipment | 0 | 0 | 0 | 0 | 0 | 0 | 0 | 0 | 0 | 0 | 0 | 0 | 0 | 0 | 0 | 0 | 0 | 0 | 0 | 0 | 0 | 0 | 0 | 0 | 0 | 0 | 0
F1_Commercial_Office_Existing_Food Preparation_Natural Gas_Range_E7 | F1 | Commercial | Office | Existing | Food Preparation | Natural Gas | Range | E7 | RVT - Cost of Equipment | 0 | 0 | 0 | 0 | 0 | 0 | 0 | 0 | 0 | 0 | 0 | 0 | 0 | 0 | 0 | 0 | 0 | 0 | 0 | 0 | 0 | 0 | 0 | 0 | 0 | 0 | 0
F1_Commercial_Office_Existing_Food Preparation_Natural Gas_Range_E8 | F1 | Commercial | Office | Existing | Food Preparation | Natural Gas | Range | E8 | RVT - Cost of Equipment | 0 | 0 | 0 | 0 | 0 | 0 | 0 | 0 | 0 | 0 | 0 | 0 | 0 | 0 | 0 | 0 | 0 | 0 | 0 | 0 | 0 | 0 | 0 | 0 | 0 | 0 | 0
F1_Commercial_Office_Existing_Food Preparation_Natural Gas_Range_E9 | F1 | Commercial | Office | Existing | Food Preparation | Natural Gas | Range | E9 | RVT - Cost of Equipment | 0 | 0 | 0 | 0 | 0 | 0 | 0 | 0 | 0 | 0 | 0 | 0 | 0 | 0 | 0 | 0 | 0 | 0 | 0 | 0 | 0 | 0 | 0 | 0 | 0 | 0 | 0
F1_Commercial_Office_Existing_Food Preparation_Natural Gas_Range_E10 | F1 | Commercial | Office | Existing | Food Preparation | Natural Gas | Range | E10 | RVT - Cost of Equipment | 0 | 0 | 0 | 0 | 0 | 0 | 0 | 0 | 0 | 0 | 0 | 0 | 0 | 0 | 0 | 0 | 0 | 0 | 0 | 0 | 0 | 0 | 0 | 0 | 0 | 0 | 0
F2_Commercial_Office_Existing_Food Preparation_Natural Gas_Range_E1 | F2 | Commercial | Office | Existing | Food Preparation | Natural Gas | Range | E1 | RVT - Cost of Operation | 0 | 0 | 0 | 0 | 0 | 0 | 0 | 0 | 0 | 0 | 0 | 0 | 0 | 0 | 0 | 0 | 0 | 0 | 0 | 0 | 0 | 0 | 0 | 0 | 0 | 0 | 0
F2_Commercial_Office_Existing_Food Preparation_Natural Gas_Range_E2 | F2 | Commercial | Office | Existing | Food Preparation | Natural Gas | Range | E2 | RVT - Cost of Operation | 0 | 0 | 0 | 0 | 0 | 0 | 0 | 0 | 0 | 0 | 0 | 0 | 0 | 0 | 0 | 0 | 0 | 0 | 0 | 0 | 0 | 0 | 0 | 0 | 0 | 0 | 0
F2_Commercial_Office_Existing_Food Preparation_Natural Gas_Range_E3 | F2 | Commercial | Office | Existing | Food Preparation | Natural Gas | Range | E3 | RVT - Cost of Operation | 0 | 0 | 0 | 0 | 0 | 0 | 0 | 0 | 0 | 0 | 0 | 0 | 0 | 0 | 0 | 0 | 0 | 0 | 0 | 0 | 0 | 0 | 0 | 0 | 0 | 0 | 0
F2_Commercial_Office_Existing_Food Preparation_Natural Gas_Range_E4 | F2 | Commercial | Office | Existing | Food Preparation | Natural Gas | Range | E4 | RVT - Cost of Operation | 0 | 0 | 0 | 0 | 0 | 0 | 0 | 0 | 0 | 0 | 0 | 0 | 0 | 0 | 0 | 0 | 0 | 0 | 0 | 0 | 0 | 0 | 0 | 0 | 0 | 0 | 0
F2_Commercial_Office_Existing_Food Preparation_Natural Gas_Range_E5 | F2 | Commercial | Office | Existing | Food Preparation | Natural Gas | Range | E5 | RVT - Cost of Operation | 0 | 0 | 0 | 0 | 0 | 0 | 0 | 0 | 0 | 0 | 0 | 0 | 0 | 0 | 0 | 0 | 0 | 0 | 0 | 0 | 0 | 0 | 0 | 0 | 0 | 0 | 0
F2_Commercial_Office_Existing_Food Preparation_Natural Gas_Range_E6 | F2 | Commercial | Office | Existing | Food Preparation | Natural Gas | Range | E6 | RVT - Cost of Operation | 0 | 0 | 0 | 0 | 0 | 0 | 0 | 0 | 0 | 0 | 0 | 0 | 0 | 0 | 0 | 0 | 0 | 0 | 0 | 0 | 0 | 0 | 0 | 0 | 0 | 0 | 0
F2_Commercial_Office_Existing_Food Preparation_Natural Gas_Range_E7 | F2 | Commercial | Office | Existing | Food Preparation | Natural Gas | Range | E7 | RVT - Cost of Operation | 0 | 0 | 0 | 0 | 0 | 0 | 0 | 0 | 0 | 0 | 0 | 0 | 0 | 0 | 0 | 0 | 0 | 0 | 0 | 0 | 0 | 0 | 0 | 0 | 0 | 0 | 0
F2_Commercial_Office_Existing_Food Preparation_Natural Gas_Range_E8 | F2 | Commercial | Office | Existing | Food Preparation | Natural Gas | Range | E8 | RVT - Cost of Operation | 0 | 0 | 0 | 0 | 0 | 0 | 0 | 0 | 0 | 0 | 0 | 0 | 0 | 0 | 0 | 0 | 0 | 0 | 0 | 0 | 0 | 0 | 0 | 0 | 0 | 0 | 0
F2_Commercial_Office_Existing_Food Preparation_Natural Gas_Range_E9 | F2 | Commercial | Office | Existing | Food Preparation | Natural Gas | Range | E9 | RVT - Cost of Operation | 0 | 0 | 0 | 0 | 0 | 0 | 0 | 0 | 0 | 0 | 0 | 0 | 0 | 0 | 0 | 0 | 0 | 0 | 0 | 0 | 0 | 0 | 0 | 0 | 0 | 0 | 0
F2_Commercial_Office_Existing_Food Preparation_Natural Gas_Range_E10 | F2 | Commercial | Office | Existing | Food Preparation | Natural Gas | Range | E10 | RVT - Cost of Operation | 0 | 0 | 0 | 0 | 0 | 0 | 0 | 0 | 0 | 0 | 0 | 0 | 0 | 0 | 0 | 0 | 0 | 0 | 0 | 0 | 0 | 0 | 0 | 0 | 0 | 0 | 0
F3_Commercial_Office_Existing_Food Preparation_Natural Gas_Range_E1 | F3 | Commercial | Office | Existing | Food Preparation | Natural Gas | Range | E1 | System - kBTUs of Consumption | 3.7843 | 3.7843 | 3.7843 | 3.7843 | 3.7843 | 3.7843 | 3.7843 | 3.7843 | 3.7843 | 3.7843 | 3.7843 | 3.7843 | 3.7843 | 3.7843 | 3.7843 | 3.7843 | 3.7843 | 3.7843 | 3.7843 | 3.7843 | 3.7843 | 3.7843 | 3.7843 | 3.7843 | 3.7843 | 3.7843 | 3.7843
F3_Commercial_Office_Existing_Food Preparation_Natural Gas_Range_E2 | F3 | Commercial | Office | Existing | Food Preparation | Natural Gas | Range | E2 | System - kBTUs of Consumption | 3.2437 | 3.2437 | 3.2437 | 3.2437 | 3.2437 | 3.2437 | 3.2437 | 3.2437 | 3.2437 | 3.2437 | 3.2437 | 3.2437 | 3.2437 | 3.2437 | 3.2437 | 3.2437 | 3.2437 | 3.2437 | 3.2437 | 3.2437 | 3.2437 | 3.2437 | 3.2437 | 3.2437 | 3.2437 | 3.2437 | 3.2437
F3_Commercial_Office_Existing_Food Preparation_Natural Gas_Range_E3 | F3 | Commercial | Office | Existing | Food Preparation | Natural Gas | Range | E3 | System - kBTUs of Consumption | 0 | 0 | 0 | 0 | 0 | 0 | 0 | 0 | 0 | 0 | 0 | 0 | 0 | 0 | 0 | 0 | 0 | 0 | 0 | 0 | 0 | 0 | 0 | 0 | 0 | 0 | 0
F3_Commercial_Office_Existing_Food Preparation_Natural Gas_Range_E4 | F3 | Commercial | Office | Existing | Food Preparation | Natural Gas | Range | E4 | System - kBTUs of Consumption | 0 | 0 | 0 | 0 | 0 | 0 | 0 | 0 | 0 | 0 | 0 | 0 | 0 | 0 | 0 | 0 | 0 | 0 | 0 | 0 | 0 | 0 | 0 | 0 | 0 | 0 | 0
F3_Commercial_Office_Existing_Food Preparation_Natural Gas_Range_E5 | F3 | Commercial | Office | Existing | Food Preparation | Natural Gas | Range | E5 | System - kBTUs of Consumption | 0 | 0 | 0 | 0 | 0 | 0 | 0 | 0 | 0 | 0 | 0 | 0 | 0 | 0 | 0 | 0 | 0 | 0 | 0 | 0 | 0 | 0 | 0 | 0 | 0 | 0 | 0
F3_Commercial_Office_Existing_Food Preparation_Natural Gas_Range_E6 | F3 | Commercial | Office | Existing | Food Preparation | Natural Gas | Range | E6 | System - kBTUs of Consumption | 0 | 0 | 0 | 0 | 0 | 0 | 0 | 0 | 0 | 0 | 0 | 0 | 0 | 0 | 0 | 0 | 0 | 0 | 0 | 0 | 0 | 0 | 0 | 0 | 0 | 0 | 0
F3_Commercial_Office_Existing_Food Preparation_Natural Gas_Range_E7 | F3 | Commercial | Office | Existing | Food Preparation | Natural Gas | Range | E7 | System - kBTUs of Consumption | 0 | 0 | 0 | 0 | 0 | 0 | 0 | 0 | 0 | 0 | 0 | 0 | 0 | 0 | 0 | 0 | 0 | 0 | 0 | 0 | 0 | 0 | 0 | 0 | 0 | 0 | 0
F3_Commercial_Office_Existing_Food Preparation_Natural Gas_Range_E8 | F3 | Commercial | Office | Existing | Food Preparation | Natural Gas | Range | E8 | System - kBTUs of Consumption | 0 | 0 | 0 | 0 | 0 | 0 | 0 | 0 | 0 | 0 | 0 | 0 | 0 | 0 | 0 | 0 | 0 | 0 | 0 | 0 | 0 | 0 | 0 | 0 | 0 | 0 | 0
F3_Commercial_Office_Existing_Food Preparation_Natural Gas_Range_E9 | F3 | Commercial | Office | Existing | Food Preparation | Natural Gas | Range | E9 | System - kBTUs of Consumption | 0 | 0 | 0 | 0 | 0 | 0 | 0 | 0 | 0 | 0 | 0 | 0 | 0 | 0 | 0 | 0 | 0 | 0 | 0 | 0 | 0 | 0 | 0 | 0 | 0 | 0 | 0
F3_Commercial_Office_Existing_Food Preparation_Natural Gas_Range_E10 | F3 | Commercial | Office | Existing | Food Preparation | Natural Gas | Range | E10 | System - kBTUs of Consumption | 0 | 0 | 0 | 0 | 0 | 0 | 0 | 0 | 0 | 0 | 0 | 0 | 0 | 0 | 0 | 0 | 0 | 0 | 0 | 0 | 0 | 0 | 0 | 0 | 0 | 0 | 0
F4_Commercial_Office_Existing_Food Preparation_Natural Gas_Range_E1 | F4 | Commercial | Office | Existing | Food Preparation | Natural Gas | Range | E1 | Utility - Cost of Equipment | 0.035413 | 0.035413 | 0.035413 | 0.035413 | 0.035413 | 0.035413 | 0.035413 | 0.035413 | 0.035413 | 0.035413 | 0.035413 | 0.035413 | 0.035413 | 0.035413 | 0.035413 | 0.035413 | 0.035413 | 0.035413 | 0.035413 | 0.035413 | 0.035413 | 0.035413 | 0.035413 | 0.035413 | 0.035413 | 0.035413 | 0.035413
F4_Commercial_Office_Existing_Food Preparation_Natural Gas_Range_E2 | F4 | Commercial | Office | Existing | Food Preparation | Natural Gas | Range | E2 | Utility - Cost of Equipment | 0.035413 | 0.035413 | 0.035413 | 0.035413 | 0.035413 | 0.035413 | 0.035413 | 0.035413 | 0.035413 | 0.035413 | 0.035413 | 0.035413 | 0.035413 | 0.035413 | 0.035413 | 0.035413 | 0.035413 | 0.035413 | 0.035413 | 0.035413 | 0.035413 | 0.035413 | 0.035413 | 0.035413 | 0.035413 | 0.035413 | 0.035413
F4_Commercial_Office_Existing_Food Preparation_Natural Gas_Range_E3 | F4 | Commercial | Office | Existing | Food Preparation | Natural Gas | Range | E3 | Utility - Cost of Equipment | 0 | 0 | 0 | 0 | 0 | 0 | 0 | 0 | 0 | 0 | 0 | 0 | 0 | 0 | 0 | 0 | 0 | 0 | 0 | 0 | 0 | 0 | 0 | 0 | 0 | 0 | 0
F4_Commercial_Office_Existing_Food Preparation_Natural Gas_Range_E4 | F4 | Commercial | Office | Existing | Food Preparation | Natural Gas | Range | E4 | Utility - Cost of Equipment | 0 | 0 | 0 | 0 | 0 | 0 | 0 | 0 | 0 | 0 | 0 | 0 | 0 | 0 | 0 | 0 | 0 | 0 | 0 | 0 | 0 | 0 | 0 | 0 | 0 | 0 | 0
F4_Commercial_Office_Existing_Food Preparation_Natural Gas_Range_E5 | F4 | Commercial | Office | Existing | Food Preparation | Natural Gas | Range | E5 | Utility - Cost of Equipment | 0 | 0 | 0 | 0 | 0 | 0 | 0 | 0 | 0 | 0 | 0 | 0 | 0 | 0 | 0 | 0 | 0 | 0 | 0 | 0 | 0 | 0 | 0 | 0 | 0 | 0 | 0
F4_Commercial_Office_Existing_Food Preparation_Natural Gas_Range_E6 | F4 | Commercial | Office | Existing | Food Preparation | Natural Gas | Range | E6 | Utility - Cost of Equipment | 0 | 0 | 0 | 0 | 0 | 0 | 0 | 0 | 0 | 0 | 0 | 0 | 0 | 0 | 0 | 0 | 0 | 0 | 0 | 0 | 0 | 0 | 0 | 0 | 0 | 0 | 0
F4_Commercial_Office_Existing_Food Preparation_Natural Gas_Range_E7 | F4 | Commercial | Office | Existing | Food Preparation | Natural Gas | Range | E7 | Utility - Cost of Equipment | 0 | 0 | 0 | 0 | 0 | 0 | 0 | 0 | 0 | 0 | 0 | 0 | 0 | 0 | 0 | 0 | 0 | 0 | 0 | 0 | 0 | 0 | 0 | 0 | 0 | 0 | 0
F4_Commercial_Office_Existing_Food Preparation_Natural Gas_Range_E8 | F4 | Commercial | Office | Existing | Food Preparation | Natural Gas | Range | E8 | Utility - Cost of Equipment | 0 | 0 | 0 | 0 | 0 | 0 | 0 | 0 | 0 | 0 | 0 | 0 | 0 | 0 | 0 | 0 | 0 | 0 | 0 | 0 | 0 | 0 | 0 | 0 | 0 | 0 | 0
F4_Commercial_Office_Existing_Food Preparation_Natural Gas_Range_E9 | F4 | Commercial | Office | Existing | Food Preparation | Natural Gas | Range | E9 | Utility - Cost of Equipment | 0 | 0 | 0 | 0 | 0 | 0 | 0 | 0 | 0 | 0 | 0 | 0 | 0 | 0 | 0 | 0 | 0 | 0 | 0 | 0 | 0 | 0 | 0 | 0 | 0 | 0 | 0
F4_Commercial_Office_Existing_Food Preparation_Natural Gas_Range_E10 | F4 | Commercial | Office | Existing | Food Preparation | Natural Gas | Range | E10 | Utility - Cost of Equipment | 0 | 0 | 0 | 0 | 0 | 0 | 0 | 0 | 0 | 0 | 0 | 0 | 0 | 0 | 0 | 0 | 0 | 0 | 0 | 0 | 0 | 0 | 0 | 0 | 0 | 0 | 0
F5_Commercial_Office_Existing_Food Preparation_Natural Gas_Range_E1 | F5 | Commercial | Office | Existing | Food Preparation | Natural Gas | Range | E1 | Utility - Cost of Operation | 0.052003 | 0.051253 | 0.050521 | 0.049811 | 0.049818 | 0.050291 | 0.051056 | 0.051984 | 0.052986 | 0.05401 | 0.055024 | 0.05592 | 0.056605 | 0.056896 | 0.056761 | 0.056205 | 0.055269 | 0.054044 | 0.052585 | 0.050856 | 0.048834 | 0.046506 | 0.044439 | 0.043101 | 0.042523 | 0.042732 | 0.042941
F5_Commercial_Office_Existing_Food Preparation_Natural Gas_Range_E2 | F5 | Commercial | Office | Existing | Food Preparation | Natural Gas | Range | E2 | Utility - Cost of Operation | 0.044574 | 0.043931 | 0.043304 | 0.042695 | 0.042701 | 0.043106 | 0.043763 | 0.044558 | 0.045417 | 0.046295 | 0.047163 | 0.047932 | 0.048519 | 0.048768 | 0.048653 | 0.048176 | 0.047374 | 0.046323 | 0.045073 | 0.043591 | 0.041857 | 0.039862 | 0.038091 | 0.036944 | 0.036449 | 0.036627 | 0.036807
F5_Commercial_Office_Existing_Food Preparation_Natural Gas_Range_E3 | F5 | Commercial | Office | Existing | Food Preparation | Natural Gas | Range | E3 | Utility - Cost of Operation | 0 | 0 | 0 | 0 | 0 | 0 | 0 | 0 | 0 | 0 | 0 | 0 | 0 | 0 | 0 | 0 | 0 | 0 | 0 | 0 | 0 | 0 | 0 | 0 | 0 | 0 | 0
F5_Commercial_Office_Existing_Food Preparation_Natural Gas_Range_E4 | F5 | Commercial | Office | Existing | Food Preparation | Natural Gas | Range | E4 | Utility - Cost of Operation | 0 | 0 | 0 | 0 | 0 | 0 | 0 | 0 | 0 | 0 | 0 | 0 | 0 | 0 | 0 | 0 | 0 | 0 | 0 | 0 | 0 | 0 | 0 | 0 | 0 | 0 | 0
F5_Commercial_Office_Existing_Food Preparation_Natural Gas_Range_E5 | F5 | Commercial | Office | Existing | Food Preparation | Natural Gas | Range | E5 | Utility - Cost of Operation | 0 | 0 | 0 | 0 | 0 | 0 | 0 | 0 | 0 | 0 | 0 | 0 | 0 | 0 | 0 | 0 | 0 | 0 | 0 | 0 | 0 | 0 | 0 | 0 | 0 | 0 | 0
F5_Commercial_Office_Existing_Food Preparation_Natural Gas_Range_E6 | F5 | Commercial | Office | Existing | Food Preparation | Natural Gas | Range | E6 | Utility - Cost of Operation | 0 | 0 | 0 | 0 | 0 | 0 | 0 | 0 | 0 | 0 | 0 | 0 | 0 | 0 | 0 | 0 | 0 | 0 | 0 | 0 | 0 | 0 | 0 | 0 | 0 | 0 | 0
F5_Commercial_Office_Existing_Food Preparation_Natural Gas_Range_E7 | F5 | Commercial | Office | Existing | Food Preparation | Natural Gas | Range | E7 | Utility - Cost of Operation | 0 | 0 | 0 | 0 | 0 | 0 | 0 | 0 | 0 | 0 | 0 | 0 | 0 | 0 | 0 | 0 | 0 | 0 | 0 | 0 | 0 | 0 | 0 | 0 | 0 | 0 | 0
F5_Commercial_Office_Existing_Food Preparation_Natural Gas_Range_E8 | F5 | Commercial | Office | Existing | Food Preparation | Natural Gas | Range | E8 | Utility - Cost of Operation | 0 | 0 | 0 | 0 | 0 | 0 | 0 | 0 | 0 | 0 | 0 | 0 | 0 | 0 | 0 | 0 | 0 | 0 | 0 | 0 | 0 | 0 | 0 | 0 | 0 | 0 | 0
F5_Commercial_Office_Existing_Food Preparation_Natural Gas_Range_E9 | F5 | Commercial | Office | Existing | Food Preparation | Natural Gas | Range | E9 | Utility - Cost of Operation | 0 | 0 | 0 | 0 | 0 | 0 | 0 | 0 | 0 | 0 | 0 | 0 | 0 | 0 | 0 | 0 | 0 | 0 | 0 | 0 | 0 | 0 | 0 | 0 | 0 | 0 | 0
F5_Commercial_Office_Existing_Food Preparation_Natural Gas_Range_E10 | F5 | Commercial | Office | Existing | Food Preparation | Natural Gas | Range | E10 | Utility - Cost of Operation | 0 | 0 | 0 | 0 | 0 | 0 | 0 | 0 | 0 | 0 | 0 | 0 | 0 | 0 | 0 | 0 | 0 | 0 | 0 | 0 | 0 | 0 | 0 | 0 | 0 | 0 | 0
F6_Commercial_Office_Existing_Food Preparation_Natural Gas_Range_E1 | F6 | Commercial | Office | Existing | Food Preparation | Natural Gas | Range | E1 | Utility - Value of Sales | 0 | 0 | 0 | 0 | 0 | 0 | 0 | 0 | 0 | 0 | 0 | 0 | 0 | 0 | 0 | 0 | 0 | 0 | 0 | 0 | 0 | 0 | 0 | 0 | 0 | 0 | 0
F6_Commercial_Office_Existing_Food Preparation_Natural Gas_Range_E2 | F6 | Commercial | Office | Existing | Food Preparation | Natural Gas | Range | E2 | Utility - Value of Sales | 0 | 0 | 0 | 0 | 0 | 0 | 0 | 0 | 0 | 0 | 0 | 0 | 0 | 0 | 0 | 0 | 0 | 0 | 0 | 0 | 0 | 0 | 0 | 0 | 0 | 0 | 0
F6_Commercial_Office_Existing_Food Preparation_Natural Gas_Range_E3 | F6 | Commercial | Office | Existing | Food Preparation | Natural Gas | Range | E3 | Utility - Value of Sales | 0 | 0 | 0 | 0 | 0 | 0 | 0 | 0 | 0 | 0 | 0 | 0 | 0 | 0 | 0 | 0 | 0 | 0 | 0 | 0 | 0 | 0 | 0 | 0 | 0 | 0 | 0
F6_Commercial_Office_Existing_Food Preparation_Natural Gas_Range_E4 | F6 | Commercial | Office | Existing | Food Preparation | Natural Gas | Range | E4 | Utility - Value of Sales | 0 | 0 | 0 | 0 | 0 | 0 | 0 | 0 | 0 | 0 | 0 | 0 | 0 | 0 | 0 | 0 | 0 | 0 | 0 | 0 | 0 | 0 | 0 | 0 | 0 | 0 | 0
F6_Commercial_Office_Existing_Food Preparation_Natural Gas_Range_E5 | F6 | Commercial | Office | Existing | Food Preparation | Natural Gas | Range | E5 | Utility - Value of Sales | 0 | 0 | 0 | 0 | 0 | 0 | 0 | 0 | 0 | 0 | 0 | 0 | 0 | 0 | 0 | 0 | 0 | 0 | 0 | 0 | 0 | 0 | 0 | 0 | 0 | 0 | 0
F6_Commercial_Office_Existing_Food Preparation_Natural Gas_Range_E6 | F6 | Commercial | Office | Existing | Food Preparation | Natural Gas | Range | E6 | Utility - Value of Sales | 0 | 0 | 0 | 0 | 0 | 0 | 0 | 0 | 0 | 0 | 0 | 0 | 0 | 0 | 0 | 0 | 0 | 0 | 0 | 0 | 0 | 0 | 0 | 0 | 0 | 0 | 0
F6_Commercial_Office_Existing_Food Preparation_Natural Gas_Range_E7 | F6 | Commercial | Office | Existing | Food Preparation | Natural Gas | Range | E7 | Utility - Value of Sales | 0 | 0 | 0 | 0 | 0 | 0 | 0 | 0 | 0 | 0 | 0 | 0 | 0 | 0 | 0 | 0 | 0 | 0 | 0 | 0 | 0 | 0 | 0 | 0 | 0 | 0 | 0
F6_Commercial_Office_Existing_Food Preparation_Natural Gas_Range_E8 | F6 | Commercial | Office | Existing | Food Preparation | Natural Gas | Range | E8 | Utility - Value of Sales | 0 | 0 | 0 | 0 | 0 | 0 | 0 | 0 | 0 | 0 | 0 | 0 | 0 | 0 | 0 | 0 | 0 | 0 | 0 | 0 | 0 | 0 | 0 | 0 | 0 | 0 | 0
F6_Commercial_Office_Existing_Food Preparation_Natural Gas_Range_E9 | F6 | Commercial | Office | Existing | Food Preparation | Natural Gas | Range | E9 | Utility - Value of Sales | 0 | 0 | 0 | 0 | 0 | 0 | 0 | 0 | 0 | 0 | 0 | 0 | 0 | 0 | 0 | 0 | 0 | 0 | 0 | 0 | 0 | 0 | 0 | 0 | 0 | 0 | 0
F6_Commercial_Office_Existing_Food Preparation_Natural Gas_Range_E10 | F6 | Commercial | Office | Existing | Food Preparation | Natural Gas | Range | E10 | Utility - Value of Sales | 0 | 0 | 0 | 0 | 0 | 0 | 0 | 0 | 0 | 0 | 0 | 0 | 0 | 0 | 0 | 0 | 0 | 0 | 0 | 0 | 0 | 0 | 0 | 0 | 0 | 0 | 0
F1_Commercial_Office_Existing_Food Preparation_Natural Gas_Steamer_E1 | F1 | Commercial | Office | Existing | Food Preparation | Natural Gas | Steamer | E1 | RVT - Cost of Equipment | 0.089428 | 0 | 0 | 0 | 0 | 0 | 0 | 0 | 0 | 0 | 0 | 0 | 0 | 0 | 0 | 0 | 0 | 0 | 0 | 0 | 0 | 0 | 0 | 0 | 0 | 0 | 0
F1_Commercial_Office_Existing_Food Preparation_Natural Gas_Steamer_E2 | F1 | Commercial | Office | Existing | Food Preparation | Natural Gas | Steamer | E2 | RVT - Cost of Equipment | 0.051946 | 0.051946 | 0.051946 | 0.051946 | 0.051946 | 0.051946 | 0.051946 | 0.051946 | 0.051946 | 0.051946 | 0.051946 | 0.051946 | 0.051946 | 0.051946 | 0.051946 | 0.051946 | 0.051946 | 0.051946 | 0.051946 | 0.051946 | 0.051946 | 0.051946 | 0.051946 | 0.051946 | 0.051946 | 0.051946 | 0.051946
F1_Commercial_Office_Existing_Food Preparation_Natural Gas_Steamer_E3 | F1 | Commercial | Office | Existing | Food Preparation | Natural Gas | Steamer | E3 | RVT - Cost of Equipment | 0 | 0 | 0 | 0 | 0 | 0 | 0 | 0 | 0 | 0 | 0 | 0 | 0 | 0 | 0 | 0 | 0 | 0 | 0 | 0 | 0 | 0 | 0 | 0 | 0 | 0 | 0
F1_Commercial_Office_Existing_Food Preparation_Natural Gas_Steamer_E4 | F1 | Commercial | Office | Existing | Food Preparation | Natural Gas | Steamer | E4 | RVT - Cost of Equipment | 0 | 0 | 0 | 0 | 0 | 0 | 0 | 0 | 0 | 0 | 0 | 0 | 0 | 0 | 0 | 0 | 0 | 0 | 0 | 0 | 0 | 0 | 0 | 0 | 0 | 0 | 0
F1_Commercial_Office_Existing_Food Preparation_Natural Gas_Steamer_E5 | F1 | Commercial | Office | Existing | Food Preparation | Natural Gas | Steamer | E5 | RVT - Cost of Equipment | 0 | 0 | 0 | 0 | 0 | 0 | 0 | 0 | 0 | 0 | 0 | 0 | 0 | 0 | 0 | 0 | 0 | 0 | 0 | 0 | 0 | 0 | 0 | 0 | 0 | 0 | 0
F1_Commercial_Office_Existing_Food Preparation_Natural Gas_Steamer_E6 | F1 | Commercial | Office | Existing | Food Preparation | Natural Gas | Steamer | E6 | RVT - Cost of Equipment | 0 | 0 | 0 | 0 | 0 | 0 | 0 | 0 | 0 | 0 | 0 | 0 | 0 | 0 | 0 | 0 | 0 | 0 | 0 | 0 | 0 | 0 | 0 | 0 | 0 | 0 | 0
F1_Commercial_Office_Existing_Food Preparation_Natural Gas_Steamer_E7 | F1 | Commercial | Office | Existing | Food Preparation | Natural Gas | Steamer | E7 | RVT - Cost of Equipment | 0 | 0 | 0 | 0 | 0 | 0 | 0 | 0 | 0 | 0 | 0 | 0 | 0 | 0 | 0 | 0 | 0 | 0 | 0 | 0 | 0 | 0 | 0 | 0 | 0 | 0 | 0
F1_Commercial_Office_Existing_Food Preparation_Natural Gas_Steamer_E8 | F1 | Commercial | Office | Existing | Food Preparation | Natural Gas | Steamer | E8 | RVT - Cost of Equipment | 0 | 0 | 0 | 0 | 0 | 0 | 0 | 0 | 0 | 0 | 0 | 0 | 0 | 0 | 0 | 0 | 0 | 0 | 0 | 0 | 0 | 0 | 0 | 0 | 0 | 0 | 0
F1_Commercial_Office_Existing_Food Preparation_Natural Gas_Steamer_E9 | F1 | Commercial | Office | Existing | Food Preparation | Natural Gas | Steamer | E9 | RVT - Cost of Equipment | 0 | 0 | 0 | 0 | 0 | 0 | 0 | 0 | 0 | 0 | 0 | 0 | 0 | 0 | 0 | 0 | 0 | 0 | 0 | 0 | 0 | 0 | 0 | 0 | 0 | 0 | 0
F1_Commercial_Office_Existing_Food Preparation_Natural Gas_Steamer_E10 | F1 | Commercial | Office | Existing | Food Preparation | Natural Gas | Steamer | E10 | RVT - Cost of Equipment | 0 | 0 | 0 | 0 | 0 | 0 | 0 | 0 | 0 | 0 | 0 | 0 | 0 | 0 | 0 | 0 | 0 | 0 | 0 | 0 | 0 | 0 | 0 | 0 | 0 | 0 | 0
F2_Commercial_Office_Existing_Food Preparation_Natural Gas_Steamer_E1 | F2 | Commercial | Office | Existing | Food Preparation | Natural Gas | Steamer | E1 | RVT - Cost of Operation | 0 | 0 | 0 | 0 | 0 | 0 | 0 | 0 | 0 | 0 | 0 | 0 | 0 | 0 | 0 | 0 | 0 | 0 | 0 | 0 | 0 | 0 | 0 | 0 | 0 | 0 | 0
F2_Commercial_Office_Existing_Food Preparation_Natural Gas_Steamer_E2 | F2 | Commercial | Office | Existing | Food Preparation | Natural Gas | Steamer | E2 | RVT - Cost of Operation | 0 | 0 | 0 | 0 | 0 | 0 | 0 | 0 | 0 | 0 | 0 | 0 | 0 | 0 | 0 | 0 | 0 | 0 | 0 | 0 | 0 | 0 | 0 | 0 | 0 | 0 | 0
F2_Commercial_Office_Existing_Food Preparation_Natural Gas_Steamer_E3 | F2 | Commercial | Office | Existing | Food Preparation | Natural Gas | Steamer | E3 | RVT - Cost of Operation | 0 | 0 | 0 | 0 | 0 | 0 | 0 | 0 | 0 | 0 | 0 | 0 | 0 | 0 | 0 | 0 | 0 | 0 | 0 | 0 | 0 | 0 | 0 | 0 | 0 | 0 | 0
F2_Commercial_Office_Existing_Food Preparation_Natural Gas_Steamer_E4 | F2 | Commercial | Office | Existing | Food Preparation | Natural Gas | Steamer | E4 | RVT - Cost of Operation | 0 | 0 | 0 | 0 | 0 | 0 | 0 | 0 | 0 | 0 | 0 | 0 | 0 | 0 | 0 | 0 | 0 | 0 | 0 | 0 | 0 | 0 | 0 | 0 | 0 | 0 | 0
F2_Commercial_Office_Existing_Food Preparation_Natural Gas_Steamer_E5 | F2 | Commercial | Office | Existing | Food Preparation | Natural Gas | Steamer | E5 | RVT - Cost of Operation | 0 | 0 | 0 | 0 | 0 | 0 | 0 | 0 | 0 | 0 | 0 | 0 | 0 | 0 | 0 | 0 | 0 | 0 | 0 | 0 | 0 | 0 | 0 | 0 | 0 | 0 | 0
F2_Commercial_Office_Existing_Food Preparation_Natural Gas_Steamer_E6 | F2 | Commercial | Office | Existing | Food Preparation | Natural Gas | Steamer | E6 | RVT - Cost of Operation | 0 | 0 | 0 | 0 | 0 | 0 | 0 | 0 | 0 | 0 | 0 | 0 | 0 | 0 | 0 | 0 | 0 | 0 | 0 | 0 | 0 | 0 | 0 | 0 | 0 | 0 | 0
F2_Commercial_Office_Existing_Food Preparation_Natural Gas_Steamer_E7 | F2 | Commercial | Office | Existing | Food Preparation | Natural Gas | Steamer | E7 | RVT - Cost of Operation | 0 | 0 | 0 | 0 | 0 | 0 | 0 | 0 | 0 | 0 | 0 | 0 | 0 | 0 | 0 | 0 | 0 | 0 | 0 | 0 | 0 | 0 | 0 | 0 | 0 | 0 | 0
F2_Commercial_Office_Existing_Food Preparation_Natural Gas_Steamer_E8 | F2 | Commercial | Office | Existing | Food Preparation | Natural Gas | Steamer | E8 | RVT - Cost of Operation | 0 | 0 | 0 | 0 | 0 | 0 | 0 | 0 | 0 | 0 | 0 | 0 | 0 | 0 | 0 | 0 | 0 | 0 | 0 | 0 | 0 | 0 | 0 | 0 | 0 | 0 | 0
F2_Commercial_Office_Existing_Food Preparation_Natural Gas_Steamer_E9 | F2 | Commercial | Office | Existing | Food Preparation | Natural Gas | Steamer | E9 | RVT - Cost of Operation | 0 | 0 | 0 | 0 | 0 | 0 | 0 | 0 | 0 | 0 | 0 | 0 | 0 | 0 | 0 | 0 | 0 | 0 | 0 | 0 | 0 | 0 | 0 | 0 | 0 | 0 | 0
F2_Commercial_Office_Existing_Food Preparation_Natural Gas_Steamer_E10 | F2 | Commercial | Office | Existing | Food Preparation | Natural Gas | Steamer | E10 | RVT - Cost of Operation | 0 | 0 | 0 | 0 | 0 | 0 | 0 | 0 | 0 | 0 | 0 | 0 | 0 | 0 | 0 | 0 | 0 | 0 | 0 | 0 | 0 | 0 | 0 | 0 | 0 | 0 | 0
F3_Commercial_Office_Existing_Food Preparation_Natural Gas_Steamer_E1 | F3 | Commercial | Office | Existing | Food Preparation | Natural Gas | Steamer | E1 | System - kBTUs of Consumption | 7.0459 | 0 | 0 | 0 | 0 | 0 | 0 | 0 | 0 | 0 | 0 | 0 | 0 | 0 | 0 | 0 | 0 | 0 | 0 | 0 | 0 | 0 | 0 | 0 | 0 | 0 | 0
F3_Commercial_Office_Existing_Food Preparation_Natural Gas_Steamer_E2 | F3 | Commercial | Office | Existing | Food Preparation | Natural Gas | Steamer | E2 | System - kBTUs of Consumption | 1.2356 | 1.2356 | 1.2356 | 1.2356 | 1.2356 | 1.2356 | 1.2356 | 1.2356 | 1.2356 | 1.2356 | 1.2356 | 1.2356 | 1.2356 | 1.2356 | 1.2356 | 1.2356 | 1.2356 | 1.2356 | 1.2356 | 1.2356 | 1.2356 | 1.2356 | 1.2356 | 1.2356 | 1.2356 | 1.2356 | 1.2356
F3_Commercial_Office_Existing_Food Preparation_Natural Gas_Steamer_E3 | F3 | Commercial | Office | Existing | Food Preparation | Natural Gas | Steamer | E3 | System - kBTUs of Consumption | 0 | 0 | 0 | 0 | 0 | 0 | 0 | 0 | 0 | 0 | 0 | 0 | 0 | 0 | 0 | 0 | 0 | 0 | 0 | 0 | 0 | 0 | 0 | 0 | 0 | 0 | 0
F3_Commercial_Office_Existing_Food Preparation_Natural Gas_Steamer_E4 | F3 | Commercial | Office | Existing | Food Preparation | Natural Gas | Steamer | E4 | System - kBTUs of Consumption | 0 | 0 | 0 | 0 | 0 | 0 | 0 | 0 | 0 | 0 | 0 | 0 | 0 | 0 | 0 | 0 | 0 | 0 | 0 | 0 | 0 | 0 | 0 | 0 | 0 | 0 | 0
F3_Commercial_Office_Existing_Food Preparation_Natural Gas_Steamer_E5 | F3 | Commercial | Office | Existing | Food Preparation | Natural Gas | Steamer | E5 | System - kBTUs of Consumption | 0 | 0 | 0 | 0 | 0 | 0 | 0 | 0 | 0 | 0 | 0 | 0 | 0 | 0 | 0 | 0 | 0 | 0 | 0 | 0 | 0 | 0 | 0 | 0 | 0 | 0 | 0
F3_Commercial_Office_Existing_Food Preparation_Natural Gas_Steamer_E6 | F3 | Commercial | Office | Existing | Food Preparation | Natural Gas | Steamer | E6 | System - kBTUs of Consumption | 0 | 0 | 0 | 0 | 0 | 0 | 0 | 0 | 0 | 0 | 0 | 0 | 0 | 0 | 0 | 0 | 0 | 0 | 0 | 0 | 0 | 0 | 0 | 0 | 0 | 0 | 0
F3_Commercial_Office_Existing_Food Preparation_Natural Gas_Steamer_E7 | F3 | Commercial | Office | Existing | Food Preparation | Natural Gas | Steamer | E7 | System - kBTUs of Consumption | 0 | 0 | 0 | 0 | 0 | 0 | 0 | 0 | 0 | 0 | 0 | 0 | 0 | 0 | 0 | 0 | 0 | 0 | 0 | 0 | 0 | 0 | 0 | 0 | 0 | 0 | 0
F3_Commercial_Office_Existing_Food Preparation_Natural Gas_Steamer_E8 | F3 | Commercial | Office | Existing | Food Preparation | Natural Gas | Steamer | E8 | System - kBTUs of Consumption | 0 | 0 | 0 | 0 | 0 | 0 | 0 | 0 | 0 | 0 | 0 | 0 | 0 | 0 | 0 | 0 | 0 | 0 | 0 | 0 | 0 | 0 | 0 | 0 | 0 | 0 | 0
F3_Commercial_Office_Existing_Food Preparation_Natural Gas_Steamer_E9 | F3 | Commercial | Office | Existing | Food Preparation | Natural Gas | Steamer | E9 | System - kBTUs of Consumption | 0 | 0 | 0 | 0 | 0 | 0 | 0 | 0 | 0 | 0 | 0 | 0 | 0 | 0 | 0 | 0 | 0 | 0 | 0 | 0 | 0 | 0 | 0 | 0 | 0 | 0 | 0
F3_Commercial_Office_Existing_Food Preparation_Natural Gas_Steamer_E10 | F3 | Commercial | Office | Existing | Food Preparation | Natural Gas | Steamer | E10 | System - kBTUs of Consumption | 0 | 0 | 0 | 0 | 0 | 0 | 0 | 0 | 0 | 0 | 0 | 0 | 0 | 0 | 0 | 0 | 0 | 0 | 0 | 0 | 0 | 0 | 0 | 0 | 0 | 0 | 0
F4_Commercial_Office_Existing_Food Preparation_Natural Gas_Steamer_E1 | F4 | Commercial | Office | Existing | Food Preparation | Natural Gas | Steamer | E1 | Utility - Cost of Equipment | 0.089428 | 0 | 0 | 0 | 0 | 0 | 0 | 0 | 0 | 0 | 0 | 0 | 0 | 0 | 0 | 0 | 0 | 0 | 0 | 0 | 0 | 0 | 0 | 0 | 0 | 0 | 0
F4_Commercial_Office_Existing_Food Preparation_Natural Gas_Steamer_E2 | F4 | Commercial | Office | Existing | Food Preparation | Natural Gas | Steamer | E2 | Utility - Cost of Equipment | 0.051946 | 0.051946 | 0.051946 | 0.051946 | 0.051946 | 0.051946 | 0.051946 | 0.051946 | 0.051946 | 0.051946 | 0.051946 | 0.051946 | 0.051946 | 0.051946 | 0.051946 | 0.051946 | 0.051946 | 0.051946 | 0.051946 | 0.051946 | 0.051946 | 0.051946 | 0.051946 | 0.051946 | 0.051946 | 0.051946 | 0.051946
F4_Commercial_Office_Existing_Food Preparation_Natural Gas_Steamer_E3 | F4 | Commercial | Office | Existing | Food Preparation | Natural Gas | Steamer | E3 | Utility - Cost of Equipment | 0 | 0 | 0 | 0 | 0 | 0 | 0 | 0 | 0 | 0 | 0 | 0 | 0 | 0 | 0 | 0 | 0 | 0 | 0 | 0 | 0 | 0 | 0 | 0 | 0 | 0 | 0
F4_Commercial_Office_Existing_Food Preparation_Natural Gas_Steamer_E4 | F4 | Commercial | Office | Existing | Food Preparation | Natural Gas | Steamer | E4 | Utility - Cost of Equipment | 0 | 0 | 0 | 0 | 0 | 0 | 0 | 0 | 0 | 0 | 0 | 0 | 0 | 0 | 0 | 0 | 0 | 0 | 0 | 0 | 0 | 0 | 0 | 0 | 0 | 0 | 0
F4_Commercial_Office_Existing_Food Preparation_Natural Gas_Steamer_E5 | F4 | Commercial | Office | Existing | Food Preparation | Natural Gas | Steamer | E5 | Utility - Cost of Equipment | 0 | 0 | 0 | 0 | 0 | 0 | 0 | 0 | 0 | 0 | 0 | 0 | 0 | 0 | 0 | 0 | 0 | 0 | 0 | 0 | 0 | 0 | 0 | 0 | 0 | 0 | 0
F4_Commercial_Office_Existing_Food Preparation_Natural Gas_Steamer_E6 | F4 | Commercial | Office | Existing | Food Preparation | Natural Gas | Steamer | E6 | Utility - Cost of Equipment | 0 | 0 | 0 | 0 | 0 | 0 | 0 | 0 | 0 | 0 | 0 | 0 | 0 | 0 | 0 | 0 | 0 | 0 | 0 | 0 | 0 | 0 | 0 | 0 | 0 | 0 | 0
F4_Commercial_Office_Existing_Food Preparation_Natural Gas_Steamer_E7 | F4 | Commercial | Office | Existing | Food Preparation | Natural Gas | Steamer | E7 | Utility - Cost of Equipment | 0 | 0 | 0 | 0 | 0 | 0 | 0 | 0 | 0 | 0 | 0 | 0 | 0 | 0 | 0 | 0 | 0 | 0 | 0 | 0 | 0 | 0 | 0 | 0 | 0 | 0 | 0
F4_Commercial_Office_Existing_Food Preparation_Natural Gas_Steamer_E8 | F4 | Commercial | Office | Existing | Food Preparation | Natural Gas | Steamer | E8 | Utility - Cost of Equipment | 0 | 0 | 0 | 0 | 0 | 0 | 0 | 0 | 0 | 0 | 0 | 0 | 0 | 0 | 0 | 0 | 0 | 0 | 0 | 0 | 0 | 0 | 0 | 0 | 0 | 0 | 0
F4_Commercial_Office_Existing_Food Preparation_Natural Gas_Steamer_E9 | F4 | Commercial | Office | Existing | Food Preparation | Natural Gas | Steamer | E9 | Utility - Cost of Equipment | 0 | 0 | 0 | 0 | 0 | 0 | 0 | 0 | 0 | 0 | 0 | 0 | 0 | 0 | 0 | 0 | 0 | 0 | 0 | 0 | 0 | 0 | 0 | 0 | 0 | 0 | 0
F4_Commercial_Office_Existing_Food Preparation_Natural Gas_Steamer_E10 | F4 | Commercial | Office | Existing | Food Preparation | Natural Gas | Steamer | E10 | Utility - Cost of Equipment | 0 | 0 | 0 | 0 | 0 | 0 | 0 | 0 | 0 | 0 | 0 | 0 | 0 | 0 | 0 | 0 | 0 | 0 | 0 | 0 | 0 | 0 | 0 | 0 | 0 | 0 | 0
F5_Commercial_Office_Existing_Food Preparation_Natural Gas_Steamer_E1 | F5 | Commercial | Office | Existing | Food Preparation | Natural Gas | Steamer | E1 | Utility - Cost of Operation | 0.097526 | 0 | 0 | 0 | 0 | 0 | 0 | 0 | 0 | 0 | 0 | 0 | 0 | 0 | 0 | 0 | 0 | 0 | 0 | 0 | 0 | 0 | 0 | 0 | 0 | 0 | 0
F5_Commercial_Office_Existing_Food Preparation_Natural Gas_Steamer_E2 | F5 | Commercial | Office | Existing | Food Preparation | Natural Gas | Steamer | E2 | Utility - Cost of Operation | 0.017102 | 0.016763 | 0.016426 | 0.016096 | 0.016039 | 0.016159 | 0.016391 | 0.016685 | 0.017003 | 0.017328 | 0.017666 | 0.018015 | 0.018361 | 0.018639 | 0.018812 | 0.018826 | 0.018646 | 0.01828 | 0.017748 | 0.017071 | 0.016282 | 0.015375 | 0.014569 | 0.014042 | 0.013808 | 0.013876 | 0.013944
F5_Commercial_Office_Existing_Food Preparation_Natural Gas_Steamer_E3 | F5 | Commercial | Office | Existing | Food Preparation | Natural Gas | Steamer | E3 | Utility - Cost of Operation | 0 | 0 | 0 | 0 | 0 | 0 | 0 | 0 | 0 | 0 | 0 | 0 | 0 | 0 | 0 | 0 | 0 | 0 | 0 | 0 | 0 | 0 | 0 | 0 | 0 | 0 | 0
F5_Commercial_Office_Existing_Food Preparation_Natural Gas_Steamer_E4 | F5 | Commercial | Office | Existing | Food Preparation | Natural Gas | Steamer | E4 | Utility - Cost of Operation | 0 | 0 | 0 | 0 | 0 | 0 | 0 | 0 | 0 | 0 | 0 | 0 | 0 | 0 | 0 | 0 | 0 | 0 | 0 | 0 | 0 | 0 | 0 | 0 | 0 | 0 | 0
F5_Commercial_Office_Existing_Food Preparation_Natural Gas_Steamer_E5 | F5 | Commercial | Office | Existing | Food Preparation | Natural Gas | Steamer | E5 | Utility - Cost of Operation | 0 | 0 | 0 | 0 | 0 | 0 | 0 | 0 | 0 | 0 | 0 | 0 | 0 | 0 | 0 | 0 | 0 | 0 | 0 | 0 | 0 | 0 | 0 | 0 | 0 | 0 | 0
F5_Commercial_Office_Existing_Food Preparation_Natural Gas_Steamer_E6 | F5 | Commercial | Office | Existing | Food Preparation | Natural Gas | Steamer | E6 | Utility - Cost of Operation | 0 | 0 | 0 | 0 | 0 | 0 | 0 | 0 | 0 | 0 | 0 | 0 | 0 | 0 | 0 | 0 | 0 | 0 | 0 | 0 | 0 | 0 | 0 | 0 | 0 | 0 | 0
F5_Commercial_Office_Existing_Food Preparation_Natural Gas_Steamer_E7 | F5 | Commercial | Office | Existing | Food Preparation | Natural Gas | Steamer | E7 | Utility - Cost of Operation | 0 | 0 | 0 | 0 | 0 | 0 | 0 | 0 | 0 | 0 | 0 | 0 | 0 | 0 | 0 | 0 | 0 | 0 | 0 | 0 | 0 | 0 | 0 | 0 | 0 | 0 | 0
F5_Commercial_Office_Existing_Food Preparation_Natural Gas_Steamer_E8 | F5 | Commercial | Office | Existing | Food Preparation | Natural Gas | Steamer | E8 | Utility - Cost of Operation | 0 | 0 | 0 | 0 | 0 | 0 | 0 | 0 | 0 | 0 | 0 | 0 | 0 | 0 | 0 | 0 | 0 | 0 | 0 | 0 | 0 | 0 | 0 | 0 | 0 | 0 | 0
F5_Commercial_Office_Existing_Food Preparation_Natural Gas_Steamer_E9 | F5 | Commercial | Office | Existing | Food Preparation | Natural Gas | Steamer | E9 | Utility - Cost of Operation | 0 | 0 | 0 | 0 | 0 | 0 | 0 | 0 | 0 | 0 | 0 | 0 | 0 | 0 | 0 | 0 | 0 | 0 | 0 | 0 | 0 | 0 | 0 | 0 | 0 | 0 | 0
F5_Commercial_Office_Existing_Food Preparation_Natural Gas_Steamer_E10 | F5 | Commercial | Office | Existing | Food Preparation | Natural Gas | Steamer | E10 | Utility - Cost of Operation | 0 | 0 | 0 | 0 | 0 | 0 | 0 | 0 | 0 | 0 | 0 | 0 | 0 | 0 | 0 | 0 | 0 | 0 | 0 | 0 | 0 | 0 | 0 | 0 | 0 | 0 | 0
F6_Commercial_Office_Existing_Food Preparation_Natural Gas_Steamer_E1 | F6 | Commercial | Office | Existing | Food Preparation | Natural Gas | Steamer | E1 | Utility - Value of Sales | 0 | 0 | 0 | 0 | 0 | 0 | 0 | 0 | 0 | 0 | 0 | 0 | 0 | 0 | 0 | 0 | 0 | 0 | 0 | 0 | 0 | 0 | 0 | 0 | 0 | 0 | 0
F6_Commercial_Office_Existing_Food Preparation_Natural Gas_Steamer_E2 | F6 | Commercial | Office | Existing | Food Preparation | Natural Gas | Steamer | E2 | Utility - Value of Sales | 0 | 0 | 0 | 0 | 0 | 0 | 0 | 0 | 0 | 0 | 0 | 0 | 0 | 0 | 0 | 0 | 0 | 0 | 0 | 0 | 0 | 0 | 0 | 0 | 0 | 0 | 0
F6_Commercial_Office_Existing_Food Preparation_Natural Gas_Steamer_E3 | F6 | Commercial | Office | Existing | Food Preparation | Natural Gas | Steamer | E3 | Utility - Value of Sales | 0 | 0 | 0 | 0 | 0 | 0 | 0 | 0 | 0 | 0 | 0 | 0 | 0 | 0 | 0 | 0 | 0 | 0 | 0 | 0 | 0 | 0 | 0 | 0 | 0 | 0 | 0
F6_Commercial_Office_Existing_Food Preparation_Natural Gas_Steamer_E4 | F6 | Commercial | Office | Existing | Food Preparation | Natural Gas | Steamer | E4 | Utility - Value of Sales | 0 | 0 | 0 | 0 | 0 | 0 | 0 | 0 | 0 | 0 | 0 | 0 | 0 | 0 | 0 | 0 | 0 | 0 | 0 | 0 | 0 | 0 | 0 | 0 | 0 | 0 | 0
F6_Commercial_Office_Existing_Food Preparation_Natural Gas_Steamer_E5 | F6 | Commercial | Office | Existing | Food Preparation | Natural Gas | Steamer | E5 | Utility - Value of Sales | 0 | 0 | 0 | 0 | 0 | 0 | 0 | 0 | 0 | 0 | 0 | 0 | 0 | 0 | 0 | 0 | 0 | 0 | 0 | 0 | 0 | 0 | 0 | 0 | 0 | 0 | 0
F6_Commercial_Office_Existing_Food Preparation_Natural Gas_Steamer_E6 | F6 | Commercial | Office | Existing | Food Preparation | Natural Gas | Steamer | E6 | Utility - Value of Sales | 0 | 0 | 0 | 0 | 0 | 0 | 0 | 0 | 0 | 0 | 0 | 0 | 0 | 0 | 0 | 0 | 0 | 0 | 0 | 0 | 0 | 0 | 0 | 0 | 0 | 0 | 0
F6_Commercial_Office_Existing_Food Preparation_Natural Gas_Steamer_E7 | F6 | Commercial | Office | Existing | Food Preparation | Natural Gas | Steamer | E7 | Utility - Value of Sales | 0 | 0 | 0 | 0 | 0 | 0 | 0 | 0 | 0 | 0 | 0 | 0 | 0 | 0 | 0 | 0 | 0 | 0 | 0 | 0 | 0 | 0 | 0 | 0 | 0 | 0 | 0
F6_Commercial_Office_Existing_Food Preparation_Natural Gas_Steamer_E8 | F6 | Commercial | Office | Existing | Food Preparation | Natural Gas | Steamer | E8 | Utility - Value of Sales | 0 | 0 | 0 | 0 | 0 | 0 | 0 | 0 | 0 | 0 | 0 | 0 | 0 | 0 | 0 | 0 | 0 | 0 | 0 | 0 | 0 | 0 | 0 | 0 | 0 | 0 | 0
F6_Commercial_Office_Existing_Food Preparation_Natural Gas_Steamer_E9 | F6 | Commercial | Office | Existing | Food Preparation | Natural Gas | Steamer | E9 | Utility - Value of Sales | 0 | 0 | 0 | 0 | 0 | 0 | 0 | 0 | 0 | 0 | 0 | 0 | 0 | 0 | 0 | 0 | 0 | 0 | 0 | 0 | 0 | 0 | 0 | 0 | 0 | 0 | 0
F6_Commercial_Office_Existing_Food Preparation_Natural Gas_Steamer_E10 | F6 | Commercial | Office | Existing | Food Preparation | Natural Gas | Steamer | E10 | Utility - Value of Sales | 0 | 0 | 0 | 0 | 0 | 0 | 0 | 0 | 0 | 0 | 0 | 0 | 0 | 0 | 0 | 0 | 0 | 0 | 0 | 0 | 0 | 0 | 0 | 0 | 0 | 0 | 0
F1_Commercial_Office_Existing_Food Preparation_Natural Gas_Commercial Food Prep Other_E1 | F1 | Commercial | Office | Existing | Food Preparation | Natural Gas | Commercial Food Prep Other | E1 | RVT - Cost of Equipment | 0.0019938 | 0.0019938 | 0.0019938 | 0.0019938 | 0.0019938 | 0.0019938 | 0.0019938 | 0.0019938 | 0.0019938 | 0.0019938 | 0.0019938 | 0.0019938 | 0.0019938 | 0.0019938 | 0.0019938 | 0.0019938 | 0.0019938 | 0.0019938 | 0.0019938 | 0.0019938 | 0.0019938 | 0.0019938 | 0.0019938 | 0.0019938 | 0.0019938 | 0.0019938 | 0.0019938
F1_Commercial_Office_Existing_Food Preparation_Natural Gas_Commercial Food Prep Other_E2 | F1 | Commercial | Office | Existing | Food Preparation | Natural Gas | Commercial Food Prep Other | E2 | RVT - Cost of Equipment | 0.002422 | 0.002422 | 0.002422 | 0.002422 | 0.002422 | 0.002422 | 0.002422 | 0.002422 | 0.002422 | 0.002422 | 0.002422 | 0.002422 | 0.002422 | 0.002422 | 0.002422 | 0.002422 | 0.002422 | 0.002422 | 0.002422 | 0.002422 | 0.002422 | 0.002422 | 0.002422 | 0.002422 | 0.002422 | 0.002422 | 0.002422
F1_Commercial_Office_Existing_Food Preparation_Natural Gas_Commercial Food Prep Other_E3 | F1 | Commercial | Office | Existing | Food Preparation | Natural Gas | Commercial Food Prep Other | E3 | RVT - Cost of Equipment | 0 | 0 | 0 | 0 | 0 | 0 | 0 | 0 | 0 | 0 | 0 | 0 | 0 | 0 | 0 | 0 | 0 | 0 | 0 | 0 | 0 | 0 | 0 | 0 | 0 | 0 | 0
F1_Commercial_Office_Existing_Food Preparation_Natural Gas_Commercial Food Prep Other_E4 | F1 | Commercial | Office | Existing | Food Preparation | Natural Gas | Commercial Food Prep Other | E4 | RVT - Cost of Equipment | 0 | 0 | 0 | 0 | 0 | 0 | 0 | 0 | 0 | 0 | 0 | 0 | 0 | 0 | 0 | 0 | 0 | 0 | 0 | 0 | 0 | 0 | 0 | 0 | 0 | 0 | 0
F1_Commercial_Office_Existing_Food Preparation_Natural Gas_Commercial Food Prep Other_E5 | F1 | Commercial | Office | Existing | Food Preparation | Natural Gas | Commercial Food Prep Other | E5 | RVT - Cost of Equipment | 0 | 0 | 0 | 0 | 0 | 0 | 0 | 0 | 0 | 0 | 0 | 0 | 0 | 0 | 0 | 0 | 0 | 0 | 0 | 0 | 0 | 0 | 0 | 0 | 0 | 0 | 0
F1_Commercial_Office_Existing_Food Preparation_Natural Gas_Commercial Food Prep Other_E6 | F1 | Commercial | Office | Existing | Food Preparation | Natural Gas | Commercial Food Prep Other | E6 | RVT - Cost of Equipment | 0 | 0 | 0 | 0 | 0 | 0 | 0 | 0 | 0 | 0 | 0 | 0 | 0 | 0 | 0 | 0 | 0 | 0 | 0 | 0 | 0 | 0 | 0 | 0 | 0 | 0 | 0
F1_Commercial_Office_Existing_Food Preparation_Natural Gas_Commercial Food Prep Other_E7 | F1 | Commercial | Office | Existing | Food Preparation | Natural Gas | Commercial Food Prep Other | E7 | RVT - Cost of Equipment | 0 | 0 | 0 | 0 | 0 | 0 | 0 | 0 | 0 | 0 | 0 | 0 | 0 | 0 | 0 | 0 | 0 | 0 | 0 | 0 | 0 | 0 | 0 | 0 | 0 | 0 | 0
F1_Commercial_Office_Existing_Food Preparation_Natural Gas_Commercial Food Prep Other_E8 | F1 | Commercial | Office | Existing | Food Preparation | Natural Gas | Commercial Food Prep Other | E8 | RVT - Cost of Equipment | 0 | 0 | 0 | 0 | 0 | 0 | 0 | 0 | 0 | 0 | 0 | 0 | 0 | 0 | 0 | 0 | 0 | 0 | 0 | 0 | 0 | 0 | 0 | 0 | 0 | 0 | 0
F1_Commercial_Office_Existing_Food Preparation_Natural Gas_Commercial Food Prep Other_E9 | F1 | Commercial | Office | Existing | Food Preparation | Natural Gas | Commercial Food Prep Other | E9 | RVT - Cost of Equipment | 0 | 0 | 0 | 0 | 0 | 0 | 0 | 0 | 0 | 0 | 0 | 0 | 0 | 0 | 0 | 0 | 0 | 0 | 0 | 0 | 0 | 0 | 0 | 0 | 0 | 0 | 0
F1_Commercial_Office_Existing_Food Preparation_Natural Gas_Commercial Food Prep Other_E10 | F1 | Commercial | Office | Existing | Food Preparation | Natural Gas | Commercial Food Prep Other | E10 | RVT - Cost of Equipment | 0 | 0 | 0 | 0 | 0 | 0 | 0 | 0 | 0 | 0 | 0 | 0 | 0 | 0 | 0 | 0 | 0 | 0 | 0 | 0 | 0 | 0 | 0 | 0 | 0 | 0 | 0
F2_Commercial_Office_Existing_Food Preparation_Natural Gas_Commercial Food Prep Other_E1 | F2 | Commercial | Office | Existing | Food Preparation | Natural Gas | Commercial Food Prep Other | E1 | RVT - Cost of Operation | 0 | 0 | 0 | 0 | 0 | 0 | 0 | 0 | 0 | 0 | 0 | 0 | 0 | 0 | 0 | 0 | 0 | 0 | 0 | 0 | 0 | 0 | 0 | 0 | 0 | 0 | 0
F2_Commercial_Office_Existing_Food Preparation_Natural Gas_Commercial Food Prep Other_E2 | F2 | Commercial | Office | Existing | Food Preparation | Natural Gas | Commercial Food Prep Other | E2 | RVT - Cost of Operation | 0 | 0 | 0 | 0 | 0 | 0 | 0 | 0 | 0 | 0 | 0 | 0 | 0 | 0 | 0 | 0 | 0 | 0 | 0 | 0 | 0 | 0 | 0 | 0 | 0 | 0 | 0
F2_Commercial_Office_Existing_Food Preparation_Natural Gas_Commercial Food Prep Other_E3 | F2 | Commercial | Office | Existing | Food Preparation | Natural Gas | Commercial Food Prep Other | E3 | RVT - Cost of Operation | 0 | 0 | 0 | 0 | 0 | 0 | 0 | 0 | 0 | 0 | 0 | 0 | 0 | 0 | 0 | 0 | 0 | 0 | 0 | 0 | 0 | 0 | 0 | 0 | 0 | 0 | 0
F2_Commercial_Office_Existing_Food Preparation_Natural Gas_Commercial Food Prep Other_E4 | F2 | Commercial | Office | Existing | Food Preparation | Natural Gas | Commercial Food Prep Other | E4 | RVT - Cost of Operation | 0 | 0 | 0 | 0 | 0 | 0 | 0 | 0 | 0 | 0 | 0 | 0 | 0 | 0 | 0 | 0 | 0 | 0 | 0 | 0 | 0 | 0 | 0 | 0 | 0 | 0 | 0
F2_Commercial_Office_Existing_Food Preparation_Natural Gas_Commercial Food Prep Other_E5 | F2 | Commercial | Office | Existing | Food Preparation | Natural Gas | Commercial Food Prep Other | E5 | RVT - Cost of Operation | 0 | 0 | 0 | 0 | 0 | 0 | 0 | 0 | 0 | 0 | 0 | 0 | 0 | 0 | 0 | 0 | 0 | 0 | 0 | 0 | 0 | 0 | 0 | 0 | 0 | 0 | 0
F2_Commercial_Office_Existing_Food Preparation_Natural Gas_Commercial Food Prep Other_E6 | F2 | Commercial | Office | Existing | Food Preparation | Natural Gas | Commercial Food Prep Other | E6 | RVT - Cost of Operation | 0 | 0 | 0 | 0 | 0 | 0 | 0 | 0 | 0 | 0 | 0 | 0 | 0 | 0 | 0 | 0 | 0 | 0 | 0 | 0 | 0 | 0 | 0 | 0 | 0 | 0 | 0
F2_Commercial_Office_Existing_Food Preparation_Natural Gas_Commercial Food Prep Other_E7 | F2 | Commercial | Office | Existing | Food Preparation | Natural Gas | Commercial Food Prep Other | E7 | RVT - Cost of Operation | 0 | 0 | 0 | 0 | 0 | 0 | 0 | 0 | 0 | 0 | 0 | 0 | 0 | 0 | 0 | 0 | 0 | 0 | 0 | 0 | 0 | 0 | 0 | 0 | 0 | 0 | 0
F2_Commercial_Office_Existing_Food Preparation_Natural Gas_Commercial Food Prep Other_E8 | F2 | Commercial | Office | Existing | Food Preparation | Natural Gas | Commercial Food Prep Other | E8 | RVT - Cost of Operation | 0 | 0 | 0 | 0 | 0 | 0 | 0 | 0 | 0 | 0 | 0 | 0 | 0 | 0 | 0 | 0 | 0 | 0 | 0 | 0 | 0 | 0 | 0 | 0 | 0 | 0 | 0
F2_Commercial_Office_Existing_Food Preparation_Natural Gas_Commercial Food Prep Other_E9 | F2 | Commercial | Office | Existing | Food Preparation | Natural Gas | Commercial Food Prep Other | E9 | RVT - Cost of Operation | 0 | 0 | 0 | 0 | 0 | 0 | 0 | 0 | 0 | 0 | 0 | 0 | 0 | 0 | 0 | 0 | 0 | 0 | 0 | 0 | 0 | 0 | 0 | 0 | 0 | 0 | 0
F2_Commercial_Office_Existing_Food Preparation_Natural Gas_Commercial Food Prep Other_E10 | F2 | Commercial | Office | Existing | Food Preparation | Natural Gas | Commercial Food Prep Other | E10 | RVT - Cost of Operation | 0 | 0 | 0 | 0 | 0 | 0 | 0 | 0 | 0 | 0 | 0 | 0 | 0 | 0 | 0 | 0 | 0 | 0 | 0 | 0 | 0 | 0 | 0 | 0 | 0 | 0 | 0
F3_Commercial_Office_Existing_Food Preparation_Natural Gas_Commercial Food Prep Other_E1 | F3 | Commercial | Office | Existing | Food Preparation | Natural Gas | Commercial Food Prep Other | E1 | System - kBTUs of Consumption | 1.6879 | 1.6879 | 1.6879 | 1.6879 | 1.6879 | 1.6879 | 1.6879 | 1.6879 | 1.6879 | 1.6879 | 1.6879 | 1.6879 | 1.6879 | 1.6879 | 1.6879 | 1.6879 | 1.6879 | 1.6879 | 1.6879 | 1.6879 | 1.6879 | 1.6879 | 1.6879 | 1.6879 | 1.6879 | 1.6879 | 1.6879
F3_Commercial_Office_Existing_Food Preparation_Natural Gas_Commercial Food Prep Other_E2 | F3 | Commercial | Office | Existing | Food Preparation | Natural Gas | Commercial Food Prep Other | E2 | System - kBTUs of Consumption | 1.2536 | 1.2536 | 1.2536 | 1.2536 | 1.2536 | 1.2536 | 1.2536 | 1.2536 | 1.2536 | 1.2536 | 1.2536 | 1.2536 | 1.2536 | 1.2536 | 1.2536 | 1.2536 | 1.2536 | 1.2536 | 1.2536 | 1.2536 | 1.2536 | 1.2536 | 1.2536 | 1.2536 | 1.2536 | 1.2536 | 1.2536
F3_Commercial_Office_Existing_Food Preparation_Natural Gas_Commercial Food Prep Other_E3 | F3 | Commercial | Office | Existing | Food Preparation | Natural Gas | Commercial Food Prep Other | E3 | System - kBTUs of Consumption | 0 | 0 | 0 | 0 | 0 | 0 | 0 | 0 | 0 | 0 | 0 | 0 | 0 | 0 | 0 | 0 | 0 | 0 | 0 | 0 | 0 | 0 | 0 | 0 | 0 | 0 | 0
F3_Commercial_Office_Existing_Food Preparation_Natural Gas_Commercial Food Prep Other_E4 | F3 | Commercial | Office | Existing | Food Preparation | Natural Gas | Commercial Food Prep Other | E4 | System - kBTUs of Consumption | 0 | 0 | 0 | 0 | 0 | 0 | 0 | 0 | 0 | 0 | 0 | 0 | 0 | 0 | 0 | 0 | 0 | 0 | 0 | 0 | 0 | 0 | 0 | 0 | 0 | 0 | 0
F3_Commercial_Office_Existing_Food Preparation_Natural Gas_Commercial Food Prep Other_E5 | F3 | Commercial | Office | Existing | Food Preparation | Natural Gas | Commercial Food Prep Other | E5 | System - kBTUs of Consumption | 0 | 0 | 0 | 0 | 0 | 0 | 0 | 0 | 0 | 0 | 0 | 0 | 0 | 0 | 0 | 0 | 0 | 0 | 0 | 0 | 0 | 0 | 0 | 0 | 0 | 0 | 0
F3_Commercial_Office_Existing_Food Preparation_Natural Gas_Commercial Food Prep Other_E6 | F3 | Commercial | Office | Existing | Food Preparation | Natural Gas | Commercial Food Prep Other | E6 | System - kBTUs of Consumption | 0 | 0 | 0 | 0 | 0 | 0 | 0 | 0 | 0 | 0 | 0 | 0 | 0 | 0 | 0 | 0 | 0 | 0 | 0 | 0 | 0 | 0 | 0 | 0 | 0 | 0 | 0
F3_Commercial_Office_Existing_Food Preparation_Natural Gas_Commercial Food Prep Other_E7 | F3 | Commercial | Office | Existing | Food Preparation | Natural Gas | Commercial Food Prep Other | E7 | System - kBTUs of Consumption | 0 | 0 | 0 | 0 | 0 | 0 | 0 | 0 | 0 | 0 | 0 | 0 | 0 | 0 | 0 | 0 | 0 | 0 | 0 | 0 | 0 | 0 | 0 | 0 | 0 | 0 | 0
F3_Commercial_Office_Existing_Food Preparation_Natural Gas_Commercial Food Prep Other_E8 | F3 | Commercial | Office | Existing | Food Preparation | Natural Gas | Commercial Food Prep Other | E8 | System - kBTUs of Consumption | 0 | 0 | 0 | 0 | 0 | 0 | 0 | 0 | 0 | 0 | 0 | 0 | 0 | 0 | 0 | 0 | 0 | 0 | 0 | 0 | 0 | 0 | 0 | 0 | 0 | 0 | 0
F3_Commercial_Office_Existing_Food Preparation_Natural Gas_Commercial Food Prep Other_E9 | F3 | Commercial | Office | Existing | Food Preparation | Natural Gas | Commercial Food Prep Other | E9 | System - kBTUs of Consumption | 0 | 0 | 0 | 0 | 0 | 0 | 0 | 0 | 0 | 0 | 0 | 0 | 0 | 0 | 0 | 0 | 0 | 0 | 0 | 0 | 0 | 0 | 0 | 0 | 0 | 0 | 0
F3_Commercial_Office_Existing_Food Preparation_Natural Gas_Commercial Food Prep Other_E10 | F3 | Commercial | Office | Existing | Food Preparation | Natural Gas | Commercial Food Prep Other | E10 | System - kBTUs of Consumption | 0 | 0 | 0 | 0 | 0 | 0 | 0 | 0 | 0 | 0 | 0 | 0 | 0 | 0 | 0 | 0 | 0 | 0 | 0 | 0 | 0 | 0 | 0 | 0 | 0 | 0 | 0
F4_Commercial_Office_Existing_Food Preparation_Natural Gas_Commercial Food Prep Other_E1 | F4 | Commercial | Office | Existing | Food Preparation | Natural Gas | Commercial Food Prep Other | E1 | Utility - Cost of Equipment | 0.0019938 | 0.0019938 | 0.0019938 | 0.0019938 | 0.0019938 | 0.0019938 | 0.0019938 | 0.0019938 | 0.0019938 | 0.0019938 | 0.0019938 | 0.0019938 | 0.0019938 | 0.0019938 | 0.0019938 | 0.0019938 | 0.0019938 | 0.0019938 | 0.0019938 | 0.0019938 | 0.0019938 | 0.0019938 | 0.0019938 | 0.0019938 | 0.0019938 | 0.0019938 | 0.0019938
F4_Commercial_Office_Existing_Food Preparation_Natural Gas_Commercial Food Prep Other_E2 | F4 | Commercial | Office | Existing | Food Preparation | Natural Gas | Commercial Food Prep Other | E2 | Utility - Cost of Equipment | 0.002422 | 0.002422 | 0.002422 | 0.002422 | 0.002422 | 0.002422 | 0.002422 | 0.002422 | 0.002422 | 0.002422 | 0.002422 | 0.002422 | 0.002422 | 0.002422 | 0.002422 | 0.002422 | 0.002422 | 0.002422 | 0.002422 | 0.002422 | 0.002422 | 0.002422 | 0.002422 | 0.002422 | 0.002422 | 0.002422 | 0.002422
F4_Commercial_Office_Existing_Food Preparation_Natural Gas_Commercial Food Prep Other_E3 | F4 | Commercial | Office | Existing | Food Preparation | Natural Gas | Commercial Food Prep Other | E3 | Utility - Cost of Equipment | 0 | 0 | 0 | 0 | 0 | 0 | 0 | 0 | 0 | 0 | 0 | 0 | 0 | 0 | 0 | 0 | 0 | 0 | 0 | 0 | 0 | 0 | 0 | 0 | 0 | 0 | 0
F4_Commercial_Office_Existing_Food Preparation_Natural Gas_Commercial Food Prep Other_E4 | F4 | Commercial | Office | Existing | Food Preparation | Natural Gas | Commercial Food Prep Other | E4 | Utility - Cost of Equipment | 0 | 0 | 0 | 0 | 0 | 0 | 0 | 0 | 0 | 0 | 0 | 0 | 0 | 0 | 0 | 0 | 0 | 0 | 0 | 0 | 0 | 0 | 0 | 0 | 0 | 0 | 0
F4_Commercial_Office_Existing_Food Preparation_Natural Gas_Commercial Food Prep Other_E5 | F4 | Commercial | Office | Existing | Food Preparation | Natural Gas | Commercial Food Prep Other | E5 | Utility - Cost of Equipment | 0 | 0 | 0 | 0 | 0 | 0 | 0 | 0 | 0 | 0 | 0 | 0 | 0 | 0 | 0 | 0 | 0 | 0 | 0 | 0 | 0 | 0 | 0 | 0 | 0 | 0 | 0
F4_Commercial_Office_Existing_Food Preparation_Natural Gas_Commercial Food Prep Other_E6 | F4 | Commercial | Office | Existing | Food Preparation | Natural Gas | Commercial Food Prep Other | E6 | Utility - Cost of Equipment | 0 | 0 | 0 | 0 | 0 | 0 | 0 | 0 | 0 | 0 | 0 | 0 | 0 | 0 | 0 | 0 | 0 | 0 | 0 | 0 | 0 | 0 | 0 | 0 | 0 | 0 | 0
F4_Commercial_Office_Existing_Food Preparation_Natural Gas_Commercial Food Prep Other_E7 | F4 | Commercial | Office | Existing | Food Preparation | Natural Gas | Commercial Food Prep Other | E7 | Utility - Cost of Equipment | 0 | 0 | 0 | 0 | 0 | 0 | 0 | 0 | 0 | 0 | 0 | 0 | 0 | 0 | 0 | 0 | 0 | 0 | 0 | 0 | 0 | 0 | 0 | 0 | 0 | 0 | 0
F4_Commercial_Office_Existing_Food Preparation_Natural Gas_Commercial Food Prep Other_E8 | F4 | Commercial | Office | Existing | Food Preparation | Natural Gas | Commercial Food Prep Other | E8 | Utility - Cost of Equipment | 0 | 0 | 0 | 0 | 0 | 0 | 0 | 0 | 0 | 0 | 0 | 0 | 0 | 0 | 0 | 0 | 0 | 0 | 0 | 0 | 0 | 0 | 0 | 0 | 0 | 0 | 0
F4_Commercial_Office_Existing_Food Preparation_Natural Gas_Commercial Food Prep Other_E9 | F4 | Commercial | Office | Existing | Food Preparation | Natural Gas | Commercial Food Prep Other | E9 | Utility - Cost of Equipment | 0 | 0 | 0 | 0 | 0 | 0 | 0 | 0 | 0 | 0 | 0 | 0 | 0 | 0 | 0 | 0 | 0 | 0 | 0 | 0 | 0 | 0 | 0 | 0 | 0 | 0 | 0
F4_Commercial_Office_Existing_Food Preparation_Natural Gas_Commercial Food Prep Other_E10 | F4 | Commercial | Office | Existing | Food Preparation | Natural Gas | Commercial Food Prep Other | E10 | Utility - Cost of Equipment | 0 | 0 | 0 | 0 | 0 | 0 | 0 | 0 | 0 | 0 | 0 | 0 | 0 | 0 | 0 | 0 | 0 | 0 | 0 | 0 | 0 | 0 | 0 | 0 | 0 | 0 | 0
F5_Commercial_Office_Existing_Food Preparation_Natural Gas_Commercial Food Prep Other_E1 | F5 | Commercial | Office | Existing | Food Preparation | Natural Gas | Commercial Food Prep Other | E1 | Utility - Cost of Operation | 0.023195 | 0.02286 | 0.022533 | 0.022217 | 0.02222 | 0.022431 | 0.022772 | 0.023186 | 0.023633 | 0.02409 | 0.024542 | 0.024942 | 0.025247 | 0.025377 | 0.025317 | 0.025069 | 0.024651 | 0.024105 | 0.023454 | 0.022683 | 0.021781 | 0.020743 | 0.019821 | 0.019224 | 0.018966 | 0.019059 | 0.019153
F5_Commercial_Office_Existing_Food Preparation_Natural Gas_Commercial Food Prep Other_E2 | F5 | Commercial | Office | Existing | Food Preparation | Natural Gas | Commercial Food Prep Other | E2 | Utility - Cost of Operation | 0.017227 | 0.016978 | 0.016736 | 0.016501 | 0.016503 | 0.01666 | 0.016913 | 0.017221 | 0.017553 | 0.017892 | 0.018228 | 0.018525 | 0.018751 | 0.018848 | 0.018803 | 0.018619 | 0.018309 | 0.017903 | 0.01742 | 0.016847 | 0.016177 | 0.015406 | 0.014721 | 0.014278 | 0.014087 | 0.014156 | 0.014225
F5_Commercial_Office_Existing_Food Preparation_Natural Gas_Commercial Food Prep Other_E3 | F5 | Commercial | Office | Existing | Food Preparation | Natural Gas | Commercial Food Prep Other | E3 | Utility - Cost of Operation | 0 | 0 | 0 | 0 | 0 | 0 | 0 | 0 | 0 | 0 | 0 | 0 | 0 | 0 | 0 | 0 | 0 | 0 | 0 | 0 | 0 | 0 | 0 | 0 | 0 | 0 | 0
F5_Commercial_Office_Existing_Food Preparation_Natural Gas_Commercial Food Prep Other_E4 | F5 | Commercial | Office | Existing | Food Preparation | Natural Gas | Commercial Food Prep Other | E4 | Utility - Cost of Operation | 0 | 0 | 0 | 0 | 0 | 0 | 0 | 0 | 0 | 0 | 0 | 0 | 0 | 0 | 0 | 0 | 0 | 0 | 0 | 0 | 0 | 0 | 0 | 0 | 0 | 0 | 0
F5_Commercial_Office_Existing_Food Preparation_Natural Gas_Commercial Food Prep Other_E5 | F5 | Commercial | Office | Existing | Food Preparation | Natural Gas | Commercial Food Prep Other | E5 | Utility - Cost of Operation | 0 | 0 | 0 | 0 | 0 | 0 | 0 | 0 | 0 | 0 | 0 | 0 | 0 | 0 | 0 | 0 | 0 | 0 | 0 | 0 | 0 | 0 | 0 | 0 | 0 | 0 | 0
F5_Commercial_Office_Existing_Food Preparation_Natural Gas_Commercial Food Prep Other_E6 | F5 | Commercial | Office | Existing | Food Preparation | Natural Gas | Commercial Food Prep Other | E6 | Utility - Cost of Operation | 0 | 0 | 0 | 0 | 0 | 0 | 0 | 0 | 0 | 0 | 0 | 0 | 0 | 0 | 0 | 0 | 0 | 0 | 0 | 0 | 0 | 0 | 0 | 0 | 0 | 0 | 0
F5_Commercial_Office_Existing_Food Preparation_Natural Gas_Commercial Food Prep Other_E7 | F5 | Commercial | Office | Existing | Food Preparation | Natural Gas | Commercial Food Prep Other | E7 | Utility - Cost of Operation | 0 | 0 | 0 | 0 | 0 | 0 | 0 | 0 | 0 | 0 | 0 | 0 | 0 | 0 | 0 | 0 | 0 | 0 | 0 | 0 | 0 | 0 | 0 | 0 | 0 | 0 | 0
F5_Commercial_Office_Existing_Food Preparation_Natural Gas_Commercial Food Prep Other_E8 | F5 | Commercial | Office | Existing | Food Preparation | Natural Gas | Commercial Food Prep Other | E8 | Utility - Cost of Operation | 0 | 0 | 0 | 0 | 0 | 0 | 0 | 0 | 0 | 0 | 0 | 0 | 0 | 0 | 0 | 0 | 0 | 0 | 0 | 0 | 0 | 0 | 0 | 0 | 0 | 0 | 0
F5_Commercial_Office_Existing_Food Preparation_Natural Gas_Commercial Food Prep Other_E9 | F5 | Commercial | Office | Existing | Food Preparation | Natural Gas | Commercial Food Prep Other | E9 | Utility - Cost of Operation | 0 | 0 | 0 | 0 | 0 | 0 | 0 | 0 | 0 | 0 | 0 | 0 | 0 | 0 | 0 | 0 | 0 | 0 | 0 | 0 | 0 | 0 | 0 | 0 | 0 | 0 | 0
F5_Commercial_Office_Existing_Food Preparation_Natural Gas_Commercial Food Prep Other_E10 | F5 | Commercial | Office | Existing | Food Preparation | Natural Gas | Commercial Food Prep Other | E10 | Utility - Cost of Operation | 0 | 0 | 0 | 0 | 0 | 0 | 0 | 0 | 0 | 0 | 0 | 0 | 0 | 0 | 0 | 0 | 0 | 0 | 0 | 0 | 0 | 0 | 0 | 0 | 0 | 0 | 0
F6_Commercial_Office_Existing_Food Preparation_Natural Gas_Commercial Food Prep Other_E1 | F6 | Commercial | Office | Existing | Food Preparation | Natural Gas | Commercial Food Prep Other | E1 | Utility - Value of Sales | 0 | 0 | 0 | 0 | 0 | 0 | 0 | 0 | 0 | 0 | 0 | 0 | 0 | 0 | 0 | 0 | 0 | 0 | 0 | 0 | 0 | 0 | 0 | 0 | 0 | 0 | 0
F6_Commercial_Office_Existing_Food Preparation_Natural Gas_Commercial Food Prep Other_E2 | F6 | Commercial | Office | Existing | Food Preparation | Natural Gas | Commercial Food Prep Other | E2 | Utility - Value of Sales | 0 | 0 | 0 | 0 | 0 | 0 | 0 | 0 | 0 | 0 | 0 | 0 | 0 | 0 | 0 | 0 | 0 | 0 | 0 | 0 | 0 | 0 | 0 | 0 | 0 | 0 | 0
F6_Commercial_Office_Existing_Food Preparation_Natural Gas_Commercial Food Prep Other_E3 | F6 | Commercial | Office | Existing | Food Preparation | Natural Gas | Commercial Food Prep Other | E3 | Utility - Value of Sales | 0 | 0 | 0 | 0 | 0 | 0 | 0 | 0 | 0 | 0 | 0 | 0 | 0 | 0 | 0 | 0 | 0 | 0 | 0 | 0 | 0 | 0 | 0 | 0 | 0 | 0 | 0
F6_Commercial_Office_Existing_Food Preparation_Natural Gas_Commercial Food Prep Other_E4 | F6 | Commercial | Office | Existing | Food Preparation | Natural Gas | Commercial Food Prep Other | E4 | Utility - Value of Sales | 0 | 0 | 0 | 0 | 0 | 0 | 0 | 0 | 0 | 0 | 0 | 0 | 0 | 0 | 0 | 0 | 0 | 0 | 0 | 0 | 0 | 0 | 0 | 0 | 0 | 0 | 0
F6_Commercial_Office_Existing_Food Preparation_Natural Gas_Commercial Food Prep Other_E5 | F6 | Commercial | Office | Existing | Food Preparation | Natural Gas | Commercial Food Prep Other | E5 | Utility - Value of Sales | 0 | 0 | 0 | 0 | 0 | 0 | 0 | 0 | 0 | 0 | 0 | 0 | 0 | 0 | 0 | 0 | 0 | 0 | 0 | 0 | 0 | 0 | 0 | 0 | 0 | 0 | 0
F6_Commercial_Office_Existing_Food Preparation_Natural Gas_Commercial Food Prep Other_E6 | F6 | Commercial | Office | Existing | Food Preparation | Natural Gas | Commercial Food Prep Other | E6 | Utility - Value of Sales | 0 | 0 | 0 | 0 | 0 | 0 | 0 | 0 | 0 | 0 | 0 | 0 | 0 | 0 | 0 | 0 | 0 | 0 | 0 | 0 | 0 | 0 | 0 | 0 | 0 | 0 | 0
F6_Commercial_Office_Existing_Food Preparation_Natural Gas_Commercial Food Prep Other_E7 | F6 | Commercial | Office | Existing | Food Preparation | Natural Gas | Commercial Food Prep Other | E7 | Utility - Value of Sales | 0 | 0 | 0 | 0 | 0 | 0 | 0 | 0 | 0 | 0 | 0 | 0 | 0 | 0 | 0 | 0 | 0 | 0 | 0 | 0 | 0 | 0 | 0 | 0 | 0 | 0 | 0
F6_Commercial_Office_Existing_Food Preparation_Natural Gas_Commercial Food Prep Other_E8 | F6 | Commercial | Office | Existing | Food Preparation | Natural Gas | Commercial Food Prep Other | E8 | Utility - Value of Sales | 0 | 0 | 0 | 0 | 0 | 0 | 0 | 0 | 0 | 0 | 0 | 0 | 0 | 0 | 0 | 0 | 0 | 0 | 0 | 0 | 0 | 0 | 0 | 0 | 0 | 0 | 0
F6_Commercial_Office_Existing_Food Preparation_Natural Gas_Commercial Food Prep Other_E9 | F6 | Commercial | Office | Existing | Food Preparation | Natural Gas | Commercial Food Prep Other | E9 | Utility - Value of Sales | 0 | 0 | 0 | 0 | 0 | 0 | 0 | 0 | 0 | 0 | 0 | 0 | 0 | 0 | 0 | 0 | 0 | 0 | 0 | 0 | 0 | 0 | 0 | 0 | 0 | 0 | 0
F6_Commercial_Office_Existing_Food Preparation_Natural Gas_Commercial Food Prep Other_E10 | F6 | Commercial | Office | Existing | Food Preparation | Natural Gas | Commercial Food Prep Other | E10 | Utility - Value of Sales | 0 | 0 | 0 | 0 | 0 | 0 | 0 | 0 | 0 | 0 | 0 | 0 | 0 | 0 | 0 | 0 | 0 | 0 | 0 | 0 | 0 | 0 | 0 | 0 | 0 | 0 | 0
F1_Commercial_Office_Existing_Miscellaneous_Natural Gas_Pool Heater_E1 | F1 | Commercial | Office | Existing | Miscellaneous | Natural Gas | Pool Heater | E1 | RVT - Cost of Equipment | 0.002803 | 0.002803 | 0.002803 | 0.002803 | 0.002803 | 0.002803 | 0.002803 | 0.002803 | 0.002803 | 0.002803 | 0.002803 | 0.002803 | 0.002803 | 0.002803 | 0.002803 | 0.002803 | 0.002803 | 0.002803 | 0.002803 | 0.002803 | 0.002803 | 0.002803 | 0.002803 | 0.002803 | 0.002803 | 0.002803 | 0.002803
F1_Commercial_Office_Existing_Miscellaneous_Natural Gas_Pool Heater_E2 | F1 | Commercial | Office | Existing | Miscellaneous | Natural Gas | Pool Heater | E2 | RVT - Cost of Equipment | 0.0045896 | 0.0045896 | 0.0045896 | 0.0045896 | 0.0045896 | 0.0045896 | 0.0045896 | 0.0045896 | 0.0045896 | 0.0045896 | 0.0045896 | 0.0045896 | 0.0045896 | 0.0045896 | 0.0045896 | 0.0045896 | 0.0045896 | 0.0045896 | 0.0045896 | 0.0045896 | 0.0045896 | 0.0045896 | 0.0045896 | 0.0045896 | 0.0045896 | 0.0045896 | 0.0045896
F1_Commercial_Office_Existing_Miscellaneous_Natural Gas_Pool Heater_E3 | F1 | Commercial | Office | Existing | Miscellaneous | Natural Gas | Pool Heater | E3 | RVT - Cost of Equipment | 0 | 0 | 0 | 0 | 0 | 0 | 0 | 0 | 0 | 0 | 0 | 0 | 0 | 0 | 0 | 0 | 0 | 0 | 0 | 0 | 0 | 0 | 0 | 0 | 0 | 0 | 0
F1_Commercial_Office_Existing_Miscellaneous_Natural Gas_Pool Heater_E4 | F1 | Commercial | Office | Existing | Miscellaneous | Natural Gas | Pool Heater | E4 | RVT - Cost of Equipment | 0 | 0 | 0 | 0 | 0 | 0 | 0 | 0 | 0 | 0 | 0 | 0 | 0 | 0 | 0 | 0 | 0 | 0 | 0 | 0 | 0 | 0 | 0 | 0 | 0 | 0 | 0
F1_Commercial_Office_Existing_Miscellaneous_Natural Gas_Pool Heater_E5 | F1 | Commercial | Office | Existing | Miscellaneous | Natural Gas | Pool Heater | E5 | RVT - Cost of Equipment | 0 | 0 | 0 | 0 | 0 | 0 | 0 | 0 | 0 | 0 | 0 | 0 | 0 | 0 | 0 | 0 | 0 | 0 | 0 | 0 | 0 | 0 | 0 | 0 | 0 | 0 | 0
F1_Commercial_Office_Existing_Miscellaneous_Natural Gas_Pool Heater_E6 | F1 | Commercial | Office | Existing | Miscellaneous | Natural Gas | Pool Heater | E6 | RVT - Cost of Equipment | 0 | 0 | 0 | 0 | 0 | 0 | 0 | 0 | 0 | 0 | 0 | 0 | 0 | 0 | 0 | 0 | 0 | 0 | 0 | 0 | 0 | 0 | 0 | 0 | 0 | 0 | 0
F1_Commercial_Office_Existing_Miscellaneous_Natural Gas_Pool Heater_E7 | F1 | Commercial | Office | Existing | Miscellaneous | Natural Gas | Pool Heater | E7 | RVT - Cost of Equipment | 0 | 0 | 0 | 0 | 0 | 0 | 0 | 0 | 0 | 0 | 0 | 0 | 0 | 0 | 0 | 0 | 0 | 0 | 0 | 0 | 0 | 0 | 0 | 0 | 0 | 0 | 0
F1_Commercial_Office_Existing_Miscellaneous_Natural Gas_Pool Heater_E8 | F1 | Commercial | Office | Existing | Miscellaneous | Natural Gas | Pool Heater | E8 | RVT - Cost of Equipment | 0 | 0 | 0 | 0 | 0 | 0 | 0 | 0 | 0 | 0 | 0 | 0 | 0 | 0 | 0 | 0 | 0 | 0 | 0 | 0 | 0 | 0 | 0 | 0 | 0 | 0 | 0
F1_Commercial_Office_Existing_Miscellaneous_Natural Gas_Pool Heater_E9 | F1 | Commercial | Office | Existing | Miscellaneous | Natural Gas | Pool Heater | E9 | RVT - Cost of Equipment | 0 | 0 | 0 | 0 | 0 | 0 | 0 | 0 | 0 | 0 | 0 | 0 | 0 | 0 | 0 | 0 | 0 | 0 | 0 | 0 | 0 | 0 | 0 | 0 | 0 | 0 | 0
F1_Commercial_Office_Existing_Miscellaneous_Natural Gas_Pool Heater_E10 | F1 | Commercial | Office | Existing | Miscellaneous | Natural Gas | Pool Heater | E10 | RVT - Cost of Equipment | 0 | 0 | 0 | 0 | 0 | 0 | 0 | 0 | 0 | 0 | 0 | 0 | 0 | 0 | 0 | 0 | 0 | 0 | 0 | 0 | 0 | 0 | 0 | 0 | 0 | 0 | 0
F2_Commercial_Office_Existing_Miscellaneous_Natural Gas_Pool Heater_E1 | F2 | Commercial | Office | Existing | Miscellaneous | Natural Gas | Pool Heater | E1 | RVT - Cost of Operation | 0 | 0 | 0 | 0 | 0 | 0 | 0 | 0 | 0 | 0 | 0 | 0 | 0 | 0 | 0 | 0 | 0 | 0 | 0 | 0 | 0 | 0 | 0 | 0 | 0 | 0 | 0
F2_Commercial_Office_Existing_Miscellaneous_Natural Gas_Pool Heater_E2 | F2 | Commercial | Office | Existing | Miscellaneous | Natural Gas | Pool Heater | E2 | RVT - Cost of Operation | 0 | 0 | 0 | 0 | 0 | 0 | 0 | 0 | 0 | 0 | 0 | 0 | 0 | 0 | 0 | 0 | 0 | 0 | 0 | 0 | 0 | 0 | 0 | 0 | 0 | 0 | 0
F2_Commercial_Office_Existing_Miscellaneous_Natural Gas_Pool Heater_E3 | F2 | Commercial | Office | Existing | Miscellaneous | Natural Gas | Pool Heater | E3 | RVT - Cost of Operation | 0 | 0 | 0 | 0 | 0 | 0 | 0 | 0 | 0 | 0 | 0 | 0 | 0 | 0 | 0 | 0 | 0 | 0 | 0 | 0 | 0 | 0 | 0 | 0 | 0 | 0 | 0
F2_Commercial_Office_Existing_Miscellaneous_Natural Gas_Pool Heater_E4 | F2 | Commercial | Office | Existing | Miscellaneous | Natural Gas | Pool Heater | E4 | RVT - Cost of Operation | 0 | 0 | 0 | 0 | 0 | 0 | 0 | 0 | 0 | 0 | 0 | 0 | 0 | 0 | 0 | 0 | 0 | 0 | 0 | 0 | 0 | 0 | 0 | 0 | 0 | 0 | 0
F2_Commercial_Office_Existing_Miscellaneous_Natural Gas_Pool Heater_E5 | F2 | Commercial | Office | Existing | Miscellaneous | Natural Gas | Pool Heater | E5 | RVT - Cost of Operation | 0 | 0 | 0 | 0 | 0 | 0 | 0 | 0 | 0 | 0 | 0 | 0 | 0 | 0 | 0 | 0 | 0 | 0 | 0 | 0 | 0 | 0 | 0 | 0 | 0 | 0 | 0
F2_Commercial_Office_Existing_Miscellaneous_Natural Gas_Pool Heater_E6 | F2 | Commercial | Office | Existing | Miscellaneous | Natural Gas | Pool Heater | E6 | RVT - Cost of Operation | 0 | 0 | 0 | 0 | 0 | 0 | 0 | 0 | 0 | 0 | 0 | 0 | 0 | 0 | 0 | 0 | 0 | 0 | 0 | 0 | 0 | 0 | 0 | 0 | 0 | 0 | 0
F2_Commercial_Office_Existing_Miscellaneous_Natural Gas_Pool Heater_E7 | F2 | Commercial | Office | Existing | Miscellaneous | Natural Gas | Pool Heater | E7 | RVT - Cost of Operation | 0 | 0 | 0 | 0 | 0 | 0 | 0 | 0 | 0 | 0 | 0 | 0 | 0 | 0 | 0 | 0 | 0 | 0 | 0 | 0 | 0 | 0 | 0 | 0 | 0 | 0 | 0
F2_Commercial_Office_Existing_Miscellaneous_Natural Gas_Pool Heater_E8 | F2 | Commercial | Office | Existing | Miscellaneous | Natural Gas | Pool Heater | E8 | RVT - Cost of Operation | 0 | 0 | 0 | 0 | 0 | 0 | 0 | 0 | 0 | 0 | 0 | 0 | 0 | 0 | 0 | 0 | 0 | 0 | 0 | 0 | 0 | 0 | 0 | 0 | 0 | 0 | 0
F2_Commercial_Office_Existing_Miscellaneous_Natural Gas_Pool Heater_E9 | F2 | Commercial | Office | Existing | Miscellaneous | Natural Gas | Pool Heater | E9 | RVT - Cost of Operation | 0 | 0 | 0 | 0 | 0 | 0 | 0 | 0 | 0 | 0 | 0 | 0 | 0 | 0 | 0 | 0 | 0 | 0 | 0 | 0 | 0 | 0 | 0 | 0 | 0 | 0 | 0
F2_Commercial_Office_Existing_Miscellaneous_Natural Gas_Pool Heater_E10 | F2 | Commercial | Office | Existing | Miscellaneous | Natural Gas | Pool Heater | E10 | RVT - Cost of Operation | 0 | 0 | 0 | 0 | 0 | 0 | 0 | 0 | 0 | 0 | 0 | 0 | 0 | 0 | 0 | 0 | 0 | 0 | 0 | 0 | 0 | 0 | 0 | 0 | 0 | 0 | 0
F3_Commercial_Office_Existing_Miscellaneous_Natural Gas_Pool Heater_E1 | F3 | Commercial | Office | Existing | Miscellaneous | Natural Gas | Pool Heater | E1 | System - kBTUs of Consumption | bar: 2021 to 2047
F3_Commercial_Office_Existing_Miscellaneous_Natural Gas_Pool Heater_E2 | F3 | Commercial | Office | Existing | Miscellaneous | Natural Gas | Pool Heater | E2 | System - kBTUs of Consumption | 0.85 | 0.85 | 0.85 | 0.85 | 0.85 | 0.85 | 0.85 | 0.85 | 0.85 | 0.85 | 0.85 | 0.85 | 0.85 | 0.85 | 0.85 | 0.85 | 0.85 | 0.85 | 0.85 | 0.85 | 0.85 | 0.85 | 0.85 | 0.85 | 0.85 | 0.85 | 0.85
F3_Commercial_Office_Existing_Miscellaneous_Natural Gas_Pool Heater_E3 | F3 | Commercial | Office | Existing | Miscellaneous | Natural Gas | Pool Heater | E3 | System - kBTUs of Consumption | 0 | 0 | 0 | 0 | 0 | 0 | 0 | 0 | 0 | 0 | 0 | 0 | 0 | 0 | 0 | 0 | 0 | 0 | 0 | 0 | 0 | 0 | 0 | 0 | 0 | 0 | 0
F3_Commercial_Office_Existing_Miscellaneous_Natural Gas_Pool Heater_E4 | F3 | Commercial | Office | Existing | Miscellaneous | Natural Gas | Pool Heater | E4 | System - kBTUs of Consumption | 0 | 0 | 0 | 0 | 0 | 0 | 0 | 0 | 0 | 0 | 0 | 0 | 0 | 0 | 0 | 0 | 0 | 0 | 0 | 0 | 0 | 0 | 0 | 0 | 0 | 0 | 0
F3_Commercial_Office_Existing_Miscellaneous_Natural Gas_Pool Heater_E5 | F3 | Commercial | Office | Existing | Miscellaneous | Natural Gas | Pool Heater | E5 | System - kBTUs of Consumption | 0 | 0 | 0 | 0 | 0 | 0 | 0 | 0 | 0 | 0 | 0 | 0 | 0 | 0 | 0 | 0 | 0 | 0 | 0 | 0 | 0 | 0 | 0 | 0 | 0 | 0 | 0
F3_Commercial_Office_Existing_Miscellaneous_Natural Gas_Pool Heater_E6 | F3 | Commercial | Office | Existing | Miscellaneous | Natural Gas | Pool Heater | E6 | System - kBTUs of Consumption | 0 | 0 | 0 | 0 | 0 | 0 | 0 | 0 | 0 | 0 | 0 | 0 | 0 | 0 | 0 | 0 | 0 | 0 | 0 | 0 | 0 | 0 | 0 | 0 | 0 | 0 | 0
F3_Commercial_Office_Existing_Miscellaneous_Natural Gas_Pool Heater_E7 | F3 | Commercial | Office | Existing | Miscellaneous | Natural Gas | Pool Heater | E7 | System - kBTUs of Consumption | 0 | 0 | 0 | 0 | 0 | 0 | 0 | 0 | 0 | 0 | 0 | 0 | 0 | 0 | 0 | 0 | 0 | 0 | 0 | 0 | 0 | 0 | 0 | 0 | 0 | 0 | 0
F3_Commercial_Office_Existing_Miscellaneous_Natural Gas_Pool Heater_E8 | F3 | Commercial | Office | Existing | Miscellaneous | Natural Gas | Pool Heater | E8 | System - kBTUs of Consumption | 0 | 0 | 0 | 0 | 0 | 0 | 0 | 0 | 0 | 0 | 0 | 0 | 0 | 0 | 0 | 0 | 0 | 0 | 0 | 0 | 0 | 0 | 0 | 0 | 0 | 0 | 0
F3_Commercial_Office_Existing_Miscellaneous_Natural Gas_Pool Heater_E9 | F3 | Commercial | Office | Existing | Miscellaneous | Natural Gas | Pool Heater | E9 | System - kBTUs of Consumption | 0 | 0 | 0 | 0 | 0 | 0 | 0 | 0 | 0 | 0 | 0 | 0 | 0 | 0 | 0 | 0 | 0 | 0 | 0 | 0 | 0 | 0 | 0 | 0 | 0 | 0 | 0
F3_Commercial_Office_Existing_Miscellaneous_Natural Gas_Pool Heater_E10 | F3 | Commercial | Office | Existing | Miscellaneous | Natural Gas | Pool Heater | E10 | System - kBTUs of Consumption | 0 | 0 | 0 | 0 | 0 | 0 | 0 | 0 | 0 | 0 | 0 | 0 | 0 | 0 | 0 | 0 | 0 | 0 | 0 | 0 | 0 | 0 | 0 | 0 | 0 | 0 | 0
F4_Commercial_Office_Existing_Miscellaneous_Natural Gas_Pool Heater_E1 | F4 | Commercial | Office | Existing | Miscellaneous | Natural Gas | Pool Heater | E1 | Utility - Cost of Equipment | 0.002803 | 0.002803 | 0.002803 | 0.002803 | 0.002803 | 0.002803 | 0.002803 | 0.002803 | 0.002803 | 0.002803 | 0.002803 | 0.002803 | 0.002803 | 0.002803 | 0.002803 | 0.002803 | 0.002803 | 0.002803 | 0.002803 | 0.002803 | 0.002803 | 0.002803 | 0.002803 | 0.002803 | 0.002803 | 0.002803 | 0.002803
F4_Commercial_Office_Existing_Miscellaneous_Natural Gas_Pool Heater_E2 | F4 | Commercial | Office | Existing | Miscellaneous | Natural Gas | Pool Heater | E2 | Utility - Cost of Equipment | 0.0045896 | 0.0045896 | 0.0045896 | 0.0045896 | 0.0045896 | 0.0045896 | 0.0045896 | 0.0045896 | 0.0045896 | 0.0045896 | 0.0045896 | 0.0045896 | 0.0045896 | 0.0045896 | 0.0045896 | 0.0045896 | 0.0045896 | 0.0045896 | 0.0045896 | 0.0045896 | 0.0045896 | 0.0045896 | 0.0045896 | 0.0045896 | 0.0045896 | 0.0045896 | 0.0045896
F4_Commercial_Office_Existing_Miscellaneous_Natural Gas_Pool Heater_E3 | F4 | Commercial | Office | Existing | Miscellaneous | Natural Gas | Pool Heater | E3 | Utility - Cost of Equipment | 0 | 0 | 0 | 0 | 0 | 0 | 0 | 0 | 0 | 0 | 0 | 0 | 0 | 0 | 0 | 0 | 0 | 0 | 0 | 0 | 0 | 0 | 0 | 0 | 0 | 0 | 0
F4_Commercial_Office_Existing_Miscellaneous_Natural Gas_Pool Heater_E4 | F4 | Commercial | Office | Existing | Miscellaneous | Natural Gas | Pool Heater | E4 | Utility - Cost of Equipment | 0 | 0 | 0 | 0 | 0 | 0 | 0 | 0 | 0 | 0 | 0 | 0 | 0 | 0 | 0 | 0 | 0 | 0 | 0 | 0 | 0 | 0 | 0 | 0 | 0 | 0 | 0
F4_Commercial_Office_Existing_Miscellaneous_Natural Gas_Pool Heater_E5 | F4 | Commercial | Office | Existing | Miscellaneous | Natural Gas | Pool Heater | E5 | Utility - Cost of Equipment | 0 | 0 | 0 | 0 | 0 | 0 | 0 | 0 | 0 | 0 | 0 | 0 | 0 | 0 | 0 | 0 | 0 | 0 | 0 | 0 | 0 | 0 | 0 | 0 | 0 | 0 | 0
F4_Commercial_Office_Existing_Miscellaneous_Natural Gas_Pool Heater_E6 | F4 | Commercial | Office | Existing | Miscellaneous | Natural Gas | Pool Heater | E6 | Utility - Cost of Equipment | 0 | 0 | 0 | 0 | 0 | 0 | 0 | 0 | 0 | 0 | 0 | 0 | 0 | 0 | 0 | 0 | 0 | 0 | 0 | 0 | 0 | 0 | 0 | 0 | 0 | 0 | 0
F4_Commercial_Office_Existing_Miscellaneous_Natural Gas_Pool Heater_E7 | F4 | Commercial | Office | Existing | Miscellaneous | Natural Gas | Pool Heater | E7 | Utility - Cost of Equipment | 0 | 0 | 0 | 0 | 0 | 0 | 0 | 0 | 0 | 0 | 0 | 0 | 0 | 0 | 0 | 0 | 0 | 0 | 0 | 0 | 0 | 0 | 0 | 0 | 0 | 0 | 0
F4_Commercial_Office_Existing_Miscellaneous_Natural Gas_Pool Heater_E8 | F4 | Commercial | Office | Existing | Miscellaneous | Natural Gas | Pool Heater | E8 | Utility - Cost of Equipment | 0 | 0 | 0 | 0 | 0 | 0 | 0 | 0 | 0 | 0 | 0 | 0 | 0 | 0 | 0 | 0 | 0 | 0 | 0 | 0 | 0 | 0 | 0 | 0 | 0 | 0 | 0
F4_Commercial_Office_Existing_Miscellaneous_Natural Gas_Pool Heater_E9 | F4 | Commercial | Office | Existing | Miscellaneous | Natural Gas | Pool Heater | E9 | Utility - Cost of Equipment | 0 | 0 | 0 | 0 | 0 | 0 | 0 | 0 | 0 | 0 | 0 | 0 | 0 | 0 | 0 | 0 | 0 | 0 | 0 | 0 | 0 | 0 | 0 | 0 | 0 | 0 | 0
F4_Commercial_Office_Existing_Miscellaneous_Natural Gas_Pool Heater_E10 | F4 | Commercial | Office | Existing | Miscellaneous | Natural Gas | Pool Heater | E10 | Utility - Cost of Equipment | 0 | 0 | 0 | 0 | 0 | 0 | 0 | 0 | 0 | 0 | 0 | 0 | 0 | 0 | 0 | 0 | 0 | 0 | 0 | 0 | 0 | 0 | 0 | 0 | 0 | 0 | 0
F5_Commercial_Office_Existing_Miscellaneous_Natural Gas_Pool Heater_E1 | F5 | Commercial | Office | Existing | Miscellaneous | Natural Gas | Pool Heater | E1 | Utility - Cost of Operation | 0.014079 | 0.013712 | 0.013323 | 0.012929 | 0.012807 | 0.012863 | 0.01303 | 0.013256 | 0.013507 | 0.013763 | 0.014029 | 0.014303 | 0.014594 | 0.014882 | 0.015153 | 0.01536 | 0.015438 | 0.015331 | 0.014999 | 0.014435 | 0.013667 | 0.012733 | 0.011901 | 0.011353 | 0.011101 | 0.011155 | 0.01121
F5_Commercial_Office_Existing_Miscellaneous_Natural Gas_Pool Heater_E2 | F5 | Commercial | Office | Existing | Miscellaneous | Natural Gas | Pool Heater | E2 | Utility - Cost of Operation | 0.011967 | 0.011655 | 0.011325 | 0.01099 | 0.010886 | 0.010933 | 0.011075 | 0.011267 | 0.011481 | 0.011698 | 0.011924 | 0.012158 | 0.012405 | 0.012649 | 0.01288 | 0.013056 | 0.013122 | 0.013032 | 0.012749 | 0.01227 | 0.011617 | 0.010823 | 0.010116 | 0.0096497 | 0.0094355 | 0.0094817 | 0.0095282
F5_Commercial_Office_Existing_Miscellaneous_Natural Gas_Pool Heater_E3 | F5 | Commercial | Office | Existing | Miscellaneous | Natural Gas | Pool Heater | E3 | Utility - Cost of Operation | 0 | 0 | 0 | 0 | 0 | 0 | 0 | 0 | 0 | 0 | 0 | 0 | 0 | 0 | 0 | 0 | 0 | 0 | 0 | 0 | 0 | 0 | 0 | 0 | 0 | 0 | 0
F5_Commercial_Office_Existing_Miscellaneous_Natural Gas_Pool Heater_E4 | F5 | Commercial | Office | Existing | Miscellaneous | Natural Gas | Pool Heater | E4 | Utility - Cost of Operation | 0 | 0 | 0 | 0 | 0 | 0 | 0 | 0 | 0 | 0 | 0 | 0 | 0 | 0 | 0 | 0 | 0 | 0 | 0 | 0 | 0 | 0 | 0 | 0 | 0 | 0 | 0
F5_Commercial_Office_Existing_Miscellaneous_Natural Gas_Pool Heater_E5 | F5 | Commercial | Office | Existing | Miscellaneous | Natural Gas | Pool Heater | E5 | Utility - Cost of Operation | 0 | 0 | 0 | 0 | 0 | 0 | 0 | 0 | 0 | 0 | 0 | 0 | 0 | 0 | 0 | 0 | 0 | 0 | 0 | 0 | 0 | 0 | 0 | 0 | 0 | 0 | 0
F5_Commercial_Office_Existing_Miscellaneous_Natural Gas_Pool Heater_E6 | F5 | Commercial | Office | Existing | Miscellaneous | Natural Gas | Pool Heater | E6 | Utility - Cost of Operation | 0 | 0 | 0 | 0 | 0 | 0 | 0 | 0 | 0 | 0 | 0 | 0 | 0 | 0 | 0 | 0 | 0 | 0 | 0 | 0 | 0 | 0 | 0 | 0 | 0 | 0 | 0
F5_Commercial_Office_Existing_Miscellaneous_Natural Gas_Pool Heater_E7 | F5 | Commercial | Office | Existing | Miscellaneous | Natural Gas | Pool Heater | E7 | Utility - Cost of Operation | 0 | 0 | 0 | 0 | 0 | 0 | 0 | 0 | 0 | 0 | 0 | 0 | 0 | 0 | 0 | 0 | 0 | 0 | 0 | 0 | 0 | 0 | 0 | 0 | 0 | 0 | 0
F5_Commercial_Office_Existing_Miscellaneous_Natural Gas_Pool Heater_E8 | F5 | Commercial | Office | Existing | Miscellaneous | Natural Gas | Pool Heater | E8 | Utility - Cost of Operation | 0 | 0 | 0 | 0 | 0 | 0 | 0 | 0 | 0 | 0 | 0 | 0 | 0 | 0 | 0 | 0 | 0 | 0 | 0 | 0 | 0 | 0 | 0 | 0 | 0 | 0 | 0
F5_Commercial_Office_Existing_Miscellaneous_Natural Gas_Pool Heater_E9 | F5 | Commercial | Office | Existing | Miscellaneous | Natural Gas | Pool Heater | E9 | Utility - Cost of Operation | 0 | 0 | 0 | 0 | 0 | 0 | 0 | 0 | 0 | 0 | 0 | 0 | 0 | 0 | 0 | 0 | 0 | 0 | 0 | 0 | 0 | 0 | 0 | 0 | 0 | 0 | 0
F5_Commercial_Office_Existing_Miscellaneous_Natural Gas_Pool Heater_E10 | F5 | Commercial | Office | Existing | Miscellaneous | Natural Gas | Pool Heater | E10 | Utility - Cost of Operation | 0 | 0 | 0 | 0 | 0 | 0 | 0 | 0 | 0 | 0 | 0 | 0 | 0 | 0 | 0 | 0 | 0 | 0 | 0 | 0 | 0 | 0 | 0 | 0 | 0 | 0 | 0
F6_Commercial_Office_Existing_Miscellaneous_Natural Gas_Pool Heater_E1 | F6 | Commercial | Office | Existing | Miscellaneous | Natural Gas | Pool Heater | E1 | Utility - Value of Sales | 0 | 0 | 0 | 0 | 0 | 0 | 0 | 0 | 0 | 0 | 0 | 0 | 0 | 0 | 0 | 0 | 0 | 0 | 0 | 0 | 0 | 0 | 0 | 0 | 0 | 0 | 0
F6_Commercial_Office_Existing_Miscellaneous_Natural Gas_Pool Heater_E2 | F6 | Commercial | Office | Existing | Miscellaneous | Natural Gas | Pool Heater | E2 | Utility - Value of Sales | 0 | 0 | 0 | 0 | 0 | 0 | 0 | 0 | 0 | 0 | 0 | 0 | 0 | 0 | 0 | 0 | 0 | 0 | 0 | 0 | 0 | 0 | 0 | 0 | 0 | 0 | 0
F6_Commercial_Office_Existing_Miscellaneous_Natural Gas_Pool Heater_E3 | F6 | Commercial | Office | Existing | Miscellaneous | Natural Gas | Pool Heater | E3 | Utility - Value of Sales | 0 | 0 | 0 | 0 | 0 | 0 | 0 | 0 | 0 | 0 | 0 | 0 | 0 | 0 | 0 | 0 | 0 | 0 | 0 | 0 | 0 | 0 | 0 | 0 | 0 | 0 | 0
F6_Commercial_Office_Existing_Miscellaneous_Natural Gas_Pool Heater_E4 | F6 | Commercial | Office | Existing | Miscellaneous | Natural Gas | Pool Heater | E4 | Utility - Value of Sales | 0 | 0 | 0 | 0 | 0 | 0 | 0 | 0 | 0 | 0 | 0 | 0 | 0 | 0 | 0 | 0 | 0 | 0 | 0 | 0 | 0 | 0 | 0 | 0 | 0 | 0 | 0
F6_Commercial_Office_Existing_Miscellaneous_Natural Gas_Pool Heater_E5 | F6 | Commercial | Office | Existing | Miscellaneous | Natural Gas | Pool Heater | E5 | Utility - Value of Sales | 0 | 0 | 0 | 0 | 0 | 0 | 0 | 0 | 0 | 0 | 0 | 0 | 0 | 0 | 0 | 0 | 0 | 0 | 0 | 0 | 0 | 0 | 0 | 0 | 0 | 0 | 0
F6_Commercial_Office_Existing_Miscellaneous_Natural Gas_Pool Heater_E6 | F6 | Commercial | Office | Existing | Miscellaneous | Natural Gas | Pool Heater | E6 | Utility - Value of Sales | 0 | 0 | 0 | 0 | 0 | 0 | 0 | 0 | 0 | 0 | 0 | 0 | 0 | 0 | 0 | 0 | 0 | 0 | 0 | 0 | 0 | 0 | 0 | 0 | 0 | 0 | 0
F6_Commercial_Office_Existing_Miscellaneous_Natural Gas_Pool Heater_E7 | F6 | Commercial | Office | Existing | Miscellaneous | Natural Gas | Pool Heater | E7 | Utility - Value of Sales | 0 | 0 | 0 | 0 | 0 | 0 | 0 | 0 | 0 | 0 | 0 | 0 | 0 | 0 | 0 | 0 | 0 | 0 | 0 | 0 | 0 | 0 | 0 | 0 | 0 | 0 | 0
F6_Commercial_Office_Existing_Miscellaneous_Natural Gas_Pool Heater_E8 | F6 | Commercial | Office | Existing | Miscellaneous | Natural Gas | Pool Heater | E8 | Utility - Value of Sales | 0 | 0 | 0 | 0 | 0 | 0 | 0 | 0 | 0 | 0 | 0 | 0 | 0 | 0 | 0 | 0 | 0 | 0 | 0 | 0 | 0 | 0 | 0 | 0 | 0 | 0 | 0
F6_Commercial_Office_Existing_Miscellaneous_Natural Gas_Pool Heater_E9 | F6 | Commercial | Office | Existing | Miscellaneous | Natural Gas | Pool Heater | E9 | Utility - Value of Sales | 0 | 0 | 0 | 0 | 0 | 0 | 0 | 0 | 0 | 0 | 0 | 0 | 0 | 0 | 0 | 0 | 0 | 0 | 0 | 0 | 0 | 0 | 0 | 0 | 0 | 0 | 0
F6_Commercial_Office_Existing_Miscellaneous_Natural Gas_Pool Heater_E10 | F6 | Commercial | Office | Existing | Miscellaneous | Natural Gas | Pool Heater | E10 | Utility - Value of Sales | 0 | 0 | 0 | 0 | 0 | 0 | 0 | 0 | 0 | 0 | 0 | 0 | 0 | 0 | 0 | 0 | 0 | 0 | 0 | 0 | 0 | 0 | 0 | 0 | 0 | 0 | 0
F1_Commercial_Office_Existing_Miscellaneous_Natural Gas_Miscellaneous_E1 | F1 | Commercial | Office | Existing | Miscellaneous | Natural Gas | Miscellaneous | E1 | RVT - Cost of Equipment | 0.0026198 | 0.0026198 | 0.0026198 | 0.0026198 | 0.0026198 | 0.0026198 | 0.0026198 | 0.0026198 | 0.0026198 | 0.0026198 | 0.0026198 | 0.0026198 | 0.0026198 | 0.0026198 | 0.0026198 | 0.0026198 | 0.0026198 | 0.0026198 | 0.0026198 | 0.0026198 | 0.0026198 | 0.0026198 | 0.0026198 | 0.0026198 | 0.0026198 | 0.0026198 | 0.0026198
F1_Commercial_Office_Existing_Miscellaneous_Natural Gas_Miscellaneous_E2 | F1 | Commercial | Office | Existing | Miscellaneous | Natural Gas | Miscellaneous | E2 | RVT - Cost of Equipment | 0 | 0 | 0 | 0 | 0 | 0 | 0 | 0 | 0 | 0 | 0 | 0 | 0 | 0 | 0 | 0 | 0 | 0 | 0 | 0 | 0 | 0 | 0 | 0 | 0 | 0 | 0
F1_Commercial_Office_Existing_Miscellaneous_Natural Gas_Miscellaneous_E3 | F1 | Commercial | Office | Existing | Miscellaneous | Natural Gas | Miscellaneous | E3 | RVT - Cost of Equipment | 0 | 0 | 0 | 0 | 0 | 0 | 0 | 0 | 0 | 0 | 0 | 0 | 0 | 0 | 0 | 0 | 0 | 0 | 0 | 0 | 0 | 0 | 0 | 0 | 0 | 0 | 0
F1_Commercial_Office_Existing_Miscellaneous_Natural Gas_Miscellaneous_E4 | F1 | Commercial | Office | Existing | Miscellaneous | Natural Gas | Miscellaneous | E4 | RVT - Cost of Equipment | 0 | 0 | 0 | 0 | 0 | 0 | 0 | 0 | 0 | 0 | 0 | 0 | 0 | 0 | 0 | 0 | 0 | 0 | 0 | 0 | 0 | 0 | 0 | 0 | 0 | 0 | 0
F1_Commercial_Office_Existing_Miscellaneous_Natural Gas_Miscellaneous_E5 | F1 | Commercial | Office | Existing | Miscellaneous | Natural Gas | Miscellaneous | E5 | RVT - Cost of Equipment | 0 | 0 | 0 | 0 | 0 | 0 | 0 | 0 | 0 | 0 | 0 | 0 | 0 | 0 | 0 | 0 | 0 | 0 | 0 | 0 | 0 | 0 | 0 | 0 | 0 | 0 | 0
F1_Commercial_Office_Existing_Miscellaneous_Natural Gas_Miscellaneous_E6 | F1 | Commercial | Office | Existing | Miscellaneous | Natural Gas | Miscellaneous | E6 | RVT - Cost of Equipment | 0 | 0 | 0 | 0 | 0 | 0 | 0 | 0 | 0 | 0 | 0 | 0 | 0 | 0 | 0 | 0 | 0 | 0 | 0 | 0 | 0 | 0 | 0 | 0 | 0 | 0 | 0
F1_Commercial_Office_Existing_Miscellaneous_Natural Gas_Miscellaneous_E7 | F1 | Commercial | Office | Existing | Miscellaneous | Natural Gas | Miscellaneous | E7 | RVT - Cost of Equipment | 0 | 0 | 0 | 0 | 0 | 0 | 0 | 0 | 0 | 0 | 0 | 0 | 0 | 0 | 0 | 0 | 0 | 0 | 0 | 0 | 0 | 0 | 0 | 0 | 0 | 0 | 0
F1_Commercial_Office_Existing_Miscellaneous_Natural Gas_Miscellaneous_E8 | F1 | Commercial | Office | Existing | Miscellaneous | Natural Gas | Miscellaneous | E8 | RVT - Cost of Equipment | 0 | 0 | 0 | 0 | 0 | 0 | 0 | 0 | 0 | 0 | 0 | 0 | 0 | 0 | 0 | 0 | 0 | 0 | 0 | 0 | 0 | 0 | 0 | 0 | 0 | 0 | 0
F1_Commercial_Office_Existing_Miscellaneous_Natural Gas_Miscellaneous_E9 | F1 | Commercial | Office | Existing | Miscellaneous | Natural Gas | Miscellaneous | E9 | RVT - Cost of Equipment | 0 | 0 | 0 | 0 | 0 | 0 | 0 | 0 | 0 | 0 | 0 | 0 | 0 | 0 | 0 | 0 | 0 | 0 | 0 | 0 | 0 | 0 | 0 | 0 | 0 | 0 | 0
F1_Commercial_Office_Existing_Miscellaneous_Natural Gas_Miscellaneous_E10 | F1 | Commercial | Office | Existing | Miscellaneous | Natural Gas | Miscellaneous | E10 | RVT - Cost of Equipment | 0 | 0 | 0 | 0 | 0 | 0 | 0 | 0 | 0 | 0 | 0 | 0 | 0 | 0 | 0 | 0 | 0 | 0 | 0 | 0 | 0 | 0 | 0 | 0 | 0 | 0 | 0
F2_Commercial_Office_Existing_Miscellaneous_Natural Gas_Miscellaneous_E1 | F2 | Commercial | Office | Existing | Miscellaneous | Natural Gas | Miscellaneous | E1 | RVT - Cost of Operation | 0 | 0 | 0 | 0 | 0 | 0 | 0 | 0 | 0 | 0 | 0 | 0 | 0 | 0 | 0 | 0 | 0 | 0 | 0 | 0 | 0 | 0 | 0 | 0 | 0 | 0 | 0
F2_Commercial_Office_Existing_Miscellaneous_Natural Gas_Miscellaneous_E2 | F2 | Commercial | Office | Existing | Miscellaneous | Natural Gas | Miscellaneous | E2 | RVT - Cost of Operation | 0 | 0 | 0 | 0 | 0 | 0 | 0 | 0 | 0 | 0 | 0 | 0 | 0 | 0 | 0 | 0 | 0 | 0 | 0 | 0 | 0 | 0 | 0 | 0 | 0 | 0 | 0
F2_Commercial_Office_Existing_Miscellaneous_Natural Gas_Miscellaneous_E3 | F2 | Commercial | Office | Existing | Miscellaneous | Natural Gas | Miscellaneous | E3 | RVT - Cost of Operation | 0 | 0 | 0 | 0 | 0 | 0 | 0 | 0 | 0 | 0 | 0 | 0 | 0 | 0 | 0 | 0 | 0 | 0 | 0 | 0 | 0 | 0 | 0 | 0 | 0 | 0 | 0
F2_Commercial_Office_Existing_Miscellaneous_Natural Gas_Miscellaneous_E4 | F2 | Commercial | Office | Existing | Miscellaneous | Natural Gas | Miscellaneous | E4 | RVT - Cost of Operation | 0 | 0 | 0 | 0 | 0 | 0 | 0 | 0 | 0 | 0 | 0 | 0 | 0 | 0 | 0 | 0 | 0 | 0 | 0 | 0 | 0 | 0 | 0 | 0 | 0 | 0 | 0
F2_Commercial_Office_Existing_Miscellaneous_Natural Gas_Miscellaneous_E5 | F2 | Commercial | Office | Existing | Miscellaneous | Natural Gas | Miscellaneous | E5 | RVT - Cost of Operation | 0 | 0 | 0 | 0 | 0 | 0 | 0 | 0 | 0 | 0 | 0 | 0 | 0 | 0 | 0 | 0 | 0 | 0 | 0 | 0 | 0 | 0 | 0 | 0 | 0 | 0 | 0
F2_Commercial_Office_Existing_Miscellaneous_Natural Gas_Miscellaneous_E6 | F2 | Commercial | Office | Existing | Miscellaneous | Natural Gas | Miscellaneous | E6 | RVT - Cost of Operation | 0 | 0 | 0 | 0 | 0 | 0 | 0 | 0 | 0 | 0 | 0 | 0 | 0 | 0 | 0 | 0 | 0 | 0 | 0 | 0 | 0 | 0 | 0 | 0 | 0 | 0 | 0
F2_Commercial_Office_Existing_Miscellaneous_Natural Gas_Miscellaneous_E7 | F2 | Commercial | Office | Existing | Miscellaneous | Natural Gas | Miscellaneous | E7 | RVT - Cost of Operation | 0 | 0 | 0 | 0 | 0 | 0 | 0 | 0 | 0 | 0 | 0 | 0 | 0 | 0 | 0 | 0 | 0 | 0 | 0 | 0 | 0 | 0 | 0 | 0 | 0 | 0 | 0
F2_Commercial_Office_Existing_Miscellaneous_Natural Gas_Miscellaneous_E8 | F2 | Commercial | Office | Existing | Miscellaneous | Natural Gas | Miscellaneous | E8 | RVT - Cost of Operation | 0 | 0 | 0 | 0 | 0 | 0 | 0 | 0 | 0 | 0 | 0 | 0 | 0 | 0 | 0 | 0 | 0 | 0 | 0 | 0 | 0 | 0 | 0 | 0 | 0 | 0 | 0
F2_Commercial_Office_Existing_Miscellaneous_Natural Gas_Miscellaneous_E9 | F2 | Commercial | Office | Existing | Miscellaneous | Natural Gas | Miscellaneous | E9 | RVT - Cost of Operation | 0 | 0 | 0 | 0 | 0 | 0 | 0 | 0 | 0 | 0 | 0 | 0 | 0 | 0 | 0 | 0 | 0 | 0 | 0 | 0 | 0 | 0 | 0 | 0 | 0 | 0 | 0
F2_Commercial_Office_Existing_Miscellaneous_Natural Gas_Miscellaneous_E10 | F2 | Commercial | Office | Existing | Miscellaneous | Natural Gas | Miscellaneous | E10 | RVT - Cost of Operation | 0 | 0 | 0 | 0 | 0 | 0 | 0 | 0 | 0 | 0 | 0 | 0 | 0 | 0 | 0 | 0 | 0 | 0 | 0 | 0 | 0 | 0 | 0 | 0 | 0 | 0 | 0
F3_Commercial_Office_Existing_Miscellaneous_Natural Gas_Miscellaneous_E1 | F3 | Commercial | Office | Existing | Miscellaneous | Natural Gas | Miscellaneous | E1 | System - kBTUs of Consumption | 1.0023 | 1.0023 | 1.0023 | 1.0023 | 1.0023 | 1.0023 | 1.0023 | 1.0023 | 1.0023 | 1.0023 | 1.0023 | 1.0023 | 1.0023 | 1.0023 | 1.0023 | 1.0023 | 1.0023 | 1.0023 | 1.0023 | 1.0023 | 1.0023 | 1.0023 | 1.0023 | 1.0023 | 1.0023 | 1.0023 | 1.0023
F3_Commercial_Office_Existing_Miscellaneous_Natural Gas_Miscellaneous_E2 | F3 | Commercial | Office | Existing | Miscellaneous | Natural Gas | Miscellaneous | E2 | System - kBTUs of Consumption | 0 | 0 | 0 | 0 | 0 | 0 | 0 | 0 | 0 | 0 | 0 | 0 | 0 | 0 | 0 | 0 | 0 | 0 | 0 | 0 | 0 | 0 | 0 | 0 | 0 | 0 | 0
F3_Commercial_Office_Existing_Miscellaneous_Natural Gas_Miscellaneous_E3 | F3 | Commercial | Office | Existing | Miscellaneous | Natural Gas | Miscellaneous | E3 | System - kBTUs of Consumption | 0 | 0 | 0 | 0 | 0 | 0 | 0 | 0 | 0 | 0 | 0 | 0 | 0 | 0 | 0 | 0 | 0 | 0 | 0 | 0 | 0 | 0 | 0 | 0 | 0 | 0 | 0
F3_Commercial_Office_Existing_Miscellaneous_Natural Gas_Miscellaneous_E4 | F3 | Commercial | Office | Existing | Miscellaneous | Natural Gas | Miscellaneous | E4 | System - kBTUs of Consumption | 0 | 0 | 0 | 0 | 0 | 0 | 0 | 0 | 0 | 0 | 0 | 0 | 0 | 0 | 0 | 0 | 0 | 0 | 0 | 0 | 0 | 0 | 0 | 0 | 0 | 0 | 0
F3_Commercial_Office_Existing_Miscellaneous_Natural Gas_Miscellaneous_E5 | F3 | Commercial | Office | Existing | Miscellaneous | Natural Gas | Miscellaneous | E5 | System - kBTUs of Consumption | 0 | 0 | 0 | 0 | 0 | 0 | 0 | 0 | 0 | 0 | 0 | 0 | 0 | 0 | 0 | 0 | 0 | 0 | 0 | 0 | 0 | 0 | 0 | 0 | 0 | 0 | 0
F3_Commercial_Office_Existing_Miscellaneous_Natural Gas_Miscellaneous_E6 | F3 | Commercial | Office | Existing | Miscellaneous | Natural Gas | Miscellaneous | E6 | System - kBTUs of Consumption | 0 | 0 | 0 | 0 | 0 | 0 | 0 | 0 | 0 | 0 | 0 | 0 | 0 | 0 | 0 | 0 | 0 | 0 | 0 | 0 | 0 | 0 | 0 | 0 | 0 | 0 | 0
F3_Commercial_Office_Existing_Miscellaneous_Natural Gas_Miscellaneous_E7 | F3 | Commercial | Office | Existing | Miscellaneous | Natural Gas | Miscellaneous | E7 | System - kBTUs of Consumption | 0 | 0 | 0 | 0 | 0 | 0 | 0 | 0 | 0 | 0 | 0 | 0 | 0 | 0 | 0 | 0 | 0 | 0 | 0 | 0 | 0 | 0 | 0 | 0 | 0 | 0 | 0
F3_Commercial_Office_Existing_Miscellaneous_Natural Gas_Miscellaneous_E8 | F3 | Commercial | Office | Existing | Miscellaneous | Natural Gas | Miscellaneous | E8 | System - kBTUs of Consumption | 0 | 0 | 0 | 0 | 0 | 0 | 0 | 0 | 0 | 0 | 0 | 0 | 0 | 0 | 0 | 0 | 0 | 0 | 0 | 0 | 0 | 0 | 0 | 0 | 0 | 0 | 0
F3_Commercial_Office_Existing_Miscellaneous_Natural Gas_Miscellaneous_E9 | F3 | Commercial | Office | Existing | Miscellaneous | Natural Gas | Miscellaneous | E9 | System - kBTUs of Consumption | 0 | 0 | 0 | 0 | 0 | 0 | 0 | 0 | 0 | 0 | 0 | 0 | 0 | 0 | 0 | 0 | 0 | 0 | 0 | 0 | 0 | 0 | 0 | 0 | 0 | 0 | 0
F3_Commercial_Office_Existing_Miscellaneous_Natural Gas_Miscellaneous_E10 | F3 | Commercial | Office | Existing | Miscellaneous | Natural Gas | Miscellaneous | E10 | System - kBTUs of Consumption | 0 | 0 | 0 | 0 | 0 | 0 | 0 | 0 | 0 | 0 | 0 | 0 | 0 | 0 | 0 | 0 | 0 | 0 | 0 | 0 | 0 | 0 | 0 | 0 | 0 | 0 | 0
F4_Commercial_Office_Existing_Miscellaneous_Natural Gas_Miscellaneous_E1 | F4 | Commercial | Office | Existing | Miscellaneous | Natural Gas | Miscellaneous | E1 | Utility - Cost of Equipment | 0.0026198 | 0.0026198 | 0.0026198 | 0.0026198 | 0.0026198 | 0.0026198 | 0.0026198 | 0.0026198 | 0.0026198 | 0.0026198 | 0.0026198 | 0.0026198 | 0.0026198 | 0.0026198 | 0.0026198 | 0.0026198 | 0.0026198 | 0.0026198 | 0.0026198 | 0.0026198 | 0.0026198 | 0.0026198 | 0.0026198 | 0.0026198 | 0.0026198 | 0.0026198 | 0.0026198
F4_Commercial_Office_Existing_Miscellaneous_Natural Gas_Miscellaneous_E2 | F4 | Commercial | Office | Existing | Miscellaneous | Natural Gas | Miscellaneous | E2 | Utility - Cost of Equipment | 0 | 0 | 0 | 0 | 0 | 0 | 0 | 0 | 0 | 0 | 0 | 0 | 0 | 0 | 0 | 0 | 0 | 0 | 0 | 0 | 0 | 0 | 0 | 0 | 0 | 0 | 0
F4_Commercial_Office_Existing_Miscellaneous_Natural Gas_Miscellaneous_E3 | F4 | Commercial | Office | Existing | Miscellaneous | Natural Gas | Miscellaneous | E3 | Utility - Cost of Equipment | 0 | 0 | 0 | 0 | 0 | 0 | 0 | 0 | 0 | 0 | 0 | 0 | 0 | 0 | 0 | 0 | 0 | 0 | 0 | 0 | 0 | 0 | 0 | 0 | 0 | 0 | 0
F4_Commercial_Office_Existing_Miscellaneous_Natural Gas_Miscellaneous_E4 | F4 | Commercial | Office | Existing | Miscellaneous | Natural Gas | Miscellaneous | E4 | Utility - Cost of Equipment | 0 | 0 | 0 | 0 | 0 | 0 | 0 | 0 | 0 | 0 | 0 | 0 | 0 | 0 | 0 | 0 | 0 | 0 | 0 | 0 | 0 | 0 | 0 | 0 | 0 | 0 | 0
F4_Commercial_Office_Existing_Miscellaneous_Natural Gas_Miscellaneous_E5 | F4 | Commercial | Office | Existing | Miscellaneous | Natural Gas | Miscellaneous | E5 | Utility - Cost of Equipment | 0 | 0 | 0 | 0 | 0 | 0 | 0 | 0 | 0 | 0 | 0 | 0 | 0 | 0 | 0 | 0 | 0 | 0 | 0 | 0 | 0 | 0 | 0 | 0 | 0 | 0 | 0
F4_Commercial_Office_Existing_Miscellaneous_Natural Gas_Miscellaneous_E6 | F4 | Commercial | Office | Existing | Miscellaneous | Natural Gas | Miscellaneous | E6 | Utility - Cost of Equipment | 0 | 0 | 0 | 0 | 0 | 0 | 0 | 0 | 0 | 0 | 0 | 0 | 0 | 0 | 0 | 0 | 0 | 0 | 0 | 0 | 0 | 0 | 0 | 0 | 0 | 0 | 0
F4_Commercial_Office_Existing_Miscellaneous_Natural Gas_Miscellaneous_E7 | F4 | Commercial | Office | Existing | Miscellaneous | Natural Gas | Miscellaneous | E7 | Utility - Cost of Equipment | 0 | 0 | 0 | 0 | 0 | 0 | 0 | 0 | 0 | 0 | 0 | 0 | 0 | 0 | 0 | 0 | 0 | 0 | 0 | 0 | 0 | 0 | 0 | 0 | 0 | 0 | 0
F4_Commercial_Office_Existing_Miscellaneous_Natural Gas_Miscellaneous_E8 | F4 | Commercial | Office | Existing | Miscellaneous | Natural Gas | Miscellaneous | E8 | Utility - Cost of Equipment | 0 | 0 | 0 | 0 | 0 | 0 | 0 | 0 | 0 | 0 | 0 | 0 | 0 | 0 | 0 | 0 | 0 | 0 | 0 | 0 | 0 | 0 | 0 | 0 | 0 | 0 | 0
F4_Commercial_Office_Existing_Miscellaneous_Natural Gas_Miscellaneous_E9 | F4 | Commercial | Office | Existing | Miscellaneous | Natural Gas | Miscellaneous | E9 | Utility - Cost of Equipment | 0 | 0 | 0 | 0 | 0 | 0 | 0 | 0 | 0 | 0 | 0 | 0 | 0 | 0 | 0 | 0 | 0 | 0 | 0 | 0 | 0 | 0 | 0 | 0 | 0 | 0 | 0
F4_Commercial_Office_Existing_Miscellaneous_Natural Gas_Miscellaneous_E10 | F4 | Commercial | Office | Existing | Miscellaneous | Natural Gas | Miscellaneous | E10 | Utility - Cost of Equipment | 0 | 0 | 0 | 0 | 0 | 0 | 0 | 0 | 0 | 0 | 0 | 0 | 0 | 0 | 0 | 0 | 0 | 0 | 0 | 0 | 0 | 0 | 0 | 0 | 0 | 0 | 0
F5_Commercial_Office_Existing_Miscellaneous_Natural Gas_Miscellaneous_E1 | F5 | Commercial | Office | Existing | Miscellaneous | Natural Gas | Miscellaneous | E1 | Utility - Cost of Operation | 0.014047 | 0.013705 | 0.013283 | 0.012818 | 0.012647 | 0.012672 | 0.012823 | 0.013042 | 0.013288 | 0.013538 | 0.013798 | 0.014068 | 0.014356 | 0.014637 | 0.014907 | 0.015124 | 0.015234 | 0.015196 | 0.014973 | 0.014526 | 0.013816 | 0.012848 | 0.011913 | 0.011264 | 0.01096 | 0.011014 | 0.011068
F5_Commercial_Office_Existing_Miscellaneous_Natural Gas_Miscellaneous_E2 | F5 | Commercial | Office | Existing | Miscellaneous | Natural Gas | Miscellaneous | E2 | Utility - Cost of Operation | 0 | 0 | 0 | 0 | 0 | 0 | 0 | 0 | 0 | 0 | 0 | 0 | 0 | 0 | 0 | 0 | 0 | 0 | 0 | 0 | 0 | 0 | 0 | 0 | 0 | 0 | 0
F5_Commercial_Office_Existing_Miscellaneous_Natural Gas_Miscellaneous_E3 | F5 | Commercial | Office | Existing | Miscellaneous | Natural Gas | Miscellaneous | E3 | Utility - Cost of Operation | 0 | 0 | 0 | 0 | 0 | 0 | 0 | 0 | 0 | 0 | 0 | 0 | 0 | 0 | 0 | 0 | 0 | 0 | 0 | 0 | 0 | 0 | 0 | 0 | 0 | 0 | 0
F5_Commercial_Office_Existing_Miscellaneous_Natural Gas_Miscellaneous_E4 | F5 | Commercial | Office | Existing | Miscellaneous | Natural Gas | Miscellaneous | E4 | Utility - Cost of Operation | 0 | 0 | 0 | 0 | 0 | 0 | 0 | 0 | 0 | 0 | 0 | 0 | 0 | 0 | 0 | 0 | 0 | 0 | 0 | 0 | 0 | 0 | 0 | 0 | 0 | 0 | 0
F5_Commercial_Office_Existing_Miscellaneous_Natural Gas_Miscellaneous_E5 | F5 | Commercial | Office | Existing | Miscellaneous | Natural Gas | Miscellaneous | E5 | Utility - Cost of Operation | 0 | 0 | 0 | 0 | 0 | 0 | 0 | 0 | 0 | 0 | 0 | 0 | 0 | 0 | 0 | 0 | 0 | 0 | 0 | 0 | 0 | 0 | 0 | 0 | 0 | 0 | 0
F5_Commercial_Office_Existing_Miscellaneous_Natural Gas_Miscellaneous_E6 | F5 | Commercial | Office | Existing | Miscellaneous | Natural Gas | Miscellaneous | E6 | Utility - Cost of Operation | 0 | 0 | 0 | 0 | 0 | 0 | 0 | 0 | 0 | 0 | 0 | 0 | 0 | 0 | 0 | 0 | 0 | 0 | 0 | 0 | 0 | 0 | 0 | 0 | 0 | 0 | 0
F5_Commercial_Office_Existing_Miscellaneous_Natural Gas_Miscellaneous_E7 | F5 | Commercial | Office | Existing | Miscellaneous | Natural Gas | Miscellaneous | E7 | Utility - Cost of Operation | 0 | 0 | 0 | 0 | 0 | 0 | 0 | 0 | 0 | 0 | 0 | 0 | 0 | 0 | 0 | 0 | 0 | 0 | 0 | 0 | 0 | 0 | 0 | 0 | 0 | 0 | 0
F5_Commercial_Office_Existing_Miscellaneous_Natural Gas_Miscellaneous_E8 | F5 | Commercial | Office | Existing | Miscellaneous | Natural Gas | Miscellaneous | E8 | Utility - Cost of Operation | 0 | 0 | 0 | 0 | 0 | 0 | 0 | 0 | 0 | 0 | 0 | 0 | 0 | 0 | 0 | 0 | 0 | 0 | 0 | 0 | 0 | 0 | 0 | 0 | 0 | 0 | 0
F5_Commercial_Office_Existing_Miscellaneous_Natural Gas_Miscellaneous_E9 | F5 | Commercial | Office | Existing | Miscellaneous | Natural Gas | Miscellaneous | E9 | Utility - Cost of Operation | 0 | 0 | 0 | 0 | 0 | 0 | 0 | 0 | 0 | 0 | 0 | 0 | 0 | 0 | 0 | 0 | 0 | 0 | 0 | 0 | 0 | 0 | 0 | 0 | 0 | 0 | 0
F5_Commercial_Office_Existing_Miscellaneous_Natural Gas_Miscellaneous_E10 | F5 | Commercial | Office | Existing | Miscellaneous | Natural Gas | Miscellaneous | E10 | Utility - Cost of Operation | 0 | 0 | 0 | 0 | 0 | 0 | 0 | 0 | 0 | 0 | 0 | 0 | 0 | 0 | 0 | 0 | 0 | 0 | 0 | 0 | 0 | 0 | 0 | 0 | 0 | 0 | 0
F6_Commercial_Office_Existing_Miscellaneous_Natural Gas_Miscellaneous_E1 | F6 | Commercial | Office | Existing | Miscellaneous | Natural Gas | Miscellaneous | E1 | Utility - Value of Sales | 0 | 0 | 0 | 0 | 0 | 0 | 0 | 0 | 0 | 0 | 0 | 0 | 0 | 0 | 0 | 0 | 0 | 0 | 0 | 0 | 0 | 0 | 0 | 0 | 0 | 0 | 0
F6_Commercial_Office_Existing_Miscellaneous_Natural Gas_Miscellaneous_E2 | F6 | Commercial | Office | Existing | Miscellaneous | Natural Gas | Miscellaneous | E2 | Utility - Value of Sales | 0 | 0 | 0 | 0 | 0 | 0 | 0 | 0 | 0 | 0 | 0 | 0 | 0 | 0 | 0 | 0 | 0 | 0 | 0 | 0 | 0 | 0 | 0 | 0 | 0 | 0 | 0
F6_Commercial_Office_Existing_Miscellaneous_Natural Gas_Miscellaneous_E3 | F6 | Commercial | Office | Existing | Miscellaneous | Natural Gas | Miscellaneous | E3 | Utility - Value of Sales | 0 | 0 | 0 | 0 | 0 | 0 | 0 | 0 | 0 | 0 | 0 | 0 | 0 | 0 | 0 | 0 | 0 | 0 | 0 | 0 | 0 | 0 | 0 | 0 | 0 | 0 | 0
F6_Commercial_Office_Existing_Miscellaneous_Natural Gas_Miscellaneous_E4 | F6 | Commercial | Office | Existing | Miscellaneous | Natural Gas | Miscellaneous | E4 | Utility - Value of Sales | 0 | 0 | 0 | 0 | 0 | 0 | 0 | 0 | 0 | 0 | 0 | 0 | 0 | 0 | 0 | 0 | 0 | 0 | 0 | 0 | 0 | 0 | 0 | 0 | 0 | 0 | 0
F6_Commercial_Office_Existing_Miscellaneous_Natural Gas_Miscellaneous_E5 | F6 | Commercial | Office | Existing | Miscellaneous | Natural Gas | Miscellaneous | E5 | Utility - Value of Sales | 0 | 0 | 0 | 0 | 0 | 0 | 0 | 0 | 0 | 0 | 0 | 0 | 0 | 0 | 0 | 0 | 0 | 0 | 0 | 0 | 0 | 0 | 0 | 0 | 0 | 0 | 0
F6_Commercial_Office_Existing_Miscellaneous_Natural Gas_Miscellaneous_E6 | F6 | Commercial | Office | Existing | Miscellaneous | Natural Gas | Miscellaneous | E6 | Utility - Value of Sales | 0 | 0 | 0 | 0 | 0 | 0 | 0 | 0 | 0 | 0 | 0 | 0 | 0 | 0 | 0 | 0 | 0 | 0 | 0 | 0 | 0 | 0 | 0 | 0 | 0 | 0 | 0
F6_Commercial_Office_Existing_Miscellaneous_Natural Gas_Miscellaneous_E7 | F6 | Commercial | Office | Existing | Miscellaneous | Natural Gas | Miscellaneous | E7 | Utility - Value of Sales | 0 | 0 | 0 | 0 | 0 | 0 | 0 | 0 | 0 | 0 | 0 | 0 | 0 | 0 | 0 | 0 | 0 | 0 | 0 | 0 | 0 | 0 | 0 | 0 | 0 | 0 | 0
F6_Commercial_Office_Existing_Miscellaneous_Natural Gas_Miscellaneous_E8 | F6 | Commercial | Office | Existing | Miscellaneous | Natural Gas | Miscellaneous | E8 | Utility - Value of Sales | 0 | 0 | 0 | 0 | 0 | 0 | 0 | 0 | 0 | 0 | 0 | 0 | 0 | 0 | 0 | 0 | 0 | 0 | 0 | 0 | 0 | 0 | 0 | 0 | 0 | 0 | 0
F6_Commercial_Office_Existing_Miscellaneous_Natural Gas_Miscellaneous_E9 | F6 | Commercial | Office | Existing | Miscellaneous | Natural Gas | Miscellaneous | E9 | Utility - Value of Sales | 0 | 0 | 0 | 0 | 0 | 0 | 0 | 0 | 0 | 0 | 0 | 0 | 0 | 0 | 0 | 0 | 0 | 0 | 0 | 0 | 0 | 0 | 0 | 0 | 0 | 0 | 0
F6_Commercial_Office_Existing_Miscellaneous_Natural Gas_Miscellaneous_E10 | F6 | Commercial | Office | Existing | Miscellaneous | Natural Gas | Miscellaneous | E10 | Utility - Value of Sales | 0 | 0 | 0 | 0 | 0 | 0 | 0 | 0 | 0 | 0 | 0 | 0 | 0 | 0 | 0 | 0 | 0 | 0 | 0 | 0 | 0 | 0 | 0 | 0 | 0 | 0 | 0
F1_Commercial_Office_New_Space Heating_Natural Gas_Furnace_E1 | F1 | Commercial | Office | New | Space Heating | Natural Gas | Furnace | E1 | RVT - Cost of Equipment | 0.045448 | 0.045448 | 0.045448 | 0 | 0 | 0 | 0 | 0 | 0 | 0 | 0 | 0 | 0 | 0 | 0 | 0 | 0 | 0 | 0 | 0 | 0 | 0 | 0 | 0 | 0 | 0 | 0
F1_Commercial_Office_New_Space Heating_Natural Gas_Furnace_E2 | F1 | Commercial | Office | New | Space Heating | Natural Gas | Furnace | E2 | RVT - Cost of Equipment | 0.055846 | 0.055846 | 0.055846 | 0.055846 | 0.055846 | 0.055846 | 0.055846 | 0.055846 | 0.055846 | 0.055846 | 0.055846 | 0.055846 | 0.055846 | 0.055846 | 0.055846 | 0.055846 | 0.055846 | 0.055846 | 0.055846 | 0.055846 | 0.055846 | 0.055846 | 0.055846 | 0.055846 | 0.055846 | 0.055846 | 0.055846
F1_Commercial_Office_New_Space Heating_Natural Gas_Furnace_E3 | F1 | Commercial | Office | New | Space Heating | Natural Gas | Furnace | E3 | RVT - Cost of Equipment | 0.066245 | 0.066245 | 0.066245 | 0.066245 | 0.066245 | 0.066245 | 0.066245 | 0.066245 | 0.066245 | 0.066245 | 0.066245 | 0.066245 | 0.066245 | 0.066245 | 0.066245 | 0.066245 | 0.066245 | 0.066245 | 0.066245 | 0.066245 | 0.066245 | 0.066245 | 0.066245 | 0.066245 | 0.066245 | 0.066245 | 0.066245
F1_Commercial_Office_New_Space Heating_Natural Gas_Furnace_E4 | F1 | Commercial | Office | New | Space Heating | Natural Gas | Furnace | E4 | RVT - Cost of Equipment | 0 | 0 | 0 | 0 | 0 | 0 | 0 | 0 | 0 | 0 | 0 | 0 | 0 | 0 | 0 | 0 | 0 | 0 | 0 | 0 | 0 | 0 | 0 | 0 | 0 | 0 | 0
F1_Commercial_Office_New_Space Heating_Natural Gas_Furnace_E5 | F1 | Commercial | Office | New | Space Heating | Natural Gas | Furnace | E5 | RVT - Cost of Equipment | 0 | 0 | 0 | 0 | 0 | 0 | 0 | 0 | 0 | 0 | 0 | 0 | 0 | 0 | 0 | 0 | 0 | 0 | 0 | 0 | 0 | 0 | 0 | 0 | 0 | 0 | 0
F1_Commercial_Office_New_Space Heating_Natural Gas_Furnace_E6 | F1 | Commercial | Office | New | Space Heating | Natural Gas | Furnace | E6 | RVT - Cost of Equipment | 0 | 0 | 0 | 0 | 0 | 0 | 0 | 0 | 0 | 0 | 0 | 0 | 0 | 0 | 0 | 0 | 0 | 0 | 0 | 0 | 0 | 0 | 0 | 0 | 0 | 0 | 0
F1_Commercial_Office_New_Space Heating_Natural Gas_Furnace_E7 | F1 | Commercial | Office | New | Space Heating | Natural Gas | Furnace | E7 | RVT - Cost of Equipment | 0 | 0 | 0 | 0 | 0 | 0 | 0 | 0 | 0 | 0 | 0 | 0 | 0 | 0 | 0 | 0 | 0 | 0 | 0 | 0 | 0 | 0 | 0 | 0 | 0 | 0 | 0
F1_Commercial_Office_New_Space Heating_Natural Gas_Furnace_E8 | F1 | Commercial | Office | New | Space Heating | Natural Gas | Furnace | E8 | RVT - Cost of Equipment | 0 | 0 | 0 | 0 | 0 | 0 | 0 | 0 | 0 | 0 | 0 | 0 | 0 | 0 | 0 | 0 | 0 | 0 | 0 | 0 | 0 | 0 | 0 | 0 | 0 | 0 | 0
F1_Commercial_Office_New_Space Heating_Natural Gas_Furnace_E9 | F1 | Commercial | Office | New | Space Heating | Natural Gas | Furnace | E9 | RVT - Cost of Equipment | 0 | 0 | 0 | 0 | 0 | 0 | 0 | 0 | 0 | 0 | 0 | 0 | 0 | 0 | 0 | 0 | 0 | 0 | 0 | 0 | 0 | 0 | 0 | 0 | 0 | 0 | 0
F1_Commercial_Office_New_Space Heating_Natural Gas_Furnace_E10 | F1 | Commercial | Office | New | Space Heating | Natural Gas | Furnace | E10 | RVT - Cost of Equipment | 0 | 0 | 0 | 0 | 0 | 0 | 0 | 0 | 0 | 0 | 0 | 0 | 0 | 0 | 0 | 0 | 0 | 0 | 0 | 0 | 0 | 0 | 0 | 0 | 0 | 0 | 0
F2_Commercial_Office_New_Space Heating_Natural Gas_Furnace_E1 | F2 | Commercial | Office | New | Space Heating | Natural Gas | Furnace | E1 | RVT - Cost of Operation | 0 | 0 | 0 | 0 | 0 | 0 | 0 | 0 | 0 | 0 | 0 | 0 | 0 | 0 | 0 | 0 | 0 | 0 | 0 | 0 | 0 | 0 | 0 | 0 | 0 | 0 | 0
F2_Commercial_Office_New_Space Heating_Natural Gas_Furnace_E2 | F2 | Commercial | Office | New | Space Heating | Natural Gas | Furnace | E2 | RVT - Cost of Operation | 0 | 0 | 0 | 0 | 0 | 0 | 0 | 0 | 0 | 0 | 0 | 0 | 0 | 0 | 0 | 0 | 0 | 0 | 0 | 0 | 0 | 0 | 0 | 0 | 0 | 0 | 0
F2_Commercial_Office_New_Space Heating_Natural Gas_Furnace_E3 | F2 | Commercial | Office | New | Space Heating | Natural Gas | Furnace | E3 | RVT - Cost of Operation | 0 | 0 | 0 | 0 | 0 | 0 | 0 | 0 | 0 | 0 | 0 | 0 | 0 | 0 | 0 | 0 | 0 | 0 | 0 | 0 | 0 | 0 | 0 | 0 | 0 | 0 | 0
F2_Commercial_Office_New_Space Heating_Natural Gas_Furnace_E4 | F2 | Commercial | Office | New | Space Heating | Natural Gas | Furnace | E4 | RVT - Cost of Operation | 0 | 0 | 0 | 0 | 0 | 0 | 0 | 0 | 0 | 0 | 0 | 0 | 0 | 0 | 0 | 0 | 0 | 0 | 0 | 0 | 0 | 0 | 0 | 0 | 0 | 0 | 0
F2_Commercial_Office_New_Space Heating_Natural Gas_Furnace_E5 | F2 | Commercial | Office | New | Space Heating | Natural Gas | Furnace | E5 | RVT - Cost of Operation | 0 | 0 | 0 | 0 | 0 | 0 | 0 | 0 | 0 | 0 | 0 | 0 | 0 | 0 | 0 | 0 | 0 | 0 | 0 | 0 | 0 | 0 | 0 | 0 | 0 | 0 | 0
F2_Commercial_Office_New_Space Heating_Natural Gas_Furnace_E6 | F2 | Commercial | Office | New | Space Heating | Natural Gas | Furnace | E6 | RVT - Cost of Operation | 0 | 0 | 0 | 0 | 0 | 0 | 0 | 0 | 0 | 0 | 0 | 0 | 0 | 0 | 0 | 0 | 0 | 0 | 0 | 0 | 0 | 0 | 0 | 0 | 0 | 0 | 0
F2_Commercial_Office_New_Space Heating_Natural Gas_Furnace_E7 | F2 | Commercial | Office | New | Space Heating | Natural Gas | Furnace | E7 | RVT - Cost of Operation | 0 | 0 | 0 | 0 | 0 | 0 | 0 | 0 | 0 | 0 | 0 | 0 | 0 | 0 | 0 | 0 | 0 | 0 | 0 | 0 | 0 | 0 | 0 | 0 | 0 | 0 | 0
F2_Commercial_Office_New_Space Heating_Natural Gas_Furnace_E8 | F2 | Commercial | Office | New | Space Heating | Natural Gas | Furnace | E8 | RVT - Cost of Operation | 0 | 0 | 0 | 0 | 0 | 0 | 0 | 0 | 0 | 0 | 0 | 0 | 0 | 0 | 0 | 0 | 0 | 0 | 0 | 0 | 0 | 0 | 0 | 0 | 0 | 0 | 0
F2_Commercial_Office_New_Space Heating_Natural Gas_Furnace_E9 | F2 | Commercial | Office | New | Space Heating | Natural Gas | Furnace | E9 | RVT - Cost of Operation | 0 | 0 | 0 | 0 | 0 | 0 | 0 | 0 | 0 | 0 | 0 | 0 | 0 | 0 | 0 | 0 | 0 | 0 | 0 | 0 | 0 | 0 | 0 | 0 | 0 | 0 | 0
F2_Commercial_Office_New_Space Heating_Natural Gas_Furnace_E10 | F2 | Commercial | Office | New | Space Heating | Natural Gas | Furnace | E10 | RVT - Cost of Operation | 0 | 0 | 0 | 0 | 0 | 0 | 0 | 0 | 0 | 0 | 0 | 0 | 0 | 0 | 0 | 0 | 0 | 0 | 0 | 0 | 0 | 0 | 0 | 0 | 0 | 0 | 0
F3_Commercial_Office_New_Space Heating_Natural Gas_Furnace_E1 | F3 | Commercial | Office | New | Space Heating | Natural Gas | Furnace | E1 | System - kBTUs of Consumption | 36.294 | 36.3998 | 36.3936 | 0 | 0 | 0 | 0 | 0 | 0 | 0 | 0 | 0 | 0 | 0 | 0 | 0 | 0 | 0 | 0 | 0 | 0 | 0 | 0 | 0 | 0 | 0 | 0
F3_Commercial_Office_New_Space Heating_Natural Gas_Furnace_E2 | F3 | Commercial | Office | New | Space Heating | Natural Gas | Furnace | E2 | System - kBTUs of Consumption | 32.2614 | 32.3554 | 32.3499 | 32.3499 | 32.3499 | 32.3499 | 32.3499 | 32.3499 | 32.3499 | 32.3499 | 32.3499 | 32.3499 | 32.3499 | 32.3499 | 32.3499 | 32.3499 | 32.3499 | 32.3499 | 32.3499 | 32.3499 | 32.3499 | 32.3499 | 32.3499 | 32.3499 | 32.3499 | 32.3499 | 32.3499
F3_Commercial_Office_New_Space Heating_Natural Gas_Furnace_E3 | F3 | Commercial | Office | New | Space Heating | Natural Gas | Furnace | E3 | System - kBTUs of Consumption | 30.245 | 30.3332 | 30.328 | 30.328 | 30.328 | 30.328 | 30.328 | 30.328 | 30.328 | 30.328 | 30.328 | 30.328 | 30.328 | 30.328 | 30.328 | 30.328 | 30.328 | 30.328 | 30.328 | 30.328 | 30.328 | 30.328 | 30.328 | 30.328 | 30.328 | 30.328 | 30.328
F3_Commercial_Office_New_Space Heating_Natural Gas_Furnace_E4 | F3 | Commercial | Office | New | Space Heating | Natural Gas | Furnace | E4 | System - kBTUs of Consumption | 0 | 0 | 0 | 0 | 0 | 0 | 0 | 0 | 0 | 0 | 0 | 0 | 0 | 0 | 0 | 0 | 0 | 0 | 0 | 0 | 0 | 0 | 0 | 0 | 0 | 0 | 0
F3_Commercial_Office_New_Space Heating_Natural Gas_Furnace_E5 | F3 | Commercial | Office | New | Space Heating | Natural Gas | Furnace | E5 | System - kBTUs of Consumption | 0 | 0 | 0 | 0 | 0 | 0 | 0 | 0 | 0 | 0 | 0 | 0 | 0 | 0 | 0 | 0 | 0 | 0 | 0 | 0 | 0 | 0 | 0 | 0 | 0 | 0 | 0
F3_Commercial_Office_New_Space Heating_Natural Gas_Furnace_E6 | F3 | Commercial | Office | New | Space Heating | Natural Gas | Furnace | E6 | System - kBTUs of Consumption | 0 | 0 | 0 | 0 | 0 | 0 | 0 | 0 | 0 | 0 | 0 | 0 | 0 | 0 | 0 | 0 | 0 | 0 | 0 | 0 | 0 | 0 | 0 | 0 | 0 | 0 | 0
F3_Commercial_Office_New_Space Heating_Natural Gas_Furnace_E7 | F3 | Commercial | Office | New | Space Heating | Natural Gas | Furnace | E7 | System - kBTUs of Consumption | 0 | 0 | 0 | 0 | 0 | 0 | 0 | 0 | 0 | 0 | 0 | 0 | 0 | 0 | 0 | 0 | 0 | 0 | 0 | 0 | 0 | 0 | 0 | 0 | 0 | 0 | 0
F3_Commercial_Office_New_Space Heating_Natural Gas_Furnace_E8 | F3 | Commercial | Office | New | Space Heating | Natural Gas | Furnace | E8 | System - kBTUs of Consumption | 0 | 0 | 0 | 0 | 0 | 0 | 0 | 0 | 0 | 0 | 0 | 0 | 0 | 0 | 0 | 0 | 0 | 0 | 0 | 0 | 0 | 0 | 0 | 0 | 0 | 0 | 0
F3_Commercial_Office_New_Space Heating_Natural Gas_Furnace_E9 | F3 | Commercial | Office | New | Space Heating | Natural Gas | Furnace | E9 | System - kBTUs of Consumption | 0 | 0 | 0 | 0 | 0 | 0 | 0 | 0 | 0 | 0 | 0 | 0 | 0 | 0 | 0 | 0 | 0 | 0 | 0 | 0 | 0 | 0 | 0 | 0 | 0 | 0 | 0
F3_Commercial_Office_New_Space Heating_Natural Gas_Furnace_E10 | F3 | Commercial | Office | New | Space Heating | Natural Gas | Furnace | E10 | System - kBTUs of Consumption | 0 | 0 | 0 | 0 | 0 | 0 | 0 | 0 | 0 | 0 | 0 | 0 | 0 | 0 | 0 | 0 | 0 | 0 | 0 | 0 | 0 | 0 | 0 | 0 | 0 | 0 | 0
F4_Commercial_Office_New_Space Heating_Natural Gas_Furnace_E1 | F4 | Commercial | Office | New | Space Heating | Natural Gas | Furnace | E1 | Utility - Cost of Equipment | 0.045448 | 0.045448 | 0.045448 | 0 | 0 | 0 | 0 | 0 | 0 | 0 | 0 | 0 | 0 | 0 | 0 | 0 | 0 | 0 | 0 | 0 | 0 | 0 | 0 | 0 | 0 | 0 | 0
F4_Commercial_Office_New_Space Heating_Natural Gas_Furnace_E2 | F4 | Commercial | Office | New | Space Heating | Natural Gas | Furnace | E2 | Utility - Cost of Equipment | 0.055846 | 0.055846 | 0.055846 | 0.055846 | 0.055846 | 0.055846 | 0.055846 | 0.055846 | 0.055846 | 0.055846 | 0.055846 | 0.055846 | 0.055846 | 0.055846 | 0.055846 | 0.055846 | 0.055846 | 0.055846 | 0.055846 | 0.055846 | 0.055846 | 0.055846 | 0.055846 | 0.055846 | 0.055846 | 0.055846 | 0.055846
F4_Commercial_Office_New_Space Heating_Natural Gas_Furnace_E3 | F4 | Commercial | Office | New | Space Heating | Natural Gas | Furnace | E3 | Utility - Cost of Equipment | 0.066245 | 0.066245 | 0.066245 | 0.066245 | 0.066245 | 0.066245 | 0.066245 | 0.066245 | 0.066245 | 0.066245 | 0.066245 | 0.066245 | 0.066245 | 0.066245 | 0.066245 | 0.066245 | 0.066245 | 0.066245 | 0.066245 | 0.066245 | 0.066245 | 0.066245 | 0.066245 | 0.066245 | 0.066245 | 0.066245 | 0.066245
F4_Commercial_Office_New_Space Heating_Natural Gas_Furnace_E4 | F4 | Commercial | Office | New | Space Heating | Natural Gas | Furnace | E4 | Utility - Cost of Equipment | 0 | 0 | 0 | 0 | 0 | 0 | 0 | 0 | 0 | 0 | 0 | 0 | 0 | 0 | 0 | 0 | 0 | 0 | 0 | 0 | 0 | 0 | 0 | 0 | 0 | 0 | 0
F4_Commercial_Office_New_Space Heating_Natural Gas_Furnace_E5 | F4 | Commercial | Office | New | Space Heating | Natural Gas | Furnace | E5 | Utility - Cost of Equipment | 0 | 0 | 0 | 0 | 0 | 0 | 0 | 0 | 0 | 0 | 0 | 0 | 0 | 0 | 0 | 0 | 0 | 0 | 0 | 0 | 0 | 0 | 0 | 0 | 0 | 0 | 0
F4_Commercial_Office_New_Space Heating_Natural Gas_Furnace_E6 | F4 | Commercial | Office | New | Space Heating | Natural Gas | Furnace | E6 | Utility - Cost of Equipment | 0 | 0 | 0 | 0 | 0 | 0 | 0 | 0 | 0 | 0 | 0 | 0 | 0 | 0 | 0 | 0 | 0 | 0 | 0 | 0 | 0 | 0 | 0 | 0 | 0 | 0 | 0
F4_Commercial_Office_New_Space Heating_Natural Gas_Furnace_E7 | F4 | Commercial | Office | New | Space Heating | Natural Gas | Furnace | E7 | Utility - Cost of Equipment | 0 | 0 | 0 | 0 | 0 | 0 | 0 | 0 | 0 | 0 | 0 | 0 | 0 | 0 | 0 | 0 | 0 | 0 | 0 | 0 | 0 | 0 | 0 | 0 | 0 | 0 | 0
F4_Commercial_Office_New_Space Heating_Natural Gas_Furnace_E8 | F4 | Commercial | Office | New | Space Heating | Natural Gas | Furnace | E8 | Utility - Cost of Equipment | 0 | 0 | 0 | 0 | 0 | 0 | 0 | 0 | 0 | 0 | 0 | 0 | 0 | 0 | 0 | 0 | 0 | 0 | 0 | 0 | 0 | 0 | 0 | 0 | 0 | 0 | 0
F4_Commercial_Office_New_Space Heating_Natural Gas_Furnace_E9 | F4 | Commercial | Office | New | Space Heating | Natural Gas | Furnace | E9 | Utility - Cost of Equipment | 0 | 0 | 0 | 0 | 0 | 0 | 0 | 0 | 0 | 0 | 0 | 0 | 0 | 0 | 0 | 0 | 0 | 0 | 0 | 0 | 0 | 0 | 0 | 0 | 0 | 0 | 0
F4_Commercial_Office_New_Space Heating_Natural Gas_Furnace_E10 | F4 | Commercial | Office | New | Space Heating | Natural Gas | Furnace | E10 | Utility - Cost of Equipment | 0 | 0 | 0 | 0 | 0 | 0 | 0 | 0 | 0 | 0 | 0 | 0 | 0 | 0 | 0 | 0 | 0 | 0 | 0 | 0 | 0 | 0 | 0 | 0 | 0 | 0 | 0
F5_Commercial_Office_New_Space Heating_Natural Gas_Furnace_E1 | F5 | Commercial | Office | New | Space Heating | Natural Gas | Furnace | E1 | Utility - Cost of Operation | 0.52744 | 0.52434 | 0.51702 | 0 | 0 | 0 | 0 | 0 | 0 | 0 | 0 | 0 | 0 | 0 | 0 | 0 | 0 | 0 | 0 | 0 | 0 | 0 | 0 | 0 | 0 | 0 | 0
F5_Commercial_Office_New_Space Heating_Natural Gas_Furnace_E2 | F5 | Commercial | Office | New | Space Heating | Natural Gas | Furnace | E2 | Utility - Cost of Operation | 0.46883 | 0.46608 | 0.45958 | 0.45255 | 0.45061 | 0.45033 | 0.45122 | 0.45242 | 0.45336 | 0.45382 | 0.45378 | 0.45318 | 0.45187 | 0.44949 | 0.44607 | 0.44177 | 0.43624 | 0.42971 | 0.42193 | 0.41264 | 0.40159 | 0.38903 | 0.37866 | 0.37215 | 0.36969 | 0.3715 | 0.37333
F5_Commercial_Office_New_Space Heating_Natural Gas_Furnace_E3 | F5 | Commercial | Office | New | Space Heating | Natural Gas | Furnace | E3 | Utility - Cost of Operation | 0.43953 | 0.43695 | 0.43085 | 0.42427 | 0.42245 | 0.42218 | 0.42302 | 0.42415 | 0.42503 | 0.42546 | 0.42542 | 0.42486 | 0.42363 | 0.4214 | 0.41819 | 0.41416 | 0.40898 | 0.40285 | 0.39556 | 0.38685 | 0.37649 | 0.36472 | 0.35499 | 0.34889 | 0.34659 | 0.34829 | 0.34999
F5_Commercial_Office_New_Space Heating_Natural Gas_Furnace_E4 | F5 | Commercial | Office | New | Space Heating | Natural Gas | Furnace | E4 | Utility - Cost of Operation | 0 | 0 | 0 | 0 | 0 | 0 | 0 | 0 | 0 | 0 | 0 | 0 | 0 | 0 | 0 | 0 | 0 | 0 | 0 | 0 | 0 | 0 | 0 | 0 | 0 | 0 | 0
F5_Commercial_Office_New_Space Heating_Natural Gas_Furnace_E5 | F5 | Commercial | Office | New | Space Heating | Natural Gas | Furnace | E5 | Utility - Cost of Operation | 0 | 0 | 0 | 0 | 0 | 0 | 0 | 0 | 0 | 0 | 0 | 0 | 0 | 0 | 0 | 0 | 0 | 0 | 0 | 0 | 0 | 0 | 0 | 0 | 0 | 0 | 0
F5_Commercial_Office_New_Space Heating_Natural Gas_Furnace_E6 | F5 | Commercial | Office | New | Space Heating | Natural Gas | Furnace | E6 | Utility - Cost of Operation | 0 | 0 | 0 | 0 | 0 | 0 | 0 | 0 | 0 | 0 | 0 | 0 | 0 | 0 | 0 | 0 | 0 | 0 | 0 | 0 | 0 | 0 | 0 | 0 | 0 | 0 | 0
F5_Commercial_Office_New_Space Heating_Natural Gas_Furnace_E7 | F5 | Commercial | Office | New | Space Heating | Natural Gas | Furnace | E7 | Utility - Cost of Operation | 0 | 0 | 0 | 0 | 0 | 0 | 0 | 0 | 0 | 0 | 0 | 0 | 0 | 0 | 0 | 0 | 0 | 0 | 0 | 0 | 0 | 0 | 0 | 0 | 0 | 0 | 0
F5_Commercial_Office_New_Space Heating_Natural Gas_Furnace_E8 | F5 | Commercial | Office | New | Space Heating | Natural Gas | Furnace | E8 | Utility - Cost of Operation | 0 | 0 | 0 | 0 | 0 | 0 | 0 | 0 | 0 | 0 | 0 | 0 | 0 | 0 | 0 | 0 | 0 | 0 | 0 | 0 | 0 | 0 | 0 | 0 | 0 | 0 | 0
F5_Commercial_Office_New_Space Heating_Natural Gas_Furnace_E9 | F5 | Commercial | Office | New | Space Heating | Natural Gas | Furnace | E9 | Utility - Cost of Operation | 0 | 0 | 0 | 0 | 0 | 0 | 0 | 0 | 0 | 0 | 0 | 0 | 0 | 0 | 0 | 0 | 0 | 0 | 0 | 0 | 0 | 0 | 0 | 0 | 0 | 0 | 0
F5_Commercial_Office_New_Space Heating_Natural Gas_Furnace_E10 | F5 | Commercial | Office | New | Space Heating | Natural Gas | Furnace | E10 | Utility - Cost of Operation | 0 | 0 | 0 | 0 | 0 | 0 | 0 | 0 | 0 | 0 | 0 | 0 | 0 | 0 | 0 | 0 | 0 | 0 | 0 | 0 | 0 | 0 | 0 | 0 | 0 | 0 | 0
F6_Commercial_Office_New_Space Heating_Natural Gas_Furnace_E1 | F6 | Commercial | Office | New | Space Heating | Natural Gas | Furnace | E1 | Utility - Value of Sales | 0 | 0 | 0 | 0 | 0 | 0 | 0 | 0 | 0 | 0 | 0 | 0 | 0 | 0 | 0 | 0 | 0 | 0 | 0 | 0 | 0 | 0 | 0 | 0 | 0 | 0 | 0
F6_Commercial_Office_New_Space Heating_Natural Gas_Furnace_E2 | F6 | Commercial | Office | New | Space Heating | Natural Gas | Furnace | E2 | Utility - Value of Sales | 0 | 0 | 0 | 0 | 0 | 0 | 0 | 0 | 0 | 0 | 0 | 0 | 0 | 0 | 0 | 0 | 0 | 0 | 0 | 0 | 0 | 0 | 0 | 0 | 0 | 0 | 0
F6_Commercial_Office_New_Space Heating_Natural Gas_Furnace_E3 | F6 | Commercial | Office | New | Space Heating | Natural Gas | Furnace | E3 | Utility - Value of Sales | 0 | 0 | 0 | 0 | 0 | 0 | 0 | 0 | 0 | 0 | 0 | 0 | 0 | 0 | 0 | 0 | 0 | 0 | 0 | 0 | 0 | 0 | 0 | 0 | 0 | 0 | 0
F6_Commercial_Office_New_Space Heating_Natural Gas_Furnace_E4 | F6 | Commercial | Office | New | Space Heating | Natural Gas | Furnace | E4 | Utility - Value of Sales | 0 | 0 | 0 | 0 | 0 | 0 | 0 | 0 | 0 | 0 | 0 | 0 | 0 | 0 | 0 | 0 | 0 | 0 | 0 | 0 | 0 | 0 | 0 | 0 | 0 | 0 | 0
F6_Commercial_Office_New_Space Heating_Natural Gas_Furnace_E5 | F6 | Commercial | Office | New | Space Heating | Natural Gas | Furnace | E5 | Utility - Value of Sales | 0 | 0 | 0 | 0 | 0 | 0 | 0 | 0 | 0 | 0 | 0 | 0 | 0 | 0 | 0 | 0 | 0 | 0 | 0 | 0 | 0 | 0 | 0 | 0 | 0 | 0 | 0
F6_Commercial_Office_New_Space Heating_Natural Gas_Furnace_E6 | F6 | Commercial | Office | New | Space Heating | Natural Gas | Furnace | E6 | Utility - Value of Sales | 0 | 0 | 0 | 0 | 0 | 0 | 0 | 0 | 0 | 0 | 0 | 0 | 0 | 0 | 0 | 0 | 0 | 0 | 0 | 0 | 0 | 0 | 0 | 0 | 0 | 0 | 0
F6_Commercial_Office_New_Space Heating_Natural Gas_Furnace_E7 | F6 | Commercial | Office | New | Space Heating | Natural Gas | Furnace | E7 | Utility - Value of Sales | 0 | 0 | 0 | 0 | 0 | 0 | 0 | 0 | 0 | 0 | 0 | 0 | 0 | 0 | 0 | 0 | 0 | 0 | 0 | 0 | 0 | 0 | 0 | 0 | 0 | 0 | 0
F6_Commercial_Office_New_Space Heating_Natural Gas_Furnace_E8 | F6 | Commercial | Office | New | Space Heating | Natural Gas | Furnace | E8 | Utility - Value of Sales | 0 | 0 | 0 | 0 | 0 | 0 | 0 | 0 | 0 | 0 | 0 | 0 | 0 | 0 | 0 | 0 | 0 | 0 | 0 | 0 | 0 | 0 | 0 | 0 | 0 | 0 | 0
F6_Commercial_Office_New_Space Heating_Natural Gas_Furnace_E9 | F6 | Commercial | Office | New | Space Heating | Natural Gas | Furnace | E9 | Utility - Value of Sales | 0 | 0 | 0 | 0 | 0 | 0 | 0 | 0 | 0 | 0 | 0 | 0 | 0 | 0 | 0 | 0 | 0 | 0 | 0 | 0 | 0 | 0 | 0 | 0 | 0 | 0 | 0
F6_Commercial_Office_New_Space Heating_Natural Gas_Furnace_E10 | F6 | Commercial | Office | New | Space Heating | Natural Gas | Furnace | E10 | Utility - Value of Sales | 0 | 0 | 0 | 0 | 0 | 0 | 0 | 0 | 0 | 0 | 0 | 0 | 0 | 0 | 0 | 0 | 0 | 0 | 0 | 0 | 0 | 0 | 0 | 0 | 0 | 0 | 0
F1_Commercial_Office_New_Space Heating_Natural Gas_Boiler_E1 | F1 | Commercial | Office | New | Space Heating | Natural Gas | Boiler | E1 | RVT - Cost of Equipment | 0.24971 | 0.24971 | 0.24971 | 0.24971 | 0.24971 | 0.24971 | 0.24971 | 0.24971 | 0.24971 | 0.24971 | 0.24971 | 0.24971 | 0.24971 | 0.24971 | 0.24971 | 0.24971 | 0.24971 | 0.24971 | 0.24971 | 0.24971 | 0.24971 | 0.24971 | 0.24971 | 0.24971 | 0.24971 | 0.24971 | 0.24971
F1_Commercial_Office_New_Space Heating_Natural Gas_Boiler_E2 | F1 | Commercial | Office | New | Space Heating | Natural Gas | Boiler | E2 | RVT - Cost of Equipment | 0.2841 | 0.2841 | 0.2841 | 0.2841 | 0.2841 | 0.2841 | 0.2841 | 0.2841 | 0.2841 | 0.2841 | 0.2841 | 0.2841 | 0.2841 | 0.2841 | 0.2841 | 0.2841 | 0.2841 | 0.2841 | 0.2841 | 0.2841 | 0.2841 | 0.2841 | 0.2841 | 0.2841 | 0.2841 | 0.2841 | 0.2841
F1_Commercial_Office_New_Space Heating_Natural Gas_Boiler_E3 | F1 | Commercial | Office | New | Space Heating | Natural Gas | Boiler | E3 | RVT - Cost of Equipment | 0.35316 | 0.35316 | 0.35316 | 0.35316 | 0.35316 | 0.35316 | 0.35316 | 0.35316 | 0.35316 | 0.35316 | 0.35316 | 0.35316 | 0.35316 | 0.35316 | 0.35316 | 0.35316 | 0.35316 | 0.35316 | 0.35316 | 0.35316 | 0.35316 | 0.35316 | 0.35316 | 0.35316 | 0.35316 | 0.35316 | 0.35316
F1_Commercial_Office_New_Space Heating_Natural Gas_Boiler_E4 | F1 | Commercial | Office | New | Space Heating | Natural Gas | Boiler | E4 | RVT - Cost of Equipment | 1.3171 | 1.3171 | 1.3171 | 1.3171 | 1.3171 | 1.3171 | 1.3171 | 1.3171 | 1.3171 | 1.3171 | 1.3171 | 1.3171 | 1.3171 | 1.3171 | 1.3171 | 1.3171 | 1.3171 | 1.3171 | 1.3171 | 1.3171 | 1.3171 | 1.3171 | 1.3171 | 1.3171 | 1.3171 | 1.3171 | 1.3171
F1_Commercial_Office_New_Space Heating_Natural Gas_Boiler_E5 | F1 | Commercial | Office | New | Space Heating | Natural Gas | Boiler | E5 | RVT - Cost of Equipment | 0 | 0 | 0 | 0 | 0 | 0 | 0 | 0 | 0 | 0 | 0 | 0 | 0 | 0 | 0 | 0 | 0 | 0 | 0 | 0 | 0 | 0 | 0 | 0 | 0 | 0 | 0
F1_Commercial_Office_New_Space Heating_Natural Gas_Boiler_E6 | F1 | Commercial | Office | New | Space Heating | Natural Gas | Boiler | E6 | RVT - Cost of Equipment | 0 | 0 | 0 | 0 | 0 | 0 | 0 | 0 | 0 | 0 | 0 | 0 | 0 | 0 | 0 | 0 | 0 | 0 | 0 | 0 | 0 | 0 | 0 | 0 | 0 | 0 | 0
F1_Commercial_Office_New_Space Heating_Natural Gas_Boiler_E7 | F1 | Commercial | Office | New | Space Heating | Natural Gas | Boiler | E7 | RVT - Cost of Equipment | 0 | 0 | 0 | 0 | 0 | 0 | 0 | 0 | 0 | 0 | 0 | 0 | 0 | 0 | 0 | 0 | 0 | 0 | 0 | 0 | 0 | 0 | 0 | 0 | 0 | 0 | 0
F1_Commercial_Office_New_Space Heating_Natural Gas_Boiler_E8 | F1 | Commercial | Office | New | Space Heating | Natural Gas | Boiler | E8 | RVT - Cost of Equipment | 0 | 0 | 0 | 0 | 0 | 0 | 0 | 0 | 0 | 0 | 0 | 0 | 0 | 0 | 0 | 0 | 0 | 0 | 0 | 0 | 0 | 0 | 0 | 0 | 0 | 0 | 0
F1_Commercial_Office_New_Space Heating_Natural Gas_Boiler_E9 | F1 | Commercial | Office | New | Space Heating | Natural Gas | Boiler | E9 | RVT - Cost of Equipment | 0 | 0 | 0 | 0 | 0 | 0 | 0 | 0 | 0 | 0 | 0 | 0 | 0 | 0 | 0 | 0 | 0 | 0 | 0 | 0 | 0 | 0 | 0 | 0 | 0 | 0 | 0
F1_Commercial_Office_New_Space Heating_Natural Gas_Boiler_E10 | F1 | Commercial | Office | New | Space Heating | Natural Gas | Boiler | E10 | RVT - Cost of Equipment | 0 | 0 | 0 | 0 | 0 | 0 | 0 | 0 | 0 | 0 | 0 | 0 | 0 | 0 | 0 | 0 | 0 | 0 | 0 | 0 | 0 | 0 | 0 | 0 | 0 | 0 | 0
F2_Commercial_Office_New_Space Heating_Natural Gas_Boiler_E1 | F2 | Commercial | Office | New | Space Heating | Natural Gas | Boiler | E1 | RVT - Cost of Operation | 0 | 0 | 0 | 0 | 0 | 0 | 0 | 0 | 0 | 0 | 0 | 0 | 0 | 0 | 0 | 0 | 0 | 0 | 0 | 0 | 0 | 0 | 0 | 0 | 0 | 0 | 0
F2_Commercial_Office_New_Space Heating_Natural Gas_Boiler_E2 | F2 | Commercial | Office | New | Space Heating | Natural Gas | Boiler | E2 | RVT - Cost of Operation | 0 | 0 | 0 | 0 | 0 | 0 | 0 | 0 | 0 | 0 | 0 | 0 | 0 | 0 | 0 | 0 | 0 | 0 | 0 | 0 | 0 | 0 | 0 | 0 | 0 | 0 | 0
F2_Commercial_Office_New_Space Heating_Natural Gas_Boiler_E3 | F2 | Commercial | Office | New | Space Heating | Natural Gas | Boiler | E3 | RVT - Cost of Operation | 0 | 0 | 0 | 0 | 0 | 0 | 0 | 0 | 0 | 0 | 0 | 0 | 0 | 0 | 0 | 0 | 0 | 0 | 0 | 0 | 0 | 0 | 0 | 0 | 0 | 0 | 0
F2_Commercial_Office_New_Space Heating_Natural Gas_Boiler_E4 | F2 | Commercial | Office | New | Space Heating | Natural Gas | Boiler | E4 | RVT - Cost of Operation | 0 | 0 | 0 | 0 | 0 | 0 | 0 | 0 | 0 | 0 | 0 | 0 | 0 | 0 | 0 | 0 | 0 | 0 | 0 | 0 | 0 | 0 | 0 | 0 | 0 | 0 | 0
F2_Commercial_Office_New_Space Heating_Natural Gas_Boiler_E5 | F2 | Commercial | Office | New | Space Heating | Natural Gas | Boiler | E5 | RVT - Cost of Operation | 0 | 0 | 0 | 0 | 0 | 0 | 0 | 0 | 0 | 0 | 0 | 0 | 0 | 0 | 0 | 0 | 0 | 0 | 0 | 0 | 0 | 0 | 0 | 0 | 0 | 0 | 0
F2_Commercial_Office_New_Space Heating_Natural Gas_Boiler_E6 | F2 | Commercial | Office | New | Space Heating | Natural Gas | Boiler | E6 | RVT - Cost of Operation | 0 | 0 | 0 | 0 | 0 | 0 | 0 | 0 | 0 | 0 | 0 | 0 | 0 | 0 | 0 | 0 | 0 | 0 | 0 | 0 | 0 | 0 | 0 | 0 | 0 | 0 | 0
F2_Commercial_Office_New_Space Heating_Natural Gas_Boiler_E7 | F2 | Commercial | Office | New | Space Heating | Natural Gas | Boiler | E7 | RVT - Cost of Operation | 0 | 0 | 0 | 0 | 0 | 0 | 0 | 0 | 0 | 0 | 0 | 0 | 0 | 0 | 0 | 0 | 0 | 0 | 0 | 0 | 0 | 0 | 0 | 0 | 0 | 0 | 0
F2_Commercial_Office_New_Space Heating_Natural Gas_Boiler_E8 | F2 | Commercial | Office | New | Space Heating | Natural Gas | Boiler | E8 | RVT - Cost of Operation | 0 | 0 | 0 | 0 | 0 | 0 | 0 | 0 | 0 | 0 | 0 | 0 | 0 | 0 | 0 | 0 | 0 | 0 | 0 | 0 | 0 | 0 | 0 | 0 | 0 | 0 | 0
F2_Commercial_Office_New_Space Heating_Natural Gas_Boiler_E9 | F2 | Commercial | Office | New | Space Heating | Natural Gas | Boiler | E9 | RVT - Cost of Operation | 0 | 0 | 0 | 0 | 0 | 0 | 0 | 0 | 0 | 0 | 0 | 0 | 0 | 0 | 0 | 0 | 0 | 0 | 0 | 0 | 0 | 0 | 0 | 0 | 0 | 0 | 0
F2_Commercial_Office_New_Space Heating_Natural Gas_Boiler_E10 | F2 | Commercial | Office | New | Space Heating | Natural Gas | Boiler | E10 | RVT - Cost of Operation | 0 | 0 | 0 | 0 | 0 | 0 | 0 | 0 | 0 | 0 | 0 | 0 | 0 | 0 | 0 | 0 | 0 | 0 | 0 | 0 | 0 | 0 | 0 | 0 | 0 | 0 | 0
F3_Commercial_Office_New_Space Heating_Natural Gas_Boiler_E1 | F3 | Commercial | Office | New | Space Heating | Natural Gas | Boiler | E1 | System - kBTUs of Consumption | 75.2372 | 75.4389 | 75.4272 | 75.4272 | 75.4272 | 75.4272 | 75.4272 | 75.4272 | 75.4272 | 75.4272 | 75.4272 | 75.4272 | 75.4272 | 75.4272 | 75.4272 | 75.4272 | 75.4272 | 75.4272 | 75.4272 | 75.4272 | 75.4272 | 75.4272 | 75.4272 | 75.4272 | 75.4272 | 75.4272 | 75.4272
F3_Commercial_Office_New_Space Heating_Natural Gas_Boiler_E2 | F3 | Commercial | Office | New | Space Heating | Natural Gas | Boiler | E2 | System - kBTUs of Consumption | 70.8115 | 71.0013 | 70.9903 | 70.9903 | 70.9903 | 70.9903 | 70.9903 | 70.9903 | 70.9903 | 70.9903 | 70.9903 | 70.9903 | 70.9903 | 70.9903 | 70.9903 | 70.9903 | 70.9903 | 70.9903 | 70.9903 | 70.9903 | 70.9903 | 70.9903 | 70.9903 | 70.9903 | 70.9903 | 70.9903 | 70.9903
F3_Commercial_Office_New_Space Heating_Natural Gas_Boiler_E3 | F3 | Commercial | Office | New | Space Heating | Natural Gas | Boiler | E3 | System - kBTUs of Consumption | 62.0513 | 62.2177 | 62.208 | 62.208 | 62.208 | 62.208 | 62.208 | 62.208 | 62.208 | 62.208 | 62.208 | 62.208 | 62.208 | 62.208 | 62.208 | 62.208 | 62.208 | 62.208 | 62.208 | 62.208 | 62.208 | 62.208 | 62.208 | 62.208 | 62.208 | 62.208 | 62.208
F3_Commercial_Office_New_Space Heating_Natural Gas_Boiler_E4 | F3 | Commercial | Office | New | Space Heating | Natural Gas | Boiler | E4 | System - kBTUs of Consumption | 42.9204 | 43.1124 | 43.1012 | 43.1012 | 43.1012 | 43.1012 | 43.1012 | 43.1012 | 43.1012 | 43.1012 | 43.1012 | 43.1012 | 43.1012 | 43.1012 | 43.1012 | 43.1012 | 43.1012 | 43.1012 | 43.1012 | 43.1012 | 43.1012 | 43.1012 | 43.1012 | 43.1012 | 43.1012 | 43.1012 | 43.1012
F3_Commercial_Office_New_Space Heating_Natural Gas_Boiler_E5 | F3 | Commercial | Office | New | Space Heating | Natural Gas | Boiler | E5 | System - kBTUs of Consumption | 0 | 0 | 0 | 0 | 0 | 0 | 0 | 0 | 0 | 0 | 0 | 0 | 0 | 0 | 0 | 0 | 0 | 0 | 0 | 0 | 0 | 0 | 0 | 0 | 0 | 0 | 0
F3_Commercial_Office_New_Space Heating_Natural Gas_Boiler_E6 | F3 | Commercial | Office | New | Space Heating | Natural Gas | Boiler | E6 | System - kBTUs of Consumption | 0 | 0 | 0 | 0 | 0 | 0 | 0 | 0 | 0 | 0 | 0 | 0 | 0 | 0 | 0 | 0 | 0 | 0 | 0 | 0 | 0 | 0 | 0 | 0 | 0 | 0 | 0
F3_Commercial_Office_New_Space Heating_Natural Gas_Boiler_E7 | F3 | Commercial | Office | New | Space Heating | Natural Gas | Boiler | E7 | System - kBTUs of Consumption | 0 | 0 | 0 | 0 | 0 | 0 | 0 | 0 | 0 | 0 | 0 | 0 | 0 | 0 | 0 | 0 | 0 | 0 | 0 | 0 | 0 | 0 | 0 | 0 | 0 | 0 | 0
F3_Commercial_Office_New_Space Heating_Natural Gas_Boiler_E8 | F3 | Commercial | Office | New | Space Heating | Natural Gas | Boiler | E8 | System - kBTUs of Consumption | 0 | 0 | 0 | 0 | 0 | 0 | 0 | 0 | 0 | 0 | 0 | 0 | 0 | 0 | 0 | 0 | 0 | 0 | 0 | 0 | 0 | 0 | 0 | 0 | 0 | 0 | 0
F3_Commercial_Office_New_Space Heating_Natural Gas_Boiler_E9 | F3 | Commercial | Office | New | Space Heating | Natural Gas | Boiler | E9 | System - kBTUs of Consumption | 0 | 0 | 0 | 0 | 0 | 0 | 0 | 0 | 0 | 0 | 0 | 0 | 0 | 0 | 0 | 0 | 0 | 0 | 0 | 0 | 0 | 0 | 0 | 0 | 0 | 0 | 0
F3_Commercial_Office_New_Space Heating_Natural Gas_Boiler_E10 | F3 | Commercial | Office | New | Space Heating | Natural Gas | Boiler | E10 | System - kBTUs of Consumption | 0 | 0 | 0 | 0 | 0 | 0 | 0 | 0 | 0 | 0 | 0 | 0 | 0 | 0 | 0 | 0 | 0 | 0 | 0 | 0 | 0 | 0 | 0 | 0 | 0 | 0 | 0
F4_Commercial_Office_New_Space Heating_Natural Gas_Boiler_E1 | F4 | Commercial | Office | New | Space Heating | Natural Gas | Boiler | E1 | Utility - Cost of Equipment | 0.24971 | 0.24971 | 0.24971 | 0.24971 | 0.24971 | 0.24971 | 0.24971 | 0.24971 | 0.24971 | 0.24971 | 0.24971 | 0.24971 | 0.24971 | 0.24971 | 0.24971 | 0.24971 | 0.24971 | 0.24971 | 0.24971 | 0.24971 | 0.24971 | 0.24971 | 0.24971 | 0.24971 | 0.24971 | 0.24971 | 0.24971
F4_Commercial_Office_New_Space Heating_Natural Gas_Boiler_E2 | F4 | Commercial | Office | New | Space Heating | Natural Gas | Boiler | E2 | Utility - Cost of Equipment | 0.2841 | 0.2841 | 0.2841 | 0.2841 | 0.2841 | 0.2841 | 0.2841 | 0.2841 | 0.2841 | 0.2841 | 0.2841 | 0.2841 | 0.2841 | 0.2841 | 0.2841 | 0.2841 | 0.2841 | 0.2841 | 0.2841 | 0.2841 | 0.2841 | 0.2841 | 0.2841 | 0.2841 | 0.2841 | 0.2841 | 0.2841
F4_Commercial_Office_New_Space Heating_Natural Gas_Boiler_E3 | F4 | Commercial | Office | New | Space Heating | Natural Gas | Boiler | E3 | Utility - Cost of Equipment | 0.35316 | 0.35316 | 0.35316 | 0.35316 | 0.35316 | 0.35316 | 0.35316 | 0.35316 | 0.35316 | 0.35316 | 0.35316 | 0.35316 | 0.35316 | 0.35316 | 0.35316 | 0.35316 | 0.35316 | 0.35316 | 0.35316 | 0.35316 | 0.35316 | 0.35316 | 0.35316 | 0.35316 | 0.35316 | 0.35316 | 0.35316
F4_Commercial_Office_New_Space Heating_Natural Gas_Boiler_E4 | F4 | Commercial | Office | New | Space Heating | Natural Gas | Boiler | E4 | Utility - Cost of Equipment | 1.3171 | 1.3171 | 1.3171 | 1.3171 | 1.3171 | 1.3171 | 1.3171 | 1.3171 | 1.3171 | 1.3171 | 1.3171 | 1.3171 | 1.3171 | 1.3171 | 1.3171 | 1.3171 | 1.3171 | 1.3171 | 1.3171 | 1.3171 | 1.3171 | 1.3171 | 1.3171 | 1.3171 | 1.3171 | 1.3171 | 1.3171
F4_Commercial_Office_New_Space Heating_Natural Gas_Boiler_E5 | F4 | Commercial | Office | New | Space Heating | Natural Gas | Boiler | E5 | Utility - Cost of Equipment | 0 | 0 | 0 | 0 | 0 | 0 | 0 | 0 | 0 | 0 | 0 | 0 | 0 | 0 | 0 | 0 | 0 | 0 | 0 | 0 | 0 | 0 | 0 | 0 | 0 | 0 | 0
F4_Commercial_Office_New_Space Heating_Natural Gas_Boiler_E6 | F4 | Commercial | Office | New | Space Heating | Natural Gas | Boiler | E6 | Utility - Cost of Equipment | 0 | 0 | 0 | 0 | 0 | 0 | 0 | 0 | 0 | 0 | 0 | 0 | 0 | 0 | 0 | 0 | 0 | 0 | 0 | 0 | 0 | 0 | 0 | 0 | 0 | 0 | 0
F4_Commercial_Office_New_Space Heating_Natural Gas_Boiler_E7 | F4 | Commercial | Office | New | Space Heating | Natural Gas | Boiler | E7 | Utility - Cost of Equipment | 0 | 0 | 0 | 0 | 0 | 0 | 0 | 0 | 0 | 0 | 0 | 0 | 0 | 0 | 0 | 0 | 0 | 0 | 0 | 0 | 0 | 0 | 0 | 0 | 0 | 0 | 0
F4_Commercial_Office_New_Space Heating_Natural Gas_Boiler_E8 | F4 | Commercial | Office | New | Space Heating | Natural Gas | Boiler | E8 | Utility - Cost of Equipment | 0 | 0 | 0 | 0 | 0 | 0 | 0 | 0 | 0 | 0 | 0 | 0 | 0 | 0 | 0 | 0 | 0 | 0 | 0 | 0 | 0 | 0 | 0 | 0 | 0 | 0 | 0
F4_Commercial_Office_New_Space Heating_Natural Gas_Boiler_E9 | F4 | Commercial | Office | New | Space Heating | Natural Gas | Boiler | E9 | Utility - Cost of Equipment | 0 | 0 | 0 | 0 | 0 | 0 | 0 | 0 | 0 | 0 | 0 | 0 | 0 | 0 | 0 | 0 | 0 | 0 | 0 | 0 | 0 | 0 | 0 | 0 | 0 | 0 | 0
F4_Commercial_Office_New_Space Heating_Natural Gas_Boiler_E10 | F4 | Commercial | Office | New | Space Heating | Natural Gas | Boiler | E10 | Utility - Cost of Equipment | 0 | 0 | 0 | 0 | 0 | 0 | 0 | 0 | 0 | 0 | 0 | 0 | 0 | 0 | 0 | 0 | 0 | 0 | 0 | 0 | 0 | 0 | 0 | 0 | 0 | 0 | 0
F5_Commercial_Office_New_Space Heating_Natural Gas_Boiler_E1 | F5 | Commercial | Office | New | Space Heating | Natural Gas | Boiler | E1 | Utility - Cost of Operation | 1.0961 | 1.0886 | 1.0723 | 1.0547 | 1.0486 | 1.0468 | 1.0483 | 1.0509 | 1.0532 | 1.0544 | 1.0545 | 1.0533 | 1.0505 | 1.0453 | 1.0377 | 1.0282 | 1.0159 | 1.0013 | 0.98391 | 0.96313 | 0.93838 | 0.91023 | 0.88701 | 0.87249 | 0.86712 | 0.87137 | 0.87564
F5_Commercial_Office_New_Space Heating_Natural Gas_Boiler_E2 | F5 | Commercial | Office | New | Space Heating | Natural Gas | Boiler | E2 | Utility - Cost of Operation | 1.0316 | 1.0246 | 1.0092 | 0.99263 | 0.98695 | 0.98525 | 0.98664 | 0.98912 | 0.99125 | 0.99237 | 0.99242 | 0.9913 | 0.98866 | 0.98377 | 0.97664 | 0.96769 | 0.9561 | 0.94239 | 0.92603 | 0.90648 | 0.88318 | 0.85669 | 0.83483 | 0.82117 | 0.81611 | 0.82011 | 0.82413
F5_Commercial_Office_New_Space Heating_Natural Gas_Boiler_E3 | F5 | Commercial | Office | New | Space Heating | Natural Gas | Boiler | E3 | Utility - Cost of Operation | 0.90399 | 0.89781 | 0.88437 | 0.86983 | 0.86486 | 0.86337 | 0.86458 | 0.86675 | 0.86862 | 0.8696 | 0.86965 | 0.86867 | 0.86635 | 0.86206 | 0.85582 | 0.84797 | 0.83782 | 0.8258 | 0.81147 | 0.79434 | 0.77392 | 0.7507 | 0.73155 | 0.71958 | 0.71515 | 0.71866 | 0.72218
F5_Commercial_Office_New_Space Heating_Natural Gas_Boiler_E4 | F5 | Commercial | Office | New | Space Heating | Natural Gas | Boiler | E4 | Utility - Cost of Operation | 0.61843 | 0.61508 | 0.60637 | 0.59753 | 0.59771 | 0.6011 | 0.60676 | 0.61304 | 0.61871 | 0.62313 | 0.6261 | 0.62734 | 0.62641 | 0.62285 | 0.61693 | 0.60925 | 0.59952 | 0.58813 | 0.57468 | 0.55874 | 0.53987 | 0.51852 | 0.50077 | 0.4894 | 0.48472 | 0.4871 | 0.48949
F5_Commercial_Office_New_Space Heating_Natural Gas_Boiler_E5 | F5 | Commercial | Office | New | Space Heating | Natural Gas | Boiler | E5 | Utility - Cost of Operation | 0 | 0 | 0 | 0 | 0 | 0 | 0 | 0 | 0 | 0 | 0 | 0 | 0 | 0 | 0 | 0 | 0 | 0 | 0 | 0 | 0 | 0 | 0 | 0 | 0 | 0 | 0
F5_Commercial_Office_New_Space Heating_Natural Gas_Boiler_E6 | F5 | Commercial | Office | New | Space Heating | Natural Gas | Boiler | E6 | Utility - Cost of Operation | 0 | 0 | 0 | 0 | 0 | 0 | 0 | 0 | 0 | 0 | 0 | 0 | 0 | 0 | 0 | 0 | 0 | 0 | 0 | 0 | 0 | 0 | 0 | 0 | 0 | 0 | 0
F5_Commercial_Office_New_Space Heating_Natural Gas_Boiler_E7 | F5 | Commercial | Office | New | Space Heating | Natural Gas | Boiler | E7 | Utility - Cost of Operation | 0 | 0 | 0 | 0 | 0 | 0 | 0 | 0 | 0 | 0 | 0 | 0 | 0 | 0 | 0 | 0 | 0 | 0 | 0 | 0 | 0 | 0 | 0 | 0 | 0 | 0 | 0
F5_Commercial_Office_New_Space Heating_Natural Gas_Boiler_E8 | F5 | Commercial | Office | New | Space Heating | Natural Gas | Boiler | E8 | Utility - Cost of Operation | 0 | 0 | 0 | 0 | 0 | 0 | 0 | 0 | 0 | 0 | 0 | 0 | 0 | 0 | 0 | 0 | 0 | 0 | 0 | 0 | 0 | 0 | 0 | 0 | 0 | 0 | 0
F5_Commercial_Office_New_Space Heating_Natural Gas_Boiler_E9 | F5 | Commercial | Office | New | Space Heating | Natural Gas | Boiler | E9 | Utility - Cost of Operation | 0 | 0 | 0 | 0 | 0 | 0 | 0 | 0 | 0 | 0 | 0 | 0 | 0 | 0 | 0 | 0 | 0 | 0 | 0 | 0 | 0 | 0 | 0 | 0 | 0 | 0 | 0
F5_Commercial_Office_New_Space Heating_Natural Gas_Boiler_E10 | F5 | Commercial | Office | New | Space Heating | Natural Gas | Boiler | E10 | Utility - Cost of Operation | 0 | 0 | 0 | 0 | 0 | 0 | 0 | 0 | 0 | 0 | 0 | 0 | 0 | 0 | 0 | 0 | 0 | 0 | 0 | 0 | 0 | 0 | 0 | 0 | 0 | 0 | 0
F6_Commercial_Office_New_Space Heating_Natural Gas_Boiler_E1 | F6 | Commercial | Office | New | Space Heating | Natural Gas | Boiler | E1 | Utility - Value of Sales | 0 | 0 | 0 | 0 | 0 | 0 | 0 | 0 | 0 | 0 | 0 | 0 | 0 | 0 | 0 | 0 | 0 | 0 | 0 | 0 | 0 | 0 | 0 | 0 | 0 | 0 | 0
F6_Commercial_Office_New_Space Heating_Natural Gas_Boiler_E2 | F6 | Commercial | Office | New | Space Heating | Natural Gas | Boiler | E2 | Utility - Value of Sales | 0 | 0 | 0 | 0 | 0 | 0 | 0 | 0 | 0 | 0 | 0 | 0 | 0 | 0 | 0 | 0 | 0 | 0 | 0 | 0 | 0 | 0 | 0 | 0 | 0 | 0 | 0
F6_Commercial_Office_New_Space Heating_Natural Gas_Boiler_E3 | F6 | Commercial | Office | New | Space Heating | Natural Gas | Boiler | E3 | Utility - Value of Sales | 0 | 0 | 0 | 0 | 0 | 0 | 0 | 0 | 0 | 0 | 0 | 0 | 0 | 0 | 0 | 0 | 0 | 0 | 0 | 0 | 0 | 0 | 0 | 0 | 0 | 0 | 0
F6_Commercial_Office_New_Space Heating_Natural Gas_Boiler_E4 | F6 | Commercial | Office | New | Space Heating | Natural Gas | Boiler | E4 | Utility - Value of Sales | 0 | 0 | 0 | 0 | 0 | 0 | 0 | 0 | 0 | 0 | 0 | 0 | 0 | 0 | 0 | 0 | 0 | 0 | 0 | 0 | 0 | 0 | 0 | 0 | 0 | 0 | 0
F6_Commercial_Office_New_Space Heating_Natural Gas_Boiler_E5 | F6 | Commercial | Office | New | Space Heating | Natural Gas | Boiler | E5 | Utility - Value of Sales | 0 | 0 | 0 | 0 | 0 | 0 | 0 | 0 | 0 | 0 | 0 | 0 | 0 | 0 | 0 | 0 | 0 | 0 | 0 | 0 | 0 | 0 | 0 | 0 | 0 | 0 | 0
F6_Commercial_Office_New_Space Heating_Natural Gas_Boiler_E6 | F6 | Commercial | Office | New | Space Heating | Natural Gas | Boiler | E6 | Utility - Value of Sales | 0 | 0 | 0 | 0 | 0 | 0 | 0 | 0 | 0 | 0 | 0 | 0 | 0 | 0 | 0 | 0 | 0 | 0 | 0 | 0 | 0 | 0 | 0 | 0 | 0 | 0 | 0
F6_Commercial_Office_New_Space Heating_Natural Gas_Boiler_E7 | F6 | Commercial | Office | New | Space Heating | Natural Gas | Boiler | E7 | Utility - Value of Sales | 0 | 0 | 0 | 0 | 0 | 0 | 0 | 0 | 0 | 0 | 0 | 0 | 0 | 0 | 0 | 0 | 0 | 0 | 0 | 0 | 0 | 0 | 0 | 0 | 0 | 0 | 0
F6_Commercial_Office_New_Space Heating_Natural Gas_Boiler_E8 | F6 | Commercial | Office | New | Space Heating | Natural Gas | Boiler | E8 | Utility - Value of Sales | 0 | 0 | 0 | 0 | 0 | 0 | 0 | 0 | 0 | 0 | 0 | 0 | 0 | 0 | 0 | 0 | 0 | 0 | 0 | 0 | 0 | 0 | 0 | 0 | 0 | 0 | 0
F6_Commercial_Office_New_Space Heating_Natural Gas_Boiler_E9 | F6 | Commercial | Office | New | Space Heating | Natural Gas | Boiler | E9 | Utility - Value of Sales | 0 | 0 | 0 | 0 | 0 | 0 | 0 | 0 | 0 | 0 | 0 | 0 | 0 | 0 | 0 | 0 | 0 | 0 | 0 | 0 | 0 | 0 | 0 | 0 | 0 | 0 | 0
F6_Commercial_Office_New_Space Heating_Natural Gas_Boiler_E10 | F6 | Commercial | Office | New | Space Heating | Natural Gas | Boiler | E10 | Utility - Value of Sales | 0 | 0 | 0 | 0 | 0 | 0 | 0 | 0 | 0 | 0 | 0 | 0 | 0 | 0 | 0 | 0 | 0 | 0 | 0 | 0 | 0 | 0 | 0 | 0 | 0 | 0 | 0
F1_Commercial_Office_New_Space Heating_Natural Gas_Unit Heater_E1 | F1 | Commercial | Office | New | Space Heating | Natural Gas | Unit Heater | E1 | RVT - Cost of Equipment | 0.0086225 | 0.0086225 | 0.0086225 | 0.0086225 | 0.0086225 | 0.0086225 | 0.0086225 | 0.0086225 | 0.0086225 | 0.0086225 | 0.0086225 | 0.0086225 | 0.0086225 | 0.0086225 | 0.0086225 | 0.0086225 | 0.0086225 | 0.0086225 | 0.0086225 | 0.0086225 | 0.0086225 | 0.0086225 | 0.0086225 | 0.0086225 | 0.0086225 | 0.0086225 | 0.0086225
F1_Commercial_Office_New_Space Heating_Natural Gas_Unit Heater_E2 | F1 | Commercial | Office | New | Space Heating | Natural Gas | Unit Heater | E2 | RVT - Cost of Equipment | 0.010281 | 0.010281 | 0.010281 | 0.010281 | 0.010281 | 0.010281 | 0.010281 | 0.010281 | 0.010281 | 0.010281 | 0.010281 | 0.010281 | 0.010281 | 0.010281 | 0.010281 | 0.010281 | 0.010281 | 0.010281 | 0.010281 | 0.010281 | 0.010281 | 0.010281 | 0.010281 | 0.010281 | 0.010281 | 0.010281 | 0.010281
F1_Commercial_Office_New_Space Heating_Natural Gas_Unit Heater_E3 | F1 | Commercial | Office | New | Space Heating | Natural Gas | Unit Heater | E3 | RVT - Cost of Equipment | 0.011271 | 0.011271 | 0.011271 | 0.011271 | 0.011271 | 0.011271 | 0.011271 | 0.011271 | 0.011271 | 0.011271 | 0.011271 | 0.011271 | 0.011271 | 0.011271 | 0.011271 | 0.011271 | 0.011271 | 0.011271 | 0.011271 | 0.011271 | 0.011271 | 0.011271 | 0.011271 | 0.011271 | 0.011271 | 0.011271 | 0.011271
F1_Commercial_Office_New_Space Heating_Natural Gas_Unit Heater_E4 | F1 | Commercial | Office | New | Space Heating | Natural Gas | Unit Heater | E4 | RVT - Cost of Equipment | 0 | 0 | 0 | 0 | 0 | 0 | 0 | 0 | 0 | 0 | 0 | 0 | 0 | 0 | 0 | 0 | 0 | 0 | 0 | 0 | 0 | 0 | 0 | 0 | 0 | 0 | 0
F1_Commercial_Office_New_Space Heating_Natural Gas_Unit Heater_E5 | F1 | Commercial | Office | New | Space Heating | Natural Gas | Unit Heater | E5 | RVT - Cost of Equipment | 0 | 0 | 0 | 0 | 0 | 0 | 0 | 0 | 0 | 0 | 0 | 0 | 0 | 0 | 0 | 0 | 0 | 0 | 0 | 0 | 0 | 0 | 0 | 0 | 0 | 0 | 0
F1_Commercial_Office_New_Space Heating_Natural Gas_Unit Heater_E6 | F1 | Commercial | Office | New | Space Heating | Natural Gas | Unit Heater | E6 | RVT - Cost of Equipment | 0 | 0 | 0 | 0 | 0 | 0 | 0 | 0 | 0 | 0 | 0 | 0 | 0 | 0 | 0 | 0 | 0 | 0 | 0 | 0 | 0 | 0 | 0 | 0 | 0 | 0 | 0
F1_Commercial_Office_New_Space Heating_Natural Gas_Unit Heater_E7 | F1 | Commercial | Office | New | Space Heating | Natural Gas | Unit Heater | E7 | RVT - Cost of Equipment | 0 | 0 | 0 | 0 | 0 | 0 | 0 | 0 | 0 | 0 | 0 | 0 | 0 | 0 | 0 | 0 | 0 | 0 | 0 | 0 | 0 | 0 | 0 | 0 | 0 | 0 | 0
F1_Commercial_Office_New_Space Heating_Natural Gas_Unit Heater_E8 | F1 | Commercial | Office | New | Space Heating | Natural Gas | Unit Heater | E8 | RVT - Cost of Equipment | 0 | 0 | 0 | 0 | 0 | 0 | 0 | 0 | 0 | 0 | 0 | 0 | 0 | 0 | 0 | 0 | 0 | 0 | 0 | 0 | 0 | 0 | 0 | 0 | 0 | 0 | 0
F1_Commercial_Office_New_Space Heating_Natural Gas_Unit Heater_E9 | F1 | Commercial | Office | New | Space Heating | Natural Gas | Unit Heater | E9 | RVT - Cost of Equipment | 0 | 0 | 0 | 0 | 0 | 0 | 0 | 0 | 0 | 0 | 0 | 0 | 0 | 0 | 0 | 0 | 0 | 0 | 0 | 0 | 0 | 0 | 0 | 0 | 0 | 0 | 0
F1_Commercial_Office_New_Space Heating_Natural Gas_Unit Heater_E10 | F1 | Commercial | Office | New | Space Heating | Natural Gas | Unit Heater | E10 | RVT - Cost of Equipment | 0 | 0 | 0 | 0 | 0 | 0 | 0 | 0 | 0 | 0 | 0 | 0 | 0 | 0 | 0 | 0 | 0 | 0 | 0 | 0 | 0 | 0 | 0 | 0 | 0 | 0 | 0
F2_Commercial_Office_New_Space Heating_Natural Gas_Unit Heater_E1 | F2 | Commercial | Office | New | Space Heating | Natural Gas | Unit Heater | E1 | RVT - Cost of Operation | 0 | 0 | 0 | 0 | 0 | 0 | 0 | 0 | 0 | 0 | 0 | 0 | 0 | 0 | 0 | 0 | 0 | 0 | 0 | 0 | 0 | 0 | 0 | 0 | 0 | 0 | 0
F2_Commercial_Office_New_Space Heating_Natural Gas_Unit Heater_E2 | F2 | Commercial | Office | New | Space Heating | Natural Gas | Unit Heater | E2 | RVT - Cost of Operation | 0 | 0 | 0 | 0 | 0 | 0 | 0 | 0 | 0 | 0 | 0 | 0 | 0 | 0 | 0 | 0 | 0 | 0 | 0 | 0 | 0 | 0 | 0 | 0 | 0 | 0 | 0
F2_Commercial_Office_New_Space Heating_Natural Gas_Unit Heater_E3 | F2 | Commercial | Office | New | Space Heating | Natural Gas | Unit Heater | E3 | RVT - Cost of Operation | 0 | 0 | 0 | 0 | 0 | 0 | 0 | 0 | 0 | 0 | 0 | 0 | 0 | 0 | 0 | 0 | 0 | 0 | 0 | 0 | 0 | 0 | 0 | 0 | 0 | 0 | 0
F2_Commercial_Office_New_Space Heating_Natural Gas_Unit Heater_E4 | F2 | Commercial | Office | New | Space Heating | Natural Gas | Unit Heater | E4 | RVT - Cost of Operation | 0 | 0 | 0 | 0 | 0 | 0 | 0 | 0 | 0 | 0 | 0 | 0 | 0 | 0 | 0 | 0 | 0 | 0 | 0 | 0 | 0 | 0 | 0 | 0 | 0 | 0 | 0
F2_Commercial_Office_New_Space Heating_Natural Gas_Unit Heater_E5 | F2 | Commercial | Office | New | Space Heating | Natural Gas | Unit Heater | E5 | RVT - Cost of Operation | 0 | 0 | 0 | 0 | 0 | 0 | 0 | 0 | 0 | 0 | 0 | 0 | 0 | 0 | 0 | 0 | 0 | 0 | 0 | 0 | 0 | 0 | 0 | 0 | 0 | 0 | 0
F2_Commercial_Office_New_Space Heating_Natural Gas_Unit Heater_E6 | F2 | Commercial | Office | New | Space Heating | Natural Gas | Unit Heater | E6 | RVT - Cost of Operation | 0 | 0 | 0 | 0 | 0 | 0 | 0 | 0 | 0 | 0 | 0 | 0 | 0 | 0 | 0 | 0 | 0 | 0 | 0 | 0 | 0 | 0 | 0 | 0 | 0 | 0 | 0
F2_Commercial_Office_New_Space Heating_Natural Gas_Unit Heater_E7 | F2 | Commercial | Office | New | Space Heating | Natural Gas | Unit Heater | E7 | RVT - Cost of Operation | 0 | 0 | 0 | 0 | 0 | 0 | 0 | 0 | 0 | 0 | 0 | 0 | 0 | 0 | 0 | 0 | 0 | 0 | 0 | 0 | 0 | 0 | 0 | 0 | 0 | 0 | 0
F2_Commercial_Office_New_Space Heating_Natural Gas_Unit Heater_E8 | F2 | Commercial | Office | New | Space Heating | Natural Gas | Unit Heater | E8 | RVT - Cost of Operation | 0 | 0 | 0 | 0 | 0 | 0 | 0 | 0 | 0 | 0 | 0 | 0 | 0 | 0 | 0 | 0 | 0 | 0 | 0 | 0 | 0 | 0 | 0 | 0 | 0 | 0 | 0
F2_Commercial_Office_New_Space Heating_Natural Gas_Unit Heater_E9 | F2 | Commercial | Office | New | Space Heating | Natural Gas | Unit Heater | E9 | RVT - Cost of Operation | 0 | 0 | 0 | 0 | 0 | 0 | 0 | 0 | 0 | 0 | 0 | 0 | 0 | 0 | 0 | 0 | 0 | 0 | 0 | 0 | 0 | 0 | 0 | 0 | 0 | 0 | 0
F2_Commercial_Office_New_Space Heating_Natural Gas_Unit Heater_E10 | F2 | Commercial | Office | New | Space Heating | Natural Gas | Unit Heater | E10 | RVT - Cost of Operation | 0 | 0 | 0 | 0 | 0 | 0 | 0 | 0 | 0 | 0 | 0 | 0 | 0 | 0 | 0 | 0 | 0 | 0 | 0 | 0 | 0 | 0 | 0 | 0 | 0 | 0 | 0
F3_Commercial_Office_New_Space Heating_Natural Gas_Unit Heater_E1 | F3 | Commercial | Office | New | Space Heating | Natural Gas | Unit Heater | E1 | System - kBTUs of Consumption | 18.6047 | 18.667 | 18.6634 | 18.6634 | 18.6634 | 18.6634 | 18.6634 | 18.6634 | 18.6634 | 18.6634 | 18.6634 | 18.6634 | 18.6634 | 18.6634 | 18.6634 | 18.6634 | 18.6634 | 18.6634 | 18.6634 | 18.6634 | 18.6634 | 18.6634 | 18.6634 | 18.6634 | 18.6634 | 18.6634 | 18.6634
F3_Commercial_Office_New_Space Heating_Natural Gas_Unit Heater_E2 | F3 | Commercial | Office | New | Space Heating | Natural Gas | Unit Heater | E2 | System - kBTUs of Consumption | 16.5474 | 16.6029 | 16.5997 | 16.5997 | 16.5997 | 16.5997 | 16.5997 | 16.5997 | 16.5997 | 16.5997 | 16.5997 | 16.5997 | 16.5997 | 16.5997 | 16.5997 | 16.5997 | 16.5997 | 16.5997 | 16.5997 | 16.5997 | 16.5997 | 16.5997 | 16.5997 | 16.5997 | 16.5997 | 16.5997 | 16.5997
F3_Commercial_Office_New_Space Heating_Natural Gas_Unit Heater_E3 | F3 | Commercial | Office | New | Space Heating | Natural Gas | Unit Heater | E3 | System - kBTUs of Consumption | 16.4406 | 16.5142 | 16.5099 | 16.5099 | 16.5099 | 16.5099 | 16.5099 | 16.5099 | 16.5099 | 16.5099 | 16.5099 | 16.5099 | 16.5099 | 16.5099 | 16.5099 | 16.5099 | 16.5099 | 16.5099 | 16.5099 | 16.5099 | 16.5099 | 16.5099 | 16.5099 | 16.5099 | 16.5099 | 16.5099 | 16.5099
F3_Commercial_Office_New_Space Heating_Natural Gas_Unit Heater_E4 | F3 | Commercial | Office | New | Space Heating | Natural Gas | Unit Heater | E4 | System - kBTUs of Consumption | 0 | 0 | 0 | 0 | 0 | 0 | 0 | 0 | 0 | 0 | 0 | 0 | 0 | 0 | 0 | 0 | 0 | 0 | 0 | 0 | 0 | 0 | 0 | 0 | 0 | 0 | 0
F3_Commercial_Office_New_Space Heating_Natural Gas_Unit Heater_E5 | F3 | Commercial | Office | New | Space Heating | Natural Gas | Unit Heater | E5 | System - kBTUs of Consumption | 0 | 0 | 0 | 0 | 0 | 0 | 0 | 0 | 0 | 0 | 0 | 0 | 0 | 0 | 0 | 0 | 0 | 0 | 0 | 0 | 0 | 0 | 0 | 0 | 0 | 0 | 0
F3_Commercial_Office_New_Space Heating_Natural Gas_Unit Heater_E6 | F3 | Commercial | Office | New | Space Heating | Natural Gas | Unit Heater | E6 | System - kBTUs of Consumption | 0 | 0 | 0 | 0 | 0 | 0 | 0 | 0 | 0 | 0 | 0 | 0 | 0 | 0 | 0 | 0 | 0 | 0 | 0 | 0 | 0 | 0 | 0 | 0 | 0 | 0 | 0
F3_Commercial_Office_New_Space Heating_Natural Gas_Unit Heater_E7 | F3 | Commercial | Office | New | Space Heating | Natural Gas | Unit Heater | E7 | System - kBTUs of Consumption | 0 | 0 | 0 | 0 | 0 | 0 | 0 | 0 | 0 | 0 | 0 | 0 | 0 | 0 | 0 | 0 | 0 | 0 | 0 | 0 | 0 | 0 | 0 | 0 | 0 | 0 | 0
F3_Commercial_Office_New_Space Heating_Natural Gas_Unit Heater_E8 | F3 | Commercial | Office | New | Space Heating | Natural Gas | Unit Heater | E8 | System - kBTUs of Consumption | 0 | 0 | 0 | 0 | 0 | 0 | 0 | 0 | 0 | 0 | 0 | 0 | 0 | 0 | 0 | 0 | 0 | 0 | 0 | 0 | 0 | 0 | 0 | 0 | 0 | 0 | 0
F3_Commercial_Office_New_Space Heating_Natural Gas_Unit Heater_E9 | F3 | Commercial | Office | New | Space Heating | Natural Gas | Unit Heater | E9 | System - kBTUs of Consumption | 0 | 0 | 0 | 0 | 0 | 0 | 0 | 0 | 0 | 0 | 0 | 0 | 0 | 0 | 0 | 0 | 0 | 0 | 0 | 0 | 0 | 0 | 0 | 0 | 0 | 0 | 0
F3_Commercial_Office_New_Space Heating_Natural Gas_Unit Heater_E10 | F3 | Commercial | Office | New | Space Heating | Natural Gas | Unit Heater | E10 | System - kBTUs of Consumption | 0 | 0 | 0 | 0 | 0 | 0 | 0 | 0 | 0 | 0 | 0 | 0 | 0 | 0 | 0 | 0 | 0 | 0 | 0 | 0 | 0 | 0 | 0 | 0 | 0 | 0 | 0
F4_Commercial_Office_New_Space Heating_Natural Gas_Unit Heater_E1 | F4 | Commercial | Office | New | Space Heating | Natural Gas | Unit Heater | E1 | Utility - Cost of Equipment | 0.0086225 | 0.0086225 | 0.0086225 | 0.0086225 | 0.0086225 | 0.0086225 | 0.0086225 | 0.0086225 | 0.0086225 | 0.0086225 | 0.0086225 | 0.0086225 | 0.0086225 | 0.0086225 | 0.0086225 | 0.0086225 | 0.0086225 | 0.0086225 | 0.0086225 | 0.0086225 | 0.0086225 | 0.0086225 | 0.0086225 | 0.0086225 | 0.0086225 | 0.0086225 | 0.0086225
F4_Commercial_Office_New_Space Heating_Natural Gas_Unit Heater_E2 | F4 | Commercial | Office | New | Space Heating | Natural Gas | Unit Heater | E2 | Utility - Cost of Equipment | 0.010281 | 0.010281 | 0.010281 | 0.010281 | 0.010281 | 0.010281 | 0.010281 | 0.010281 | 0.010281 | 0.010281 | 0.010281 | 0.010281 | 0.010281 | 0.010281 | 0.010281 | 0.010281 | 0.010281 | 0.010281 | 0.010281 | 0.010281 | 0.010281 | 0.010281 | 0.010281 | 0.010281 | 0.010281 | 0.010281 | 0.010281
F4_Commercial_Office_New_Space Heating_Natural Gas_Unit Heater_E3 | F4 | Commercial | Office | New | Space Heating | Natural Gas | Unit Heater | E3 | Utility - Cost of Equipment | 0.011271 | 0.011271 | 0.011271 | 0.011271 | 0.011271 | 0.011271 | 0.011271 | 0.011271 | 0.011271 | 0.011271 | 0.011271 | 0.011271 | 0.011271 | 0.011271 | 0.011271 | 0.011271 | 0.011271 | 0.011271 | 0.011271 | 0.011271 | 0.011271 | 0.011271 | 0.011271 | 0.011271 | 0.011271 | 0.011271 | 0.011271
F4_Commercial_Office_New_Space Heating_Natural Gas_Unit Heater_E4 | F4 | Commercial | Office | New | Space Heating | Natural Gas | Unit Heater | E4 | Utility - Cost of Equipment | 0 | 0 | 0 | 0 | 0 | 0 | 0 | 0 | 0 | 0 | 0 | 0 | 0 | 0 | 0 | 0 | 0 | 0 | 0 | 0 | 0 | 0 | 0 | 0 | 0 | 0 | 0
F4_Commercial_Office_New_Space Heating_Natural Gas_Unit Heater_E5 | F4 | Commercial | Office | New | Space Heating | Natural Gas | Unit Heater | E5 | Utility - Cost of Equipment | 0 | 0 | 0 | 0 | 0 | 0 | 0 | 0 | 0 | 0 | 0 | 0 | 0 | 0 | 0 | 0 | 0 | 0 | 0 | 0 | 0 | 0 | 0 | 0 | 0 | 0 | 0
F4_Commercial_Office_New_Space Heating_Natural Gas_Unit Heater_E6 | F4 | Commercial | Office | New | Space Heating | Natural Gas | Unit Heater | E6 | Utility - Cost of Equipment | 0 | 0 | 0 | 0 | 0 | 0 | 0 | 0 | 0 | 0 | 0 | 0 | 0 | 0 | 0 | 0 | 0 | 0 | 0 | 0 | 0 | 0 | 0 | 0 | 0 | 0 | 0
F4_Commercial_Office_New_Space Heating_Natural Gas_Unit Heater_E7 | F4 | Commercial | Office | New | Space Heating | Natural Gas | Unit Heater | E7 | Utility - Cost of Equipment | 0 | 0 | 0 | 0 | 0 | 0 | 0 | 0 | 0 | 0 | 0 | 0 | 0 | 0 | 0 | 0 | 0 | 0 | 0 | 0 | 0 | 0 | 0 | 0 | 0 | 0 | 0
F4_Commercial_Office_New_Space Heating_Natural Gas_Unit Heater_E8 | F4 | Commercial | Office | New | Space Heating | Natural Gas | Unit Heater | E8 | Utility - Cost of Equipment | 0 | 0 | 0 | 0 | 0 | 0 | 0 | 0 | 0 | 0 | 0 | 0 | 0 | 0 | 0 | 0 | 0 | 0 | 0 | 0 | 0 | 0 | 0 | 0 | 0 | 0 | 0
F4_Commercial_Office_New_Space Heating_Natural Gas_Unit Heater_E9 | F4 | Commercial | Office | New | Space Heating | Natural Gas | Unit Heater | E9 | Utility - Cost of Equipment | 0 | 0 | 0 | 0 | 0 | 0 | 0 | 0 | 0 | 0 | 0 | 0 | 0 | 0 | 0 | 0 | 0 | 0 | 0 | 0 | 0 | 0 | 0 | 0 | 0 | 0 | 0
F4_Commercial_Office_New_Space Heating_Natural Gas_Unit Heater_E10 | F4 | Commercial | Office | New | Space Heating | Natural Gas | Unit Heater | E10 | Utility - Cost of Equipment | 0 | 0 | 0 | 0 | 0 | 0 | 0 | 0 | 0 | 0 | 0 | 0 | 0 | 0 | 0 | 0 | 0 | 0 | 0 | 0 | 0 | 0 | 0 | 0 | 0 | 0 | 0
F5_Commercial_Office_New_Space Heating_Natural Gas_Unit Heater_E1 | F5 | Commercial | Office | New | Space Heating | Natural Gas | Unit Heater | E1 | Utility - Cost of Operation | 0.27105 | 0.26977 | 0.26622 | 0.26238 | 0.26169 | 0.26205 | 0.2631 | 0.26419 | 0.26496 | 0.26526 | 0.26517 | 0.26473 | 0.26386 | 0.26233 | 0.26016 | 0.25746 | 0.25399 | 0.24991 | 0.24506 | 0.23929 | 0.23243 | 0.22464 | 0.2182 | 0.21413 | 0.21255 | 0.21359 | 0.21464
F5_Commercial_Office_New_Space Heating_Natural Gas_Unit Heater_E2 | F5 | Commercial | Office | New | Space Heating | Natural Gas | Unit Heater | E2 | Utility - Cost of Operation | 0.24108 | 0.23994 | 0.23678 | 0.23336 | 0.23275 | 0.23308 | 0.234 | 0.23498 | 0.23566 | 0.23593 | 0.23585 | 0.23546 | 0.23468 | 0.23332 | 0.23139 | 0.22899 | 0.2259 | 0.22227 | 0.21796 | 0.21283 | 0.20673 | 0.1998 | 0.19407 | 0.19045 | 0.18905 | 0.18997 | 0.19091
F5_Commercial_Office_New_Space Heating_Natural Gas_Unit Heater_E3 | F5 | Commercial | Office | New | Space Heating | Natural Gas | Unit Heater | E3 | Utility - Cost of Operation | 0.23689 | 0.23561 | 0.23227 | 0.22888 | 0.22895 | 0.23025 | 0.23242 | 0.23482 | 0.237 | 0.23869 | 0.23983 | 0.2403 | 0.23995 | 0.23858 | 0.23632 | 0.23337 | 0.22965 | 0.22528 | 0.22013 | 0.21402 | 0.2068 | 0.19862 | 0.19182 | 0.18746 | 0.18567 | 0.18658 | 0.1875
F5_Commercial_Office_New_Space Heating_Natural Gas_Unit Heater_E4 | F5 | Commercial | Office | New | Space Heating | Natural Gas | Unit Heater | E4 | Utility - Cost of Operation | 0 | 0 | 0 | 0 | 0 | 0 | 0 | 0 | 0 | 0 | 0 | 0 | 0 | 0 | 0 | 0 | 0 | 0 | 0 | 0 | 0 | 0 | 0 | 0 | 0 | 0 | 0
F5_Commercial_Office_New_Space Heating_Natural Gas_Unit Heater_E5 | F5 | Commercial | Office | New | Space Heating | Natural Gas | Unit Heater | E5 | Utility - Cost of Operation | 0 | 0 | 0 | 0 | 0 | 0 | 0 | 0 | 0 | 0 | 0 | 0 | 0 | 0 | 0 | 0 | 0 | 0 | 0 | 0 | 0 | 0 | 0 | 0 | 0 | 0 | 0
F5_Commercial_Office_New_Space Heating_Natural Gas_Unit Heater_E6 | F5 | Commercial | Office | New | Space Heating | Natural Gas | Unit Heater | E6 | Utility - Cost of Operation | 0 | 0 | 0 | 0 | 0 | 0 | 0 | 0 | 0 | 0 | 0 | 0 | 0 | 0 | 0 | 0 | 0 | 0 | 0 | 0 | 0 | 0 | 0 | 0 | 0 | 0 | 0
F5_Commercial_Office_New_Space Heating_Natural Gas_Unit Heater_E7 | F5 | Commercial | Office | New | Space Heating | Natural Gas | Unit Heater | E7 | Utility - Cost of Operation | 0 | 0 | 0 | 0 | 0 | 0 | 0 | 0 | 0 | 0 | 0 | 0 | 0 | 0 | 0 | 0 | 0 | 0 | 0 | 0 | 0 | 0 | 0 | 0 | 0 | 0 | 0
F5_Commercial_Office_New_Space Heating_Natural Gas_Unit Heater_E8 | F5 | Commercial | Office | New | Space Heating | Natural Gas | Unit Heater | E8 | Utility - Cost of Operation | 0 | 0 | 0 | 0 | 0 | 0 | 0 | 0 | 0 | 0 | 0 | 0 | 0 | 0 | 0 | 0 | 0 | 0 | 0 | 0 | 0 | 0 | 0 | 0 | 0 | 0 | 0
F5_Commercial_Office_New_Space Heating_Natural Gas_Unit Heater_E9 | F5 | Commercial | Office | New | Space Heating | Natural Gas | Unit Heater | E9 | Utility - Cost of Operation | 0 | 0 | 0 | 0 | 0 | 0 | 0 | 0 | 0 | 0 | 0 | 0 | 0 | 0 | 0 | 0 | 0 | 0 | 0 | 0 | 0 | 0 | 0 | 0 | 0 | 0 | 0
F5_Commercial_Office_New_Space Heating_Natural Gas_Unit Heater_E10 | F5 | Commercial | Office | New | Space Heating | Natural Gas | Unit Heater | E10 | Utility - Cost of Operation | 0 | 0 | 0 | 0 | 0 | 0 | 0 | 0 | 0 | 0 | 0 | 0 | 0 | 0 | 0 | 0 | 0 | 0 | 0 | 0 | 0 | 0 | 0 | 0 | 0 | 0 | 0
F6_Commercial_Office_New_Space Heating_Natural Gas_Unit Heater_E1 | F6 | Commercial | Office | New | Space Heating | Natural Gas | Unit Heater | E1 | Utility - Value of Sales | 0 | 0 | 0 | 0 | 0 | 0 | 0 | 0 | 0 | 0 | 0 | 0 | 0 | 0 | 0 | 0 | 0 | 0 | 0 | 0 | 0 | 0 | 0 | 0 | 0 | 0 | 0
F6_Commercial_Office_New_Space Heating_Natural Gas_Unit Heater_E2 | F6 | Commercial | Office | New | Space Heating | Natural Gas | Unit Heater | E2 | Utility - Value of Sales | 0 | 0 | 0 | 0 | 0 | 0 | 0 | 0 | 0 | 0 | 0 | 0 | 0 | 0 | 0 | 0 | 0 | 0 | 0 | 0 | 0 | 0 | 0 | 0 | 0 | 0 | 0
F6_Commercial_Office_New_Space Heating_Natural Gas_Unit Heater_E3 | F6 | Commercial | Office | New | Space Heating | Natural Gas | Unit Heater | E3 | Utility - Value of Sales | 0 | 0 | 0 | 0 | 0 | 0 | 0 | 0 | 0 | 0 | 0 | 0 | 0 | 0 | 0 | 0 | 0 | 0 | 0 | 0 | 0 | 0 | 0 | 0 | 0 | 0 | 0
F6_Commercial_Office_New_Space Heating_Natural Gas_Unit Heater_E4 | F6 | Commercial | Office | New | Space Heating | Natural Gas | Unit Heater | E4 | Utility - Value of Sales | 0 | 0 | 0 | 0 | 0 | 0 | 0 | 0 | 0 | 0 | 0 | 0 | 0 | 0 | 0 | 0 | 0 | 0 | 0 | 0 | 0 | 0 | 0 | 0 | 0 | 0 | 0
F6_Commercial_Office_New_Space Heating_Natural Gas_Unit Heater_E5 | F6 | Commercial | Office | New | Space Heating | Natural Gas | Unit Heater | E5 | Utility - Value of Sales | 0 | 0 | 0 | 0 | 0 | 0 | 0 | 0 | 0 | 0 | 0 | 0 | 0 | 0 | 0 | 0 | 0 | 0 | 0 | 0 | 0 | 0 | 0 | 0 | 0 | 0 | 0
F6_Commercial_Office_New_Space Heating_Natural Gas_Unit Heater_E6 | F6 | Commercial | Office | New | Space Heating | Natural Gas | Unit Heater | E6 | Utility - Value of Sales | 0 | 0 | 0 | 0 | 0 | 0 | 0 | 0 | 0 | 0 | 0 | 0 | 0 | 0 | 0 | 0 | 0 | 0 | 0 | 0 | 0 | 0 | 0 | 0 | 0 | 0 | 0
F6_Commercial_Office_New_Space Heating_Natural Gas_Unit Heater_E7 | F6 | Commercial | Office | New | Space Heating | Natural Gas | Unit Heater | E7 | Utility - Value of Sales | 0 | 0 | 0 | 0 | 0 | 0 | 0 | 0 | 0 | 0 | 0 | 0 | 0 | 0 | 0 | 0 | 0 | 0 | 0 | 0 | 0 | 0 | 0 | 0 | 0 | 0 | 0
F6_Commercial_Office_New_Space Heating_Natural Gas_Unit Heater_E8 | F6 | Commercial | Office | New | Space Heating | Natural Gas | Unit Heater | E8 | Utility - Value of Sales | 0 | 0 | 0 | 0 | 0 | 0 | 0 | 0 | 0 | 0 | 0 | 0 | 0 | 0 | 0 | 0 | 0 | 0 | 0 | 0 | 0 | 0 | 0 | 0 | 0 | 0 | 0
F6_Commercial_Office_New_Space Heating_Natural Gas_Unit Heater_E9 | F6 | Commercial | Office | New | Space Heating | Natural Gas | Unit Heater | E9 | Utility - Value of Sales | 0 | 0 | 0 | 0 | 0 | 0 | 0 | 0 | 0 | 0 | 0 | 0 | 0 | 0 | 0 | 0 | 0 | 0 | 0 | 0 | 0 | 0 | 0 | 0 | 0 | 0 | 0
F6_Commercial_Office_New_Space Heating_Natural Gas_Unit Heater_E10 | F6 | Commercial | Office | New | Space Heating | Natural Gas | Unit Heater | E10 | Utility - Value of Sales | 0 | 0 | 0 | 0 | 0 | 0 | 0 | 0 | 0 | 0 | 0 | 0 | 0 | 0 | 0 | 0 | 0 | 0 | 0 | 0 | 0 | 0 | 0 | 0 | 0 | 0 | 0
F1_Commercial_Office_New_Water Heating_Natural Gas_Water Heater_E1 | F1 | Commercial | Office | New | Water Heating | Natural Gas | Water Heater | E1 | RVT - Cost of Equipment | 0.020672 | 0.020672 | 0.020672 | 0.020672 | 0.020672 | 0.020672 | 0.020672 | 0.020672 | 0.020672 | 0.020672 | 0.020672 | 0.020672 | 0.020672 | 0.020672 | 0.020672 | 0.020672 | 0.020672 | 0.020672 | 0.020672 | 0.020672 | 0.020672 | 0.020672 | 0.020672 | 0.020672 | 0.020672 | 0.020672 | 0.020672
F1_Commercial_Office_New_Water Heating_Natural Gas_Water Heater_E2 | F1 | Commercial | Office | New | Water Heating | Natural Gas | Water Heater | E2 | RVT - Cost of Equipment | 0.023158 | 0.023158 | 0.023158 | 0.023158 | 0.023158 | 0.023158 | 0.023158 | 0.023158 | 0.023158 | 0.023158 | 0.023158 | 0.023158 | 0.023158 | 0.023158 | 0.023158 | 0.023158 | 0.023158 | 0.023158 | 0.023158 | 0.023158 | 0.023158 | 0.023158 | 0.023158 | 0.023158 | 0.023158 | 0.023158 | 0.023158
F1_Commercial_Office_New_Water Heating_Natural Gas_Water Heater_E3 | F1 | Commercial | Office | New | Water Heating | Natural Gas | Water Heater | E3 | RVT - Cost of Equipment | 0.018268 | 0.018268 | 0.018268 | 0.018268 | 0.018268 | 0.018268 | 0.018268 | 0.018268 | 0.018268 | 0.018268 | 0.018268 | 0.018268 | 0.018268 | 0.018268 | 0.018268 | 0.018268 | 0.018268 | 0.018268 | 0.018268 | 0.018268 | 0.018268 | 0.018268 | 0.018268 | 0.018268 | 0.018268 | 0.018268 | 0.018268
F1_Commercial_Office_New_Water Heating_Natural Gas_Water Heater_E4 | F1 | Commercial | Office | New | Water Heating | Natural Gas | Water Heater | E4 | RVT - Cost of Equipment | 0 | 0 | 0.073836 | 0.073836 | 0.073836 | 0.073836 | 0.073836 | 0.073836 | 0.073836 | 0.073836 | 0.073836 | 0.073836 | 0.073836 | 0.073836 | 0.073836 | 0.073836 | 0.073836 | 0.073836 | 0.073836 | 0.073836 | 0.073836 | 0.073836 | 0.073836 | 0.073836 | 0.073836 | 0.073836 | 0.073836
F1_Commercial_Office_New_Water Heating_Natural Gas_Water Heater_E5 | F1 | Commercial | Office | New | Water Heating | Natural Gas | Water Heater | E5 | RVT - Cost of Equipment | 0 | 0 | 0 | 0 | 0 | 0 | 0 | 0 | 0 | 0 | 0 | 0 | 0 | 0 | 0 | 0 | 0 | 0 | 0 | 0 | 0 | 0 | 0 | 0 | 0 | 0 | 0
F1_Commercial_Office_New_Water Heating_Natural Gas_Water Heater_E6 | F1 | Commercial | Office | New | Water Heating | Natural Gas | Water Heater | E6 | RVT - Cost of Equipment | 0 | 0 | 0 | 0 | 0 | 0 | 0 | 0 | 0 | 0 | 0 | 0 | 0 | 0 | 0 | 0 | 0 | 0 | 0 | 0 | 0 | 0 | 0 | 0 | 0 | 0 | 0
F1_Commercial_Office_New_Water Heating_Natural Gas_Water Heater_E7 | F1 | Commercial | Office | New | Water Heating | Natural Gas | Water Heater | E7 | RVT - Cost of Equipment | 0 | 0 | 0 | 0 | 0 | 0 | 0 | 0 | 0 | 0 | 0 | 0 | 0 | 0 | 0 | 0 | 0 | 0 | 0 | 0 | 0 | 0 | 0 | 0 | 0 | 0 | 0
F1_Commercial_Office_New_Water Heating_Natural Gas_Water Heater_E8 | F1 | Commercial | Office | New | Water Heating | Natural Gas | Water Heater | E8 | RVT - Cost of Equipment | 0 | 0 | 0 | 0 | 0 | 0 | 0 | 0 | 0 | 0 | 0 | 0 | 0 | 0 | 0 | 0 | 0 | 0 | 0 | 0 | 0 | 0 | 0 | 0 | 0 | 0 | 0
F1_Commercial_Office_New_Water Heating_Natural Gas_Water Heater_E9 | F1 | Commercial | Office | New | Water Heating | Natural Gas | Water Heater | E9 | RVT - Cost of Equipment | 0 | 0 | 0 | 0 | 0 | 0 | 0 | 0 | 0 | 0 | 0 | 0 | 0 | 0 | 0 | 0 | 0 | 0 | 0 | 0 | 0 | 0 | 0 | 0 | 0 | 0 | 0
F1_Commercial_Office_New_Water Heating_Natural Gas_Water Heater_E10 | F1 | Commercial | Office | New | Water Heating | Natural Gas | Water Heater | E10 | RVT - Cost of Equipment | 0 | 0 | 0 | 0 | 0 | 0 | 0 | 0 | 0 | 0 | 0 | 0 | 0 | 0 | 0 | 0 | 0 | 0 | 0 | 0 | 0 | 0 | 0 | 0 | 0 | 0 | 0
F2_Commercial_Office_New_Water Heating_Natural Gas_Water Heater_E1 | F2 | Commercial | Office | New | Water Heating | Natural Gas | Water Heater | E1 | RVT - Cost of Operation | 0 | 0 | 0 | 0 | 0 | 0 | 0 | 0 | 0 | 0 | 0 | 0 | 0 | 0 | 0 | 0 | 0 | 0 | 0 | 0 | 0 | 0 | 0 | 0 | 0 | 0 | 0
F2_Commercial_Office_New_Water Heating_Natural Gas_Water Heater_E2 | F2 | Commercial | Office | New | Water Heating | Natural Gas | Water Heater | E2 | RVT - Cost of Operation | 0 | 0 | 0 | 0 | 0 | 0 | 0 | 0 | 0 | 0 | 0 | 0 | 0 | 0 | 0 | 0 | 0 | 0 | 0 | 0 | 0 | 0 | 0 | 0 | 0 | 0 | 0
F2_Commercial_Office_New_Water Heating_Natural Gas_Water Heater_E3 | F2 | Commercial | Office | New | Water Heating | Natural Gas | Water Heater | E3 | RVT - Cost of Operation | 0 | 0 | 0 | 0 | 0 | 0 | 0 | 0 | 0 | 0 | 0 | 0 | 0 | 0 | 0 | 0 | 0 | 0 | 0 | 0 | 0 | 0 | 0 | 0 | 0 | 0 | 0
F2_Commercial_Office_New_Water Heating_Natural Gas_Water Heater_E4 | F2 | Commercial | Office | New | Water Heating | Natural Gas | Water Heater | E4 | RVT - Cost of Operation | 0 | 0 | 0 | 0 | 0 | 0 | 0 | 0 | 0 | 0 | 0 | 0 | 0 | 0 | 0 | 0 | 0 | 0 | 0 | 0 | 0 | 0 | 0 | 0 | 0 | 0 | 0
F2_Commercial_Office_New_Water Heating_Natural Gas_Water Heater_E5 | F2 | Commercial | Office | New | Water Heating | Natural Gas | Water Heater | E5 | RVT - Cost of Operation | 0 | 0 | 0 | 0 | 0 | 0 | 0 | 0 | 0 | 0 | 0 | 0 | 0 | 0 | 0 | 0 | 0 | 0 | 0 | 0 | 0 | 0 | 0 | 0 | 0 | 0 | 0
F2_Commercial_Office_New_Water Heating_Natural Gas_Water Heater_E6 | F2 | Commercial | Office | New | Water Heating | Natural Gas | Water Heater | E6 | RVT - Cost of Operation | 0 | 0 | 0 | 0 | 0 | 0 | 0 | 0 | 0 | 0 | 0 | 0 | 0 | 0 | 0 | 0 | 0 | 0 | 0 | 0 | 0 | 0 | 0 | 0 | 0 | 0 | 0
F2_Commercial_Office_New_Water Heating_Natural Gas_Water Heater_E7 | F2 | Commercial | Office | New | Water Heating | Natural Gas | Water Heater | E7 | RVT - Cost of Operation | 0 | 0 | 0 | 0 | 0 | 0 | 0 | 0 | 0 | 0 | 0 | 0 | 0 | 0 | 0 | 0 | 0 | 0 | 0 | 0 | 0 | 0 | 0 | 0 | 0 | 0 | 0
F2_Commercial_Office_New_Water Heating_Natural Gas_Water Heater_E8 | F2 | Commercial | Office | New | Water Heating | Natural Gas | Water Heater | E8 | RVT - Cost of Operation | 0 | 0 | 0 | 0 | 0 | 0 | 0 | 0 | 0 | 0 | 0 | 0 | 0 | 0 | 0 | 0 | 0 | 0 | 0 | 0 | 0 | 0 | 0 | 0 | 0 | 0 | 0
F2_Commercial_Office_New_Water Heating_Natural Gas_Water Heater_E9 | F2 | Commercial | Office | New | Water Heating | Natural Gas | Water Heater | E9 | RVT - Cost of Operation | 0 | 0 | 0 | 0 | 0 | 0 | 0 | 0 | 0 | 0 | 0 | 0 | 0 | 0 | 0 | 0 | 0 | 0 | 0 | 0 | 0 | 0 | 0 | 0 | 0 | 0 | 0
F2_Commercial_Office_New_Water Heating_Natural Gas_Water Heater_E10 | F2 | Commercial | Office | New | Water Heating | Natural Gas | Water Heater | E10 | RVT - Cost of Operation | 0 | 0 | 0 | 0 | 0 | 0 | 0 | 0 | 0 | 0 | 0 | 0 | 0 | 0 | 0 | 0 | 0 | 0 | 0 | 0 | 0 | 0 | 0 | 0 | 0 | 0 | 0
F3_Commercial_Office_New_Water Heating_Natural Gas_Water Heater_E1 | F3 | Commercial | Office | New | Water Heating | Natural Gas | Water Heater | E1 | System - kBTUs of Consumption | 16.6216 | 16.6216 | 16.6216 | 16.6216 | 16.6216 | 16.6216 | 16.6216 | 16.6216 | 16.6216 | 16.6216 | 16.6216 | 16.6216 | 16.6216 | 16.6216 | 16.6216 | 16.6216 | 16.6216 | 16.6216 | 16.6216 | 16.6216 | 16.6216 | 16.6216 | 16.6216 | 16.6216 | 16.6216 | 16.6216 | 16.6216
F3_Commercial_Office_New_Water Heating_Natural Gas_Water Heater_E2 | F3 | Commercial | Office | New | Water Heating | Natural Gas | Water Heater | E2 | System - kBTUs of Consumption | 15.2365 | 15.2365 | 15.2365 | 15.2365 | 15.2365 | 15.2365 | 15.2365 | 15.2365 | 15.2365 | 15.2365 | 15.2365 | 15.2365 | 15.2365 | 15.2365 | 15.2365 | 15.2365 | 15.2365 | 15.2365 | 15.2365 | 15.2365 | 15.2365 | 15.2365 | 15.2365 | 15.2365 | 15.2365 | 15.2365 | 15.2365
F3_Commercial_Office_New_Water Heating_Natural Gas_Water Heater_E3 | F3 | Commercial | Office | New | Water Heating | Natural Gas | Water Heater | E3 | System - kBTUs of Consumption | 14.9255 | 14.9255 | 14.9255 | 14.9255 | 14.9255 | 14.9255 | 14.9255 | 14.9255 | 14.9255 | 14.9255 | 14.9255 | 14.9255 | 14.9255 | 14.9255 | 14.9255 | 14.9255 | 14.9255 | 14.9255 | 14.9255 | 14.9255 | 14.9255 | 14.9255 | 14.9255 | 14.9255 | 14.9255 | 14.9255 | 14.9255
F3_Commercial_Office_New_Water Heating_Natural Gas_Water Heater_E4 | F3 | Commercial | Office | New | Water Heating | Natural Gas | Water Heater | E4 | System - kBTUs of Consumption | 0 | 0 | 13.7991 | 13.7991 | 13.7991 | 13.7991 | 13.7991 | 13.7991 | 13.7991 | 13.7991 | 13.7991 | 13.7991 | 13.7991 | 13.7991 | 13.7991 | 13.7991 | 13.7991 | 13.7991 | 13.7991 | 13.7991 | 13.7991 | 13.7991 | 13.7991 | 13.7991 | 13.7991 | 13.7991 | 13.7991
F3_Commercial_Office_New_Water Heating_Natural Gas_Water Heater_E5 | F3 | Commercial | Office | New | Water Heating | Natural Gas | Water Heater | E5 | System - kBTUs of Consumption | 0 | 0 | 0 | 0 | 0 | 0 | 0 | 0 | 0 | 0 | 0 | 0 | 0 | 0 | 0 | 0 | 0 | 0 | 0 | 0 | 0 | 0 | 0 | 0 | 0 | 0 | 0
F3_Commercial_Office_New_Water Heating_Natural Gas_Water Heater_E6 | F3 | Commercial | Office | New | Water Heating | Natural Gas | Water Heater | E6 | System - kBTUs of Consumption | 0 | 0 | 0 | 0 | 0 | 0 | 0 | 0 | 0 | 0 | 0 | 0 | 0 | 0 | 0 | 0 | 0 | 0 | 0 | 0 | 0 | 0 | 0 | 0 | 0 | 0 | 0
F3_Commercial_Office_New_Water Heating_Natural Gas_Water Heater_E7 | F3 | Commercial | Office | New | Water Heating | Natural Gas | Water Heater | E7 | System - kBTUs of Consumption | 0 | 0 | 0 | 0 | 0 | 0 | 0 | 0 | 0 | 0 | 0 | 0 | 0 | 0 | 0 | 0 | 0 | 0 | 0 | 0 | 0 | 0 | 0 | 0 | 0 | 0 | 0
F3_Commercial_Office_New_Water Heating_Natural Gas_Water Heater_E8 | F3 | Commercial | Office | New | Water Heating | Natural Gas | Water Heater | E8 | System - kBTUs of Consumption | 0 | 0 | 0 | 0 | 0 | 0 | 0 | 0 | 0 | 0 | 0 | 0 | 0 | 0 | 0 | 0 | 0 | 0 | 0 | 0 | 0 | 0 | 0 | 0 | 0 | 0 | 0
F3_Commercial_Office_New_Water Heating_Natural Gas_Water Heater_E9 | F3 | Commercial | Office | New | Water Heating | Natural Gas | Water Heater | E9 | System - kBTUs of Consumption | 0 | 0 | 0 | 0 | 0 | 0 | 0 | 0 | 0 | 0 | 0 | 0 | 0 | 0 | 0 | 0 | 0 | 0 | 0 | 0 | 0 | 0 | 0 | 0 | 0 | 0 | 0
F3_Commercial_Office_New_Water Heating_Natural Gas_Water Heater_E10 | F3 | Commercial | Office | New | Water Heating | Natural Gas | Water Heater | E10 | System - kBTUs of Consumption | 0 | 0 | 0 | 0 | 0 | 0 | 0 | 0 | 0 | 0 | 0 | 0 | 0 | 0 | 0 | 0 | 0 | 0 | 0 | 0 | 0 | 0 | 0 | 0 | 0 | 0 | 0
F4_Commercial_Office_New_Water Heating_Natural Gas_Water Heater_E1 | F4 | Commercial | Office | New | Water Heating | Natural Gas | Water Heater | E1 | Utility - Cost of Equipment | 0.020672 | 0.020672 | 0.020672 | 0.020672 | 0.020672 | 0.020672 | 0.020672 | 0.020672 | 0.020672 | 0.020672 | 0.020672 | 0.020672 | 0.020672 | 0.020672 | 0.020672 | 0.020672 | 0.020672 | 0.020672 | 0.020672 | 0.020672 | 0.020672 | 0.020672 | 0.020672 | 0.020672 | 0.020672 | 0.020672 | 0.020672
F4_Commercial_Office_New_Water Heating_Natural Gas_Water Heater_E2 | F4 | Commercial | Office | New | Water Heating | Natural Gas | Water Heater | E2 | Utility - Cost of Equipment | 0.023158 | 0.023158 | 0.023158 | 0.023158 | 0.023158 | 0.023158 | 0.023158 | 0.023158 | 0.023158 | 0.023158 | 0.023158 | 0.023158 | 0.023158 | 0.023158 | 0.023158 | 0.023158 | 0.023158 | 0.023158 | 0.023158 | 0.023158 | 0.023158 | 0.023158 | 0.023158 | 0.023158 | 0.023158 | 0.023158 | 0.023158
F4_Commercial_Office_New_Water Heating_Natural Gas_Water Heater_E3 | F4 | Commercial | Office | New | Water Heating | Natural Gas | Water Heater | E3 | Utility - Cost of Equipment | 0.018268 | 0.018268 | 0.018268 | 0.018268 | 0.018268 | 0.018268 | 0.018268 | 0.018268 | 0.018268 | 0.018268 | 0.018268 | 0.018268 | 0.018268 | 0.018268 | 0.018268 | 0.018268 | 0.018268 | 0.018268 | 0.018268 | 0.018268 | 0.018268 | 0.018268 | 0.018268 | 0.018268 | 0.018268 | 0.018268 | 0.018268
F4_Commercial_Office_New_Water Heating_Natural Gas_Water Heater_E4 | F4 | Commercial | Office | New | Water Heating | Natural Gas | Water Heater | E4 | Utility - Cost of Equipment | 0 | 0 | 0.073836 | 0.073836 | 0.073836 | 0.073836 | 0.073836 | 0.073836 | 0.073836 | 0.073836 | 0.073836 | 0.073836 | 0.073836 | 0.073836 | 0.073836 | 0.073836 | 0.073836 | 0.073836 | 0.073836 | 0.073836 | 0.073836 | 0.073836 | 0.073836 | 0.073836 | 0.073836 | 0.073836 | 0.073836
F4_Commercial_Office_New_Water Heating_Natural Gas_Water Heater_E5 | F4 | Commercial | Office | New | Water Heating | Natural Gas | Water Heater | E5 | Utility - Cost of Equipment | 0 | 0 | 0 | 0 | 0 | 0 | 0 | 0 | 0 | 0 | 0 | 0 | 0 | 0 | 0 | 0 | 0 | 0 | 0 | 0 | 0 | 0 | 0 | 0 | 0 | 0 | 0
F4_Commercial_Office_New_Water Heating_Natural Gas_Water Heater_E6 | F4 | Commercial | Office | New | Water Heating | Natural Gas | Water Heater | E6 | Utility - Cost of Equipment | 0 | 0 | 0 | 0 | 0 | 0 | 0 | 0 | 0 | 0 | 0 | 0 | 0 | 0 | 0 | 0 | 0 | 0 | 0 | 0 | 0 | 0 | 0 | 0 | 0 | 0 | 0
F4_Commercial_Office_New_Water Heating_Natural Gas_Water Heater_E7 | F4 | Commercial | Office | New | Water Heating | Natural Gas | Water Heater | E7 | Utility - Cost of Equipment | 0 | 0 | 0 | 0 | 0 | 0 | 0 | 0 | 0 | 0 | 0 | 0 | 0 | 0 | 0 | 0 | 0 | 0 | 0 | 0 | 0 | 0 | 0 | 0 | 0 | 0 | 0
F4_Commercial_Office_New_Water Heating_Natural Gas_Water Heater_E8 | F4 | Commercial | Office | New | Water Heating | Natural Gas | Water Heater | E8 | Utility - Cost of Equipment | 0 | 0 | 0 | 0 | 0 | 0 | 0 | 0 | 0 | 0 | 0 | 0 | 0 | 0 | 0 | 0 | 0 | 0 | 0 | 0 | 0 | 0 | 0 | 0 | 0 | 0 | 0
F4_Commercial_Office_New_Water Heating_Natural Gas_Water Heater_E9 | F4 | Commercial | Office | New | Water Heating | Natural Gas | Water Heater | E9 | Utility - Cost of Equipment | 0 | 0 | 0 | 0 | 0 | 0 | 0 | 0 | 0 | 0 | 0 | 0 | 0 | 0 | 0 | 0 | 0 | 0 | 0 | 0 | 0 | 0 | 0 | 0 | 0 | 0 | 0
F4_Commercial_Office_New_Water Heating_Natural Gas_Water Heater_E10 | F4 | Commercial | Office | New | Water Heating | Natural Gas | Water Heater | E10 | Utility - Cost of Equipment | 0 | 0 | 0 | 0 | 0 | 0 | 0 | 0 | 0 | 0 | 0 | 0 | 0 | 0 | 0 | 0 | 0 | 0 | 0 | 0 | 0 | 0 | 0 | 0 | 0 | 0 | 0
F5_Commercial_Office_New_Water Heating_Natural Gas_Water Heater_E1 | F5 | Commercial | Office | New | Water Heating | Natural Gas | Water Heater | E1 | Utility - Cost of Operation | 0.22841 | 0.22511 | 0.2219 | 0.21878 | 0.21881 | 0.22089 | 0.22425 | 0.22833 | 0.23273 | 0.23723 | 0.24168 | 0.24562 | 0.24862 | 0.2499 | 0.24931 | 0.24687 | 0.24276 | 0.23737 | 0.23097 | 0.22337 | 0.21449 | 0.20426 | 0.19519 | 0.18931 | 0.18677 | 0.18769 | 0.18861
F5_Commercial_Office_New_Water Heating_Natural Gas_Water Heater_E2 | F5 | Commercial | Office | New | Water Heating | Natural Gas | Water Heater | E2 | Utility - Cost of Operation | 0.20938 | 0.20636 | 0.20341 | 0.20055 | 0.20058 | 0.20248 | 0.20556 | 0.2093 | 0.21333 | 0.21746 | 0.22154 | 0.22515 | 0.2279 | 0.22908 | 0.22853 | 0.22629 | 0.22253 | 0.21759 | 0.21172 | 0.20476 | 0.19662 | 0.18724 | 0.17892 | 0.17354 | 0.17121 | 0.17205 | 0.17289
F5_Commercial_Office_New_Water Heating_Natural Gas_Water Heater_E3 | F5 | Commercial | Office | New | Water Heating | Natural Gas | Water Heater | E3 | Utility - Cost of Operation | 0.2051 | 0.20214 | 0.19926 | 0.19646 | 0.19649 | 0.19835 | 0.20137 | 0.20503 | 0.20898 | 0.21302 | 0.21702 | 0.22055 | 0.22325 | 0.2244 | 0.22387 | 0.22168 | 0.21798 | 0.21315 | 0.2074 | 0.20058 | 0.1926 | 0.18342 | 0.17527 | 0.16999 | 0.16771 | 0.16854 | 0.16936
F5_Commercial_Office_New_Water Heating_Natural Gas_Water Heater_E4 | F5 | Commercial | Office | New | Water Heating | Natural Gas | Water Heater | E4 | Utility - Cost of Operation | 0 | 0 | 0.18592 | 0.18437 | 0.18503 | 0.18712 | 0.19006 | 0.19326 | 0.19625 | 0.19869 | 0.20049 | 0.20152 | 0.20169 | 0.20082 | 0.19912 | 0.19672 | 0.19369 | 0.19006 | 0.18572 | 0.18054 | 0.17447 | 0.16747 | 0.16127 | 0.15729 | 0.15565 | 0.15641 | 0.15718
F5_Commercial_Office_New_Water Heating_Natural Gas_Water Heater_E5 | F5 | Commercial | Office | New | Water Heating | Natural Gas | Water Heater | E5 | Utility - Cost of Operation | 0 | 0 | 0 | 0 | 0 | 0 | 0 | 0 | 0 | 0 | 0 | 0 | 0 | 0 | 0 | 0 | 0 | 0 | 0 | 0 | 0 | 0 | 0 | 0 | 0 | 0 | 0
F5_Commercial_Office_New_Water Heating_Natural Gas_Water Heater_E6 | F5 | Commercial | Office | New | Water Heating | Natural Gas | Water Heater | E6 | Utility - Cost of Operation | 0 | 0 | 0 | 0 | 0 | 0 | 0 | 0 | 0 | 0 | 0 | 0 | 0 | 0 | 0 | 0 | 0 | 0 | 0 | 0 | 0 | 0 | 0 | 0 | 0 | 0 | 0
F5_Commercial_Office_New_Water Heating_Natural Gas_Water Heater_E7 | F5 | Commercial | Office | New | Water Heating | Natural Gas | Water Heater | E7 | Utility - Cost of Operation | 0 | 0 | 0 | 0 | 0 | 0 | 0 | 0 | 0 | 0 | 0 | 0 | 0 | 0 | 0 | 0 | 0 | 0 | 0 | 0 | 0 | 0 | 0 | 0 | 0 | 0 | 0
F5_Commercial_Office_New_Water Heating_Natural Gas_Water Heater_E8 | F5 | Commercial | Office | New | Water Heating | Natural Gas | Water Heater | E8 | Utility - Cost of Operation | 0 | 0 | 0 | 0 | 0 | 0 | 0 | 0 | 0 | 0 | 0 | 0 | 0 | 0 | 0 | 0 | 0 | 0 | 0 | 0 | 0 | 0 | 0 | 0 | 0 | 0 | 0
F5_Commercial_Office_New_Water Heating_Natural Gas_Water Heater_E9 | F5 | Commercial | Office | New | Water Heating | Natural Gas | Water Heater | E9 | Utility - Cost of Operation | 0 | 0 | 0 | 0 | 0 | 0 | 0 | 0 | 0 | 0 | 0 | 0 | 0 | 0 | 0 | 0 | 0 | 0 | 0 | 0 | 0 | 0 | 0 | 0 | 0 | 0 | 0
F5_Commercial_Office_New_Water Heating_Natural Gas_Water Heater_E10 | F5 | Commercial | Office | New | Water Heating | Natural Gas | Water Heater | E10 | Utility - Cost of Operation | 0 | 0 | 0 | 0 | 0 | 0 | 0 | 0 | 0 | 0 | 0 | 0 | 0 | 0 | 0 | 0 | 0 | 0 | 0 | 0 | 0 | 0 | 0 | 0 | 0 | 0 | 0
F6_Commercial_Office_New_Water Heating_Natural Gas_Water Heater_E1 | F6 | Commercial | Office | New | Water Heating | Natural Gas | Water Heater | E1 | Utility - Value of Sales | 0 | 0 | 0 | 0 | 0 | 0 | 0 | 0 | 0 | 0 | 0 | 0 | 0 | 0 | 0 | 0 | 0 | 0 | 0 | 0 | 0 | 0 | 0 | 0 | 0 | 0 | 0
F6_Commercial_Office_New_Water Heating_Natural Gas_Water Heater_E2 | F6 | Commercial | Office | New | Water Heating | Natural Gas | Water Heater | E2 | Utility - Value of Sales | 0 | 0 | 0 | 0 | 0 | 0 | 0 | 0 | 0 | 0 | 0 | 0 | 0 | 0 | 0 | 0 | 0 | 0 | 0 | 0 | 0 | 0 | 0 | 0 | 0 | 0 | 0
F6_Commercial_Office_New_Water Heating_Natural Gas_Water Heater_E3 | F6 | Commercial | Office | New | Water Heating | Natural Gas | Water Heater | E3 | Utility - Value of Sales | 0 | 0 | 0 | 0 | 0 | 0 | 0 | 0 | 0 | 0 | 0 | 0 | 0 | 0 | 0 | 0 | 0 | 0 | 0 | 0 | 0 | 0 | 0 | 0 | 0 | 0 | 0
F6_Commercial_Office_New_Water Heating_Natural Gas_Water Heater_E4 | F6 | Commercial | Office | New | Water Heating | Natural Gas | Water Heater | E4 | Utility - Value of Sales | 0 | 0 | 0 | 0 | 0 | 0 | 0 | 0 | 0 | 0 | 0 | 0 | 0 | 0 | 0 | 0 | 0 | 0 | 0 | 0 | 0 | 0 | 0 | 0 | 0 | 0 | 0
F6_Commercial_Office_New_Water Heating_Natural Gas_Water Heater_E5 | F6 | Commercial | Office | New | Water Heating | Natural Gas | Water Heater | E5 | Utility - Value of Sales | 0 | 0 | 0 | 0 | 0 | 0 | 0 | 0 | 0 | 0 | 0 | 0 | 0 | 0 | 0 | 0 | 0 | 0 | 0 | 0 | 0 | 0 | 0 | 0 | 0 | 0 | 0
F6_Commercial_Office_New_Water Heating_Natural Gas_Water Heater_E6 | F6 | Commercial | Office | New | Water Heating | Natural Gas | Water Heater | E6 | Utility - Value of Sales | 0 | 0 | 0 | 0 | 0 | 0 | 0 | 0 | 0 | 0 | 0 | 0 | 0 | 0 | 0 | 0 | 0 | 0 | 0 | 0 | 0 | 0 | 0 | 0 | 0 | 0 | 0
F6_Commercial_Office_New_Water Heating_Natural Gas_Water Heater_E7 | F6 | Commercial | Office | New | Water Heating | Natural Gas | Water Heater | E7 | Utility - Value of Sales | 0 | 0 | 0 | 0 | 0 | 0 | 0 | 0 | 0 | 0 | 0 | 0 | 0 | 0 | 0 | 0 | 0 | 0 | 0 | 0 | 0 | 0 | 0 | 0 | 0 | 0 | 0
F6_Commercial_Office_New_Water Heating_Natural Gas_Water Heater_E8 | F6 | Commercial | Office | New | Water Heating | Natural Gas | Water Heater | E8 | Utility - Value of Sales | 0 | 0 | 0 | 0 | 0 | 0 | 0 | 0 | 0 | 0 | 0 | 0 | 0 | 0 | 0 | 0 | 0 | 0 | 0 | 0 | 0 | 0 | 0 | 0 | 0 | 0 | 0
F6_Commercial_Office_New_Water Heating_Natural Gas_Water Heater_E9 | F6 | Commercial | Office | New | Water Heating | Natural Gas | Water Heater | E9 | Utility - Value of Sales | 0 | 0 | 0 | 0 | 0 | 0 | 0 | 0 | 0 | 0 | 0 | 0 | 0 | 0 | 0 | 0 | 0 | 0 | 0 | 0 | 0 | 0 | 0 | 0 | 0 | 0 | 0
F6_Commercial_Office_New_Water Heating_Natural Gas_Water Heater_E10 | F6 | Commercial | Office | New | Water Heating | Natural Gas | Water Heater | E10 | Utility - Value of Sales | 0 | 0 | 0 | 0 | 0 | 0 | 0 | 0 | 0 | 0 | 0 | 0 | 0 | 0 | 0 | 0 | 0 | 0 | 0 | 0 | 0 | 0 | 0 | 0 | 0 | 0 | 0
F1_Commercial_Office_New_Food Preparation_Natural Gas_Oven_E1 | F1 | Commercial | Office | New | Food Preparation | Natural Gas | Oven | E1 | RVT - Cost of Equipment | 0.044946 | 0.044946 | 0.044946 | 0.044946 | 0.044946 | 0.044946 | 0.044946 | 0.044946 | 0.044946 | 0.044946 | 0.044946 | 0.044946 | 0.044946 | 0.044946 | 0.044946 | 0.044946 | 0.044946 | 0.044946 | 0.044946 | 0.044946 | 0.044946 | 0.044946 | 0.044946 | 0.044946 | 0.044946 | 0.044946 | 0.044946
F1_Commercial_Office_New_Food Preparation_Natural Gas_Oven_E2 | F1 | Commercial | Office | New | Food Preparation | Natural Gas | Oven | E2 | RVT - Cost of Equipment | 0.047348 | 0.047348 | 0.047348 | 0.047348 | 0.047348 | 0.047348 | 0.047348 | 0.047348 | 0.047348 | 0.047348 | 0.047348 | 0.047348 | 0.047348 | 0.047348 | 0.047348 | 0.047348 | 0.047348 | 0.047348 | 0.047348 | 0.047348 | 0.047348 | 0.047348 | 0.047348 | 0.047348 | 0.047348 | 0.047348 | 0.047348
F1_Commercial_Office_New_Food Preparation_Natural Gas_Oven_E3 | F1 | Commercial | Office | New | Food Preparation | Natural Gas | Oven | E3 | RVT - Cost of Equipment | 0 | 0 | 0 | 0 | 0 | 0 | 0 | 0 | 0 | 0 | 0 | 0 | 0 | 0 | 0 | 0 | 0 | 0 | 0 | 0 | 0 | 0 | 0 | 0 | 0 | 0 | 0
F1_Commercial_Office_New_Food Preparation_Natural Gas_Oven_E4 | F1 | Commercial | Office | New | Food Preparation | Natural Gas | Oven | E4 | RVT - Cost of Equipment | 0 | 0 | 0 | 0 | 0 | 0 | 0 | 0 | 0 | 0 | 0 | 0 | 0 | 0 | 0 | 0 | 0 | 0 | 0 | 0 | 0 | 0 | 0 | 0 | 0 | 0 | 0
F1_Commercial_Office_New_Food Preparation_Natural Gas_Oven_E5 | F1 | Commercial | Office | New | Food Preparation | Natural Gas | Oven | E5 | RVT - Cost of Equipment | 0 | 0 | 0 | 0 | 0 | 0 | 0 | 0 | 0 | 0 | 0 | 0 | 0 | 0 | 0 | 0 | 0 | 0 | 0 | 0 | 0 | 0 | 0 | 0 | 0 | 0 | 0
F1_Commercial_Office_New_Food Preparation_Natural Gas_Oven_E6 | F1 | Commercial | Office | New | Food Preparation | Natural Gas | Oven | E6 | RVT - Cost of Equipment | 0 | 0 | 0 | 0 | 0 | 0 | 0 | 0 | 0 | 0 | 0 | 0 | 0 | 0 | 0 | 0 | 0 | 0 | 0 | 0 | 0 | 0 | 0 | 0 | 0 | 0 | 0
F1_Commercial_Office_New_Food Preparation_Natural Gas_Oven_E7 | F1 | Commercial | Office | New | Food Preparation | Natural Gas | Oven | E7 | RVT - Cost of Equipment | 0 | 0 | 0 | 0 | 0 | 0 | 0 | 0 | 0 | 0 | 0 | 0 | 0 | 0 | 0 | 0 | 0 | 0 | 0 | 0 | 0 | 0 | 0 | 0 | 0 | 0 | 0
F1_Commercial_Office_New_Food Preparation_Natural Gas_Oven_E8 | F1 | Commercial | Office | New | Food Preparation | Natural Gas | Oven | E8 | RVT - Cost of Equipment | 0 | 0 | 0 | 0 | 0 | 0 | 0 | 0 | 0 | 0 | 0 | 0 | 0 | 0 | 0 | 0 | 0 | 0 | 0 | 0 | 0 | 0 | 0 | 0 | 0 | 0 | 0
F1_Commercial_Office_New_Food Preparation_Natural Gas_Oven_E9 | F1 | Commercial | Office | New | Food Preparation | Natural Gas | Oven | E9 | RVT - Cost of Equipment | 0 | 0 | 0 | 0 | 0 | 0 | 0 | 0 | 0 | 0 | 0 | 0 | 0 | 0 | 0 | 0 | 0 | 0 | 0 | 0 | 0 | 0 | 0 | 0 | 0 | 0 | 0
F1_Commercial_Office_New_Food Preparation_Natural Gas_Oven_E10 | F1 | Commercial | Office | New | Food Preparation | Natural Gas | Oven | E10 | RVT - Cost of Equipment | 0 | 0 | 0 | 0 | 0 | 0 | 0 | 0 | 0 | 0 | 0 | 0 | 0 | 0 | 0 | 0 | 0 | 0 | 0 | 0 | 0 | 0 | 0 | 0 | 0 | 0 | 0
F2_Commercial_Office_New_Food Preparation_Natural Gas_Oven_E1 | F2 | Commercial | Office | New | Food Preparation | Natural Gas | Oven | E1 | RVT - Cost of Operation | 0 | 0 | 0 | 0 | 0 | 0 | 0 | 0 | 0 | 0 | 0 | 0 | 0 | 0 | 0 | 0 | 0 | 0 | 0 | 0 | 0 | 0 | 0 | 0 | 0 | 0 | 0
F2_Commercial_Office_New_Food Preparation_Natural Gas_Oven_E2 | F2 | Commercial | Office | New | Food Preparation | Natural Gas | Oven | E2 | RVT - Cost of Operation | 0 | 0 | 0 | 0 | 0 | 0 | 0 | 0 | 0 | 0 | 0 | 0 | 0 | 0 | 0 | 0 | 0 | 0 | 0 | 0 | 0 | 0 | 0 | 0 | 0 | 0 | 0
F2_Commercial_Office_New_Food Preparation_Natural Gas_Oven_E3 | F2 | Commercial | Office | New | Food Preparation | Natural Gas | Oven | E3 | RVT - Cost of Operation | 0 | 0 | 0 | 0 | 0 | 0 | 0 | 0 | 0 | 0 | 0 | 0 | 0 | 0 | 0 | 0 | 0 | 0 | 0 | 0 | 0 | 0 | 0 | 0 | 0 | 0 | 0
F2_Commercial_Office_New_Food Preparation_Natural Gas_Oven_E4 | F2 | Commercial | Office | New | Food Preparation | Natural Gas | Oven | E4 | RVT - Cost of Operation | 0 | 0 | 0 | 0 | 0 | 0 | 0 | 0 | 0 | 0 | 0 | 0 | 0 | 0 | 0 | 0 | 0 | 0 | 0 | 0 | 0 | 0 | 0 | 0 | 0 | 0 | 0
F2_Commercial_Office_New_Food Preparation_Natural Gas_Oven_E5 | F2 | Commercial | Office | New | Food Preparation | Natural Gas | Oven | E5 | RVT - Cost of Operation | 0 | 0 | 0 | 0 | 0 | 0 | 0 | 0 | 0 | 0 | 0 | 0 | 0 | 0 | 0 | 0 | 0 | 0 | 0 | 0 | 0 | 0 | 0 | 0 | 0 | 0 | 0
F2_Commercial_Office_New_Food Preparation_Natural Gas_Oven_E6 | F2 | Commercial | Office | New | Food Preparation | Natural Gas | Oven | E6 | RVT - Cost of Operation | 0 | 0 | 0 | 0 | 0 | 0 | 0 | 0 | 0 | 0 | 0 | 0 | 0 | 0 | 0 | 0 | 0 | 0 | 0 | 0 | 0 | 0 | 0 | 0 | 0 | 0 | 0
F2_Commercial_Office_New_Food Preparation_Natural Gas_Oven_E7 | F2 | Commercial | Office | New | Food Preparation | Natural Gas | Oven | E7 | RVT - Cost of Operation | 0 | 0 | 0 | 0 | 0 | 0 | 0 | 0 | 0 | 0 | 0 | 0 | 0 | 0 | 0 | 0 | 0 | 0 | 0 | 0 | 0 | 0 | 0 | 0 | 0 | 0 | 0
F2_Commercial_Office_New_Food Preparation_Natural Gas_Oven_E8 | F2 | Commercial | Office | New | Food Preparation | Natural Gas | Oven | E8 | RVT - Cost of Operation | 0 | 0 | 0 | 0 | 0 | 0 | 0 | 0 | 0 | 0 | 0 | 0 | 0 | 0 | 0 | 0 | 0 | 0 | 0 | 0 | 0 | 0 | 0 | 0 | 0 | 0 | 0
F2_Commercial_Office_New_Food Preparation_Natural Gas_Oven_E9 | F2 | Commercial | Office | New | Food Preparation | Natural Gas | Oven | E9 | RVT - Cost of Operation | 0 | 0 | 0 | 0 | 0 | 0 | 0 | 0 | 0 | 0 | 0 | 0 | 0 | 0 | 0 | 0 | 0 | 0 | 0 | 0 | 0 | 0 | 0 | 0 | 0 | 0 | 0
F2_Commercial_Office_New_Food Preparation_Natural Gas_Oven_E10 | F2 | Commercial | Office | New | Food Preparation | Natural Gas | Oven | E10 | RVT - Cost of Operation | 0 | 0 | 0 | 0 | 0 | 0 | 0 | 0 | 0 | 0 | 0 | 0 | 0 | 0 | 0 | 0 | 0 | 0 | 0 | 0 | 0 | 0 | 0 | 0 | 0 | 0 | 0
F3_Commercial_Office_New_Food Preparation_Natural Gas_Oven_E1 | F3 | Commercial | Office | New | Food Preparation | Natural Gas | Oven | E1 | System - kBTUs of Consumption | 3.5726 | 3.5726 | 3.5726 | 3.5726 | 3.5726 | 3.5726 | 3.5726 | 3.5726 | 3.5726 | 3.5726 | 3.5726 | 3.5726 | 3.5726 | 3.5726 | 3.5726 | 3.5726 | 3.5726 | 3.5726 | 3.5726 | 3.5726 | 3.5726 | 3.5726 | 3.5726 | 3.5726 | 3.5726 | 3.5726 | 3.5726
F3_Commercial_Office_New_Food Preparation_Natural Gas_Oven_E2 | F3 | Commercial | Office | New | Food Preparation | Natural Gas | Oven | E2 | System - kBTUs of Consumption | 3.104 | 3.104 | 3.104 | 3.104 | 3.104 | 3.104 | 3.104 | 3.104 | 3.104 | 3.104 | 3.104 | 3.104 | 3.104 | 3.104 | 3.104 | 3.104 | 3.104 | 3.104 | 3.104 | 3.104 | 3.104 | 3.104 | 3.104 | 3.104 | 3.104 | 3.104 | 3.104
F3_Commercial_Office_New_Food Preparation_Natural Gas_Oven_E3 | F3 | Commercial | Office | New | Food Preparation | Natural Gas | Oven | E3 | System - kBTUs of Consumption | 0 | 0 | 0 | 0 | 0 | 0 | 0 | 0 | 0 | 0 | 0 | 0 | 0 | 0 | 0 | 0 | 0 | 0 | 0 | 0 | 0 | 0 | 0 | 0 | 0 | 0 | 0
F3_Commercial_Office_New_Food Preparation_Natural Gas_Oven_E4 | F3 | Commercial | Office | New | Food Preparation | Natural Gas | Oven | E4 | System - kBTUs of Consumption | 0 | 0 | 0 | 0 | 0 | 0 | 0 | 0 | 0 | 0 | 0 | 0 | 0 | 0 | 0 | 0 | 0 | 0 | 0 | 0 | 0 | 0 | 0 | 0 | 0 | 0 | 0
F3_Commercial_Office_New_Food Preparation_Natural Gas_Oven_E5 | F3 | Commercial | Office | New | Food Preparation | Natural Gas | Oven | E5 | System - kBTUs of Consumption | 0 | 0 | 0 | 0 | 0 | 0 | 0 | 0 | 0 | 0 | 0 | 0 | 0 | 0 | 0 | 0 | 0 | 0 | 0 | 0 | 0 | 0 | 0 | 0 | 0 | 0 | 0
F3_Commercial_Office_New_Food Preparation_Natural Gas_Oven_E6 | F3 | Commercial | Office | New | Food Preparation | Natural Gas | Oven | E6 | System - kBTUs of Consumption | 0 | 0 | 0 | 0 | 0 | 0 | 0 | 0 | 0 | 0 | 0 | 0 | 0 | 0 | 0 | 0 | 0 | 0 | 0 | 0 | 0 | 0 | 0 | 0 | 0 | 0 | 0
F3_Commercial_Office_New_Food Preparation_Natural Gas_Oven_E7 | F3 | Commercial | Office | New | Food Preparation | Natural Gas | Oven | E7 | System - kBTUs of Consumption | 0 | 0 | 0 | 0 | 0 | 0 | 0 | 0 | 0 | 0 | 0 | 0 | 0 | 0 | 0 | 0 | 0 | 0 | 0 | 0 | 0 | 0 | 0 | 0 | 0 | 0 | 0
F3_Commercial_Office_New_Food Preparation_Natural Gas_Oven_E8 | F3 | Commercial | Office | New | Food Preparation | Natural Gas | Oven | E8 | System - kBTUs of Consumption | 0 | 0 | 0 | 0 | 0 | 0 | 0 | 0 | 0 | 0 | 0 | 0 | 0 | 0 | 0 | 0 | 0 | 0 | 0 | 0 | 0 | 0 | 0 | 0 | 0 | 0 | 0
F3_Commercial_Office_New_Food Preparation_Natural Gas_Oven_E9 | F3 | Commercial | Office | New | Food Preparation | Natural Gas | Oven | E9 | System - kBTUs of Consumption | 0 | 0 | 0 | 0 | 0 | 0 | 0 | 0 | 0 | 0 | 0 | 0 | 0 | 0 | 0 | 0 | 0 | 0 | 0 | 0 | 0 | 0 | 0 | 0 | 0 | 0 | 0
F3_Commercial_Office_New_Food Preparation_Natural Gas_Oven_E10 | F3 | Commercial | Office | New | Food Preparation | Natural Gas | Oven | E10 | System - kBTUs of Consumption | 0 | 0 | 0 | 0 | 0 | 0 | 0 | 0 | 0 | 0 | 0 | 0 | 0 | 0 | 0 | 0 | 0 | 0 | 0 | 0 | 0 | 0 | 0 | 0 | 0 | 0 | 0
F4_Commercial_Office_New_Food Preparation_Natural Gas_Oven_E1 | F4 | Commercial | Office | New | Food Preparation | Natural Gas | Oven | E1 | Utility - Cost of Equipment | 0.044946 | 0.044946 | 0.044946 | 0.044946 | 0.044946 | 0.044946 | 0.044946 | 0.044946 | 0.044946 | 0.044946 | 0.044946 | 0.044946 | 0.044946 | 0.044946 | 0.044946 | 0.044946 | 0.044946 | 0.044946 | 0.044946 | 0.044946 | 0.044946 | 0.044946 | 0.044946 | 0.044946 | 0.044946 | 0.044946 | 0.044946
F4_Commercial_Office_New_Food Preparation_Natural Gas_Oven_E2 | F4 | Commercial | Office | New | Food Preparation | Natural Gas | Oven | E2 | Utility - Cost of Equipment | 0.047348 | 0.047348 | 0.047348 | 0.047348 | 0.047348 | 0.047348 | 0.047348 | 0.047348 | 0.047348 | 0.047348 | 0.047348 | 0.047348 | 0.047348 | 0.047348 | 0.047348 | 0.047348 | 0.047348 | 0.047348 | 0.047348 | 0.047348 | 0.047348 | 0.047348 | 0.047348 | 0.047348 | 0.047348 | 0.047348 | 0.047348
F4_Commercial_Office_New_Food Preparation_Natural Gas_Oven_E3 | F4 | Commercial | Office | New | Food Preparation | Natural Gas | Oven | E3 | Utility - Cost of Equipment | 0 | 0 | 0 | 0 | 0 | 0 | 0 | 0 | 0 | 0 | 0 | 0 | 0 | 0 | 0 | 0 | 0 | 0 | 0 | 0 | 0 | 0 | 0 | 0 | 0 | 0 | 0
F4_Commercial_Office_New_Food Preparation_Natural Gas_Oven_E4 | F4 | Commercial | Office | New | Food Preparation | Natural Gas | Oven | E4 | Utility - Cost of Equipment | 0 | 0 | 0 | 0 | 0 | 0 | 0 | 0 | 0 | 0 | 0 | 0 | 0 | 0 | 0 | 0 | 0 | 0 | 0 | 0 | 0 | 0 | 0 | 0 | 0 | 0 | 0
F4_Commercial_Office_New_Food Preparation_Natural Gas_Oven_E5 | F4 | Commercial | Office | New | Food Preparation | Natural Gas | Oven | E5 | Utility - Cost of Equipment | 0 | 0 | 0 | 0 | 0 | 0 | 0 | 0 | 0 | 0 | 0 | 0 | 0 | 0 | 0 | 0 | 0 | 0 | 0 | 0 | 0 | 0 | 0 | 0 | 0 | 0 | 0
F4_Commercial_Office_New_Food Preparation_Natural Gas_Oven_E6 | F4 | Commercial | Office | New | Food Preparation | Natural Gas | Oven | E6 | Utility - Cost of Equipment | 0 | 0 | 0 | 0 | 0 | 0 | 0 | 0 | 0 | 0 | 0 | 0 | 0 | 0 | 0 | 0 | 0 | 0 | 0 | 0 | 0 | 0 | 0 | 0 | 0 | 0 | 0
F4_Commercial_Office_New_Food Preparation_Natural Gas_Oven_E7 | F4 | Commercial | Office | New | Food Preparation | Natural Gas | Oven | E7 | Utility - Cost of Equipment | 0 | 0 | 0 | 0 | 0 | 0 | 0 | 0 | 0 | 0 | 0 | 0 | 0 | 0 | 0 | 0 | 0 | 0 | 0 | 0 | 0 | 0 | 0 | 0 | 0 | 0 | 0
F4_Commercial_Office_New_Food Preparation_Natural Gas_Oven_E8 | F4 | Commercial | Office | New | Food Preparation | Natural Gas | Oven | E8 | Utility - Cost of Equipment | 0 | 0 | 0 | 0 | 0 | 0 | 0 | 0 | 0 | 0 | 0 | 0 | 0 | 0 | 0 | 0 | 0 | 0 | 0 | 0 | 0 | 0 | 0 | 0 | 0 | 0 | 0
F4_Commercial_Office_New_Food Preparation_Natural Gas_Oven_E9 | F4 | Commercial | Office | New | Food Preparation | Natural Gas | Oven | E9 | Utility - Cost of Equipment | 0 | 0 | 0 | 0 | 0 | 0 | 0 | 0 | 0 | 0 | 0 | 0 | 0 | 0 | 0 | 0 | 0 | 0 | 0 | 0 | 0 | 0 | 0 | 0 | 0 | 0 | 0
F4_Commercial_Office_New_Food Preparation_Natural Gas_Oven_E10 | F4 | Commercial | Office | New | Food Preparation | Natural Gas | Oven | E10 | Utility - Cost of Equipment | 0 | 0 | 0 | 0 | 0 | 0 | 0 | 0 | 0 | 0 | 0 | 0 | 0 | 0 | 0 | 0 | 0 | 0 | 0 | 0 | 0 | 0 | 0 | 0 | 0 | 0 | 0
F5_Commercial_Office_New_Food Preparation_Natural Gas_Oven_E1 | F5 | Commercial | Office | New | Food Preparation | Natural Gas | Oven | E1 | Utility - Cost of Operation | 0.049063 | 0.048545 | 0.048047 | 0.047572 | 0.047696 | 0.04821 | 0.048975 | 0.04988 | 0.050814 | 0.051659 | 0.052347 | 0.05278 | 0.052925 | 0.052734 | 0.052281 | 0.051617 | 0.050782 | 0.049783 | 0.048589 | 0.04717 | 0.045506 | 0.043587 | 0.041886 | 0.040794 | 0.040335 | 0.040533 | 0.040732
F5_Commercial_Office_New_Food Preparation_Natural Gas_Oven_E2 | F5 | Commercial | Office | New | Food Preparation | Natural Gas | Oven | E2 | Utility - Cost of Operation | 0.042628 | 0.042178 | 0.041746 | 0.041333 | 0.041441 | 0.041887 | 0.042552 | 0.043339 | 0.04415 | 0.044884 | 0.045482 | 0.045859 | 0.045984 | 0.045819 | 0.045425 | 0.044848 | 0.044123 | 0.043254 | 0.042217 | 0.040984 | 0.039538 | 0.037871 | 0.036393 | 0.035444 | 0.035046 | 0.035217 | 0.03539
F5_Commercial_Office_New_Food Preparation_Natural Gas_Oven_E3 | F5 | Commercial | Office | New | Food Preparation | Natural Gas | Oven | E3 | Utility - Cost of Operation | 0 | 0 | 0 | 0 | 0 | 0 | 0 | 0 | 0 | 0 | 0 | 0 | 0 | 0 | 0 | 0 | 0 | 0 | 0 | 0 | 0 | 0 | 0 | 0 | 0 | 0 | 0
F5_Commercial_Office_New_Food Preparation_Natural Gas_Oven_E4 | F5 | Commercial | Office | New | Food Preparation | Natural Gas | Oven | E4 | Utility - Cost of Operation | 0 | 0 | 0 | 0 | 0 | 0 | 0 | 0 | 0 | 0 | 0 | 0 | 0 | 0 | 0 | 0 | 0 | 0 | 0 | 0 | 0 | 0 | 0 | 0 | 0 | 0 | 0
F5_Commercial_Office_New_Food Preparation_Natural Gas_Oven_E5 | F5 | Commercial | Office | New | Food Preparation | Natural Gas | Oven | E5 | Utility - Cost of Operation | 0 | 0 | 0 | 0 | 0 | 0 | 0 | 0 | 0 | 0 | 0 | 0 | 0 | 0 | 0 | 0 | 0 | 0 | 0 | 0 | 0 | 0 | 0 | 0 | 0 | 0 | 0
F5_Commercial_Office_New_Food Preparation_Natural Gas_Oven_E6 | F5 | Commercial | Office | New | Food Preparation | Natural Gas | Oven | E6 | Utility - Cost of Operation | 0 | 0 | 0 | 0 | 0 | 0 | 0 | 0 | 0 | 0 | 0 | 0 | 0 | 0 | 0 | 0 | 0 | 0 | 0 | 0 | 0 | 0 | 0 | 0 | 0 | 0 | 0
F5_Commercial_Office_New_Food Preparation_Natural Gas_Oven_E7 | F5 | Commercial | Office | New | Food Preparation | Natural Gas | Oven | E7 | Utility - Cost of Operation | 0 | 0 | 0 | 0 | 0 | 0 | 0 | 0 | 0 | 0 | 0 | 0 | 0 | 0 | 0 | 0 | 0 | 0 | 0 | 0 | 0 | 0 | 0 | 0 | 0 | 0 | 0
F5_Commercial_Office_New_Food Preparation_Natural Gas_Oven_E8 | F5 | Commercial | Office | New | Food Preparation | Natural Gas | Oven | E8 | Utility - Cost of Operation | 0 | 0 | 0 | 0 | 0 | 0 | 0 | 0 | 0 | 0 | 0 | 0 | 0 | 0 | 0 | 0 | 0 | 0 | 0 | 0 | 0 | 0 | 0 | 0 | 0 | 0 | 0
F5_Commercial_Office_New_Food Preparation_Natural Gas_Oven_E9 | F5 | Commercial | Office | New | Food Preparation | Natural Gas | Oven | E9 | Utility - Cost of Operation | 0 | 0 | 0 | 0 | 0 | 0 | 0 | 0 | 0 | 0 | 0 | 0 | 0 | 0 | 0 | 0 | 0 | 0 | 0 | 0 | 0 | 0 | 0 | 0 | 0 | 0 | 0
F5_Commercial_Office_New_Food Preparation_Natural Gas_Oven_E10 | F5 | Commercial | Office | New | Food Preparation | Natural Gas | Oven | E10 | Utility - Cost of Operation | 0 | 0 | 0 | 0 | 0 | 0 | 0 | 0 | 0 | 0 | 0 | 0 | 0 | 0 | 0 | 0 | 0 | 0 | 0 | 0 | 0 | 0 | 0 | 0 | 0 | 0 | 0
F6_Commercial_Office_New_Food Preparation_Natural Gas_Oven_E1 | F6 | Commercial | Office | New | Food Preparation | Natural Gas | Oven | E1 | Utility - Value of Sales | 0 | 0 | 0 | 0 | 0 | 0 | 0 | 0 | 0 | 0 | 0 | 0 | 0 | 0 | 0 | 0 | 0 | 0 | 0 | 0 | 0 | 0 | 0 | 0 | 0 | 0 | 0
F6_Commercial_Office_New_Food Preparation_Natural Gas_Oven_E2 | F6 | Commercial | Office | New | Food Preparation | Natural Gas | Oven | E2 | Utility - Value of Sales | 0 | 0 | 0 | 0 | 0 | 0 | 0 | 0 | 0 | 0 | 0 | 0 | 0 | 0 | 0 | 0 | 0 | 0 | 0 | 0 | 0 | 0 | 0 | 0 | 0 | 0 | 0
F6_Commercial_Office_New_Food Preparation_Natural Gas_Oven_E3 | F6 | Commercial | Office | New | Food Preparation | Natural Gas | Oven | E3 | Utility - Value of Sales | 0 | 0 | 0 | 0 | 0 | 0 | 0 | 0 | 0 | 0 | 0 | 0 | 0 | 0 | 0 | 0 | 0 | 0 | 0 | 0 | 0 | 0 | 0 | 0 | 0 | 0 | 0
F6_Commercial_Office_New_Food Preparation_Natural Gas_Oven_E4 | F6 | Commercial | Office | New | Food Preparation | Natural Gas | Oven | E4 | Utility - Value of Sales | 0 | 0 | 0 | 0 | 0 | 0 | 0 | 0 | 0 | 0 | 0 | 0 | 0 | 0 | 0 | 0 | 0 | 0 | 0 | 0 | 0 | 0 | 0 | 0 | 0 | 0 | 0
F6_Commercial_Office_New_Food Preparation_Natural Gas_Oven_E5 | F6 | Commercial | Office | New | Food Preparation | Natural Gas | Oven | E5 | Utility - Value of Sales | 0 | 0 | 0 | 0 | 0 | 0 | 0 | 0 | 0 | 0 | 0 | 0 | 0 | 0 | 0 | 0 | 0 | 0 | 0 | 0 | 0 | 0 | 0 | 0 | 0 | 0 | 0
F6_Commercial_Office_New_Food Preparation_Natural Gas_Oven_E6 | F6 | Commercial | Office | New | Food Preparation | Natural Gas | Oven | E6 | Utility - Value of Sales | 0 | 0 | 0 | 0 | 0 | 0 | 0 | 0 | 0 | 0 | 0 | 0 | 0 | 0 | 0 | 0 | 0 | 0 | 0 | 0 | 0 | 0 | 0 | 0 | 0 | 0 | 0
F6_Commercial_Office_New_Food Preparation_Natural Gas_Oven_E7 | F6 | Commercial | Office | New | Food Preparation | Natural Gas | Oven | E7 | Utility - Value of Sales | 0 | 0 | 0 | 0 | 0 | 0 | 0 | 0 | 0 | 0 | 0 | 0 | 0 | 0 | 0 | 0 | 0 | 0 | 0 | 0 | 0 | 0 | 0 | 0 | 0 | 0 | 0
F6_Commercial_Office_New_Food Preparation_Natural Gas_Oven_E8 | F6 | Commercial | Office | New | Food Preparation | Natural Gas | Oven | E8 | Utility - Value of Sales | 0 | 0 | 0 | 0 | 0 | 0 | 0 | 0 | 0 | 0 | 0 | 0 | 0 | 0 | 0 | 0 | 0 | 0 | 0 | 0 | 0 | 0 | 0 | 0 | 0 | 0 | 0
F6_Commercial_Office_New_Food Preparation_Natural Gas_Oven_E9 | F6 | Commercial | Office | New | Food Preparation | Natural Gas | Oven | E9 | Utility - Value of Sales | 0 | 0 | 0 | 0 | 0 | 0 | 0 | 0 | 0 | 0 | 0 | 0 | 0 | 0 | 0 | 0 | 0 | 0 | 0 | 0 | 0 | 0 | 0 | 0 | 0 | 0 | 0
F6_Commercial_Office_New_Food Preparation_Natural Gas_Oven_E10 | F6 | Commercial | Office | New | Food Preparation | Natural Gas | Oven | E10 | Utility - Value of Sales | 0 | 0 | 0 | 0 | 0 | 0 | 0 | 0 | 0 | 0 | 0 | 0 | 0 | 0 | 0 | 0 | 0 | 0 | 0 | 0 | 0 | 0 | 0 | 0 | 0 | 0 | 0
F1_Commercial_Office_New_Food Preparation_Natural Gas_Conveyor Oven_E1 | F1 | Commercial | Office | New | Food Preparation | Natural Gas | Conveyor Oven | E1 | RVT - Cost of Equipment | 0.025471 | 0.025471 | 0.025471 | 0.025471 | 0.025471 | 0.025471 | 0.025471 | 0.025471 | 0.025471 | 0.025471 | 0.025471 | 0.025471 | 0.025471 | 0.025471 | 0.025471 | 0.025471 | 0.025471 | 0.025471 | 0.025471 | 0.025471 | 0.025471 | 0.025471 | 0.025471 | 0.025471 | 0.025471 | 0.025471 | 0.025471
F1_Commercial_Office_New_Food Preparation_Natural Gas_Conveyor Oven_E2 | F1 | Commercial | Office | New | Food Preparation | Natural Gas | Conveyor Oven | E2 | RVT - Cost of Equipment | 0.031052 | 0.031052 | 0.031052 | 0.031052 | 0.031052 | 0.031052 | 0.031052 | 0.031052 | 0.031052 | 0.031052 | 0.031052 | 0.031052 | 0.031052 | 0.031052 | 0.031052 | 0.031052 | 0.031052 | 0.031052 | 0.031052 | 0.031052 | 0.031052 | 0.031052 | 0.031052 | 0.031052 | 0.031052 | 0.031052 | 0.031052
F1_Commercial_Office_New_Food Preparation_Natural Gas_Conveyor Oven_E3 | F1 | Commercial | Office | New | Food Preparation | Natural Gas | Conveyor Oven | E3 | RVT - Cost of Equipment | 0 | 0 | 0 | 0 | 0 | 0 | 0 | 0 | 0 | 0 | 0 | 0 | 0 | 0 | 0 | 0 | 0 | 0 | 0 | 0 | 0 | 0 | 0 | 0 | 0 | 0 | 0
F1_Commercial_Office_New_Food Preparation_Natural Gas_Conveyor Oven_E4 | F1 | Commercial | Office | New | Food Preparation | Natural Gas | Conveyor Oven | E4 | RVT - Cost of Equipment | 0 | 0 | 0 | 0 | 0 | 0 | 0 | 0 | 0 | 0 | 0 | 0 | 0 | 0 | 0 | 0 | 0 | 0 | 0 | 0 | 0 | 0 | 0 | 0 | 0 | 0 | 0
F1_Commercial_Office_New_Food Preparation_Natural Gas_Conveyor Oven_E5 | F1 | Commercial | Office | New | Food Preparation | Natural Gas | Conveyor Oven | E5 | RVT - Cost of Equipment | 0 | 0 | 0 | 0 | 0 | 0 | 0 | 0 | 0 | 0 | 0 | 0 | 0 | 0 | 0 | 0 | 0 | 0 | 0 | 0 | 0 | 0 | 0 | 0 | 0 | 0 | 0
F1_Commercial_Office_New_Food Preparation_Natural Gas_Conveyor Oven_E6 | F1 | Commercial | Office | New | Food Preparation | Natural Gas | Conveyor Oven | E6 | RVT - Cost of Equipment | 0 | 0 | 0 | 0 | 0 | 0 | 0 | 0 | 0 | 0 | 0 | 0 | 0 | 0 | 0 | 0 | 0 | 0 | 0 | 0 | 0 | 0 | 0 | 0 | 0 | 0 | 0
F1_Commercial_Office_New_Food Preparation_Natural Gas_Conveyor Oven_E7 | F1 | Commercial | Office | New | Food Preparation | Natural Gas | Conveyor Oven | E7 | RVT - Cost of Equipment | 0 | 0 | 0 | 0 | 0 | 0 | 0 | 0 | 0 | 0 | 0 | 0 | 0 | 0 | 0 | 0 | 0 | 0 | 0 | 0 | 0 | 0 | 0 | 0 | 0 | 0 | 0
F1_Commercial_Office_New_Food Preparation_Natural Gas_Conveyor Oven_E8 | F1 | Commercial | Office | New | Food Preparation | Natural Gas | Conveyor Oven | E8 | RVT - Cost of Equipment | 0 | 0 | 0 | 0 | 0 | 0 | 0 | 0 | 0 | 0 | 0 | 0 | 0 | 0 | 0 | 0 | 0 | 0 | 0 | 0 | 0 | 0 | 0 | 0 | 0 | 0 | 0
F1_Commercial_Office_New_Food Preparation_Natural Gas_Conveyor Oven_E9 | F1 | Commercial | Office | New | Food Preparation | Natural Gas | Conveyor Oven | E9 | RVT - Cost of Equipment | 0 | 0 | 0 | 0 | 0 | 0 | 0 | 0 | 0 | 0 | 0 | 0 | 0 | 0 | 0 | 0 | 0 | 0 | 0 | 0 | 0 | 0 | 0 | 0 | 0 | 0 | 0
F1_Commercial_Office_New_Food Preparation_Natural Gas_Conveyor Oven_E10 | F1 | Commercial | Office | New | Food Preparation | Natural Gas | Conveyor Oven | E10 | RVT - Cost of Equipment | 0 | 0 | 0 | 0 | 0 | 0 | 0 | 0 | 0 | 0 | 0 | 0 | 0 | 0 | 0 | 0 | 0 | 0 | 0 | 0 | 0 | 0 | 0 | 0 | 0 | 0 | 0
F2_Commercial_Office_New_Food Preparation_Natural Gas_Conveyor Oven_E1 | F2 | Commercial | Office | New | Food Preparation | Natural Gas | Conveyor Oven | E1 | RVT - Cost of Operation | 0 | 0 | 0 | 0 | 0 | 0 | 0 | 0 | 0 | 0 | 0 | 0 | 0 | 0 | 0 | 0 | 0 | 0 | 0 | 0 | 0 | 0 | 0 | 0 | 0 | 0 | 0
F2_Commercial_Office_New_Food Preparation_Natural Gas_Conveyor Oven_E2 | F2 | Commercial | Office | New | Food Preparation | Natural Gas | Conveyor Oven | E2 | RVT - Cost of Operation | 0 | 0 | 0 | 0 | 0 | 0 | 0 | 0 | 0 | 0 | 0 | 0 | 0 | 0 | 0 | 0 | 0 | 0 | 0 | 0 | 0 | 0 | 0 | 0 | 0 | 0 | 0
F2_Commercial_Office_New_Food Preparation_Natural Gas_Conveyor Oven_E3 | F2 | Commercial | Office | New | Food Preparation | Natural Gas | Conveyor Oven | E3 | RVT - Cost of Operation | 0 | 0 | 0 | 0 | 0 | 0 | 0 | 0 | 0 | 0 | 0 | 0 | 0 | 0 | 0 | 0 | 0 | 0 | 0 | 0 | 0 | 0 | 0 | 0 | 0 | 0 | 0
F2_Commercial_Office_New_Food Preparation_Natural Gas_Conveyor Oven_E4 | F2 | Commercial | Office | New | Food Preparation | Natural Gas | Conveyor Oven | E4 | RVT - Cost of Operation | 0 | 0 | 0 | 0 | 0 | 0 | 0 | 0 | 0 | 0 | 0 | 0 | 0 | 0 | 0 | 0 | 0 | 0 | 0 | 0 | 0 | 0 | 0 | 0 | 0 | 0 | 0
F2_Commercial_Office_New_Food Preparation_Natural Gas_Conveyor Oven_E5 | F2 | Commercial | Office | New | Food Preparation | Natural Gas | Conveyor Oven | E5 | RVT - Cost of Operation | 0 | 0 | 0 | 0 | 0 | 0 | 0 | 0 | 0 | 0 | 0 | 0 | 0 | 0 | 0 | 0 | 0 | 0 | 0 | 0 | 0 | 0 | 0 | 0 | 0 | 0 | 0
F2_Commercial_Office_New_Food Preparation_Natural Gas_Conveyor Oven_E6 | F2 | Commercial | Office | New | Food Preparation | Natural Gas | Conveyor Oven | E6 | RVT - Cost of Operation | 0 | 0 | 0 | 0 | 0 | 0 | 0 | 0 | 0 | 0 | 0 | 0 | 0 | 0 | 0 | 0 | 0 | 0 | 0 | 0 | 0 | 0 | 0 | 0 | 0 | 0 | 0
F2_Commercial_Office_New_Food Preparation_Natural Gas_Conveyor Oven_E7 | F2 | Commercial | Office | New | Food Preparation | Natural Gas | Conveyor Oven | E7 | RVT - Cost of Operation | 0 | 0 | 0 | 0 | 0 | 0 | 0 | 0 | 0 | 0 | 0 | 0 | 0 | 0 | 0 | 0 | 0 | 0 | 0 | 0 | 0 | 0 | 0 | 0 | 0 | 0 | 0
F2_Commercial_Office_New_Food Preparation_Natural Gas_Conveyor Oven_E8 | F2 | Commercial | Office | New | Food Preparation | Natural Gas | Conveyor Oven | E8 | RVT - Cost of Operation | 0 | 0 | 0 | 0 | 0 | 0 | 0 | 0 | 0 | 0 | 0 | 0 | 0 | 0 | 0 | 0 | 0 | 0 | 0 | 0 | 0 | 0 | 0 | 0 | 0 | 0 | 0
F2_Commercial_Office_New_Food Preparation_Natural Gas_Conveyor Oven_E9 | F2 | Commercial | Office | New | Food Preparation | Natural Gas | Conveyor Oven | E9 | RVT - Cost of Operation | 0 | 0 | 0 | 0 | 0 | 0 | 0 | 0 | 0 | 0 | 0 | 0 | 0 | 0 | 0 | 0 | 0 | 0 | 0 | 0 | 0 | 0 | 0 | 0 | 0 | 0 | 0
F2_Commercial_Office_New_Food Preparation_Natural Gas_Conveyor Oven_E10 | F2 | Commercial | Office | New | Food Preparation | Natural Gas | Conveyor Oven | E10 | RVT - Cost of Operation | 0 | 0 | 0 | 0 | 0 | 0 | 0 | 0 | 0 | 0 | 0 | 0 | 0 | 0 | 0 | 0 | 0 | 0 | 0 | 0 | 0 | 0 | 0 | 0 | 0 | 0 | 0
F3_Commercial_Office_New_Food Preparation_Natural Gas_Conveyor Oven_E1 | F3 | Commercial | Office | New | Food Preparation | Natural Gas | Conveyor Oven | E1 | System - kBTUs of Consumption | 6.5251 | 6.5251 | 6.5251 | 6.5251 | 6.5251 | 6.5251 | 6.5251 | 6.5251 | 6.5251 | 6.5251 | 6.5251 | 6.5251 | 6.5251 | 6.5251 | 6.5251 | 6.5251 | 6.5251 | 6.5251 | 6.5251 | 6.5251 | 6.5251 | 6.5251 | 6.5251 | 6.5251 | 6.5251 | 6.5251 | 6.5251
F3_Commercial_Office_New_Food Preparation_Natural Gas_Conveyor Oven_E2 | F3 | Commercial | Office | New | Food Preparation | Natural Gas | Conveyor Oven | E2 | System - kBTUs of Consumption | 4.9601 | 4.9601 | 4.9601 | 4.9601 | 4.9601 | 4.9601 | 4.9601 | 4.9601 | 4.9601 | 4.9601 | 4.9601 | 4.9601 | 4.9601 | 4.9601 | 4.9601 | 4.9601 | 4.9601 | 4.9601 | 4.9601 | 4.9601 | 4.9601 | 4.9601 | 4.9601 | 4.9601 | 4.9601 | 4.9601 | 4.9601
F3_Commercial_Office_New_Food Preparation_Natural Gas_Conveyor Oven_E3 | F3 | Commercial | Office | New | Food Preparation | Natural Gas | Conveyor Oven | E3 | System - kBTUs of Consumption | 0 | 0 | 0 | 0 | 0 | 0 | 0 | 0 | 0 | 0 | 0 | 0 | 0 | 0 | 0 | 0 | 0 | 0 | 0 | 0 | 0 | 0 | 0 | 0 | 0 | 0 | 0
F3_Commercial_Office_New_Food Preparation_Natural Gas_Conveyor Oven_E4 | F3 | Commercial | Office | New | Food Preparation | Natural Gas | Conveyor Oven | E4 | System - kBTUs of Consumption | 0 | 0 | 0 | 0 | 0 | 0 | 0 | 0 | 0 | 0 | 0 | 0 | 0 | 0 | 0 | 0 | 0 | 0 | 0 | 0 | 0 | 0 | 0 | 0 | 0 | 0 | 0
F3_Commercial_Office_New_Food Preparation_Natural Gas_Conveyor Oven_E5 | F3 | Commercial | Office | New | Food Preparation | Natural Gas | Conveyor Oven | E5 | System - kBTUs of Consumption | 0 | 0 | 0 | 0 | 0 | 0 | 0 | 0 | 0 | 0 | 0 | 0 | 0 | 0 | 0 | 0 | 0 | 0 | 0 | 0 | 0 | 0 | 0 | 0 | 0 | 0 | 0
F3_Commercial_Office_New_Food Preparation_Natural Gas_Conveyor Oven_E6 | F3 | Commercial | Office | New | Food Preparation | Natural Gas | Conveyor Oven | E6 | System - kBTUs of Consumption | 0 | 0 | 0 | 0 | 0 | 0 | 0 | 0 | 0 | 0 | 0 | 0 | 0 | 0 | 0 | 0 | 0 | 0 | 0 | 0 | 0 | 0 | 0 | 0 | 0 | 0 | 0
F3_Commercial_Office_New_Food Preparation_Natural Gas_Conveyor Oven_E7 | F3 | Commercial | Office | New | Food Preparation | Natural Gas | Conveyor Oven | E7 | System - kBTUs of Consumption | 0 | 0 | 0 | 0 | 0 | 0 | 0 | 0 | 0 | 0 | 0 | 0 | 0 | 0 | 0 | 0 | 0 | 0 | 0 | 0 | 0 | 0 | 0 | 0 | 0 | 0 | 0
F3_Commercial_Office_New_Food Preparation_Natural Gas_Conveyor Oven_E8 | F3 | Commercial | Office | New | Food Preparation | Natural Gas | Conveyor Oven | E8 | System - kBTUs of Consumption | 0 | 0 | 0 | 0 | 0 | 0 | 0 | 0 | 0 | 0 | 0 | 0 | 0 | 0 | 0 | 0 | 0 | 0 | 0 | 0 | 0 | 0 | 0 | 0 | 0 | 0 | 0
F3_Commercial_Office_New_Food Preparation_Natural Gas_Conveyor Oven_E9 | F3 | Commercial | Office | New | Food Preparation | Natural Gas | Conveyor Oven | E9 | System - kBTUs of Consumption | 0 | 0 | 0 | 0 | 0 | 0 | 0 | 0 | 0 | 0 | 0 | 0 | 0 | 0 | 0 | 0 | 0 | 0 | 0 | 0 | 0 | 0 | 0 | 0 | 0 | 0 | 0
F3_Commercial_Office_New_Food Preparation_Natural Gas_Conveyor Oven_E10 | F3 | Commercial | Office | New | Food Preparation | Natural Gas | Conveyor Oven | E10 | System - kBTUs of Consumption | 0 | 0 | 0 | 0 | 0 | 0 | 0 | 0 | 0 | 0 | 0 | 0 | 0 | 0 | 0 | 0 | 0 | 0 | 0 | 0 | 0 | 0 | 0 | 0 | 0 | 0 | 0
F4_Commercial_Office_New_Food Preparation_Natural Gas_Conveyor Oven_E1 | F4 | Commercial | Office | New | Food Preparation | Natural Gas | Conveyor Oven | E1 | Utility - Cost of Equipment | 0.025471 | 0.025471 | 0.025471 | 0.025471 | 0.025471 | 0.025471 | 0.025471 | 0.025471 | 0.025471 | 0.025471 | 0.025471 | 0.025471 | 0.025471 | 0.025471 | 0.025471 | 0.025471 | 0.025471 | 0.025471 | 0.025471 | 0.025471 | 0.025471 | 0.025471 | 0.025471 | 0.025471 | 0.025471 | 0.025471 | 0.025471
F4_Commercial_Office_New_Food Preparation_Natural Gas_Conveyor Oven_E2 | F4 | Commercial | Office | New | Food Preparation | Natural Gas | Conveyor Oven | E2 | Utility - Cost of Equipment | 0.031052 | 0.031052 | 0.031052 | 0.031052 | 0.031052 | 0.031052 | 0.031052 | 0.031052 | 0.031052 | 0.031052 | 0.031052 | 0.031052 | 0.031052 | 0.031052 | 0.031052 | 0.031052 | 0.031052 | 0.031052 | 0.031052 | 0.031052 | 0.031052 | 0.031052 | 0.031052 | 0.031052 | 0.031052 | 0.031052 | 0.031052
F4_Commercial_Office_New_Food Preparation_Natural Gas_Conveyor Oven_E3 | F4 | Commercial | Office | New | Food Preparation | Natural Gas | Conveyor Oven | E3 | Utility - Cost of Equipment | 0 | 0 | 0 | 0 | 0 | 0 | 0 | 0 | 0 | 0 | 0 | 0 | 0 | 0 | 0 | 0 | 0 | 0 | 0 | 0 | 0 | 0 | 0 | 0 | 0 | 0 | 0
F4_Commercial_Office_New_Food Preparation_Natural Gas_Conveyor Oven_E4 | F4 | Commercial | Office | New | Food Preparation | Natural Gas | Conveyor Oven | E4 | Utility - Cost of Equipment | 0 | 0 | 0 | 0 | 0 | 0 | 0 | 0 | 0 | 0 | 0 | 0 | 0 | 0 | 0 | 0 | 0 | 0 | 0 | 0 | 0 | 0 | 0 | 0 | 0 | 0 | 0
F4_Commercial_Office_New_Food Preparation_Natural Gas_Conveyor Oven_E5 | F4 | Commercial | Office | New | Food Preparation | Natural Gas | Conveyor Oven | E5 | Utility - Cost of Equipment | 0 | 0 | 0 | 0 | 0 | 0 | 0 | 0 | 0 | 0 | 0 | 0 | 0 | 0 | 0 | 0 | 0 | 0 | 0 | 0 | 0 | 0 | 0 | 0 | 0 | 0 | 0
F4_Commercial_Office_New_Food Preparation_Natural Gas_Conveyor Oven_E6 | F4 | Commercial | Office | New | Food Preparation | Natural Gas | Conveyor Oven | E6 | Utility - Cost of Equipment | 0 | 0 | 0 | 0 | 0 | 0 | 0 | 0 | 0 | 0 | 0 | 0 | 0 | 0 | 0 | 0 | 0 | 0 | 0 | 0 | 0 | 0 | 0 | 0 | 0 | 0 | 0
F4_Commercial_Office_New_Food Preparation_Natural Gas_Conveyor Oven_E7 | F4 | Commercial | Office | New | Food Preparation | Natural Gas | Conveyor Oven | E7 | Utility - Cost of Equipment | 0 | 0 | 0 | 0 | 0 | 0 | 0 | 0 | 0 | 0 | 0 | 0 | 0 | 0 | 0 | 0 | 0 | 0 | 0 | 0 | 0 | 0 | 0 | 0 | 0 | 0 | 0
F4_Commercial_Office_New_Food Preparation_Natural Gas_Conveyor Oven_E8 | F4 | Commercial | Office | New | Food Preparation | Natural Gas | Conveyor Oven | E8 | Utility - Cost of Equipment | 0 | 0 | 0 | 0 | 0 | 0 | 0 | 0 | 0 | 0 | 0 | 0 | 0 | 0 | 0 | 0 | 0 | 0 | 0 | 0 | 0 | 0 | 0 | 0 | 0 | 0 | 0
F4_Commercial_Office_New_Food Preparation_Natural Gas_Conveyor Oven_E9 | F4 | Commercial | Office | New | Food Preparation | Natural Gas | Conveyor Oven | E9 | Utility - Cost of Equipment | 0 | 0 | 0 | 0 | 0 | 0 | 0 | 0 | 0 | 0 | 0 | 0 | 0 | 0 | 0 | 0 | 0 | 0 | 0 | 0 | 0 | 0 | 0 | 0 | 0 | 0 | 0
F4_Commercial_Office_New_Food Preparation_Natural Gas_Conveyor Oven_E10 | F4 | Commercial | Office | New | Food Preparation | Natural Gas | Conveyor Oven | E10 | Utility - Cost of Equipment | 0 | 0 | 0 | 0 | 0 | 0 | 0 | 0 | 0 | 0 | 0 | 0 | 0 | 0 | 0 | 0 | 0 | 0 | 0 | 0 | 0 | 0 | 0 | 0 | 0 | 0 | 0
F5_Commercial_Office_New_Food Preparation_Natural Gas_Conveyor Oven_E1 | F5 | Commercial | Office | New | Food Preparation | Natural Gas | Conveyor Oven | E1 | Utility - Cost of Operation | 0.090663 | 0.090249 | 0.089876 | 0.089507 | 0.089923 | 0.090724 | 0.091603 | 0.092342 | 0.092828 | 0.093044 | 0.093059 | 0.092924 | 0.092646 | 0.092142 | 0.091438 | 0.09052 | 0.08935 | 0.087936 | 0.086234 | 0.084197 | 0.081797 | 0.07902 | 0.076567 | 0.075017 | 0.074408 | 0.074773 | 0.075139
F5_Commercial_Office_New_Food Preparation_Natural Gas_Conveyor Oven_E2 | F5 | Commercial | Office | New | Food Preparation | Natural Gas | Conveyor Oven | E2 | Utility - Cost of Operation | 0.068918 | 0.068604 | 0.068319 | 0.068039 | 0.068355 | 0.068964 | 0.069632 | 0.070194 | 0.070564 | 0.070728 | 0.070739 | 0.070637 | 0.070425 | 0.070042 | 0.069507 | 0.068809 | 0.06792 | 0.066845 | 0.065551 | 0.064003 | 0.062179 | 0.060068 | 0.058203 | 0.057025 | 0.056562 | 0.056839 | 0.057117
F5_Commercial_Office_New_Food Preparation_Natural Gas_Conveyor Oven_E3 | F5 | Commercial | Office | New | Food Preparation | Natural Gas | Conveyor Oven | E3 | Utility - Cost of Operation | 0 | 0 | 0 | 0 | 0 | 0 | 0 | 0 | 0 | 0 | 0 | 0 | 0 | 0 | 0 | 0 | 0 | 0 | 0 | 0 | 0 | 0 | 0 | 0 | 0 | 0 | 0
F5_Commercial_Office_New_Food Preparation_Natural Gas_Conveyor Oven_E4 | F5 | Commercial | Office | New | Food Preparation | Natural Gas | Conveyor Oven | E4 | Utility - Cost of Operation | 0 | 0 | 0 | 0 | 0 | 0 | 0 | 0 | 0 | 0 | 0 | 0 | 0 | 0 | 0 | 0 | 0 | 0 | 0 | 0 | 0 | 0 | 0 | 0 | 0 | 0 | 0
F5_Commercial_Office_New_Food Preparation_Natural Gas_Conveyor Oven_E5 | F5 | Commercial | Office | New | Food Preparation | Natural Gas | Conveyor Oven | E5 | Utility - Cost of Operation | 0 | 0 | 0 | 0 | 0 | 0 | 0 | 0 | 0 | 0 | 0 | 0 | 0 | 0 | 0 | 0 | 0 | 0 | 0 | 0 | 0 | 0 | 0 | 0 | 0 | 0 | 0
F5_Commercial_Office_New_Food Preparation_Natural Gas_Conveyor Oven_E6 | F5 | Commercial | Office | New | Food Preparation | Natural Gas | Conveyor Oven | E6 | Utility - Cost of Operation | 0 | 0 | 0 | 0 | 0 | 0 | 0 | 0 | 0 | 0 | 0 | 0 | 0 | 0 | 0 | 0 | 0 | 0 | 0 | 0 | 0 | 0 | 0 | 0 | 0 | 0 | 0
F5_Commercial_Office_New_Food Preparation_Natural Gas_Conveyor Oven_E7 | F5 | Commercial | Office | New | Food Preparation | Natural Gas | Conveyor Oven | E7 | Utility - Cost of Operation | 0 | 0 | 0 | 0 | 0 | 0 | 0 | 0 | 0 | 0 | 0 | 0 | 0 | 0 | 0 | 0 | 0 | 0 | 0 | 0 | 0 | 0 | 0 | 0 | 0 | 0 | 0
F5_Commercial_Office_New_Food Preparation_Natural Gas_Conveyor Oven_E8 | F5 | Commercial | Office | New | Food Preparation | Natural Gas | Conveyor Oven | E8 | Utility - Cost of Operation | 0 | 0 | 0 | 0 | 0 | 0 | 0 | 0 | 0 | 0 | 0 | 0 | 0 | 0 | 0 | 0 | 0 | 0 | 0 | 0 | 0 | 0 | 0 | 0 | 0 | 0 | 0
F5_Commercial_Office_New_Food Preparation_Natural Gas_Conveyor Oven_E9 | F5 | Commercial | Office | New | Food Preparation | Natural Gas | Conveyor Oven | E9 | Utility - Cost of Operation | 0 | 0 | 0 | 0 | 0 | 0 | 0 | 0 | 0 | 0 | 0 | 0 | 0 | 0 | 0 | 0 | 0 | 0 | 0 | 0 | 0 | 0 | 0 | 0 | 0 | 0 | 0
F5_Commercial_Office_New_Food Preparation_Natural Gas_Conveyor Oven_E10 | F5 | Commercial | Office | New | Food Preparation | Natural Gas | Conveyor Oven | E10 | Utility - Cost of Operation | 0 | 0 | 0 | 0 | 0 | 0 | 0 | 0 | 0 | 0 | 0 | 0 | 0 | 0 | 0 | 0 | 0 | 0 | 0 | 0 | 0 | 0 | 0 | 0 | 0 | 0 | 0
F6_Commercial_Office_New_Food Preparation_Natural Gas_Conveyor Oven_E1 | F6 | Commercial | Office | New | Food Preparation | Natural Gas | Conveyor Oven | E1 | Utility - Value of Sales | 0 | 0 | 0 | 0 | 0 | 0 | 0 | 0 | 0 | 0 | 0 | 0 | 0 | 0 | 0 | 0 | 0 | 0 | 0 | 0 | 0 | 0 | 0 | 0 | 0 | 0 | 0
F6_Commercial_Office_New_Food Preparation_Natural Gas_Conveyor Oven_E2 | F6 | Commercial | Office | New | Food Preparation | Natural Gas | Conveyor Oven | E2 | Utility - Value of Sales | 0 | 0 | 0 | 0 | 0 | 0 | 0 | 0 | 0 | 0 | 0 | 0 | 0 | 0 | 0 | 0 | 0 | 0 | 0 | 0 | 0 | 0 | 0 | 0 | 0 | 0 | 0
F6_Commercial_Office_New_Food Preparation_Natural Gas_Conveyor Oven_E3 | F6 | Commercial | Office | New | Food Preparation | Natural Gas | Conveyor Oven | E3 | Utility - Value of Sales | 0 | 0 | 0 | 0 | 0 | 0 | 0 | 0 | 0 | 0 | 0 | 0 | 0 | 0 | 0 | 0 | 0 | 0 | 0 | 0 | 0 | 0 | 0 | 0 | 0 | 0 | 0
F6_Commercial_Office_New_Food Preparation_Natural Gas_Conveyor Oven_E4 | F6 | Commercial | Office | New | Food Preparation | Natural Gas | Conveyor Oven | E4 | Utility - Value of Sales | 0 | 0 | 0 | 0 | 0 | 0 | 0 | 0 | 0 | 0 | 0 | 0 | 0 | 0 | 0 | 0 | 0 | 0 | 0 | 0 | 0 | 0 | 0 | 0 | 0 | 0 | 0
F6_Commercial_Office_New_Food Preparation_Natural Gas_Conveyor Oven_E5 | F6 | Commercial | Office | New | Food Preparation | Natural Gas | Conveyor Oven | E5 | Utility - Value of Sales | 0 | 0 | 0 | 0 | 0 | 0 | 0 | 0 | 0 | 0 | 0 | 0 | 0 | 0 | 0 | 0 | 0 | 0 | 0 | 0 | 0 | 0 | 0 | 0 | 0 | 0 | 0
F6_Commercial_Office_New_Food Preparation_Natural Gas_Conveyor Oven_E6 | F6 | Commercial | Office | New | Food Preparation | Natural Gas | Conveyor Oven | E6 | Utility - Value of Sales | 0 | 0 | 0 | 0 | 0 | 0 | 0 | 0 | 0 | 0 | 0 | 0 | 0 | 0 | 0 | 0 | 0 | 0 | 0 | 0 | 0 | 0 | 0 | 0 | 0 | 0 | 0
F6_Commercial_Office_New_Food Preparation_Natural Gas_Conveyor Oven_E7 | F6 | Commercial | Office | New | Food Preparation | Natural Gas | Conveyor Oven | E7 | Utility - Value of Sales | 0 | 0 | 0 | 0 | 0 | 0 | 0 | 0 | 0 | 0 | 0 | 0 | 0 | 0 | 0 | 0 | 0 | 0 | 0 | 0 | 0 | 0 | 0 | 0 | 0 | 0 | 0
F6_Commercial_Office_New_Food Preparation_Natural Gas_Conveyor Oven_E8 | F6 | Commercial | Office | New | Food Preparation | Natural Gas | Conveyor Oven | E8 | Utility - Value of Sales | 0 | 0 | 0 | 0 | 0 | 0 | 0 | 0 | 0 | 0 | 0 | 0 | 0 | 0 | 0 | 0 | 0 | 0 | 0 | 0 | 0 | 0 | 0 | 0 | 0 | 0 | 0
F6_Commercial_Office_New_Food Preparation_Natural Gas_Conveyor Oven_E9 | F6 | Commercial | Office | New | Food Preparation | Natural Gas | Conveyor Oven | E9 | Utility - Value of Sales | 0 | 0 | 0 | 0 | 0 | 0 | 0 | 0 | 0 | 0 | 0 | 0 | 0 | 0 | 0 | 0 | 0 | 0 | 0 | 0 | 0 | 0 | 0 | 0 | 0 | 0 | 0
F6_Commercial_Office_New_Food Preparation_Natural Gas_Conveyor Oven_E10 | F6 | Commercial | Office | New | Food Preparation | Natural Gas | Conveyor Oven | E10 | Utility - Value of Sales | 0 | 0 | 0 | 0 | 0 | 0 | 0 | 0 | 0 | 0 | 0 | 0 | 0 | 0 | 0 | 0 | 0 | 0 | 0 | 0 | 0 | 0 | 0 | 0 | 0 | 0 | 0
F1_Commercial_Office_New_Food Preparation_Natural Gas_Double Rack Oven_E1 | F1 | Commercial | Office | New | Food Preparation | Natural Gas | Double Rack Oven | E1 | RVT - Cost of Equipment | 0.049683 | 0.049683 | 0.049683 | 0.049683 | 0.049683 | 0.049683 | 0.049683 | 0.049683 | 0.049683 | 0.049683 | 0.049683 | 0.049683 | 0.049683 | 0.049683 | 0.049683 | 0.049683 | 0.049683 | 0.049683 | 0.049683 | 0.049683 | 0.049683 | 0.049683 | 0.049683 | 0.049683 | 0.049683 | 0.049683 | 0.049683
F1_Commercial_Office_New_Food Preparation_Natural Gas_Double Rack Oven_E2 | F1 | Commercial | Office | New | Food Preparation | Natural Gas | Double Rack Oven | E2 | RVT - Cost of Equipment | 0.068544 | 0.068544 | 0.068544 | 0.068544 | 0.068544 | 0.068544 | 0.068544 | 0.068544 | 0.068544 | 0.068544 | 0.068544 | 0.068544 | 0.068544 | 0.068544 | 0.068544 | 0.068544 | 0.068544 | 0.068544 | 0.068544 | 0.068544 | 0.068544 | 0.068544 | 0.068544 | 0.068544 | 0.068544 | 0.068544 | 0.068544
F1_Commercial_Office_New_Food Preparation_Natural Gas_Double Rack Oven_E3 | F1 | Commercial | Office | New | Food Preparation | Natural Gas | Double Rack Oven | E3 | RVT - Cost of Equipment | 0 | 0 | 0 | 0 | 0 | 0 | 0 | 0 | 0 | 0 | 0 | 0 | 0 | 0 | 0 | 0 | 0 | 0 | 0 | 0 | 0 | 0 | 0 | 0 | 0 | 0 | 0
F1_Commercial_Office_New_Food Preparation_Natural Gas_Double Rack Oven_E4 | F1 | Commercial | Office | New | Food Preparation | Natural Gas | Double Rack Oven | E4 | RVT - Cost of Equipment | 0 | 0 | 0 | 0 | 0 | 0 | 0 | 0 | 0 | 0 | 0 | 0 | 0 | 0 | 0 | 0 | 0 | 0 | 0 | 0 | 0 | 0 | 0 | 0 | 0 | 0 | 0
F1_Commercial_Office_New_Food Preparation_Natural Gas_Double Rack Oven_E5 | F1 | Commercial | Office | New | Food Preparation | Natural Gas | Double Rack Oven | E5 | RVT - Cost of Equipment | 0 | 0 | 0 | 0 | 0 | 0 | 0 | 0 | 0 | 0 | 0 | 0 | 0 | 0 | 0 | 0 | 0 | 0 | 0 | 0 | 0 | 0 | 0 | 0 | 0 | 0 | 0
F1_Commercial_Office_New_Food Preparation_Natural Gas_Double Rack Oven_E6 | F1 | Commercial | Office | New | Food Preparation | Natural Gas | Double Rack Oven | E6 | RVT - Cost of Equipment | 0 | 0 | 0 | 0 | 0 | 0 | 0 | 0 | 0 | 0 | 0 | 0 | 0 | 0 | 0 | 0 | 0 | 0 | 0 | 0 | 0 | 0 | 0 | 0 | 0 | 0 | 0
F1_Commercial_Office_New_Food Preparation_Natural Gas_Double Rack Oven_E7 | F1 | Commercial | Office | New | Food Preparation | Natural Gas | Double Rack Oven | E7 | RVT - Cost of Equipment | 0 | 0 | 0 | 0 | 0 | 0 | 0 | 0 | 0 | 0 | 0 | 0 | 0 | 0 | 0 | 0 | 0 | 0 | 0 | 0 | 0 | 0 | 0 | 0 | 0 | 0 | 0
F1_Commercial_Office_New_Food Preparation_Natural Gas_Double Rack Oven_E8 | F1 | Commercial | Office | New | Food Preparation | Natural Gas | Double Rack Oven | E8 | RVT - Cost of Equipment | 0 | 0 | 0 | 0 | 0 | 0 | 0 | 0 | 0 | 0 | 0 | 0 | 0 | 0 | 0 | 0 | 0 | 0 | 0 | 0 | 0 | 0 | 0 | 0 | 0 | 0 | 0
F1_Commercial_Office_New_Food Preparation_Natural Gas_Double Rack Oven_E9 | F1 | Commercial | Office | New | Food Preparation | Natural Gas | Double Rack Oven | E9 | RVT - Cost of Equipment | 0 | 0 | 0 | 0 | 0 | 0 | 0 | 0 | 0 | 0 | 0 | 0 | 0 | 0 | 0 | 0 | 0 | 0 | 0 | 0 | 0 | 0 | 0 | 0 | 0 | 0 | 0
F1_Commercial_Office_New_Food Preparation_Natural Gas_Double Rack Oven_E10 | F1 | Commercial | Office | New | Food Preparation | Natural Gas | Double Rack Oven | E10 | RVT - Cost of Equipment | 0 | 0 | 0 | 0 | 0 | 0 | 0 | 0 | 0 | 0 | 0 | 0 | 0 | 0 | 0 | 0 | 0 | 0 | 0 | 0 | 0 | 0 | 0 | 0 | 0 | 0 | 0
F2_Commercial_Office_New_Food Preparation_Natural Gas_Double Rack Oven_E1 | F2 | Commercial | Office | New | Food Preparation | Natural Gas | Double Rack Oven | E1 | RVT - Cost of Operation | 0 | 0 | 0 | 0 | 0 | 0 | 0 | 0 | 0 | 0 | 0 | 0 | 0 | 0 | 0 | 0 | 0 | 0 | 0 | 0 | 0 | 0 | 0 | 0 | 0 | 0 | 0
F2_Commercial_Office_New_Food Preparation_Natural Gas_Double Rack Oven_E2 | F2 | Commercial | Office | New | Food Preparation | Natural Gas | Double Rack Oven | E2 | RVT - Cost of Operation | 0 | 0 | 0 | 0 | 0 | 0 | 0 | 0 | 0 | 0 | 0 | 0 | 0 | 0 | 0 | 0 | 0 | 0 | 0 | 0 | 0 | 0 | 0 | 0 | 0 | 0 | 0
F2_Commercial_Office_New_Food Preparation_Natural Gas_Double Rack Oven_E3 | F2 | Commercial | Office | New | Food Preparation | Natural Gas | Double Rack Oven | E3 | RVT - Cost of Operation | 0 | 0 | 0 | 0 | 0 | 0 | 0 | 0 | 0 | 0 | 0 | 0 | 0 | 0 | 0 | 0 | 0 | 0 | 0 | 0 | 0 | 0 | 0 | 0 | 0 | 0 | 0
F2_Commercial_Office_New_Food Preparation_Natural Gas_Double Rack Oven_E4 | F2 | Commercial | Office | New | Food Preparation | Natural Gas | Double Rack Oven | E4 | RVT - Cost of Operation | 0 | 0 | 0 | 0 | 0 | 0 | 0 | 0 | 0 | 0 | 0 | 0 | 0 | 0 | 0 | 0 | 0 | 0 | 0 | 0 | 0 | 0 | 0 | 0 | 0 | 0 | 0
F2_Commercial_Office_New_Food Preparation_Natural Gas_Double Rack Oven_E5 | F2 | Commercial | Office | New | Food Preparation | Natural Gas | Double Rack Oven | E5 | RVT - Cost of Operation | 0 | 0 | 0 | 0 | 0 | 0 | 0 | 0 | 0 | 0 | 0 | 0 | 0 | 0 | 0 | 0 | 0 | 0 | 0 | 0 | 0 | 0 | 0 | 0 | 0 | 0 | 0
F2_Commercial_Office_New_Food Preparation_Natural Gas_Double Rack Oven_E6 | F2 | Commercial | Office | New | Food Preparation | Natural Gas | Double Rack Oven | E6 | RVT - Cost of Operation | 0 | 0 | 0 | 0 | 0 | 0 | 0 | 0 | 0 | 0 | 0 | 0 | 0 | 0 | 0 | 0 | 0 | 0 | 0 | 0 | 0 | 0 | 0 | 0 | 0 | 0 | 0
F2_Commercial_Office_New_Food Preparation_Natural Gas_Double Rack Oven_E7 | F2 | Commercial | Office | New | Food Preparation | Natural Gas | Double Rack Oven | E7 | RVT - Cost of Operation | 0 | 0 | 0 | 0 | 0 | 0 | 0 | 0 | 0 | 0 | 0 | 0 | 0 | 0 | 0 | 0 | 0 | 0 | 0 | 0 | 0 | 0 | 0 | 0 | 0 | 0 | 0
F2_Commercial_Office_New_Food Preparation_Natural Gas_Double Rack Oven_E8 | F2 | Commercial | Office | New | Food Preparation | Natural Gas | Double Rack Oven | E8 | RVT - Cost of Operation | 0 | 0 | 0 | 0 | 0 | 0 | 0 | 0 | 0 | 0 | 0 | 0 | 0 | 0 | 0 | 0 | 0 | 0 | 0 | 0 | 0 | 0 | 0 | 0 | 0 | 0 | 0
F2_Commercial_Office_New_Food Preparation_Natural Gas_Double Rack Oven_E9 | F2 | Commercial | Office | New | Food Preparation | Natural Gas | Double Rack Oven | E9 | RVT - Cost of Operation | 0 | 0 | 0 | 0 | 0 | 0 | 0 | 0 | 0 | 0 | 0 | 0 | 0 | 0 | 0 | 0 | 0 | 0 | 0 | 0 | 0 | 0 | 0 | 0 | 0 | 0 | 0
F2_Commercial_Office_New_Food Preparation_Natural Gas_Double Rack Oven_E10 | F2 | Commercial | Office | New | Food Preparation | Natural Gas | Double Rack Oven | E10 | RVT - Cost of Operation | 0 | 0 | 0 | 0 | 0 | 0 | 0 | 0 | 0 | 0 | 0 | 0 | 0 | 0 | 0 | 0 | 0 | 0 | 0 | 0 | 0 | 0 | 0 | 0 | 0 | 0 | 0
F3_Commercial_Office_New_Food Preparation_Natural Gas_Double Rack Oven_E1 | F3 | Commercial | Office | New | Food Preparation | Natural Gas | Double Rack Oven | E1 | System - kBTUs of Consumption | 11.0962 | 11.0962 | 11.0962 | 11.0962 | 11.0962 | 11.0962 | 11.0962 | 11.0962 | 11.0962 | 11.0962 | 11.0962 | 11.0962 | 11.0962 | 11.0962 | 11.0962 | 11.0962 | 11.0962 | 11.0962 | 11.0962 | 11.0962 | 11.0962 | 11.0962 | 11.0962 | 11.0962 | 11.0962 | 11.0962 | 11.0962
F3_Commercial_Office_New_Food Preparation_Natural Gas_Double Rack Oven_E2 | F3 | Commercial | Office | New | Food Preparation | Natural Gas | Double Rack Oven | E2 | System - kBTUs of Consumption | 6.5272 | 6.5272 | 6.5272 | 6.5272 | 6.5272 | 6.5272 | 6.5272 | 6.5272 | 6.5272 | 6.5272 | 6.5272 | 6.5272 | 6.5272 | 6.5272 | 6.5272 | 6.5272 | 6.5272 | 6.5272 | 6.5272 | 6.5272 | 6.5272 | 6.5272 | 6.5272 | 6.5272 | 6.5272 | 6.5272 | 6.5272
F3_Commercial_Office_New_Food Preparation_Natural Gas_Double Rack Oven_E3 | F3 | Commercial | Office | New | Food Preparation | Natural Gas | Double Rack Oven | E3 | System - kBTUs of Consumption | 0 | 0 | 0 | 0 | 0 | 0 | 0 | 0 | 0 | 0 | 0 | 0 | 0 | 0 | 0 | 0 | 0 | 0 | 0 | 0 | 0 | 0 | 0 | 0 | 0 | 0 | 0
F3_Commercial_Office_New_Food Preparation_Natural Gas_Double Rack Oven_E4 | F3 | Commercial | Office | New | Food Preparation | Natural Gas | Double Rack Oven | E4 | System - kBTUs of Consumption | 0 | 0 | 0 | 0 | 0 | 0 | 0 | 0 | 0 | 0 | 0 | 0 | 0 | 0 | 0 | 0 | 0 | 0 | 0 | 0 | 0 | 0 | 0 | 0 | 0 | 0 | 0
F3_Commercial_Office_New_Food Preparation_Natural Gas_Double Rack Oven_E5 | F3 | Commercial | Office | New | Food Preparation | Natural Gas | Double Rack Oven | E5 | System - kBTUs of Consumption | 0 | 0 | 0 | 0 | 0 | 0 | 0 | 0 | 0 | 0 | 0 | 0 | 0 | 0 | 0 | 0 | 0 | 0 | 0 | 0 | 0 | 0 | 0 | 0 | 0 | 0 | 0
F3_Commercial_Office_New_Food Preparation_Natural Gas_Double Rack Oven_E6 | F3 | Commercial | Office | New | Food Preparation | Natural Gas | Double Rack Oven | E6 | System - kBTUs of Consumption | 0 | 0 | 0 | 0 | 0 | 0 | 0 | 0 | 0 | 0 | 0 | 0 | 0 | 0 | 0 | 0 | 0 | 0 | 0 | 0 | 0 | 0 | 0 | 0 | 0 | 0 | 0
F3_Commercial_Office_New_Food Preparation_Natural Gas_Double Rack Oven_E7 | F3 | Commercial | Office | New | Food Preparation | Natural Gas | Double Rack Oven | E7 | System - kBTUs of Consumption | 0 | 0 | 0 | 0 | 0 | 0 | 0 | 0 | 0 | 0 | 0 | 0 | 0 | 0 | 0 | 0 | 0 | 0 | 0 | 0 | 0 | 0 | 0 | 0 | 0 | 0 | 0
F3_Commercial_Office_New_Food Preparation_Natural Gas_Double Rack Oven_E8 | F3 | Commercial | Office | New | Food Preparation | Natural Gas | Double Rack Oven | E8 | System - kBTUs of Consumption | 0 | 0 | 0 | 0 | 0 | 0 | 0 | 0 | 0 | 0 | 0 | 0 | 0 | 0 | 0 | 0 | 0 | 0 | 0 | 0 | 0 | 0 | 0 | 0 | 0 | 0 | 0
F3_Commercial_Office_New_Food Preparation_Natural Gas_Double Rack Oven_E9 | F3 | Commercial | Office | New | Food Preparation | Natural Gas | Double Rack Oven | E9 | System - kBTUs of Consumption | 0 | 0 | 0 | 0 | 0 | 0 | 0 | 0 | 0 | 0 | 0 | 0 | 0 | 0 | 0 | 0 | 0 | 0 | 0 | 0 | 0 | 0 | 0 | 0 | 0 | 0 | 0
F3_Commercial_Office_New_Food Preparation_Natural Gas_Double Rack Oven_E10 | F3 | Commercial | Office | New | Food Preparation | Natural Gas | Double Rack Oven | E10 | System - kBTUs of Consumption | 0 | 0 | 0 | 0 | 0 | 0 | 0 | 0 | 0 | 0 | 0 | 0 | 0 | 0 | 0 | 0 | 0 | 0 | 0 | 0 | 0 | 0 | 0 | 0 | 0 | 0 | 0
F4_Commercial_Office_New_Food Preparation_Natural Gas_Double Rack Oven_E1 | F4 | Commercial | Office | New | Food Preparation | Natural Gas | Double Rack Oven | E1 | Utility - Cost of Equipment | 0.049683 | 0.049683 | 0.049683 | 0.049683 | 0.049683 | 0.049683 | 0.049683 | 0.049683 | 0.049683 | 0.049683 | 0.049683 | 0.049683 | 0.049683 | 0.049683 | 0.049683 | 0.049683 | 0.049683 | 0.049683 | 0.049683 | 0.049683 | 0.049683 | 0.049683 | 0.049683 | 0.049683 | 0.049683 | 0.049683 | 0.049683
F4_Commercial_Office_New_Food Preparation_Natural Gas_Double Rack Oven_E2 | F4 | Commercial | Office | New | Food Preparation | Natural Gas | Double Rack Oven | E2 | Utility - Cost of Equipment | 0.068544 | 0.068544 | 0.068544 | 0.068544 | 0.068544 | 0.068544 | 0.068544 | 0.068544 | 0.068544 | 0.068544 | 0.068544 | 0.068544 | 0.068544 | 0.068544 | 0.068544 | 0.068544 | 0.068544 | 0.068544 | 0.068544 | 0.068544 | 0.068544 | 0.068544 | 0.068544 | 0.068544 | 0.068544 | 0.068544 | 0.068544
F4_Commercial_Office_New_Food Preparation_Natural Gas_Double Rack Oven_E3 | F4 | Commercial | Office | New | Food Preparation | Natural Gas | Double Rack Oven | E3 | Utility - Cost of Equipment | 0 | 0 | 0 | 0 | 0 | 0 | 0 | 0 | 0 | 0 | 0 | 0 | 0 | 0 | 0 | 0 | 0 | 0 | 0 | 0 | 0 | 0 | 0 | 0 | 0 | 0 | 0
F4_Commercial_Office_New_Food Preparation_Natural Gas_Double Rack Oven_E4 | F4 | Commercial | Office | New | Food Preparation | Natural Gas | Double Rack Oven | E4 | Utility - Cost of Equipment | 0 | 0 | 0 | 0 | 0 | 0 | 0 | 0 | 0 | 0 | 0 | 0 | 0 | 0 | 0 | 0 | 0 | 0 | 0 | 0 | 0 | 0 | 0 | 0 | 0 | 0 | 0
F4_Commercial_Office_New_Food Preparation_Natural Gas_Double Rack Oven_E5 | F4 | Commercial | Office | New | Food Preparation | Natural Gas | Double Rack Oven | E5 | Utility - Cost of Equipment | 0 | 0 | 0 | 0 | 0 | 0 | 0 | 0 | 0 | 0 | 0 | 0 | 0 | 0 | 0 | 0 | 0 | 0 | 0 | 0 | 0 | 0 | 0 | 0 | 0 | 0 | 0
F4_Commercial_Office_New_Food Preparation_Natural Gas_Double Rack Oven_E6 | F4 | Commercial | Office | New | Food Preparation | Natural Gas | Double Rack Oven | E6 | Utility - Cost of Equipment | 0 | 0 | 0 | 0 | 0 | 0 | 0 | 0 | 0 | 0 | 0 | 0 | 0 | 0 | 0 | 0 | 0 | 0 | 0 | 0 | 0 | 0 | 0 | 0 | 0 | 0 | 0
F4_Commercial_Office_New_Food Preparation_Natural Gas_Double Rack Oven_E7 | F4 | Commercial | Office | New | Food Preparation | Natural Gas | Double Rack Oven | E7 | Utility - Cost of Equipment | 0 | 0 | 0 | 0 | 0 | 0 | 0 | 0 | 0 | 0 | 0 | 0 | 0 | 0 | 0 | 0 | 0 | 0 | 0 | 0 | 0 | 0 | 0 | 0 | 0 | 0 | 0
F4_Commercial_Office_New_Food Preparation_Natural Gas_Double Rack Oven_E8 | F4 | Commercial | Office | New | Food Preparation | Natural Gas | Double Rack Oven | E8 | Utility - Cost of Equipment | 0 | 0 | 0 | 0 | 0 | 0 | 0 | 0 | 0 | 0 | 0 | 0 | 0 | 0 | 0 | 0 | 0 | 0 | 0 | 0 | 0 | 0 | 0 | 0 | 0 | 0 | 0
F4_Commercial_Office_New_Food Preparation_Natural Gas_Double Rack Oven_E9 | F4 | Commercial | Office | New | Food Preparation | Natural Gas | Double Rack Oven | E9 | Utility - Cost of Equipment | 0 | 0 | 0 | 0 | 0 | 0 | 0 | 0 | 0 | 0 | 0 | 0 | 0 | 0 | 0 | 0 | 0 | 0 | 0 | 0 | 0 | 0 | 0 | 0 | 0 | 0 | 0
F4_Commercial_Office_New_Food Preparation_Natural Gas_Double Rack Oven_E10 | F4 | Commercial | Office | New | Food Preparation | Natural Gas | Double Rack Oven | E10 | Utility - Cost of Equipment | 0 | 0 | 0 | 0 | 0 | 0 | 0 | 0 | 0 | 0 | 0 | 0 | 0 | 0 | 0 | 0 | 0 | 0 | 0 | 0 | 0 | 0 | 0 | 0 | 0 | 0 | 0
F5_Commercial_Office_New_Food Preparation_Natural Gas_Double Rack Oven_E1 | F5 | Commercial | Office | New | Food Preparation | Natural Gas | Double Rack Oven | E1 | Utility - Cost of Operation | 0.15145 | 0.14983 | 0.14827 | 0.14677 | 0.14714 | 0.14873 | 0.15104 | 0.15361 | 0.15608 | 0.1582 | 0.15992 | 0.16115 | 0.16185 | 0.16177 | 0.16089 | 0.15921 | 0.15674 | 0.15363 | 0.14992 | 0.14551 | 0.14033 | 0.13437 | 0.12908 | 0.12568 | 0.12425 | 0.12486 | 0.12548
F5_Commercial_Office_New_Food Preparation_Natural Gas_Double Rack Oven_E2 | F5 | Commercial | Office | New | Food Preparation | Natural Gas | Double Rack Oven | E2 | Utility - Cost of Operation | 0.089089 | 0.088136 | 0.087216 | 0.086336 | 0.086553 | 0.087487 | 0.088844 | 0.090357 | 0.091814 | 0.093057 | 0.094069 | 0.094793 | 0.095204 | 0.095158 | 0.094642 | 0.093651 | 0.092201 | 0.090373 | 0.088189 | 0.085593 | 0.082549 | 0.079041 | 0.07593 | 0.073931 | 0.073091 | 0.073449 | 0.073809
F5_Commercial_Office_New_Food Preparation_Natural Gas_Double Rack Oven_E3 | F5 | Commercial | Office | New | Food Preparation | Natural Gas | Double Rack Oven | E3 | Utility - Cost of Operation | 0 | 0 | 0 | 0 | 0 | 0 | 0 | 0 | 0 | 0 | 0 | 0 | 0 | 0 | 0 | 0 | 0 | 0 | 0 | 0 | 0 | 0 | 0 | 0 | 0 | 0 | 0
F5_Commercial_Office_New_Food Preparation_Natural Gas_Double Rack Oven_E4 | F5 | Commercial | Office | New | Food Preparation | Natural Gas | Double Rack Oven | E4 | Utility - Cost of Operation | 0 | 0 | 0 | 0 | 0 | 0 | 0 | 0 | 0 | 0 | 0 | 0 | 0 | 0 | 0 | 0 | 0 | 0 | 0 | 0 | 0 | 0 | 0 | 0 | 0 | 0 | 0
F5_Commercial_Office_New_Food Preparation_Natural Gas_Double Rack Oven_E5 | F5 | Commercial | Office | New | Food Preparation | Natural Gas | Double Rack Oven | E5 | Utility - Cost of Operation | 0 | 0 | 0 | 0 | 0 | 0 | 0 | 0 | 0 | 0 | 0 | 0 | 0 | 0 | 0 | 0 | 0 | 0 | 0 | 0 | 0 | 0 | 0 | 0 | 0 | 0 | 0
F5_Commercial_Office_New_Food Preparation_Natural Gas_Double Rack Oven_E6 | F5 | Commercial | Office | New | Food Preparation | Natural Gas | Double Rack Oven | E6 | Utility - Cost of Operation | 0 | 0 | 0 | 0 | 0 | 0 | 0 | 0 | 0 | 0 | 0 | 0 | 0 | 0 | 0 | 0 | 0 | 0 | 0 | 0 | 0 | 0 | 0 | 0 | 0 | 0 | 0
F5_Commercial_Office_New_Food Preparation_Natural Gas_Double Rack Oven_E7 | F5 | Commercial | Office | New | Food Preparation | Natural Gas | Double Rack Oven | E7 | Utility - Cost of Operation | 0 | 0 | 0 | 0 | 0 | 0 | 0 | 0 | 0 | 0 | 0 | 0 | 0 | 0 | 0 | 0 | 0 | 0 | 0 | 0 | 0 | 0 | 0 | 0 | 0 | 0 | 0
F5_Commercial_Office_New_Food Preparation_Natural Gas_Double Rack Oven_E8 | F5 | Commercial | Office | New | Food Preparation | Natural Gas | Double Rack Oven | E8 | Utility - Cost of Operation | 0 | 0 | 0 | 0 | 0 | 0 | 0 | 0 | 0 | 0 | 0 | 0 | 0 | 0 | 0 | 0 | 0 | 0 | 0 | 0 | 0 | 0 | 0 | 0 | 0 | 0 | 0
F5_Commercial_Office_New_Food Preparation_Natural Gas_Double Rack Oven_E9 | F5 | Commercial | Office | New | Food Preparation | Natural Gas | Double Rack Oven | E9 | Utility - Cost of Operation | 0 | 0 | 0 | 0 | 0 | 0 | 0 | 0 | 0 | 0 | 0 | 0 | 0 | 0 | 0 | 0 | 0 | 0 | 0 | 0 | 0 | 0 | 0 | 0 | 0 | 0 | 0
F5_Commercial_Office_New_Food Preparation_Natural Gas_Double Rack Oven_E10 | F5 | Commercial | Office | New | Food Preparation | Natural Gas | Double Rack Oven | E10 | Utility - Cost of Operation | 0 | 0 | 0 | 0 | 0 | 0 | 0 | 0 | 0 | 0 | 0 | 0 | 0 | 0 | 0 | 0 | 0 | 0 | 0 | 0 | 0 | 0 | 0 | 0 | 0 | 0 | 0
F6_Commercial_Office_New_Food Preparation_Natural Gas_Double Rack Oven_E1 | F6 | Commercial | Office | New | Food Preparation | Natural Gas | Double Rack Oven | E1 | Utility - Value of Sales | 0 | 0 | 0 | 0 | 0 | 0 | 0 | 0 | 0 | 0 | 0 | 0 | 0 | 0 | 0 | 0 | 0 | 0 | 0 | 0 | 0 | 0 | 0 | 0 | 0 | 0 | 0
F6_Commercial_Office_New_Food Preparation_Natural Gas_Double Rack Oven_E2 | F6 | Commercial | Office | New | Food Preparation | Natural Gas | Double Rack Oven | E2 | Utility - Value of Sales | 0 | 0 | 0 | 0 | 0 | 0 | 0 | 0 | 0 | 0 | 0 | 0 | 0 | 0 | 0 | 0 | 0 | 0 | 0 | 0 | 0 | 0 | 0 | 0 | 0 | 0 | 0
F6_Commercial_Office_New_Food Preparation_Natural Gas_Double Rack Oven_E3 | F6 | Commercial | Office | New | Food Preparation | Natural Gas | Double Rack Oven | E3 | Utility - Value of Sales | 0 | 0 | 0 | 0 | 0 | 0 | 0 | 0 | 0 | 0 | 0 | 0 | 0 | 0 | 0 | 0 | 0 | 0 | 0 | 0 | 0 | 0 | 0 | 0 | 0 | 0 | 0
F6_Commercial_Office_New_Food Preparation_Natural Gas_Double Rack Oven_E4 | F6 | Commercial | Office | New | Food Preparation | Natural Gas | Double Rack Oven | E4 | Utility - Value of Sales | 0 | 0 | 0 | 0 | 0 | 0 | 0 | 0 | 0 | 0 | 0 | 0 | 0 | 0 | 0 | 0 | 0 | 0 | 0 | 0 | 0 | 0 | 0 | 0 | 0 | 0 | 0
F6_Commercial_Office_New_Food Preparation_Natural Gas_Double Rack Oven_E5 | F6 | Commercial | Office | New | Food Preparation | Natural Gas | Double Rack Oven | E5 | Utility - Value of Sales | 0 | 0 | 0 | 0 | 0 | 0 | 0 | 0 | 0 | 0 | 0 | 0 | 0 | 0 | 0 | 0 | 0 | 0 | 0 | 0 | 0 | 0 | 0 | 0 | 0 | 0 | 0
F6_Commercial_Office_New_Food Preparation_Natural Gas_Double Rack Oven_E6 | F6 | Commercial | Office | New | Food Preparation | Natural Gas | Double Rack Oven | E6 | Utility - Value of Sales | 0 | 0 | 0 | 0 | 0 | 0 | 0 | 0 | 0 | 0 | 0 | 0 | 0 | 0 | 0 | 0 | 0 | 0 | 0 | 0 | 0 | 0 | 0 | 0 | 0 | 0 | 0
F6_Commercial_Office_New_Food Preparation_Natural Gas_Double Rack Oven_E7 | F6 | Commercial | Office | New | Food Preparation | Natural Gas | Double Rack Oven | E7 | Utility - Value of Sales | 0 | 0 | 0 | 0 | 0 | 0 | 0 | 0 | 0 | 0 | 0 | 0 | 0 | 0 | 0 | 0 | 0 | 0 | 0 | 0 | 0 | 0 | 0 | 0 | 0 | 0 | 0
F6_Commercial_Office_New_Food Preparation_Natural Gas_Double Rack Oven_E8 | F6 | Commercial | Office | New | Food Preparation | Natural Gas | Double Rack Oven | E8 | Utility - Value of Sales | 0 | 0 | 0 | 0 | 0 | 0 | 0 | 0 | 0 | 0 | 0 | 0 | 0 | 0 | 0 | 0 | 0 | 0 | 0 | 0 | 0 | 0 | 0 | 0 | 0 | 0 | 0
F6_Commercial_Office_New_Food Preparation_Natural Gas_Double Rack Oven_E9 | F6 | Commercial | Office | New | Food Preparation | Natural Gas | Double Rack Oven | E9 | Utility - Value of Sales | 0 | 0 | 0 | 0 | 0 | 0 | 0 | 0 | 0 | 0 | 0 | 0 | 0 | 0 | 0 | 0 | 0 | 0 | 0 | 0 | 0 | 0 | 0 | 0 | 0 | 0 | 0
F6_Commercial_Office_New_Food Preparation_Natural Gas_Double Rack Oven_E10 | F6 | Commercial | Office | New | Food Preparation | Natural Gas | Double Rack Oven | E10 | Utility - Value of Sales | 0 | 0 | 0 | 0 | 0 | 0 | 0 | 0 | 0 | 0 | 0 | 0 | 0 | 0 | 0 | 0 | 0 | 0 | 0 | 0 | 0 | 0 | 0 | 0 | 0 | 0 | 0
F1_Commercial_Office_New_Food Preparation_Natural Gas_Fryer_E1 | F1 | Commercial | Office | New | Food Preparation | Natural Gas | Fryer | E1 | RVT - Cost of Equipment | 0.030497 | 0 | 0 | 0 | 0 | 0 | 0 | 0 | 0 | 0 | 0 | 0 | 0 | 0 | 0 | 0 | 0 | 0 | 0 | 0 | 0 | 0 | 0 | 0 | 0 | 0 | 0
F1_Commercial_Office_New_Food Preparation_Natural Gas_Fryer_E2 | F1 | Commercial | Office | New | Food Preparation | Natural Gas | Fryer | E2 | RVT - Cost of Equipment | 0.038335 | 0.038335 | 0.038335 | 0.038335 | 0.038335 | 0.038335 | 0.038335 | 0.038335 | 0.038335 | 0.038335 | 0.038335 | 0.038335 | 0.038335 | 0.038335 | 0.038335 | 0.038335 | 0.038335 | 0.038335 | 0.038335 | 0.038335 | 0.038335 | 0.038335 | 0.038335 | 0.038335 | 0.038335 | 0.038335 | 0.038335
F1_Commercial_Office_New_Food Preparation_Natural Gas_Fryer_E3 | F1 | Commercial | Office | New | Food Preparation | Natural Gas | Fryer | E3 | RVT - Cost of Equipment | 0 | 0 | 0 | 0 | 0 | 0 | 0 | 0 | 0 | 0 | 0 | 0 | 0 | 0 | 0 | 0 | 0 | 0 | 0 | 0 | 0 | 0 | 0 | 0 | 0 | 0 | 0
F1_Commercial_Office_New_Food Preparation_Natural Gas_Fryer_E4 | F1 | Commercial | Office | New | Food Preparation | Natural Gas | Fryer | E4 | RVT - Cost of Equipment | 0 | 0 | 0 | 0 | 0 | 0 | 0 | 0 | 0 | 0 | 0 | 0 | 0 | 0 | 0 | 0 | 0 | 0 | 0 | 0 | 0 | 0 | 0 | 0 | 0 | 0 | 0
F1_Commercial_Office_New_Food Preparation_Natural Gas_Fryer_E5 | F1 | Commercial | Office | New | Food Preparation | Natural Gas | Fryer | E5 | RVT - Cost of Equipment | 0 | 0 | 0 | 0 | 0 | 0 | 0 | 0 | 0 | 0 | 0 | 0 | 0 | 0 | 0 | 0 | 0 | 0 | 0 | 0 | 0 | 0 | 0 | 0 | 0 | 0 | 0
F1_Commercial_Office_New_Food Preparation_Natural Gas_Fryer_E6 | F1 | Commercial | Office | New | Food Preparation | Natural Gas | Fryer | E6 | RVT - Cost of Equipment | 0 | 0 | 0 | 0 | 0 | 0 | 0 | 0 | 0 | 0 | 0 | 0 | 0 | 0 | 0 | 0 | 0 | 0 | 0 | 0 | 0 | 0 | 0 | 0 | 0 | 0 | 0
F1_Commercial_Office_New_Food Preparation_Natural Gas_Fryer_E7 | F1 | Commercial | Office | New | Food Preparation | Natural Gas | Fryer | E7 | RVT - Cost of Equipment | 0 | 0 | 0 | 0 | 0 | 0 | 0 | 0 | 0 | 0 | 0 | 0 | 0 | 0 | 0 | 0 | 0 | 0 | 0 | 0 | 0 | 0 | 0 | 0 | 0 | 0 | 0
F1_Commercial_Office_New_Food Preparation_Natural Gas_Fryer_E8 | F1 | Commercial | Office | New | Food Preparation | Natural Gas | Fryer | E8 | RVT - Cost of Equipment | 0 | 0 | 0 | 0 | 0 | 0 | 0 | 0 | 0 | 0 | 0 | 0 | 0 | 0 | 0 | 0 | 0 | 0 | 0 | 0 | 0 | 0 | 0 | 0 | 0 | 0 | 0
F1_Commercial_Office_New_Food Preparation_Natural Gas_Fryer_E9 | F1 | Commercial | Office | New | Food Preparation | Natural Gas | Fryer | E9 | RVT - Cost of Equipment | 0 | 0 | 0 | 0 | 0 | 0 | 0 | 0 | 0 | 0 | 0 | 0 | 0 | 0 | 0 | 0 | 0 | 0 | 0 | 0 | 0 | 0 | 0 | 0 | 0 | 0 | 0
F1_Commercial_Office_New_Food Preparation_Natural Gas_Fryer_E10 | F1 | Commercial | Office | New | Food Preparation | Natural Gas | Fryer | E10 | RVT - Cost of Equipment | 0 | 0 | 0 | 0 | 0 | 0 | 0 | 0 | 0 | 0 | 0 | 0 | 0 | 0 | 0 | 0 | 0 | 0 | 0 | 0 | 0 | 0 | 0 | 0 | 0 | 0 | 0
F2_Commercial_Office_New_Food Preparation_Natural Gas_Fryer_E1 | F2 | Commercial | Office | New | Food Preparation | Natural Gas | Fryer | E1 | RVT - Cost of Operation | 0 | 0 | 0 | 0 | 0 | 0 | 0 | 0 | 0 | 0 | 0 | 0 | 0 | 0 | 0 | 0 | 0 | 0 | 0 | 0 | 0 | 0 | 0 | 0 | 0 | 0 | 0
F2_Commercial_Office_New_Food Preparation_Natural Gas_Fryer_E2 | F2 | Commercial | Office | New | Food Preparation | Natural Gas | Fryer | E2 | RVT - Cost of Operation | 0 | 0 | 0 | 0 | 0 | 0 | 0 | 0 | 0 | 0 | 0 | 0 | 0 | 0 | 0 | 0 | 0 | 0 | 0 | 0 | 0 | 0 | 0 | 0 | 0 | 0 | 0
F2_Commercial_Office_New_Food Preparation_Natural Gas_Fryer_E3 | F2 | Commercial | Office | New | Food Preparation | Natural Gas | Fryer | E3 | RVT - Cost of Operation | 0 | 0 | 0 | 0 | 0 | 0 | 0 | 0 | 0 | 0 | 0 | 0 | 0 | 0 | 0 | 0 | 0 | 0 | 0 | 0 | 0 | 0 | 0 | 0 | 0 | 0 | 0
F2_Commercial_Office_New_Food Preparation_Natural Gas_Fryer_E4 | F2 | Commercial | Office | New | Food Preparation | Natural Gas | Fryer | E4 | RVT - Cost of Operation | 0 | 0 | 0 | 0 | 0 | 0 | 0 | 0 | 0 | 0 | 0 | 0 | 0 | 0 | 0 | 0 | 0 | 0 | 0 | 0 | 0 | 0 | 0 | 0 | 0 | 0 | 0
F2_Commercial_Office_New_Food Preparation_Natural Gas_Fryer_E5 | F2 | Commercial | Office | New | Food Preparation | Natural Gas | Fryer | E5 | RVT - Cost of Operation | 0 | 0 | 0 | 0 | 0 | 0 | 0 | 0 | 0 | 0 | 0 | 0 | 0 | 0 | 0 | 0 | 0 | 0 | 0 | 0 | 0 | 0 | 0 | 0 | 0 | 0 | 0
F2_Commercial_Office_New_Food Preparation_Natural Gas_Fryer_E6 | F2 | Commercial | Office | New | Food Preparation | Natural Gas | Fryer | E6 | RVT - Cost of Operation | 0 | 0 | 0 | 0 | 0 | 0 | 0 | 0 | 0 | 0 | 0 | 0 | 0 | 0 | 0 | 0 | 0 | 0 | 0 | 0 | 0 | 0 | 0 | 0 | 0 | 0 | 0
F2_Commercial_Office_New_Food Preparation_Natural Gas_Fryer_E7 | F2 | Commercial | Office | New | Food Preparation | Natural Gas | Fryer | E7 | RVT - Cost of Operation | 0 | 0 | 0 | 0 | 0 | 0 | 0 | 0 | 0 | 0 | 0 | 0 | 0 | 0 | 0 | 0 | 0 | 0 | 0 | 0 | 0 | 0 | 0 | 0 | 0 | 0 | 0
F2_Commercial_Office_New_Food Preparation_Natural Gas_Fryer_E8 | F2 | Commercial | Office | New | Food Preparation | Natural Gas | Fryer | E8 | RVT - Cost of Operation | 0 | 0 | 0 | 0 | 0 | 0 | 0 | 0 | 0 | 0 | 0 | 0 | 0 | 0 | 0 | 0 | 0 | 0 | 0 | 0 | 0 | 0 | 0 | 0 | 0 | 0 | 0
F2_Commercial_Office_New_Food Preparation_Natural Gas_Fryer_E9 | F2 | Commercial | Office | New | Food Preparation | Natural Gas | Fryer | E9 | RVT - Cost of Operation | 0 | 0 | 0 | 0 | 0 | 0 | 0 | 0 | 0 | 0 | 0 | 0 | 0 | 0 | 0 | 0 | 0 | 0 | 0 | 0 | 0 | 0 | 0 | 0 | 0 | 0 | 0
F2_Commercial_Office_New_Food Preparation_Natural Gas_Fryer_E10 | F2 | Commercial | Office | New | Food Preparation | Natural Gas | Fryer | E10 | RVT - Cost of Operation | 0 | 0 | 0 | 0 | 0 | 0 | 0 | 0 | 0 | 0 | 0 | 0 | 0 | 0 | 0 | 0 | 0 | 0 | 0 | 0 | 0 | 0 | 0 | 0 | 0 | 0 | 0
F3_Commercial_Office_New_Food Preparation_Natural Gas_Fryer_E1 | F3 | Commercial | Office | New | Food Preparation | Natural Gas | Fryer | E1 | System - kBTUs of Consumption | 5.6859 | 0 | 0 | 0 | 0 | 0 | 0 | 0 | 0 | 0 | 0 | 0 | 0 | 0 | 0 | 0 | 0 | 0 | 0 | 0 | 0 | 0 | 0 | 0 | 0 | 0 | 0
F3_Commercial_Office_New_Food Preparation_Natural Gas_Fryer_E2 | F3 | Commercial | Office | New | Food Preparation | Natural Gas | Fryer | E2 | System - kBTUs of Consumption | 3.5144 | 3.5144 | 3.5144 | 3.5144 | 3.5144 | 3.5144 | 3.5144 | 3.5144 | 3.5144 | 3.5144 | 3.5144 | 3.5144 | 3.5144 | 3.5144 | 3.5144 | 3.5144 | 3.5144 | 3.5144 | 3.5144 | 3.5144 | 3.5144 | 3.5144 | 3.5144 | 3.5144 | 3.5144 | 3.5144 | 3.5144
F3_Commercial_Office_New_Food Preparation_Natural Gas_Fryer_E3 | F3 | Commercial | Office | New | Food Preparation | Natural Gas | Fryer | E3 | System - kBTUs of Consumption | 0 | 0 | 0 | 0 | 0 | 0 | 0 | 0 | 0 | 0 | 0 | 0 | 0 | 0 | 0 | 0 | 0 | 0 | 0 | 0 | 0 | 0 | 0 | 0 | 0 | 0 | 0
F3_Commercial_Office_New_Food Preparation_Natural Gas_Fryer_E4 | F3 | Commercial | Office | New | Food Preparation | Natural Gas | Fryer | E4 | System - kBTUs of Consumption | 0 | 0 | 0 | 0 | 0 | 0 | 0 | 0 | 0 | 0 | 0 | 0 | 0 | 0 | 0 | 0 | 0 | 0 | 0 | 0 | 0 | 0 | 0 | 0 | 0 | 0 | 0
F3_Commercial_Office_New_Food Preparation_Natural Gas_Fryer_E5 | F3 | Commercial | Office | New | Food Preparation | Natural Gas | Fryer | E5 | System - kBTUs of Consumption | 0 | 0 | 0 | 0 | 0 | 0 | 0 | 0 | 0 | 0 | 0 | 0 | 0 | 0 | 0 | 0 | 0 | 0 | 0 | 0 | 0 | 0 | 0 | 0 | 0 | 0 | 0
F3_Commercial_Office_New_Food Preparation_Natural Gas_Fryer_E6 | F3 | Commercial | Office | New | Food Preparation | Natural Gas | Fryer | E6 | System - kBTUs of Consumption | 0 | 0 | 0 | 0 | 0 | 0 | 0 | 0 | 0 | 0 | 0 | 0 | 0 | 0 | 0 | 0 | 0 | 0 | 0 | 0 | 0 | 0 | 0 | 0 | 0 | 0 | 0
F3_Commercial_Office_New_Food Preparation_Natural Gas_Fryer_E7 | F3 | Commercial | Office | New | Food Preparation | Natural Gas | Fryer | E7 | System - kBTUs of Consumption | 0 | 0 | 0 | 0 | 0 | 0 | 0 | 0 | 0 | 0 | 0 | 0 | 0 | 0 | 0 | 0 | 0 | 0 | 0 | 0 | 0 | 0 | 0 | 0 | 0 | 0 | 0
F3_Commercial_Office_New_Food Preparation_Natural Gas_Fryer_E8 | F3 | Commercial | Office | New | Food Preparation | Natural Gas | Fryer | E8 | System - kBTUs of Consumption | 0 | 0 | 0 | 0 | 0 | 0 | 0 | 0 | 0 | 0 | 0 | 0 | 0 | 0 | 0 | 0 | 0 | 0 | 0 | 0 | 0 | 0 | 0 | 0 | 0 | 0 | 0
F3_Commercial_Office_New_Food Preparation_Natural Gas_Fryer_E9 | F3 | Commercial | Office | New | Food Preparation | Natural Gas | Fryer | E9 | System - kBTUs of Consumption | 0 | 0 | 0 | 0 | 0 | 0 | 0 | 0 | 0 | 0 | 0 | 0 | 0 | 0 | 0 | 0 | 0 | 0 | 0 | 0 | 0 | 0 | 0 | 0 | 0 | 0 | 0
F3_Commercial_Office_New_Food Preparation_Natural Gas_Fryer_E10 | F3 | Commercial | Office | New | Food Preparation | Natural Gas | Fryer | E10 | System - kBTUs of Consumption | 0 | 0 | 0 | 0 | 0 | 0 | 0 | 0 | 0 | 0 | 0 | 0 | 0 | 0 | 0 | 0 | 0 | 0 | 0 | 0 | 0 | 0 | 0 | 0 | 0 | 0 | 0
F4_Commercial_Office_New_Food Preparation_Natural Gas_Fryer_E1 | F4 | Commercial | Office | New | Food Preparation | Natural Gas | Fryer | E1 | Utility - Cost of Equipment | 0.030497 | 0 | 0 | 0 | 0 | 0 | 0 | 0 | 0 | 0 | 0 | 0 | 0 | 0 | 0 | 0 | 0 | 0 | 0 | 0 | 0 | 0 | 0 | 0 | 0 | 0 | 0
F4_Commercial_Office_New_Food Preparation_Natural Gas_Fryer_E2 | F4 | Commercial | Office | New | Food Preparation | Natural Gas | Fryer | E2 | Utility - Cost of Equipment | 0.038335 | 0.038335 | 0.038335 | 0.038335 | 0.038335 | 0.038335 | 0.038335 | 0.038335 | 0.038335 | 0.038335 | 0.038335 | 0.038335 | 0.038335 | 0.038335 | 0.038335 | 0.038335 | 0.038335 | 0.038335 | 0.038335 | 0.038335 | 0.038335 | 0.038335 | 0.038335 | 0.038335 | 0.038335 | 0.038335 | 0.038335
F4_Commercial_Office_New_Food Preparation_Natural Gas_Fryer_E3 | F4 | Commercial | Office | New | Food Preparation | Natural Gas | Fryer | E3 | Utility - Cost of Equipment | 0 | 0 | 0 | 0 | 0 | 0 | 0 | 0 | 0 | 0 | 0 | 0 | 0 | 0 | 0 | 0 | 0 | 0 | 0 | 0 | 0 | 0 | 0 | 0 | 0 | 0 | 0
F4_Commercial_Office_New_Food Preparation_Natural Gas_Fryer_E4 | F4 | Commercial | Office | New | Food Preparation | Natural Gas | Fryer | E4 | Utility - Cost of Equipment | 0 | 0 | 0 | 0 | 0 | 0 | 0 | 0 | 0 | 0 | 0 | 0 | 0 | 0 | 0 | 0 | 0 | 0 | 0 | 0 | 0 | 0 | 0 | 0 | 0 | 0 | 0
F4_Commercial_Office_New_Food Preparation_Natural Gas_Fryer_E5 | F4 | Commercial | Office | New | Food Preparation | Natural Gas | Fryer | E5 | Utility - Cost of Equipment | 0 | 0 | 0 | 0 | 0 | 0 | 0 | 0 | 0 | 0 | 0 | 0 | 0 | 0 | 0 | 0 | 0 | 0 | 0 | 0 | 0 | 0 | 0 | 0 | 0 | 0 | 0
F4_Commercial_Office_New_Food Preparation_Natural Gas_Fryer_E6 | F4 | Commercial | Office | New | Food Preparation | Natural Gas | Fryer | E6 | Utility - Cost of Equipment | 0 | 0 | 0 | 0 | 0 | 0 | 0 | 0 | 0 | 0 | 0 | 0 | 0 | 0 | 0 | 0 | 0 | 0 | 0 | 0 | 0 | 0 | 0 | 0 | 0 | 0 | 0
F4_Commercial_Office_New_Food Preparation_Natural Gas_Fryer_E7 | F4 | Commercial | Office | New | Food Preparation | Natural Gas | Fryer | E7 | Utility - Cost of Equipment | 0 | 0 | 0 | 0 | 0 | 0 | 0 | 0 | 0 | 0 | 0 | 0 | 0 | 0 | 0 | 0 | 0 | 0 | 0 | 0 | 0 | 0 | 0 | 0 | 0 | 0 | 0
F4_Commercial_Office_New_Food Preparation_Natural Gas_Fryer_E8 | F4 | Commercial | Office | New | Food Preparation | Natural Gas | Fryer | E8 | Utility - Cost of Equipment | 0 | 0 | 0 | 0 | 0 | 0 | 0 | 0 | 0 | 0 | 0 | 0 | 0 | 0 | 0 | 0 | 0 | 0 | 0 | 0 | 0 | 0 | 0 | 0 | 0 | 0 | 0
F4_Commercial_Office_New_Food Preparation_Natural Gas_Fryer_E9 | F4 | Commercial | Office | New | Food Preparation | Natural Gas | Fryer | E9 | Utility - Cost of Equipment | 0 | 0 | 0 | 0 | 0 | 0 | 0 | 0 | 0 | 0 | 0 | 0 | 0 | 0 | 0 | 0 | 0 | 0 | 0 | 0 | 0 | 0 | 0 | 0 | 0 | 0 | 0
F4_Commercial_Office_New_Food Preparation_Natural Gas_Fryer_E10 | F4 | Commercial | Office | New | Food Preparation | Natural Gas | Fryer | E10 | Utility - Cost of Equipment | 0 | 0 | 0 | 0 | 0 | 0 | 0 | 0 | 0 | 0 | 0 | 0 | 0 | 0 | 0 | 0 | 0 | 0 | 0 | 0 | 0 | 0 | 0 | 0 | 0 | 0 | 0
F5_Commercial_Office_New_Food Preparation_Natural Gas_Fryer_E1 | F5 | Commercial | Office | New | Food Preparation | Natural Gas | Fryer | E1 | Utility - Cost of Operation | 0.078336 | 0 | 0 | 0 | 0 | 0 | 0 | 0 | 0 | 0 | 0 | 0 | 0 | 0 | 0 | 0 | 0 | 0 | 0 | 0 | 0 | 0 | 0 | 0 | 0 | 0 | 0
F5_Commercial_Office_New_Food Preparation_Natural Gas_Fryer_E2 | F5 | Commercial | Office | New | Food Preparation | Natural Gas | Fryer | E2 | Utility - Cost of Operation | 0.048419 | 0.047598 | 0.046794 | 0.04601 | 0.045941 | 0.046335 | 0.047024 | 0.047872 | 0.048789 | 0.049727 | 0.050702 | 0.051655 | 0.052497 | 0.053053 | 0.053222 | 0.052935 | 0.052176 | 0.051032 | 0.049556 | 0.04781 | 0.045769 | 0.043422 | 0.041337 | 0.039982 | 0.039387 | 0.03958 | 0.039774
F5_Commercial_Office_New_Food Preparation_Natural Gas_Fryer_E3 | F5 | Commercial | Office | New | Food Preparation | Natural Gas | Fryer | E3 | Utility - Cost of Operation | 0 | 0 | 0 | 0 | 0 | 0 | 0 | 0 | 0 | 0 | 0 | 0 | 0 | 0 | 0 | 0 | 0 | 0 | 0 | 0 | 0 | 0 | 0 | 0 | 0 | 0 | 0
F5_Commercial_Office_New_Food Preparation_Natural Gas_Fryer_E4 | F5 | Commercial | Office | New | Food Preparation | Natural Gas | Fryer | E4 | Utility - Cost of Operation | 0 | 0 | 0 | 0 | 0 | 0 | 0 | 0 | 0 | 0 | 0 | 0 | 0 | 0 | 0 | 0 | 0 | 0 | 0 | 0 | 0 | 0 | 0 | 0 | 0 | 0 | 0
F5_Commercial_Office_New_Food Preparation_Natural Gas_Fryer_E5 | F5 | Commercial | Office | New | Food Preparation | Natural Gas | Fryer | E5 | Utility - Cost of Operation | 0 | 0 | 0 | 0 | 0 | 0 | 0 | 0 | 0 | 0 | 0 | 0 | 0 | 0 | 0 | 0 | 0 | 0 | 0 | 0 | 0 | 0 | 0 | 0 | 0 | 0 | 0
F5_Commercial_Office_New_Food Preparation_Natural Gas_Fryer_E6 | F5 | Commercial | Office | New | Food Preparation | Natural Gas | Fryer | E6 | Utility - Cost of Operation | 0 | 0 | 0 | 0 | 0 | 0 | 0 | 0 | 0 | 0 | 0 | 0 | 0 | 0 | 0 | 0 | 0 | 0 | 0 | 0 | 0 | 0 | 0 | 0 | 0 | 0 | 0
F5_Commercial_Office_New_Food Preparation_Natural Gas_Fryer_E7 | F5 | Commercial | Office | New | Food Preparation | Natural Gas | Fryer | E7 | Utility - Cost of Operation | 0 | 0 | 0 | 0 | 0 | 0 | 0 | 0 | 0 | 0 | 0 | 0 | 0 | 0 | 0 | 0 | 0 | 0 | 0 | 0 | 0 | 0 | 0 | 0 | 0 | 0 | 0
F5_Commercial_Office_New_Food Preparation_Natural Gas_Fryer_E8 | F5 | Commercial | Office | New | Food Preparation | Natural Gas | Fryer | E8 | Utility - Cost of Operation | 0 | 0 | 0 | 0 | 0 | 0 | 0 | 0 | 0 | 0 | 0 | 0 | 0 | 0 | 0 | 0 | 0 | 0 | 0 | 0 | 0 | 0 | 0 | 0 | 0 | 0 | 0
F5_Commercial_Office_New_Food Preparation_Natural Gas_Fryer_E9 | F5 | Commercial | Office | New | Food Preparation | Natural Gas | Fryer | E9 | Utility - Cost of Operation | 0 | 0 | 0 | 0 | 0 | 0 | 0 | 0 | 0 | 0 | 0 | 0 | 0 | 0 | 0 | 0 | 0 | 0 | 0 | 0 | 0 | 0 | 0 | 0 | 0 | 0 | 0
F5_Commercial_Office_New_Food Preparation_Natural Gas_Fryer_E10 | F5 | Commercial | Office | New | Food Preparation | Natural Gas | Fryer | E10 | Utility - Cost of Operation | 0 | 0 | 0 | 0 | 0 | 0 | 0 | 0 | 0 | 0 | 0 | 0 | 0 | 0 | 0 | 0 | 0 | 0 | 0 | 0 | 0 | 0 | 0 | 0 | 0 | 0 | 0
F6_Commercial_Office_New_Food Preparation_Natural Gas_Fryer_E1 | F6 | Commercial | Office | New | Food Preparation | Natural Gas | Fryer | E1 | Utility - Value of Sales | 0 | 0 | 0 | 0 | 0 | 0 | 0 | 0 | 0 | 0 | 0 | 0 | 0 | 0 | 0 | 0 | 0 | 0 | 0 | 0 | 0 | 0 | 0 | 0 | 0 | 0 | 0
F6_Commercial_Office_New_Food Preparation_Natural Gas_Fryer_E2 | F6 | Commercial | Office | New | Food Preparation | Natural Gas | Fryer | E2 | Utility - Value of Sales | 0 | 0 | 0 | 0 | 0 | 0 | 0 | 0 | 0 | 0 | 0 | 0 | 0 | 0 | 0 | 0 | 0 | 0 | 0 | 0 | 0 | 0 | 0 | 0 | 0 | 0 | 0
F6_Commercial_Office_New_Food Preparation_Natural Gas_Fryer_E3 | F6 | Commercial | Office | New | Food Preparation | Natural Gas | Fryer | E3 | Utility - Value of Sales | 0 | 0 | 0 | 0 | 0 | 0 | 0 | 0 | 0 | 0 | 0 | 0 | 0 | 0 | 0 | 0 | 0 | 0 | 0 | 0 | 0 | 0 | 0 | 0 | 0 | 0 | 0
F6_Commercial_Office_New_Food Preparation_Natural Gas_Fryer_E4 | F6 | Commercial | Office | New | Food Preparation | Natural Gas | Fryer | E4 | Utility - Value of Sales | 0 | 0 | 0 | 0 | 0 | 0 | 0 | 0 | 0 | 0 | 0 | 0 | 0 | 0 | 0 | 0 | 0 | 0 | 0 | 0 | 0 | 0 | 0 | 0 | 0 | 0 | 0
F6_Commercial_Office_New_Food Preparation_Natural Gas_Fryer_E5 | F6 | Commercial | Office | New | Food Preparation | Natural Gas | Fryer | E5 | Utility - Value of Sales | 0 | 0 | 0 | 0 | 0 | 0 | 0 | 0 | 0 | 0 | 0 | 0 | 0 | 0 | 0 | 0 | 0 | 0 | 0 | 0 | 0 | 0 | 0 | 0 | 0 | 0 | 0
F6_Commercial_Office_New_Food Preparation_Natural Gas_Fryer_E6 | F6 | Commercial | Office | New | Food Preparation | Natural Gas | Fryer | E6 | Utility - Value of Sales | 0 | 0 | 0 | 0 | 0 | 0 | 0 | 0 | 0 | 0 | 0 | 0 | 0 | 0 | 0 | 0 | 0 | 0 | 0 | 0 | 0 | 0 | 0 | 0 | 0 | 0 | 0
F6_Commercial_Office_New_Food Preparation_Natural Gas_Fryer_E7 | F6 | Commercial | Office | New | Food Preparation | Natural Gas | Fryer | E7 | Utility - Value of Sales | 0 | 0 | 0 | 0 | 0 | 0 | 0 | 0 | 0 | 0 | 0 | 0 | 0 | 0 | 0 | 0 | 0 | 0 | 0 | 0 | 0 | 0 | 0 | 0 | 0 | 0 | 0
F6_Commercial_Office_New_Food Preparation_Natural Gas_Fryer_E8 | F6 | Commercial | Office | New | Food Preparation | Natural Gas | Fryer | E8 | Utility - Value of Sales | 0 | 0 | 0 | 0 | 0 | 0 | 0 | 0 | 0 | 0 | 0 | 0 | 0 | 0 | 0 | 0 | 0 | 0 | 0 | 0 | 0 | 0 | 0 | 0 | 0 | 0 | 0
F6_Commercial_Office_New_Food Preparation_Natural Gas_Fryer_E9 | F6 | Commercial | Office | New | Food Preparation | Natural Gas | Fryer | E9 | Utility - Value of Sales | 0 | 0 | 0 | 0 | 0 | 0 | 0 | 0 | 0 | 0 | 0 | 0 | 0 | 0 | 0 | 0 | 0 | 0 | 0 | 0 | 0 | 0 | 0 | 0 | 0 | 0 | 0
F6_Commercial_Office_New_Food Preparation_Natural Gas_Fryer_E10 | F6 | Commercial | Office | New | Food Preparation | Natural Gas | Fryer | E10 | Utility - Value of Sales | 0 | 0 | 0 | 0 | 0 | 0 | 0 | 0 | 0 | 0 | 0 | 0 | 0 | 0 | 0 | 0 | 0 | 0 | 0 | 0 | 0 | 0 | 0 | 0 | 0 | 0 | 0
F1_Commercial_Office_New_Food Preparation_Natural Gas_Broiler_E1 | F1 | Commercial | Office | New | Food Preparation | Natural Gas | Broiler | E1 | RVT - Cost of Equipment | 0.029861 | 0.029861 | 0.029861 | 0.029861 | 0.029861 | 0.029861 | 0.029861 | 0.029861 | 0.029861 | 0.029861 | 0.029861 | 0.029861 | 0.029861 | 0.029861 | 0.029861 | 0.029861 | 0.029861 | 0.029861 | 0.029861 | 0.029861 | 0.029861 | 0.029861 | 0.029861 | 0.029861 | 0.029861 | 0.029861 | 0.029861
F1_Commercial_Office_New_Food Preparation_Natural Gas_Broiler_E2 | F1 | Commercial | Office | New | Food Preparation | Natural Gas | Broiler | E2 | RVT - Cost of Equipment | 0.041805 | 0.041805 | 0.041805 | 0.041805 | 0.041805 | 0.041805 | 0.041805 | 0.041805 | 0.041805 | 0.041805 | 0.041805 | 0.041805 | 0.041805 | 0.041805 | 0.041805 | 0.041805 | 0.041805 | 0.041805 | 0.041805 | 0.041805 | 0.041805 | 0.041805 | 0.041805 | 0.041805 | 0.041805 | 0.041805 | 0.041805
F1_Commercial_Office_New_Food Preparation_Natural Gas_Broiler_E3 | F1 | Commercial | Office | New | Food Preparation | Natural Gas | Broiler | E3 | RVT - Cost of Equipment | 0 | 0 | 0 | 0 | 0 | 0 | 0 | 0 | 0 | 0 | 0 | 0 | 0 | 0 | 0 | 0 | 0 | 0 | 0 | 0 | 0 | 0 | 0 | 0 | 0 | 0 | 0
F1_Commercial_Office_New_Food Preparation_Natural Gas_Broiler_E4 | F1 | Commercial | Office | New | Food Preparation | Natural Gas | Broiler | E4 | RVT - Cost of Equipment | 0 | 0 | 0 | 0 | 0 | 0 | 0 | 0 | 0 | 0 | 0 | 0 | 0 | 0 | 0 | 0 | 0 | 0 | 0 | 0 | 0 | 0 | 0 | 0 | 0 | 0 | 0
F1_Commercial_Office_New_Food Preparation_Natural Gas_Broiler_E5 | F1 | Commercial | Office | New | Food Preparation | Natural Gas | Broiler | E5 | RVT - Cost of Equipment | 0 | 0 | 0 | 0 | 0 | 0 | 0 | 0 | 0 | 0 | 0 | 0 | 0 | 0 | 0 | 0 | 0 | 0 | 0 | 0 | 0 | 0 | 0 | 0 | 0 | 0 | 0
F1_Commercial_Office_New_Food Preparation_Natural Gas_Broiler_E6 | F1 | Commercial | Office | New | Food Preparation | Natural Gas | Broiler | E6 | RVT - Cost of Equipment | 0 | 0 | 0 | 0 | 0 | 0 | 0 | 0 | 0 | 0 | 0 | 0 | 0 | 0 | 0 | 0 | 0 | 0 | 0 | 0 | 0 | 0 | 0 | 0 | 0 | 0 | 0
F1_Commercial_Office_New_Food Preparation_Natural Gas_Broiler_E7 | F1 | Commercial | Office | New | Food Preparation | Natural Gas | Broiler | E7 | RVT - Cost of Equipment | 0 | 0 | 0 | 0 | 0 | 0 | 0 | 0 | 0 | 0 | 0 | 0 | 0 | 0 | 0 | 0 | 0 | 0 | 0 | 0 | 0 | 0 | 0 | 0 | 0 | 0 | 0
F1_Commercial_Office_New_Food Preparation_Natural Gas_Broiler_E8 | F1 | Commercial | Office | New | Food Preparation | Natural Gas | Broiler | E8 | RVT - Cost of Equipment | 0 | 0 | 0 | 0 | 0 | 0 | 0 | 0 | 0 | 0 | 0 | 0 | 0 | 0 | 0 | 0 | 0 | 0 | 0 | 0 | 0 | 0 | 0 | 0 | 0 | 0 | 0
F1_Commercial_Office_New_Food Preparation_Natural Gas_Broiler_E9 | F1 | Commercial | Office | New | Food Preparation | Natural Gas | Broiler | E9 | RVT - Cost of Equipment | 0 | 0 | 0 | 0 | 0 | 0 | 0 | 0 | 0 | 0 | 0 | 0 | 0 | 0 | 0 | 0 | 0 | 0 | 0 | 0 | 0 | 0 | 0 | 0 | 0 | 0 | 0
F1_Commercial_Office_New_Food Preparation_Natural Gas_Broiler_E10 | F1 | Commercial | Office | New | Food Preparation | Natural Gas | Broiler | E10 | RVT - Cost of Equipment | 0 | 0 | 0 | 0 | 0 | 0 | 0 | 0 | 0 | 0 | 0 | 0 | 0 | 0 | 0 | 0 | 0 | 0 | 0 | 0 | 0 | 0 | 0 | 0 | 0 | 0 | 0
F2_Commercial_Office_New_Food Preparation_Natural Gas_Broiler_E1 | F2 | Commercial | Office | New | Food Preparation | Natural Gas | Broiler | E1 | RVT - Cost of Operation | 0 | 0 | 0 | 0 | 0 | 0 | 0 | 0 | 0 | 0 | 0 | 0 | 0 | 0 | 0 | 0 | 0 | 0 | 0 | 0 | 0 | 0 | 0 | 0 | 0 | 0 | 0
F2_Commercial_Office_New_Food Preparation_Natural Gas_Broiler_E2 | F2 | Commercial | Office | New | Food Preparation | Natural Gas | Broiler | E2 | RVT - Cost of Operation | 0 | 0 | 0 | 0 | 0 | 0 | 0 | 0 | 0 | 0 | 0 | 0 | 0 | 0 | 0 | 0 | 0 | 0 | 0 | 0 | 0 | 0 | 0 | 0 | 0 | 0 | 0
F2_Commercial_Office_New_Food Preparation_Natural Gas_Broiler_E3 | F2 | Commercial | Office | New | Food Preparation | Natural Gas | Broiler | E3 | RVT - Cost of Operation | 0 | 0 | 0 | 0 | 0 | 0 | 0 | 0 | 0 | 0 | 0 | 0 | 0 | 0 | 0 | 0 | 0 | 0 | 0 | 0 | 0 | 0 | 0 | 0 | 0 | 0 | 0
F2_Commercial_Office_New_Food Preparation_Natural Gas_Broiler_E4 | F2 | Commercial | Office | New | Food Preparation | Natural Gas | Broiler | E4 | RVT - Cost of Operation | 0 | 0 | 0 | 0 | 0 | 0 | 0 | 0 | 0 | 0 | 0 | 0 | 0 | 0 | 0 | 0 | 0 | 0 | 0 | 0 | 0 | 0 | 0 | 0 | 0 | 0 | 0
F2_Commercial_Office_New_Food Preparation_Natural Gas_Broiler_E5 | F2 | Commercial | Office | New | Food Preparation | Natural Gas | Broiler | E5 | RVT - Cost of Operation | 0 | 0 | 0 | 0 | 0 | 0 | 0 | 0 | 0 | 0 | 0 | 0 | 0 | 0 | 0 | 0 | 0 | 0 | 0 | 0 | 0 | 0 | 0 | 0 | 0 | 0 | 0
F2_Commercial_Office_New_Food Preparation_Natural Gas_Broiler_E6 | F2 | Commercial | Office | New | Food Preparation | Natural Gas | Broiler | E6 | RVT - Cost of Operation | 0 | 0 | 0 | 0 | 0 | 0 | 0 | 0 | 0 | 0 | 0 | 0 | 0 | 0 | 0 | 0 | 0 | 0 | 0 | 0 | 0 | 0 | 0 | 0 | 0 | 0 | 0
F2_Commercial_Office_New_Food Preparation_Natural Gas_Broiler_E7 | F2 | Commercial | Office | New | Food Preparation | Natural Gas | Broiler | E7 | RVT - Cost of Operation | 0 | 0 | 0 | 0 | 0 | 0 | 0 | 0 | 0 | 0 | 0 | 0 | 0 | 0 | 0 | 0 | 0 | 0 | 0 | 0 | 0 | 0 | 0 | 0 | 0 | 0 | 0
F2_Commercial_Office_New_Food Preparation_Natural Gas_Broiler_E8 | F2 | Commercial | Office | New | Food Preparation | Natural Gas | Broiler | E8 | RVT - Cost of Operation | 0 | 0 | 0 | 0 | 0 | 0 | 0 | 0 | 0 | 0 | 0 | 0 | 0 | 0 | 0 | 0 | 0 | 0 | 0 | 0 | 0 | 0 | 0 | 0 | 0 | 0 | 0
F2_Commercial_Office_New_Food Preparation_Natural Gas_Broiler_E9 | F2 | Commercial | Office | New | Food Preparation | Natural Gas | Broiler | E9 | RVT - Cost of Operation | 0 | 0 | 0 | 0 | 0 | 0 | 0 | 0 | 0 | 0 | 0 | 0 | 0 | 0 | 0 | 0 | 0 | 0 | 0 | 0 | 0 | 0 | 0 | 0 | 0 | 0 | 0
F2_Commercial_Office_New_Food Preparation_Natural Gas_Broiler_E10 | F2 | Commercial | Office | New | Food Preparation | Natural Gas | Broiler | E10 | RVT - Cost of Operation | 0 | 0 | 0 | 0 | 0 | 0 | 0 | 0 | 0 | 0 | 0 | 0 | 0 | 0 | 0 | 0 | 0 | 0 | 0 | 0 | 0 | 0 | 0 | 0 | 0 | 0 | 0
F3_Commercial_Office_New_Food Preparation_Natural Gas_Broiler_E1 | F3 | Commercial | Office | New | Food Preparation | Natural Gas | Broiler | E1 | System - kBTUs of Consumption | 5.496 | 5.496 | 5.496 | 5.496 | 5.496 | 5.496 | 5.496 | 5.496 | 5.496 | 5.496 | 5.496 | 5.496 | 5.496 | 5.496 | 5.496 | 5.496 | 5.496 | 5.496 | 5.496 | 5.496 | 5.496 | 5.496 | 5.496 | 5.496 | 5.496 | 5.496 | 5.496
F3_Commercial_Office_New_Food Preparation_Natural Gas_Broiler_E2 | F3 | Commercial | Office | New | Food Preparation | Natural Gas | Broiler | E2 | System - kBTUs of Consumption | 3.5332 | 3.5332 | 3.5332 | 3.5332 | 3.5332 | 3.5332 | 3.5332 | 3.5332 | 3.5332 | 3.5332 | 3.5332 | 3.5332 | 3.5332 | 3.5332 | 3.5332 | 3.5332 | 3.5332 | 3.5332 | 3.5332 | 3.5332 | 3.5332 | 3.5332 | 3.5332 | 3.5332 | 3.5332 | 3.5332 | 3.5332
F3_Commercial_Office_New_Food Preparation_Natural Gas_Broiler_E3 | F3 | Commercial | Office | New | Food Preparation | Natural Gas | Broiler | E3 | System - kBTUs of Consumption | 0 | 0 | 0 | 0 | 0 | 0 | 0 | 0 | 0 | 0 | 0 | 0 | 0 | 0 | 0 | 0 | 0 | 0 | 0 | 0 | 0 | 0 | 0 | 0 | 0 | 0 | 0
F3_Commercial_Office_New_Food Preparation_Natural Gas_Broiler_E4 | F3 | Commercial | Office | New | Food Preparation | Natural Gas | Broiler | E4 | System - kBTUs of Consumption | 0 | 0 | 0 | 0 | 0 | 0 | 0 | 0 | 0 | 0 | 0 | 0 | 0 | 0 | 0 | 0 | 0 | 0 | 0 | 0 | 0 | 0 | 0 | 0 | 0 | 0 | 0
F3_Commercial_Office_New_Food Preparation_Natural Gas_Broiler_E5 | F3 | Commercial | Office | New | Food Preparation | Natural Gas | Broiler | E5 | System - kBTUs of Consumption | 0 | 0 | 0 | 0 | 0 | 0 | 0 | 0 | 0 | 0 | 0 | 0 | 0 | 0 | 0 | 0 | 0 | 0 | 0 | 0 | 0 | 0 | 0 | 0 | 0 | 0 | 0
F3_Commercial_Office_New_Food Preparation_Natural Gas_Broiler_E6 | F3 | Commercial | Office | New | Food Preparation | Natural Gas | Broiler | E6 | System - kBTUs of Consumption | 0 | 0 | 0 | 0 | 0 | 0 | 0 | 0 | 0 | 0 | 0 | 0 | 0 | 0 | 0 | 0 | 0 | 0 | 0 | 0 | 0 | 0 | 0 | 0 | 0 | 0 | 0
F3_Commercial_Office_New_Food Preparation_Natural Gas_Broiler_E7 | F3 | Commercial | Office | New | Food Preparation | Natural Gas | Broiler | E7 | System - kBTUs of Consumption | 0 | 0 | 0 | 0 | 0 | 0 | 0 | 0 | 0 | 0 | 0 | 0 | 0 | 0 | 0 | 0 | 0 | 0 | 0 | 0 | 0 | 0 | 0 | 0 | 0 | 0 | 0
F3_Commercial_Office_New_Food Preparation_Natural Gas_Broiler_E8 | F3 | Commercial | Office | New | Food Preparation | Natural Gas | Broiler | E8 | System - kBTUs of Consumption | 0 | 0 | 0 | 0 | 0 | 0 | 0 | 0 | 0 | 0 | 0 | 0 | 0 | 0 | 0 | 0 | 0 | 0 | 0 | 0 | 0 | 0 | 0 | 0 | 0 | 0 | 0
F3_Commercial_Office_New_Food Preparation_Natural Gas_Broiler_E9 | F3 | Commercial | Office | New | Food Preparation | Natural Gas | Broiler | E9 | System - kBTUs of Consumption | 0 | 0 | 0 | 0 | 0 | 0 | 0 | 0 | 0 | 0 | 0 | 0 | 0 | 0 | 0 | 0 | 0 | 0 | 0 | 0 | 0 | 0 | 0 | 0 | 0 | 0 | 0
F3_Commercial_Office_New_Food Preparation_Natural Gas_Broiler_E10 | F3 | Commercial | Office | New | Food Preparation | Natural Gas | Broiler | E10 | System - kBTUs of Consumption | 0 | 0 | 0 | 0 | 0 | 0 | 0 | 0 | 0 | 0 | 0 | 0 | 0 | 0 | 0 | 0 | 0 | 0 | 0 | 0 | 0 | 0 | 0 | 0 | 0 | 0 | 0
F4_Commercial_Office_New_Food Preparation_Natural Gas_Broiler_E1 | F4 | Commercial | Office | New | Food Preparation | Natural Gas | Broiler | E1 | Utility - Cost of Equipment | 0.029861 | 0.029861 | 0.029861 | 0.029861 | 0.029861 | 0.029861 | 0.029861 | 0.029861 | 0.029861 | 0.029861 | 0.029861 | 0.029861 | 0.029861 | 0.029861 | 0.029861 | 0.029861 | 0.029861 | 0.029861 | 0.029861 | 0.029861 | 0.029861 | 0.029861 | 0.029861 | 0.029861 | 0.029861 | 0.029861 | 0.029861
F4_Commercial_Office_New_Food Preparation_Natural Gas_Broiler_E2 | F4 | Commercial | Office | New | Food Preparation | Natural Gas | Broiler | E2 | Utility - Cost of Equipment | 0.041805 | 0.041805 | 0.041805 | 0.041805 | 0.041805 | 0.041805 | 0.041805 | 0.041805 | 0.041805 | 0.041805 | 0.041805 | 0.041805 | 0.041805 | 0.041805 | 0.041805 | 0.041805 | 0.041805 | 0.041805 | 0.041805 | 0.041805 | 0.041805 | 0.041805 | 0.041805 | 0.041805 | 0.041805 | 0.041805 | 0.041805
F4_Commercial_Office_New_Food Preparation_Natural Gas_Broiler_E3 | F4 | Commercial | Office | New | Food Preparation | Natural Gas | Broiler | E3 | Utility - Cost of Equipment | 0 | 0 | 0 | 0 | 0 | 0 | 0 | 0 | 0 | 0 | 0 | 0 | 0 | 0 | 0 | 0 | 0 | 0 | 0 | 0 | 0 | 0 | 0 | 0 | 0 | 0 | 0
F4_Commercial_Office_New_Food Preparation_Natural Gas_Broiler_E4 | F4 | Commercial | Office | New | Food Preparation | Natural Gas | Broiler | E4 | Utility - Cost of Equipment | 0 | 0 | 0 | 0 | 0 | 0 | 0 | 0 | 0 | 0 | 0 | 0 | 0 | 0 | 0 | 0 | 0 | 0 | 0 | 0 | 0 | 0 | 0 | 0 | 0 | 0 | 0
F4_Commercial_Office_New_Food Preparation_Natural Gas_Broiler_E5 | F4 | Commercial | Office | New | Food Preparation | Natural Gas | Broiler | E5 | Utility - Cost of Equipment | 0 | 0 | 0 | 0 | 0 | 0 | 0 | 0 | 0 | 0 | 0 | 0 | 0 | 0 | 0 | 0 | 0 | 0 | 0 | 0 | 0 | 0 | 0 | 0 | 0 | 0 | 0
F4_Commercial_Office_New_Food Preparation_Natural Gas_Broiler_E6 | F4 | Commercial | Office | New | Food Preparation | Natural Gas | Broiler | E6 | Utility - Cost of Equipment | 0 | 0 | 0 | 0 | 0 | 0 | 0 | 0 | 0 | 0 | 0 | 0 | 0 | 0 | 0 | 0 | 0 | 0 | 0 | 0 | 0 | 0 | 0 | 0 | 0 | 0 | 0
F4_Commercial_Office_New_Food Preparation_Natural Gas_Broiler_E7 | F4 | Commercial | Office | New | Food Preparation | Natural Gas | Broiler | E7 | Utility - Cost of Equipment | 0 | 0 | 0 | 0 | 0 | 0 | 0 | 0 | 0 | 0 | 0 | 0 | 0 | 0 | 0 | 0 | 0 | 0 | 0 | 0 | 0 | 0 | 0 | 0 | 0 | 0 | 0
F4_Commercial_Office_New_Food Preparation_Natural Gas_Broiler_E8 | F4 | Commercial | Office | New | Food Preparation | Natural Gas | Broiler | E8 | Utility - Cost of Equipment | 0 | 0 | 0 | 0 | 0 | 0 | 0 | 0 | 0 | 0 | 0 | 0 | 0 | 0 | 0 | 0 | 0 | 0 | 0 | 0 | 0 | 0 | 0 | 0 | 0 | 0 | 0
F4_Commercial_Office_New_Food Preparation_Natural Gas_Broiler_E9 | F4 | Commercial | Office | New | Food Preparation | Natural Gas | Broiler | E9 | Utility - Cost of Equipment | 0 | 0 | 0 | 0 | 0 | 0 | 0 | 0 | 0 | 0 | 0 | 0 | 0 | 0 | 0 | 0 | 0 | 0 | 0 | 0 | 0 | 0 | 0 | 0 | 0 | 0 | 0
F4_Commercial_Office_New_Food Preparation_Natural Gas_Broiler_E10 | F4 | Commercial | Office | New | Food Preparation | Natural Gas | Broiler | E10 | Utility - Cost of Equipment | 0 | 0 | 0 | 0 | 0 | 0 | 0 | 0 | 0 | 0 | 0 | 0 | 0 | 0 | 0 | 0 | 0 | 0 | 0 | 0 | 0 | 0 | 0 | 0 | 0 | 0 | 0
F5_Commercial_Office_New_Food Preparation_Natural Gas_Broiler_E1 | F5 | Commercial | Office | New | Food Preparation | Natural Gas | Broiler | E1 | Utility - Cost of Operation | 0.075015 | 0.074212 | 0.073438 | 0.072697 | 0.07288 | 0.073666 | 0.074809 | 0.076082 | 0.077309 | 0.078356 | 0.079208 | 0.079818 | 0.080164 | 0.080125 | 0.07969 | 0.078856 | 0.077635 | 0.076096 | 0.074257 | 0.072071 | 0.069508 | 0.066554 | 0.063935 | 0.062252 | 0.061544 | 0.061846 | 0.062149
F5_Commercial_Office_New_Food Preparation_Natural Gas_Broiler_E2 | F5 | Commercial | Office | New | Food Preparation | Natural Gas | Broiler | E2 | Utility - Cost of Operation | 0.048224 | 0.047708 | 0.04721 | 0.046733 | 0.046851 | 0.047357 | 0.048091 | 0.04891 | 0.049699 | 0.050372 | 0.050919 | 0.051311 | 0.051534 | 0.051509 | 0.051229 | 0.050693 | 0.049908 | 0.048919 | 0.047736 | 0.046331 | 0.044684 | 0.042785 | 0.041101 | 0.040019 | 0.039564 | 0.039758 | 0.039953
F5_Commercial_Office_New_Food Preparation_Natural Gas_Broiler_E3 | F5 | Commercial | Office | New | Food Preparation | Natural Gas | Broiler | E3 | Utility - Cost of Operation | 0 | 0 | 0 | 0 | 0 | 0 | 0 | 0 | 0 | 0 | 0 | 0 | 0 | 0 | 0 | 0 | 0 | 0 | 0 | 0 | 0 | 0 | 0 | 0 | 0 | 0 | 0
F5_Commercial_Office_New_Food Preparation_Natural Gas_Broiler_E4 | F5 | Commercial | Office | New | Food Preparation | Natural Gas | Broiler | E4 | Utility - Cost of Operation | 0 | 0 | 0 | 0 | 0 | 0 | 0 | 0 | 0 | 0 | 0 | 0 | 0 | 0 | 0 | 0 | 0 | 0 | 0 | 0 | 0 | 0 | 0 | 0 | 0 | 0 | 0
F5_Commercial_Office_New_Food Preparation_Natural Gas_Broiler_E5 | F5 | Commercial | Office | New | Food Preparation | Natural Gas | Broiler | E5 | Utility - Cost of Operation | 0 | 0 | 0 | 0 | 0 | 0 | 0 | 0 | 0 | 0 | 0 | 0 | 0 | 0 | 0 | 0 | 0 | 0 | 0 | 0 | 0 | 0 | 0 | 0 | 0 | 0 | 0
F5_Commercial_Office_New_Food Preparation_Natural Gas_Broiler_E6 | F5 | Commercial | Office | New | Food Preparation | Natural Gas | Broiler | E6 | Utility - Cost of Operation | 0 | 0 | 0 | 0 | 0 | 0 | 0 | 0 | 0 | 0 | 0 | 0 | 0 | 0 | 0 | 0 | 0 | 0 | 0 | 0 | 0 | 0 | 0 | 0 | 0 | 0 | 0
F5_Commercial_Office_New_Food Preparation_Natural Gas_Broiler_E7 | F5 | Commercial | Office | New | Food Preparation | Natural Gas | Broiler | E7 | Utility - Cost of Operation | 0 | 0 | 0 | 0 | 0 | 0 | 0 | 0 | 0 | 0 | 0 | 0 | 0 | 0 | 0 | 0 | 0 | 0 | 0 | 0 | 0 | 0 | 0 | 0 | 0 | 0 | 0
F5_Commercial_Office_New_Food Preparation_Natural Gas_Broiler_E8 | F5 | Commercial | Office | New | Food Preparation | Natural Gas | Broiler | E8 | Utility - Cost of Operation | 0 | 0 | 0 | 0 | 0 | 0 | 0 | 0 | 0 | 0 | 0 | 0 | 0 | 0 | 0 | 0 | 0 | 0 | 0 | 0 | 0 | 0 | 0 | 0 | 0 | 0 | 0
F5_Commercial_Office_New_Food Preparation_Natural Gas_Broiler_E9 | F5 | Commercial | Office | New | Food Preparation | Natural Gas | Broiler | E9 | Utility - Cost of Operation | 0 | 0 | 0 | 0 | 0 | 0 | 0 | 0 | 0 | 0 | 0 | 0 | 0 | 0 | 0 | 0 | 0 | 0 | 0 | 0 | 0 | 0 | 0 | 0 | 0 | 0 | 0
F5_Commercial_Office_New_Food Preparation_Natural Gas_Broiler_E10 | F5 | Commercial | Office | New | Food Preparation | Natural Gas | Broiler | E10 | Utility - Cost of Operation | 0 | 0 | 0 | 0 | 0 | 0 | 0 | 0 | 0 | 0 | 0 | 0 | 0 | 0 | 0 | 0 | 0 | 0 | 0 | 0 | 0 | 0 | 0 | 0 | 0 | 0 | 0
F6_Commercial_Office_New_Food Preparation_Natural Gas_Broiler_E1 | F6 | Commercial | Office | New | Food Preparation | Natural Gas | Broiler | E1 | Utility - Value of Sales | 0 | 0 | 0 | 0 | 0 | 0 | 0 | 0 | 0 | 0 | 0 | 0 | 0 | 0 | 0 | 0 | 0 | 0 | 0 | 0 | 0 | 0 | 0 | 0 | 0 | 0 | 0
F6_Commercial_Office_New_Food Preparation_Natural Gas_Broiler_E2 | F6 | Commercial | Office | New | Food Preparation | Natural Gas | Broiler | E2 | Utility - Value of Sales | 0 | 0 | 0 | 0 | 0 | 0 | 0 | 0 | 0 | 0 | 0 | 0 | 0 | 0 | 0 | 0 | 0 | 0 | 0 | 0 | 0 | 0 | 0 | 0 | 0 | 0 | 0
F6_Commercial_Office_New_Food Preparation_Natural Gas_Broiler_E3 | F6 | Commercial | Office | New | Food Preparation | Natural Gas | Broiler | E3 | Utility - Value of Sales | 0 | 0 | 0 | 0 | 0 | 0 | 0 | 0 | 0 | 0 | 0 | 0 | 0 | 0 | 0 | 0 | 0 | 0 | 0 | 0 | 0 | 0 | 0 | 0 | 0 | 0 | 0
F6_Commercial_Office_New_Food Preparation_Natural Gas_Broiler_E4 | F6 | Commercial | Office | New | Food Preparation | Natural Gas | Broiler | E4 | Utility - Value of Sales | 0 | 0 | 0 | 0 | 0 | 0 | 0 | 0 | 0 | 0 | 0 | 0 | 0 | 0 | 0 | 0 | 0 | 0 | 0 | 0 | 0 | 0 | 0 | 0 | 0 | 0 | 0
F6_Commercial_Office_New_Food Preparation_Natural Gas_Broiler_E5 | F6 | Commercial | Office | New | Food Preparation | Natural Gas | Broiler | E5 | Utility - Value of Sales | 0 | 0 | 0 | 0 | 0 | 0 | 0 | 0 | 0 | 0 | 0 | 0 | 0 | 0 | 0 | 0 | 0 | 0 | 0 | 0 | 0 | 0 | 0 | 0 | 0 | 0 | 0
F6_Commercial_Office_New_Food Preparation_Natural Gas_Broiler_E6 | F6 | Commercial | Office | New | Food Preparation | Natural Gas | Broiler | E6 | Utility - Value of Sales | 0 | 0 | 0 | 0 | 0 | 0 | 0 | 0 | 0 | 0 | 0 | 0 | 0 | 0 | 0 | 0 | 0 | 0 | 0 | 0 | 0 | 0 | 0 | 0 | 0 | 0 | 0
F6_Commercial_Office_New_Food Preparation_Natural Gas_Broiler_E7 | F6 | Commercial | Office | New | Food Preparation | Natural Gas | Broiler | E7 | Utility - Value of Sales | 0 | 0 | 0 | 0 | 0 | 0 | 0 | 0 | 0 | 0 | 0 | 0 | 0 | 0 | 0 | 0 | 0 | 0 | 0 | 0 | 0 | 0 | 0 | 0 | 0 | 0 | 0
F6_Commercial_Office_New_Food Preparation_Natural Gas_Broiler_E8 | F6 | Commercial | Office | New | Food Preparation | Natural Gas | Broiler | E8 | Utility - Value of Sales | 0 | 0 | 0 | 0 | 0 | 0 | 0 | 0 | 0 | 0 | 0 | 0 | 0 | 0 | 0 | 0 | 0 | 0 | 0 | 0 | 0 | 0 | 0 | 0 | 0 | 0 | 0
F6_Commercial_Office_New_Food Preparation_Natural Gas_Broiler_E9 | F6 | Commercial | Office | New | Food Preparation | Natural Gas | Broiler | E9 | Utility - Value of Sales | 0 | 0 | 0 | 0 | 0 | 0 | 0 | 0 | 0 | 0 | 0 | 0 | 0 | 0 | 0 | 0 | 0 | 0 | 0 | 0 | 0 | 0 | 0 | 0 | 0 | 0 | 0
F6_Commercial_Office_New_Food Preparation_Natural Gas_Broiler_E10 | F6 | Commercial | Office | New | Food Preparation | Natural Gas | Broiler | E10 | Utility - Value of Sales | 0 | 0 | 0 | 0 | 0 | 0 | 0 | 0 | 0 | 0 | 0 | 0 | 0 | 0 | 0 | 0 | 0 | 0 | 0 | 0 | 0 | 0 | 0 | 0 | 0 | 0 | 0
F1_Commercial_Office_New_Food Preparation_Natural Gas_Griddle_E1 | F1 | Commercial | Office | New | Food Preparation | Natural Gas | Griddle | E1 | RVT - Cost of Equipment | 0.023134 | 0.023134 | 0.023134 | 0.023134 | 0.023134 | 0.023134 | 0.023134 | 0.023134 | 0.023134 | 0.023134 | 0.023134 | 0.023134 | 0.023134 | 0.023134 | 0.023134 | 0.023134 | 0.023134 | 0.023134 | 0.023134 | 0.023134 | 0.023134 | 0.023134 | 0.023134 | 0.023134 | 0.023134 | 0.023134 | 0.023134
F1_Commercial_Office_New_Food Preparation_Natural Gas_Griddle_E2 | F1 | Commercial | Office | New | Food Preparation | Natural Gas | Griddle | E2 | RVT - Cost of Equipment | 0.02875 | 0.02875 | 0.02875 | 0.02875 | 0.02875 | 0.02875 | 0.02875 | 0.02875 | 0.02875 | 0.02875 | 0.02875 | 0.02875 | 0.02875 | 0.02875 | 0.02875 | 0.02875 | 0.02875 | 0.02875 | 0.02875 | 0.02875 | 0.02875 | 0.02875 | 0.02875 | 0.02875 | 0.02875 | 0.02875 | 0.02875
F1_Commercial_Office_New_Food Preparation_Natural Gas_Griddle_E3 | F1 | Commercial | Office | New | Food Preparation | Natural Gas | Griddle | E3 | RVT - Cost of Equipment | 0 | 0 | 0 | 0 | 0 | 0 | 0 | 0 | 0 | 0 | 0 | 0 | 0 | 0 | 0 | 0 | 0 | 0 | 0 | 0 | 0 | 0 | 0 | 0 | 0 | 0 | 0
F1_Commercial_Office_New_Food Preparation_Natural Gas_Griddle_E4 | F1 | Commercial | Office | New | Food Preparation | Natural Gas | Griddle | E4 | RVT - Cost of Equipment | 0 | 0 | 0 | 0 | 0 | 0 | 0 | 0 | 0 | 0 | 0 | 0 | 0 | 0 | 0 | 0 | 0 | 0 | 0 | 0 | 0 | 0 | 0 | 0 | 0 | 0 | 0
F1_Commercial_Office_New_Food Preparation_Natural Gas_Griddle_E5 | F1 | Commercial | Office | New | Food Preparation | Natural Gas | Griddle | E5 | RVT - Cost of Equipment | 0 | 0 | 0 | 0 | 0 | 0 | 0 | 0 | 0 | 0 | 0 | 0 | 0 | 0 | 0 | 0 | 0 | 0 | 0 | 0 | 0 | 0 | 0 | 0 | 0 | 0 | 0
F1_Commercial_Office_New_Food Preparation_Natural Gas_Griddle_E6 | F1 | Commercial | Office | New | Food Preparation | Natural Gas | Griddle | E6 | RVT - Cost of Equipment | 0 | 0 | 0 | 0 | 0 | 0 | 0 | 0 | 0 | 0 | 0 | 0 | 0 | 0 | 0 | 0 | 0 | 0 | 0 | 0 | 0 | 0 | 0 | 0 | 0 | 0 | 0
F1_Commercial_Office_New_Food Preparation_Natural Gas_Griddle_E7 | F1 | Commercial | Office | New | Food Preparation | Natural Gas | Griddle | E7 | RVT - Cost of Equipment | 0 | 0 | 0 | 0 | 0 | 0 | 0 | 0 | 0 | 0 | 0 | 0 | 0 | 0 | 0 | 0 | 0 | 0 | 0 | 0 | 0 | 0 | 0 | 0 | 0 | 0 | 0
F1_Commercial_Office_New_Food Preparation_Natural Gas_Griddle_E8 | F1 | Commercial | Office | New | Food Preparation | Natural Gas | Griddle | E8 | RVT - Cost of Equipment | 0 | 0 | 0 | 0 | 0 | 0 | 0 | 0 | 0 | 0 | 0 | 0 | 0 | 0 | 0 | 0 | 0 | 0 | 0 | 0 | 0 | 0 | 0 | 0 | 0 | 0 | 0
F1_Commercial_Office_New_Food Preparation_Natural Gas_Griddle_E9 | F1 | Commercial | Office | New | Food Preparation | Natural Gas | Griddle | E9 | RVT - Cost of Equipment | 0 | 0 | 0 | 0 | 0 | 0 | 0 | 0 | 0 | 0 | 0 | 0 | 0 | 0 | 0 | 0 | 0 | 0 | 0 | 0 | 0 | 0 | 0 | 0 | 0 | 0 | 0
F1_Commercial_Office_New_Food Preparation_Natural Gas_Griddle_E10 | F1 | Commercial | Office | New | Food Preparation | Natural Gas | Griddle | E10 | RVT - Cost of Equipment | 0 | 0 | 0 | 0 | 0 | 0 | 0 | 0 | 0 | 0 | 0 | 0 | 0 | 0 | 0 | 0 | 0 | 0 | 0 | 0 | 0 | 0 | 0 | 0 | 0 | 0 | 0
F2_Commercial_Office_New_Food Preparation_Natural Gas_Griddle_E1 | F2 | Commercial | Office | New | Food Preparation | Natural Gas | Griddle | E1 | RVT - Cost of Operation | 0 | 0 | 0 | 0 | 0 | 0 | 0 | 0 | 0 | 0 | 0 | 0 | 0 | 0 | 0 | 0 | 0 | 0 | 0 | 0 | 0 | 0 | 0 | 0 | 0 | 0 | 0
F2_Commercial_Office_New_Food Preparation_Natural Gas_Griddle_E2 | F2 | Commercial | Office | New | Food Preparation | Natural Gas | Griddle | E2 | RVT - Cost of Operation | 0 | 0 | 0 | 0 | 0 | 0 | 0 | 0 | 0 | 0 | 0 | 0 | 0 | 0 | 0 | 0 | 0 | 0 | 0 | 0 | 0 | 0 | 0 | 0 | 0 | 0 | 0
F2_Commercial_Office_New_Food Preparation_Natural Gas_Griddle_E3 | F2 | Commercial | Office | New | Food Preparation | Natural Gas | Griddle | E3 | RVT - Cost of Operation | 0 | 0 | 0 | 0 | 0 | 0 | 0 | 0 | 0 | 0 | 0 | 0 | 0 | 0 | 0 | 0 | 0 | 0 | 0 | 0 | 0 | 0 | 0 | 0 | 0 | 0 | 0
F2_Commercial_Office_New_Food Preparation_Natural Gas_Griddle_E4 | F2 | Commercial | Office | New | Food Preparation | Natural Gas | Griddle | E4 | RVT - Cost of Operation | 0 | 0 | 0 | 0 | 0 | 0 | 0 | 0 | 0 | 0 | 0 | 0 | 0 | 0 | 0 | 0 | 0 | 0 | 0 | 0 | 0 | 0 | 0 | 0 | 0 | 0 | 0
F2_Commercial_Office_New_Food Preparation_Natural Gas_Griddle_E5 | F2 | Commercial | Office | New | Food Preparation | Natural Gas | Griddle | E5 | RVT - Cost of Operation | 0 | 0 | 0 | 0 | 0 | 0 | 0 | 0 | 0 | 0 | 0 | 0 | 0 | 0 | 0 | 0 | 0 | 0 | 0 | 0 | 0 | 0 | 0 | 0 | 0 | 0 | 0
F2_Commercial_Office_New_Food Preparation_Natural Gas_Griddle_E6 | F2 | Commercial | Office | New | Food Preparation | Natural Gas | Griddle | E6 | RVT - Cost of Operation | 0 | 0 | 0 | 0 | 0 | 0 | 0 | 0 | 0 | 0 | 0 | 0 | 0 | 0 | 0 | 0 | 0 | 0 | 0 | 0 | 0 | 0 | 0 | 0 | 0 | 0 | 0
F2_Commercial_Office_New_Food Preparation_Natural Gas_Griddle_E7 | F2 | Commercial | Office | New | Food Preparation | Natural Gas | Griddle | E7 | RVT - Cost of Operation | 0 | 0 | 0 | 0 | 0 | 0 | 0 | 0 | 0 | 0 | 0 | 0 | 0 | 0 | 0 | 0 | 0 | 0 | 0 | 0 | 0 | 0 | 0 | 0 | 0 | 0 | 0
F2_Commercial_Office_New_Food Preparation_Natural Gas_Griddle_E8 | F2 | Commercial | Office | New | Food Preparation | Natural Gas | Griddle | E8 | RVT - Cost of Operation | 0 | 0 | 0 | 0 | 0 | 0 | 0 | 0 | 0 | 0 | 0 | 0 | 0 | 0 | 0 | 0 | 0 | 0 | 0 | 0 | 0 | 0 | 0 | 0 | 0 | 0 | 0
F2_Commercial_Office_New_Food Preparation_Natural Gas_Griddle_E9 | F2 | Commercial | Office | New | Food Preparation | Natural Gas | Griddle | E9 | RVT - Cost of Operation | 0 | 0 | 0 | 0 | 0 | 0 | 0 | 0 | 0 | 0 | 0 | 0 | 0 | 0 | 0 | 0 | 0 | 0 | 0 | 0 | 0 | 0 | 0 | 0 | 0 | 0 | 0
F2_Commercial_Office_New_Food Preparation_Natural Gas_Griddle_E10 | F2 | Commercial | Office | New | Food Preparation | Natural Gas | Griddle | E10 | RVT - Cost of Operation | 0 | 0 | 0 | 0 | 0 | 0 | 0 | 0 | 0 | 0 | 0 | 0 | 0 | 0 | 0 | 0 | 0 | 0 | 0 | 0 | 0 | 0 | 0 | 0 | 0 | 0 | 0
F3_Commercial_Office_New_Food Preparation_Natural Gas_Griddle_E1 | F3 | Commercial | Office | New | Food Preparation | Natural Gas | Griddle | E1 | System - kBTUs of Consumption | 3.9269 | 3.9269 | 3.9269 | 3.9269 | 3.9269 | 3.9269 | 3.9269 | 3.9269 | 3.9269 | 3.9269 | 3.9269 | 3.9269 | 3.9269 | 3.9269 | 3.9269 | 3.9269 | 3.9269 | 3.9269 | 3.9269 | 3.9269 | 3.9269 | 3.9269 | 3.9269 | 3.9269 | 3.9269 | 3.9269 | 3.9269
F3_Commercial_Office_New_Food Preparation_Natural Gas_Griddle_E2 | F3 | Commercial | Office | New | Food Preparation | Natural Gas | Griddle | E2 | System - kBTUs of Consumption | 3.3916 | 3.3916 | 3.3916 | 3.3916 | 3.3916 | 3.3916 | 3.3916 | 3.3916 | 3.3916 | 3.3916 | 3.3916 | 3.3916 | 3.3916 | 3.3916 | 3.3916 | 3.3916 | 3.3916 | 3.3916 | 3.3916 | 3.3916 | 3.3916 | 3.3916 | 3.3916 | 3.3916 | 3.3916 | 3.3916 | 3.3916
F3_Commercial_Office_New_Food Preparation_Natural Gas_Griddle_E3 | F3 | Commercial | Office | New | Food Preparation | Natural Gas | Griddle | E3 | System - kBTUs of Consumption | 0 | 0 | 0 | 0 | 0 | 0 | 0 | 0 | 0 | 0 | 0 | 0 | 0 | 0 | 0 | 0 | 0 | 0 | 0 | 0 | 0 | 0 | 0 | 0 | 0 | 0 | 0
F3_Commercial_Office_New_Food Preparation_Natural Gas_Griddle_E4 | F3 | Commercial | Office | New | Food Preparation | Natural Gas | Griddle | E4 | System - kBTUs of Consumption | 0 | 0 | 0 | 0 | 0 | 0 | 0 | 0 | 0 | 0 | 0 | 0 | 0 | 0 | 0 | 0 | 0 | 0 | 0 | 0 | 0 | 0 | 0 | 0 | 0 | 0 | 0
F3_Commercial_Office_New_Food Preparation_Natural Gas_Griddle_E5 | F3 | Commercial | Office | New | Food Preparation | Natural Gas | Griddle | E5 | System - kBTUs of Consumption | 0 | 0 | 0 | 0 | 0 | 0 | 0 | 0 | 0 | 0 | 0 | 0 | 0 | 0 | 0 | 0 | 0 | 0 | 0 | 0 | 0 | 0 | 0 | 0 | 0 | 0 | 0
F3_Commercial_Office_New_Food Preparation_Natural Gas_Griddle_E6 | F3 | Commercial | Office | New | Food Preparation | Natural Gas | Griddle | E6 | System - kBTUs of Consumption | 0 | 0 | 0 | 0 | 0 | 0 | 0 | 0 | 0 | 0 | 0 | 0 | 0 | 0 | 0 | 0 | 0 | 0 | 0 | 0 | 0 | 0 | 0 | 0 | 0 | 0 | 0
F3_Commercial_Office_New_Food Preparation_Natural Gas_Griddle_E7 | F3 | Commercial | Office | New | Food Preparation | Natural Gas | Griddle | E7 | System - kBTUs of Consumption | 0 | 0 | 0 | 0 | 0 | 0 | 0 | 0 | 0 | 0 | 0 | 0 | 0 | 0 | 0 | 0 | 0 | 0 | 0 | 0 | 0 | 0 | 0 | 0 | 0 | 0 | 0
F3_Commercial_Office_New_Food Preparation_Natural Gas_Griddle_E8 | F3 | Commercial | Office | New | Food Preparation | Natural Gas | Griddle | E8 | System - kBTUs of Consumption | 0 | 0 | 0 | 0 | 0 | 0 | 0 | 0 | 0 | 0 | 0 | 0 | 0 | 0 | 0 | 0 | 0 | 0 | 0 | 0 | 0 | 0 | 0 | 0 | 0 | 0 | 0
F3_Commercial_Office_New_Food Preparation_Natural Gas_Griddle_E9 | F3 | Commercial | Office | New | Food Preparation | Natural Gas | Griddle | E9 | System - kBTUs of Consumption | 0 | 0 | 0 | 0 | 0 | 0 | 0 | 0 | 0 | 0 | 0 | 0 | 0 | 0 | 0 | 0 | 0 | 0 | 0 | 0 | 0 | 0 | 0 | 0 | 0 | 0 | 0
F3_Commercial_Office_New_Food Preparation_Natural Gas_Griddle_E10 | F3 | Commercial | Office | New | Food Preparation | Natural Gas | Griddle | E10 | System - kBTUs of Consumption | 0 | 0 | 0 | 0 | 0 | 0 | 0 | 0 | 0 | 0 | 0 | 0 | 0 | 0 | 0 | 0 | 0 | 0 | 0 | 0 | 0 | 0 | 0 | 0 | 0 | 0 | 0
F4_Commercial_Office_New_Food Preparation_Natural Gas_Griddle_E1 | F4 | Commercial | Office | New | Food Preparation | Natural Gas | Griddle | E1 | Utility - Cost of Equipment | 0.023134 | 0.023134 | 0.023134 | 0.023134 | 0.023134 | 0.023134 | 0.023134 | 0.023134 | 0.023134 | 0.023134 | 0.023134 | 0.023134 | 0.023134 | 0.023134 | 0.023134 | 0.023134 | 0.023134 | 0.023134 | 0.023134 | 0.023134 | 0.023134 | 0.023134 | 0.023134 | 0.023134 | 0.023134 | 0.023134 | 0.023134
F4_Commercial_Office_New_Food Preparation_Natural Gas_Griddle_E2 | F4 | Commercial | Office | New | Food Preparation | Natural Gas | Griddle | E2 | Utility - Cost of Equipment | 0.02875 | 0.02875 | 0.02875 | 0.02875 | 0.02875 | 0.02875 | 0.02875 | 0.02875 | 0.02875 | 0.02875 | 0.02875 | 0.02875 | 0.02875 | 0.02875 | 0.02875 | 0.02875 | 0.02875 | 0.02875 | 0.02875 | 0.02875 | 0.02875 | 0.02875 | 0.02875 | 0.02875 | 0.02875 | 0.02875 | 0.02875
F4_Commercial_Office_New_Food Preparation_Natural Gas_Griddle_E3 | F4 | Commercial | Office | New | Food Preparation | Natural Gas | Griddle | E3 | Utility - Cost of Equipment | 0 | 0 | 0 | 0 | 0 | 0 | 0 | 0 | 0 | 0 | 0 | 0 | 0 | 0 | 0 | 0 | 0 | 0 | 0 | 0 | 0 | 0 | 0 | 0 | 0 | 0 | 0
F4_Commercial_Office_New_Food Preparation_Natural Gas_Griddle_E4 | F4 | Commercial | Office | New | Food Preparation | Natural Gas | Griddle | E4 | Utility - Cost of Equipment | 0 | 0 | 0 | 0 | 0 | 0 | 0 | 0 | 0 | 0 | 0 | 0 | 0 | 0 | 0 | 0 | 0 | 0 | 0 | 0 | 0 | 0 | 0 | 0 | 0 | 0 | 0
F4_Commercial_Office_New_Food Preparation_Natural Gas_Griddle_E5 | F4 | Commercial | Office | New | Food Preparation | Natural Gas | Griddle | E5 | Utility - Cost of Equipment | 0 | 0 | 0 | 0 | 0 | 0 | 0 | 0 | 0 | 0 | 0 | 0 | 0 | 0 | 0 | 0 | 0 | 0 | 0 | 0 | 0 | 0 | 0 | 0 | 0 | 0 | 0
F4_Commercial_Office_New_Food Preparation_Natural Gas_Griddle_E6 | F4 | Commercial | Office | New | Food Preparation | Natural Gas | Griddle | E6 | Utility - Cost of Equipment | 0 | 0 | 0 | 0 | 0 | 0 | 0 | 0 | 0 | 0 | 0 | 0 | 0 | 0 | 0 | 0 | 0 | 0 | 0 | 0 | 0 | 0 | 0 | 0 | 0 | 0 | 0
F4_Commercial_Office_New_Food Preparation_Natural Gas_Griddle_E7 | F4 | Commercial | Office | New | Food Preparation | Natural Gas | Griddle | E7 | Utility - Cost of Equipment | 0 | 0 | 0 | 0 | 0 | 0 | 0 | 0 | 0 | 0 | 0 | 0 | 0 | 0 | 0 | 0 | 0 | 0 | 0 | 0 | 0 | 0 | 0 | 0 | 0 | 0 | 0
F4_Commercial_Office_New_Food Preparation_Natural Gas_Griddle_E8 | F4 | Commercial | Office | New | Food Preparation | Natural Gas | Griddle | E8 | Utility - Cost of Equipment | 0 | 0 | 0 | 0 | 0 | 0 | 0 | 0 | 0 | 0 | 0 | 0 | 0 | 0 | 0 | 0 | 0 | 0 | 0 | 0 | 0 | 0 | 0 | 0 | 0 | 0 | 0
F4_Commercial_Office_New_Food Preparation_Natural Gas_Griddle_E9 | F4 | Commercial | Office | New | Food Preparation | Natural Gas | Griddle | E9 | Utility - Cost of Equipment | 0 | 0 | 0 | 0 | 0 | 0 | 0 | 0 | 0 | 0 | 0 | 0 | 0 | 0 | 0 | 0 | 0 | 0 | 0 | 0 | 0 | 0 | 0 | 0 | 0 | 0 | 0
F4_Commercial_Office_New_Food Preparation_Natural Gas_Griddle_E10 | F4 | Commercial | Office | New | Food Preparation | Natural Gas | Griddle | E10 | Utility - Cost of Equipment | 0 | 0 | 0 | 0 | 0 | 0 | 0 | 0 | 0 | 0 | 0 | 0 | 0 | 0 | 0 | 0 | 0 | 0 | 0 | 0 | 0 | 0 | 0 | 0 | 0 | 0 | 0
F5_Commercial_Office_New_Food Preparation_Natural Gas_Griddle_E1 | F5 | Commercial | Office | New | Food Preparation | Natural Gas | Griddle | E1 | Utility - Cost of Operation | 0.053599 | 0.053025 | 0.052471 | 0.051942 | 0.052073 | 0.052635 | 0.053451 | 0.054361 | 0.055238 | 0.055986 | 0.056594 | 0.05703 | 0.057277 | 0.05725 | 0.056939 | 0.056343 | 0.055471 | 0.054371 | 0.053057 | 0.051495 | 0.049664 | 0.047553 | 0.045682 | 0.044479 | 0.043974 | 0.044189 | 0.044406
F5_Commercial_Office_New_Food Preparation_Natural Gas_Griddle_E2 | F5 | Commercial | Office | New | Food Preparation | Natural Gas | Griddle | E2 | Utility - Cost of Operation | 0.046291 | 0.045796 | 0.045318 | 0.044861 | 0.044974 | 0.045459 | 0.046164 | 0.04695 | 0.047707 | 0.048353 | 0.048879 | 0.049255 | 0.049469 | 0.049445 | 0.049176 | 0.048662 | 0.047908 | 0.046958 | 0.045823 | 0.044474 | 0.042893 | 0.04107 | 0.039454 | 0.038415 | 0.037979 | 0.038165 | 0.038352
F5_Commercial_Office_New_Food Preparation_Natural Gas_Griddle_E3 | F5 | Commercial | Office | New | Food Preparation | Natural Gas | Griddle | E3 | Utility - Cost of Operation | 0 | 0 | 0 | 0 | 0 | 0 | 0 | 0 | 0 | 0 | 0 | 0 | 0 | 0 | 0 | 0 | 0 | 0 | 0 | 0 | 0 | 0 | 0 | 0 | 0 | 0 | 0
F5_Commercial_Office_New_Food Preparation_Natural Gas_Griddle_E4 | F5 | Commercial | Office | New | Food Preparation | Natural Gas | Griddle | E4 | Utility - Cost of Operation | 0 | 0 | 0 | 0 | 0 | 0 | 0 | 0 | 0 | 0 | 0 | 0 | 0 | 0 | 0 | 0 | 0 | 0 | 0 | 0 | 0 | 0 | 0 | 0 | 0 | 0 | 0
F5_Commercial_Office_New_Food Preparation_Natural Gas_Griddle_E5 | F5 | Commercial | Office | New | Food Preparation | Natural Gas | Griddle | E5 | Utility - Cost of Operation | 0 | 0 | 0 | 0 | 0 | 0 | 0 | 0 | 0 | 0 | 0 | 0 | 0 | 0 | 0 | 0 | 0 | 0 | 0 | 0 | 0 | 0 | 0 | 0 | 0 | 0 | 0
F5_Commercial_Office_New_Food Preparation_Natural Gas_Griddle_E6 | F5 | Commercial | Office | New | Food Preparation | Natural Gas | Griddle | E6 | Utility - Cost of Operation | 0 | 0 | 0 | 0 | 0 | 0 | 0 | 0 | 0 | 0 | 0 | 0 | 0 | 0 | 0 | 0 | 0 | 0 | 0 | 0 | 0 | 0 | 0 | 0 | 0 | 0 | 0
F5_Commercial_Office_New_Food Preparation_Natural Gas_Griddle_E7 | F5 | Commercial | Office | New | Food Preparation | Natural Gas | Griddle | E7 | Utility - Cost of Operation | 0 | 0 | 0 | 0 | 0 | 0 | 0 | 0 | 0 | 0 | 0 | 0 | 0 | 0 | 0 | 0 | 0 | 0 | 0 | 0 | 0 | 0 | 0 | 0 | 0 | 0 | 0
F5_Commercial_Office_New_Food Preparation_Natural Gas_Griddle_E8 | F5 | Commercial | Office | New | Food Preparation | Natural Gas | Griddle | E8 | Utility - Cost of Operation | 0 | 0 | 0 | 0 | 0 | 0 | 0 | 0 | 0 | 0 | 0 | 0 | 0 | 0 | 0 | 0 | 0 | 0 | 0 | 0 | 0 | 0 | 0 | 0 | 0 | 0 | 0
F5_Commercial_Office_New_Food Preparation_Natural Gas_Griddle_E9 | F5 | Commercial | Office | New | Food Preparation | Natural Gas | Griddle | E9 | Utility - Cost of Operation | 0 | 0 | 0 | 0 | 0 | 0 | 0 | 0 | 0 | 0 | 0 | 0 | 0 | 0 | 0 | 0 | 0 | 0 | 0 | 0 | 0 | 0 | 0 | 0 | 0 | 0 | 0
F5_Commercial_Office_New_Food Preparation_Natural Gas_Griddle_E10 | F5 | Commercial | Office | New | Food Preparation | Natural Gas | Griddle | E10 | Utility - Cost of Operation | 0 | 0 | 0 | 0 | 0 | 0 | 0 | 0 | 0 | 0 | 0 | 0 | 0 | 0 | 0 | 0 | 0 | 0 | 0 | 0 | 0 | 0 | 0 | 0 | 0 | 0 | 0
F6_Commercial_Office_New_Food Preparation_Natural Gas_Griddle_E1 | F6 | Commercial | Office | New | Food Preparation | Natural Gas | Griddle | E1 | Utility - Value of Sales | 0 | 0 | 0 | 0 | 0 | 0 | 0 | 0 | 0 | 0 | 0 | 0 | 0 | 0 | 0 | 0 | 0 | 0 | 0 | 0 | 0 | 0 | 0 | 0 | 0 | 0 | 0
F6_Commercial_Office_New_Food Preparation_Natural Gas_Griddle_E2 | F6 | Commercial | Office | New | Food Preparation | Natural Gas | Griddle | E2 | Utility - Value of Sales | 0 | 0 | 0 | 0 | 0 | 0 | 0 | 0 | 0 | 0 | 0 | 0 | 0 | 0 | 0 | 0 | 0 | 0 | 0 | 0 | 0 | 0 | 0 | 0 | 0 | 0 | 0
F6_Commercial_Office_New_Food Preparation_Natural Gas_Griddle_E3 | F6 | Commercial | Office | New | Food Preparation | Natural Gas | Griddle | E3 | Utility - Value of Sales | 0 | 0 | 0 | 0 | 0 | 0 | 0 | 0 | 0 | 0 | 0 | 0 | 0 | 0 | 0 | 0 | 0 | 0 | 0 | 0 | 0 | 0 | 0 | 0 | 0 | 0 | 0
F6_Commercial_Office_New_Food Preparation_Natural Gas_Griddle_E4 | F6 | Commercial | Office | New | Food Preparation | Natural Gas | Griddle | E4 | Utility - Value of Sales | 0 | 0 | 0 | 0 | 0 | 0 | 0 | 0 | 0 | 0 | 0 | 0 | 0 | 0 | 0 | 0 | 0 | 0 | 0 | 0 | 0 | 0 | 0 | 0 | 0 | 0 | 0
F6_Commercial_Office_New_Food Preparation_Natural Gas_Griddle_E5 | F6 | Commercial | Office | New | Food Preparation | Natural Gas | Griddle | E5 | Utility - Value of Sales | 0 | 0 | 0 | 0 | 0 | 0 | 0 | 0 | 0 | 0 | 0 | 0 | 0 | 0 | 0 | 0 | 0 | 0 | 0 | 0 | 0 | 0 | 0 | 0 | 0 | 0 | 0
F6_Commercial_Office_New_Food Preparation_Natural Gas_Griddle_E6 | F6 | Commercial | Office | New | Food Preparation | Natural Gas | Griddle | E6 | Utility - Value of Sales | 0 | 0 | 0 | 0 | 0 | 0 | 0 | 0 | 0 | 0 | 0 | 0 | 0 | 0 | 0 | 0 | 0 | 0 | 0 | 0 | 0 | 0 | 0 | 0 | 0 | 0 | 0
F6_Commercial_Office_New_Food Preparation_Natural Gas_Griddle_E7 | F6 | Commercial | Office | New | Food Preparation | Natural Gas | Griddle | E7 | Utility - Value of Sales | 0 | 0 | 0 | 0 | 0 | 0 | 0 | 0 | 0 | 0 | 0 | 0 | 0 | 0 | 0 | 0 | 0 | 0 | 0 | 0 | 0 | 0 | 0 | 0 | 0 | 0 | 0
F6_Commercial_Office_New_Food Preparation_Natural Gas_Griddle_E8 | F6 | Commercial | Office | New | Food Preparation | Natural Gas | Griddle | E8 | Utility - Value of Sales | 0 | 0 | 0 | 0 | 0 | 0 | 0 | 0 | 0 | 0 | 0 | 0 | 0 | 0 | 0 | 0 | 0 | 0 | 0 | 0 | 0 | 0 | 0 | 0 | 0 | 0 | 0
F6_Commercial_Office_New_Food Preparation_Natural Gas_Griddle_E9 | F6 | Commercial | Office | New | Food Preparation | Natural Gas | Griddle | E9 | Utility - Value of Sales | 0 | 0 | 0 | 0 | 0 | 0 | 0 | 0 | 0 | 0 | 0 | 0 | 0 | 0 | 0 | 0 | 0 | 0 | 0 | 0 | 0 | 0 | 0 | 0 | 0 | 0 | 0
F6_Commercial_Office_New_Food Preparation_Natural Gas_Griddle_E10 | F6 | Commercial | Office | New | Food Preparation | Natural Gas | Griddle | E10 | Utility - Value of Sales | 0 | 0 | 0 | 0 | 0 | 0 | 0 | 0 | 0 | 0 | 0 | 0 | 0 | 0 | 0 | 0 | 0 | 0 | 0 | 0 | 0 | 0 | 0 | 0 | 0 | 0 | 0
F1_Commercial_Office_New_Food Preparation_Natural Gas_Range_E1 | F1 | Commercial | Office | New | Food Preparation | Natural Gas | Range | E1 | RVT - Cost of Equipment | 0.035413 | 0.035413 | 0.035413 | 0.035413 | 0.035413 | 0.035413 | 0.035413 | 0.035413 | 0.035413 | 0.035413 | 0.035413 | 0.035413 | 0.035413 | 0.035413 | 0.035413 | 0.035413 | 0.035413 | 0.035413 | 0.035413 | 0.035413 | 0.035413 | 0.035413 | 0.035413 | 0.035413 | 0.035413 | 0.035413 | 0.035413
F1_Commercial_Office_New_Food Preparation_Natural Gas_Range_E2 | F1 | Commercial | Office | New | Food Preparation | Natural Gas | Range | E2 | RVT - Cost of Equipment | 0.035413 | 0.035413 | 0.035413 | 0.035413 | 0.035413 | 0.035413 | 0.035413 | 0.035413 | 0.035413 | 0.035413 | 0.035413 | 0.035413 | 0.035413 | 0.035413 | 0.035413 | 0.035413 | 0.035413 | 0.035413 | 0.035413 | 0.035413 | 0.035413 | 0.035413 | 0.035413 | 0.035413 | 0.035413 | 0.035413 | 0.035413
F1_Commercial_Office_New_Food Preparation_Natural Gas_Range_E3 | F1 | Commercial | Office | New | Food Preparation | Natural Gas | Range | E3 | RVT - Cost of Equipment | 0 | 0 | 0 | 0 | 0 | 0 | 0 | 0 | 0 | 0 | 0 | 0 | 0 | 0 | 0 | 0 | 0 | 0 | 0 | 0 | 0 | 0 | 0 | 0 | 0 | 0 | 0
F1_Commercial_Office_New_Food Preparation_Natural Gas_Range_E4 | F1 | Commercial | Office | New | Food Preparation | Natural Gas | Range | E4 | RVT - Cost of Equipment | 0 | 0 | 0 | 0 | 0 | 0 | 0 | 0 | 0 | 0 | 0 | 0 | 0 | 0 | 0 | 0 | 0 | 0 | 0 | 0 | 0 | 0 | 0 | 0 | 0 | 0 | 0
F1_Commercial_Office_New_Food Preparation_Natural Gas_Range_E5 | F1 | Commercial | Office | New | Food Preparation | Natural Gas | Range | E5 | RVT - Cost of Equipment | 0 | 0 | 0 | 0 | 0 | 0 | 0 | 0 | 0 | 0 | 0 | 0 | 0 | 0 | 0 | 0 | 0 | 0 | 0 | 0 | 0 | 0 | 0 | 0 | 0 | 0 | 0
F1_Commercial_Office_New_Food Preparation_Natural Gas_Range_E6 | F1 | Commercial | Office | New | Food Preparation | Natural Gas | Range | E6 | RVT - Cost of Equipment | 0 | 0 | 0 | 0 | 0 | 0 | 0 | 0 | 0 | 0 | 0 | 0 | 0 | 0 | 0 | 0 | 0 | 0 | 0 | 0 | 0 | 0 | 0 | 0 | 0 | 0 | 0
F1_Commercial_Office_New_Food Preparation_Natural Gas_Range_E7 | F1 | Commercial | Office | New | Food Preparation | Natural Gas | Range | E7 | RVT - Cost of Equipment | 0 | 0 | 0 | 0 | 0 | 0 | 0 | 0 | 0 | 0 | 0 | 0 | 0 | 0 | 0 | 0 | 0 | 0 | 0 | 0 | 0 | 0 | 0 | 0 | 0 | 0 | 0
F1_Commercial_Office_New_Food Preparation_Natural Gas_Range_E8 | F1 | Commercial | Office | New | Food Preparation | Natural Gas | Range | E8 | RVT - Cost of Equipment | 0 | 0 | 0 | 0 | 0 | 0 | 0 | 0 | 0 | 0 | 0 | 0 | 0 | 0 | 0 | 0 | 0 | 0 | 0 | 0 | 0 | 0 | 0 | 0 | 0 | 0 | 0
F1_Commercial_Office_New_Food Preparation_Natural Gas_Range_E9 | F1 | Commercial | Office | New | Food Preparation | Natural Gas | Range | E9 | RVT - Cost of Equipment | 0 | 0 | 0 | 0 | 0 | 0 | 0 | 0 | 0 | 0 | 0 | 0 | 0 | 0 | 0 | 0 | 0 | 0 | 0 | 0 | 0 | 0 | 0 | 0 | 0 | 0 | 0
F1_Commercial_Office_New_Food Preparation_Natural Gas_Range_E10 | F1 | Commercial | Office | New | Food Preparation | Natural Gas | Range | E10 | RVT - Cost of Equipment | 0 | 0 | 0 | 0 | 0 | 0 | 0 | 0 | 0 | 0 | 0 | 0 | 0 | 0 | 0 | 0 | 0 | 0 | 0 | 0 | 0 | 0 | 0 | 0 | 0 | 0 | 0
F2_Commercial_Office_New_Food Preparation_Natural Gas_Range_E1 | F2 | Commercial | Office | New | Food Preparation | Natural Gas | Range | E1 | RVT - Cost of Operation | 0 | 0 | 0 | 0 | 0 | 0 | 0 | 0 | 0 | 0 | 0 | 0 | 0 | 0 | 0 | 0 | 0 | 0 | 0 | 0 | 0 | 0 | 0 | 0 | 0 | 0 | 0
F2_Commercial_Office_New_Food Preparation_Natural Gas_Range_E2 | F2 | Commercial | Office | New | Food Preparation | Natural Gas | Range | E2 | RVT - Cost of Operation | 0 | 0 | 0 | 0 | 0 | 0 | 0 | 0 | 0 | 0 | 0 | 0 | 0 | 0 | 0 | 0 | 0 | 0 | 0 | 0 | 0 | 0 | 0 | 0 | 0 | 0 | 0
F2_Commercial_Office_New_Food Preparation_Natural Gas_Range_E3 | F2 | Commercial | Office | New | Food Preparation | Natural Gas | Range | E3 | RVT - Cost of Operation | 0 | 0 | 0 | 0 | 0 | 0 | 0 | 0 | 0 | 0 | 0 | 0 | 0 | 0 | 0 | 0 | 0 | 0 | 0 | 0 | 0 | 0 | 0 | 0 | 0 | 0 | 0
F2_Commercial_Office_New_Food Preparation_Natural Gas_Range_E4 | F2 | Commercial | Office | New | Food Preparation | Natural Gas | Range | E4 | RVT - Cost of Operation | 0 | 0 | 0 | 0 | 0 | 0 | 0 | 0 | 0 | 0 | 0 | 0 | 0 | 0 | 0 | 0 | 0 | 0 | 0 | 0 | 0 | 0 | 0 | 0 | 0 | 0 | 0
F2_Commercial_Office_New_Food Preparation_Natural Gas_Range_E5 | F2 | Commercial | Office | New | Food Preparation | Natural Gas | Range | E5 | RVT - Cost of Operation | 0 | 0 | 0 | 0 | 0 | 0 | 0 | 0 | 0 | 0 | 0 | 0 | 0 | 0 | 0 | 0 | 0 | 0 | 0 | 0 | 0 | 0 | 0 | 0 | 0 | 0 | 0
F2_Commercial_Office_New_Food Preparation_Natural Gas_Range_E6 | F2 | Commercial | Office | New | Food Preparation | Natural Gas | Range | E6 | RVT - Cost of Operation | 0 | 0 | 0 | 0 | 0 | 0 | 0 | 0 | 0 | 0 | 0 | 0 | 0 | 0 | 0 | 0 | 0 | 0 | 0 | 0 | 0 | 0 | 0 | 0 | 0 | 0 | 0
F2_Commercial_Office_New_Food Preparation_Natural Gas_Range_E7 | F2 | Commercial | Office | New | Food Preparation | Natural Gas | Range | E7 | RVT - Cost of Operation | 0 | 0 | 0 | 0 | 0 | 0 | 0 | 0 | 0 | 0 | 0 | 0 | 0 | 0 | 0 | 0 | 0 | 0 | 0 | 0 | 0 | 0 | 0 | 0 | 0 | 0 | 0
F2_Commercial_Office_New_Food Preparation_Natural Gas_Range_E8 | F2 | Commercial | Office | New | Food Preparation | Natural Gas | Range | E8 | RVT - Cost of Operation | 0 | 0 | 0 | 0 | 0 | 0 | 0 | 0 | 0 | 0 | 0 | 0 | 0 | 0 | 0 | 0 | 0 | 0 | 0 | 0 | 0 | 0 | 0 | 0 | 0 | 0 | 0
F2_Commercial_Office_New_Food Preparation_Natural Gas_Range_E9 | F2 | Commercial | Office | New | Food Preparation | Natural Gas | Range | E9 | RVT - Cost of Operation | 0 | 0 | 0 | 0 | 0 | 0 | 0 | 0 | 0 | 0 | 0 | 0 | 0 | 0 | 0 | 0 | 0 | 0 | 0 | 0 | 0 | 0 | 0 | 0 | 0 | 0 | 0
F2_Commercial_Office_New_Food Preparation_Natural Gas_Range_E10 | F2 | Commercial | Office | New | Food Preparation | Natural Gas | Range | E10 | RVT - Cost of Operation | 0 | 0 | 0 | 0 | 0 | 0 | 0 | 0 | 0 | 0 | 0 | 0 | 0 | 0 | 0 | 0 | 0 | 0 | 0 | 0 | 0 | 0 | 0 | 0 | 0 | 0 | 0
F3_Commercial_Office_New_Food Preparation_Natural Gas_Range_E1 | F3 | Commercial | Office | New | Food Preparation | Natural Gas | Range | E1 | System - kBTUs of Consumption | 3.7843 | 3.7843 | 3.7843 | 3.7843 | 3.7843 | 3.7843 | 3.7843 | 3.7843 | 3.7843 | 3.7843 | 3.7843 | 3.7843 | 3.7843 | 3.7843 | 3.7843 | 3.7843 | 3.7843 | 3.7843 | 3.7843 | 3.7843 | 3.7843 | 3.7843 | 3.7843 | 3.7843 | 3.7843 | 3.7843 | 3.7843
F3_Commercial_Office_New_Food Preparation_Natural Gas_Range_E2 | F3 | Commercial | Office | New | Food Preparation | Natural Gas | Range | E2 | System - kBTUs of Consumption | 3.2437 | 3.2437 | 3.2437 | 3.2437 | 3.2437 | 3.2437 | 3.2437 | 3.2437 | 3.2437 | 3.2437 | 3.2437 | 3.2437 | 3.2437 | 3.2437 | 3.2437 | 3.2437 | 3.2437 | 3.2437 | 3.2437 | 3.2437 | 3.2437 | 3.2437 | 3.2437 | 3.2437 | 3.2437 | 3.2437 | 3.2437
F3_Commercial_Office_New_Food Preparation_Natural Gas_Range_E3 | F3 | Commercial | Office | New | Food Preparation | Natural Gas | Range | E3 | System - kBTUs of Consumption | 0 | 0 | 0 | 0 | 0 | 0 | 0 | 0 | 0 | 0 | 0 | 0 | 0 | 0 | 0 | 0 | 0 | 0 | 0 | 0 | 0 | 0 | 0 | 0 | 0 | 0 | 0
F3_Commercial_Office_New_Food Preparation_Natural Gas_Range_E4 | F3 | Commercial | Office | New | Food Preparation | Natural Gas | Range | E4 | System - kBTUs of Consumption | 0 | 0 | 0 | 0 | 0 | 0 | 0 | 0 | 0 | 0 | 0 | 0 | 0 | 0 | 0 | 0 | 0 | 0 | 0 | 0 | 0 | 0 | 0 | 0 | 0 | 0 | 0
F3_Commercial_Office_New_Food Preparation_Natural Gas_Range_E5 | F3 | Commercial | Office | New | Food Preparation | Natural Gas | Range | E5 | System - kBTUs of Consumption | 0 | 0 | 0 | 0 | 0 | 0 | 0 | 0 | 0 | 0 | 0 | 0 | 0 | 0 | 0 | 0 | 0 | 0 | 0 | 0 | 0 | 0 | 0 | 0 | 0 | 0 | 0
F3_Commercial_Office_New_Food Preparation_Natural Gas_Range_E6 | F3 | Commercial | Office | New | Food Preparation | Natural Gas | Range | E6 | System - kBTUs of Consumption | 0 | 0 | 0 | 0 | 0 | 0 | 0 | 0 | 0 | 0 | 0 | 0 | 0 | 0 | 0 | 0 | 0 | 0 | 0 | 0 | 0 | 0 | 0 | 0 | 0 | 0 | 0
F3_Commercial_Office_New_Food Preparation_Natural Gas_Range_E7 | F3 | Commercial | Office | New | Food Preparation | Natural Gas | Range | E7 | System - kBTUs of Consumption | 0 | 0 | 0 | 0 | 0 | 0 | 0 | 0 | 0 | 0 | 0 | 0 | 0 | 0 | 0 | 0 | 0 | 0 | 0 | 0 | 0 | 0 | 0 | 0 | 0 | 0 | 0
F3_Commercial_Office_New_Food Preparation_Natural Gas_Range_E8 | F3 | Commercial | Office | New | Food Preparation | Natural Gas | Range | E8 | System - kBTUs of Consumption | 0 | 0 | 0 | 0 | 0 | 0 | 0 | 0 | 0 | 0 | 0 | 0 | 0 | 0 | 0 | 0 | 0 | 0 | 0 | 0 | 0 | 0 | 0 | 0 | 0 | 0 | 0
F3_Commercial_Office_New_Food Preparation_Natural Gas_Range_E9 | F3 | Commercial | Office | New | Food Preparation | Natural Gas | Range | E9 | System - kBTUs of Consumption | 0 | 0 | 0 | 0 | 0 | 0 | 0 | 0 | 0 | 0 | 0 | 0 | 0 | 0 | 0 | 0 | 0 | 0 | 0 | 0 | 0 | 0 | 0 | 0 | 0 | 0 | 0
F3_Commercial_Office_New_Food Preparation_Natural Gas_Range_E10 | F3 | Commercial | Office | New | Food Preparation | Natural Gas | Range | E10 | System - kBTUs of Consumption | 0 | 0 | 0 | 0 | 0 | 0 | 0 | 0 | 0 | 0 | 0 | 0 | 0 | 0 | 0 | 0 | 0 | 0 | 0 | 0 | 0 | 0 | 0 | 0 | 0 | 0 | 0
F4_Commercial_Office_New_Food Preparation_Natural Gas_Range_E1 | F4 | Commercial | Office | New | Food Preparation | Natural Gas | Range | E1 | Utility - Cost of Equipment | 0.035413 | 0.035413 | 0.035413 | 0.035413 | 0.035413 | 0.035413 | 0.035413 | 0.035413 | 0.035413 | 0.035413 | 0.035413 | 0.035413 | 0.035413 | 0.035413 | 0.035413 | 0.035413 | 0.035413 | 0.035413 | 0.035413 | 0.035413 | 0.035413 | 0.035413 | 0.035413 | 0.035413 | 0.035413 | 0.035413 | 0.035413
F4_Commercial_Office_New_Food Preparation_Natural Gas_Range_E2 | F4 | Commercial | Office | New | Food Preparation | Natural Gas | Range | E2 | Utility - Cost of Equipment | 0.035413 | 0.035413 | 0.035413 | 0.035413 | 0.035413 | 0.035413 | 0.035413 | 0.035413 | 0.035413 | 0.035413 | 0.035413 | 0.035413 | 0.035413 | 0.035413 | 0.035413 | 0.035413 | 0.035413 | 0.035413 | 0.035413 | 0.035413 | 0.035413 | 0.035413 | 0.035413 | 0.035413 | 0.035413 | 0.035413 | 0.035413
F4_Commercial_Office_New_Food Preparation_Natural Gas_Range_E3 | F4 | Commercial | Office | New | Food Preparation | Natural Gas | Range | E3 | Utility - Cost of Equipment | 0 | 0 | 0 | 0 | 0 | 0 | 0 | 0 | 0 | 0 | 0 | 0 | 0 | 0 | 0 | 0 | 0 | 0 | 0 | 0 | 0 | 0 | 0 | 0 | 0 | 0 | 0
F4_Commercial_Office_New_Food Preparation_Natural Gas_Range_E4 | F4 | Commercial | Office | New | Food Preparation | Natural Gas | Range | E4 | Utility - Cost of Equipment | 0 | 0 | 0 | 0 | 0 | 0 | 0 | 0 | 0 | 0 | 0 | 0 | 0 | 0 | 0 | 0 | 0 | 0 | 0 | 0 | 0 | 0 | 0 | 0 | 0 | 0 | 0
F4_Commercial_Office_New_Food Preparation_Natural Gas_Range_E5 | F4 | Commercial | Office | New | Food Preparation | Natural Gas | Range | E5 | Utility - Cost of Equipment | 0 | 0 | 0 | 0 | 0 | 0 | 0 | 0 | 0 | 0 | 0 | 0 | 0 | 0 | 0 | 0 | 0 | 0 | 0 | 0 | 0 | 0 | 0 | 0 | 0 | 0 | 0
F4_Commercial_Office_New_Food Preparation_Natural Gas_Range_E6 | F4 | Commercial | Office | New | Food Preparation | Natural Gas | Range | E6 | Utility - Cost of Equipment | 0 | 0 | 0 | 0 | 0 | 0 | 0 | 0 | 0 | 0 | 0 | 0 | 0 | 0 | 0 | 0 | 0 | 0 | 0 | 0 | 0 | 0 | 0 | 0 | 0 | 0 | 0
F4_Commercial_Office_New_Food Preparation_Natural Gas_Range_E7 | F4 | Commercial | Office | New | Food Preparation | Natural Gas | Range | E7 | Utility - Cost of Equipment | 0 | 0 | 0 | 0 | 0 | 0 | 0 | 0 | 0 | 0 | 0 | 0 | 0 | 0 | 0 | 0 | 0 | 0 | 0 | 0 | 0 | 0 | 0 | 0 | 0 | 0 | 0
F4_Commercial_Office_New_Food Preparation_Natural Gas_Range_E8 | F4 | Commercial | Office | New | Food Preparation | Natural Gas | Range | E8 | Utility - Cost of Equipment | 0 | 0 | 0 | 0 | 0 | 0 | 0 | 0 | 0 | 0 | 0 | 0 | 0 | 0 | 0 | 0 | 0 | 0 | 0 | 0 | 0 | 0 | 0 | 0 | 0 | 0 | 0
F4_Commercial_Office_New_Food Preparation_Natural Gas_Range_E9 | F4 | Commercial | Office | New | Food Preparation | Natural Gas | Range | E9 | Utility - Cost of Equipment | 0 | 0 | 0 | 0 | 0 | 0 | 0 | 0 | 0 | 0 | 0 | 0 | 0 | 0 | 0 | 0 | 0 | 0 | 0 | 0 | 0 | 0 | 0 | 0 | 0 | 0 | 0
F4_Commercial_Office_New_Food Preparation_Natural Gas_Range_E10 | F4 | Commercial | Office | New | Food Preparation | Natural Gas | Range | E10 | Utility - Cost of Equipment | 0 | 0 | 0 | 0 | 0 | 0 | 0 | 0 | 0 | 0 | 0 | 0 | 0 | 0 | 0 | 0 | 0 | 0 | 0 | 0 | 0 | 0 | 0 | 0 | 0 | 0 | 0
F5_Commercial_Office_New_Food Preparation_Natural Gas_Range_E1 | F5 | Commercial | Office | New | Food Preparation | Natural Gas | Range | E1 | Utility - Cost of Operation | 0.052003 | 0.051253 | 0.050521 | 0.049811 | 0.049818 | 0.050291 | 0.051056 | 0.051984 | 0.052986 | 0.05401 | 0.055024 | 0.05592 | 0.056605 | 0.056896 | 0.056761 | 0.056205 | 0.055269 | 0.054044 | 0.052585 | 0.050856 | 0.048834 | 0.046506 | 0.044439 | 0.043101 | 0.042523 | 0.042732 | 0.042941
F5_Commercial_Office_New_Food Preparation_Natural Gas_Range_E2 | F5 | Commercial | Office | New | Food Preparation | Natural Gas | Range | E2 | Utility - Cost of Operation | 0.044574 | 0.043931 | 0.043304 | 0.042695 | 0.042701 | 0.043106 | 0.043763 | 0.044558 | 0.045417 | 0.046295 | 0.047163 | 0.047932 | 0.048519 | 0.048768 | 0.048653 | 0.048176 | 0.047374 | 0.046323 | 0.045073 | 0.043591 | 0.041857 | 0.039862 | 0.038091 | 0.036944 | 0.036449 | 0.036627 | 0.036807
F5_Commercial_Office_New_Food Preparation_Natural Gas_Range_E3 | F5 | Commercial | Office | New | Food Preparation | Natural Gas | Range | E3 | Utility - Cost of Operation | 0 | 0 | 0 | 0 | 0 | 0 | 0 | 0 | 0 | 0 | 0 | 0 | 0 | 0 | 0 | 0 | 0 | 0 | 0 | 0 | 0 | 0 | 0 | 0 | 0 | 0 | 0
F5_Commercial_Office_New_Food Preparation_Natural Gas_Range_E4 | F5 | Commercial | Office | New | Food Preparation | Natural Gas | Range | E4 | Utility - Cost of Operation | 0 | 0 | 0 | 0 | 0 | 0 | 0 | 0 | 0 | 0 | 0 | 0 | 0 | 0 | 0 | 0 | 0 | 0 | 0 | 0 | 0 | 0 | 0 | 0 | 0 | 0 | 0
F5_Commercial_Office_New_Food Preparation_Natural Gas_Range_E5 | F5 | Commercial | Office | New | Food Preparation | Natural Gas | Range | E5 | Utility - Cost of Operation | 0 | 0 | 0 | 0 | 0 | 0 | 0 | 0 | 0 | 0 | 0 | 0 | 0 | 0 | 0 | 0 | 0 | 0 | 0 | 0 | 0 | 0 | 0 | 0 | 0 | 0 | 0
F5_Commercial_Office_New_Food Preparation_Natural Gas_Range_E6 | F5 | Commercial | Office | New | Food Preparation | Natural Gas | Range | E6 | Utility - Cost of Operation | 0 | 0 | 0 | 0 | 0 | 0 | 0 | 0 | 0 | 0 | 0 | 0 | 0 | 0 | 0 | 0 | 0 | 0 | 0 | 0 | 0 | 0 | 0 | 0 | 0 | 0 | 0
F5_Commercial_Office_New_Food Preparation_Natural Gas_Range_E7 | F5 | Commercial | Office | New | Food Preparation | Natural Gas | Range | E7 | Utility - Cost of Operation | 0 | 0 | 0 | 0 | 0 | 0 | 0 | 0 | 0 | 0 | 0 | 0 | 0 | 0 | 0 | 0 | 0 | 0 | 0 | 0 | 0 | 0 | 0 | 0 | 0 | 0 | 0
F5_Commercial_Office_New_Food Preparation_Natural Gas_Range_E8 | F5 | Commercial | Office | New | Food Preparation | Natural Gas | Range | E8 | Utility - Cost of Operation | 0 | 0 | 0 | 0 | 0 | 0 | 0 | 0 | 0 | 0 | 0 | 0 | 0 | 0 | 0 | 0 | 0 | 0 | 0 | 0 | 0 | 0 | 0 | 0 | 0 | 0 | 0
F5_Commercial_Office_New_Food Preparation_Natural Gas_Range_E9 | F5 | Commercial | Office | New | Food Preparation | Natural Gas | Range | E9 | Utility - Cost of Operation | 0 | 0 | 0 | 0 | 0 | 0 | 0 | 0 | 0 | 0 | 0 | 0 | 0 | 0 | 0 | 0 | 0 | 0 | 0 | 0 | 0 | 0 | 0 | 0 | 0 | 0 | 0
F5_Commercial_Office_New_Food Preparation_Natural Gas_Range_E10 | F5 | Commercial | Office | New | Food Preparation | Natural Gas | Range | E10 | Utility - Cost of Operation | 0 | 0 | 0 | 0 | 0 | 0 | 0 | 0 | 0 | 0 | 0 | 0 | 0 | 0 | 0 | 0 | 0 | 0 | 0 | 0 | 0 | 0 | 0 | 0 | 0 | 0 | 0
F6_Commercial_Office_New_Food Preparation_Natural Gas_Range_E1 | F6 | Commercial | Office | New | Food Preparation | Natural Gas | Range | E1 | Utility - Value of Sales | 0 | 0 | 0 | 0 | 0 | 0 | 0 | 0 | 0 | 0 | 0 | 0 | 0 | 0 | 0 | 0 | 0 | 0 | 0 | 0 | 0 | 0 | 0 | 0 | 0 | 0 | 0
F6_Commercial_Office_New_Food Preparation_Natural Gas_Range_E2 | F6 | Commercial | Office | New | Food Preparation | Natural Gas | Range | E2 | Utility - Value of Sales | 0 | 0 | 0 | 0 | 0 | 0 | 0 | 0 | 0 | 0 | 0 | 0 | 0 | 0 | 0 | 0 | 0 | 0 | 0 | 0 | 0 | 0 | 0 | 0 | 0 | 0 | 0
F6_Commercial_Office_New_Food Preparation_Natural Gas_Range_E3 | F6 | Commercial | Office | New | Food Preparation | Natural Gas | Range | E3 | Utility - Value of Sales | 0 | 0 | 0 | 0 | 0 | 0 | 0 | 0 | 0 | 0 | 0 | 0 | 0 | 0 | 0 | 0 | 0 | 0 | 0 | 0 | 0 | 0 | 0 | 0 | 0 | 0 | 0
F6_Commercial_Office_New_Food Preparation_Natural Gas_Range_E4 | F6 | Commercial | Office | New | Food Preparation | Natural Gas | Range | E4 | Utility - Value of Sales | 0 | 0 | 0 | 0 | 0 | 0 | 0 | 0 | 0 | 0 | 0 | 0 | 0 | 0 | 0 | 0 | 0 | 0 | 0 | 0 | 0 | 0 | 0 | 0 | 0 | 0 | 0
F6_Commercial_Office_New_Food Preparation_Natural Gas_Range_E5 | F6 | Commercial | Office | New | Food Preparation | Natural Gas | Range | E5 | Utility - Value of Sales | 0 | 0 | 0 | 0 | 0 | 0 | 0 | 0 | 0 | 0 | 0 | 0 | 0 | 0 | 0 | 0 | 0 | 0 | 0 | 0 | 0 | 0 | 0 | 0 | 0 | 0 | 0
F6_Commercial_Office_New_Food Preparation_Natural Gas_Range_E6 | F6 | Commercial | Office | New | Food Preparation | Natural Gas | Range | E6 | Utility - Value of Sales | 0 | 0 | 0 | 0 | 0 | 0 | 0 | 0 | 0 | 0 | 0 | 0 | 0 | 0 | 0 | 0 | 0 | 0 | 0 | 0 | 0 | 0 | 0 | 0 | 0 | 0 | 0
F6_Commercial_Office_New_Food Preparation_Natural Gas_Range_E7 | F6 | Commercial | Office | New | Food Preparation | Natural Gas | Range | E7 | Utility - Value of Sales | 0 | 0 | 0 | 0 | 0 | 0 | 0 | 0 | 0 | 0 | 0 | 0 | 0 | 0 | 0 | 0 | 0 | 0 | 0 | 0 | 0 | 0 | 0 | 0 | 0 | 0 | 0
F6_Commercial_Office_New_Food Preparation_Natural Gas_Range_E8 | F6 | Commercial | Office | New | Food Preparation | Natural Gas | Range | E8 | Utility - Value of Sales | 0 | 0 | 0 | 0 | 0 | 0 | 0 | 0 | 0 | 0 | 0 | 0 | 0 | 0 | 0 | 0 | 0 | 0 | 0 | 0 | 0 | 0 | 0 | 0 | 0 | 0 | 0
F6_Commercial_Office_New_Food Preparation_Natural Gas_Range_E9 | F6 | Commercial | Office | New | Food Preparation | Natural Gas | Range | E9 | Utility - Value of Sales | 0 | 0 | 0 | 0 | 0 | 0 | 0 | 0 | 0 | 0 | 0 | 0 | 0 | 0 | 0 | 0 | 0 | 0 | 0 | 0 | 0 | 0 | 0 | 0 | 0 | 0 | 0
F6_Commercial_Office_New_Food Preparation_Natural Gas_Range_E10 | F6 | Commercial | Office | New | Food Preparation | Natural Gas | Range | E10 | Utility - Value of Sales | 0 | 0 | 0 | 0 | 0 | 0 | 0 | 0 | 0 | 0 | 0 | 0 | 0 | 0 | 0 | 0 | 0 | 0 | 0 | 0 | 0 | 0 | 0 | 0 | 0 | 0 | 0
F1_Commercial_Office_New_Food Preparation_Natural Gas_Steamer_E1 | F1 | Commercial | Office | New | Food Preparation | Natural Gas | Steamer | E1 | RVT - Cost of Equipment | 0.089428 | 0 | 0 | 0 | 0 | 0 | 0 | 0 | 0 | 0 | 0 | 0 | 0 | 0 | 0 | 0 | 0 | 0 | 0 | 0 | 0 | 0 | 0 | 0 | 0 | 0 | 0
F1_Commercial_Office_New_Food Preparation_Natural Gas_Steamer_E2 | F1 | Commercial | Office | New | Food Preparation | Natural Gas | Steamer | E2 | RVT - Cost of Equipment | 0.051946 | 0.051946 | 0.051946 | 0.051946 | 0.051946 | 0.051946 | 0.051946 | 0.051946 | 0.051946 | 0.051946 | 0.051946 | 0.051946 | 0.051946 | 0.051946 | 0.051946 | 0.051946 | 0.051946 | 0.051946 | 0.051946 | 0.051946 | 0.051946 | 0.051946 | 0.051946 | 0.051946 | 0.051946 | 0.051946 | 0.051946
F1_Commercial_Office_New_Food Preparation_Natural Gas_Steamer_E3 | F1 | Commercial | Office | New | Food Preparation | Natural Gas | Steamer | E3 | RVT - Cost of Equipment | 0 | 0 | 0 | 0 | 0 | 0 | 0 | 0 | 0 | 0 | 0 | 0 | 0 | 0 | 0 | 0 | 0 | 0 | 0 | 0 | 0 | 0 | 0 | 0 | 0 | 0 | 0
F1_Commercial_Office_New_Food Preparation_Natural Gas_Steamer_E4 | F1 | Commercial | Office | New | Food Preparation | Natural Gas | Steamer | E4 | RVT - Cost of Equipment | 0 | 0 | 0 | 0 | 0 | 0 | 0 | 0 | 0 | 0 | 0 | 0 | 0 | 0 | 0 | 0 | 0 | 0 | 0 | 0 | 0 | 0 | 0 | 0 | 0 | 0 | 0
F1_Commercial_Office_New_Food Preparation_Natural Gas_Steamer_E5 | F1 | Commercial | Office | New | Food Preparation | Natural Gas | Steamer | E5 | RVT - Cost of Equipment | 0 | 0 | 0 | 0 | 0 | 0 | 0 | 0 | 0 | 0 | 0 | 0 | 0 | 0 | 0 | 0 | 0 | 0 | 0 | 0 | 0 | 0 | 0 | 0 | 0 | 0 | 0
F1_Commercial_Office_New_Food Preparation_Natural Gas_Steamer_E6 | F1 | Commercial | Office | New | Food Preparation | Natural Gas | Steamer | E6 | RVT - Cost of Equipment | 0 | 0 | 0 | 0 | 0 | 0 | 0 | 0 | 0 | 0 | 0 | 0 | 0 | 0 | 0 | 0 | 0 | 0 | 0 | 0 | 0 | 0 | 0 | 0 | 0 | 0 | 0
F1_Commercial_Office_New_Food Preparation_Natural Gas_Steamer_E7 | F1 | Commercial | Office | New | Food Preparation | Natural Gas | Steamer | E7 | RVT - Cost of Equipment | 0 | 0 | 0 | 0 | 0 | 0 | 0 | 0 | 0 | 0 | 0 | 0 | 0 | 0 | 0 | 0 | 0 | 0 | 0 | 0 | 0 | 0 | 0 | 0 | 0 | 0 | 0
F1_Commercial_Office_New_Food Preparation_Natural Gas_Steamer_E8 | F1 | Commercial | Office | New | Food Preparation | Natural Gas | Steamer | E8 | RVT - Cost of Equipment | 0 | 0 | 0 | 0 | 0 | 0 | 0 | 0 | 0 | 0 | 0 | 0 | 0 | 0 | 0 | 0 | 0 | 0 | 0 | 0 | 0 | 0 | 0 | 0 | 0 | 0 | 0
F1_Commercial_Office_New_Food Preparation_Natural Gas_Steamer_E9 | F1 | Commercial | Office | New | Food Preparation | Natural Gas | Steamer | E9 | RVT - Cost of Equipment | 0 | 0 | 0 | 0 | 0 | 0 | 0 | 0 | 0 | 0 | 0 | 0 | 0 | 0 | 0 | 0 | 0 | 0 | 0 | 0 | 0 | 0 | 0 | 0 | 0 | 0 | 0
F1_Commercial_Office_New_Food Preparation_Natural Gas_Steamer_E10 | F1 | Commercial | Office | New | Food Preparation | Natural Gas | Steamer | E10 | RVT - Cost of Equipment | 0 | 0 | 0 | 0 | 0 | 0 | 0 | 0 | 0 | 0 | 0 | 0 | 0 | 0 | 0 | 0 | 0 | 0 | 0 | 0 | 0 | 0 | 0 | 0 | 0 | 0 | 0
F2_Commercial_Office_New_Food Preparation_Natural Gas_Steamer_E1 | F2 | Commercial | Office | New | Food Preparation | Natural Gas | Steamer | E1 | RVT - Cost of Operation | 0 | 0 | 0 | 0 | 0 | 0 | 0 | 0 | 0 | 0 | 0 | 0 | 0 | 0 | 0 | 0 | 0 | 0 | 0 | 0 | 0 | 0 | 0 | 0 | 0 | 0 | 0
F2_Commercial_Office_New_Food Preparation_Natural Gas_Steamer_E2 | F2 | Commercial | Office | New | Food Preparation | Natural Gas | Steamer | E2 | RVT - Cost of Operation | 0 | 0 | 0 | 0 | 0 | 0 | 0 | 0 | 0 | 0 | 0 | 0 | 0 | 0 | 0 | 0 | 0 | 0 | 0 | 0 | 0 | 0 | 0 | 0 | 0 | 0 | 0
F2_Commercial_Office_New_Food Preparation_Natural Gas_Steamer_E3 | F2 | Commercial | Office | New | Food Preparation | Natural Gas | Steamer | E3 | RVT - Cost of Operation | 0 | 0 | 0 | 0 | 0 | 0 | 0 | 0 | 0 | 0 | 0 | 0 | 0 | 0 | 0 | 0 | 0 | 0 | 0 | 0 | 0 | 0 | 0 | 0 | 0 | 0 | 0
F2_Commercial_Office_New_Food Preparation_Natural Gas_Steamer_E4 | F2 | Commercial | Office | New | Food Preparation | Natural Gas | Steamer | E4 | RVT - Cost of Operation | 0 | 0 | 0 | 0 | 0 | 0 | 0 | 0 | 0 | 0 | 0 | 0 | 0 | 0 | 0 | 0 | 0 | 0 | 0 | 0 | 0 | 0 | 0 | 0 | 0 | 0 | 0
F2_Commercial_Office_New_Food Preparation_Natural Gas_Steamer_E5 | F2 | Commercial | Office | New | Food Preparation | Natural Gas | Steamer | E5 | RVT - Cost of Operation | 0 | 0 | 0 | 0 | 0 | 0 | 0 | 0 | 0 | 0 | 0 | 0 | 0 | 0 | 0 | 0 | 0 | 0 | 0 | 0 | 0 | 0 | 0 | 0 | 0 | 0 | 0
F2_Commercial_Office_New_Food Preparation_Natural Gas_Steamer_E6 | F2 | Commercial | Office | New | Food Preparation | Natural Gas | Steamer | E6 | RVT - Cost of Operation | 0 | 0 | 0 | 0 | 0 | 0 | 0 | 0 | 0 | 0 | 0 | 0 | 0 | 0 | 0 | 0 | 0 | 0 | 0 | 0 | 0 | 0 | 0 | 0 | 0 | 0 | 0
F2_Commercial_Office_New_Food Preparation_Natural Gas_Steamer_E7 | F2 | Commercial | Office | New | Food Preparation | Natural Gas | Steamer | E7 | RVT - Cost of Operation | 0 | 0 | 0 | 0 | 0 | 0 | 0 | 0 | 0 | 0 | 0 | 0 | 0 | 0 | 0 | 0 | 0 | 0 | 0 | 0 | 0 | 0 | 0 | 0 | 0 | 0 | 0
F2_Commercial_Office_New_Food Preparation_Natural Gas_Steamer_E8 | F2 | Commercial | Office | New | Food Preparation | Natural Gas | Steamer | E8 | RVT - Cost of Operation | 0 | 0 | 0 | 0 | 0 | 0 | 0 | 0 | 0 | 0 | 0 | 0 | 0 | 0 | 0 | 0 | 0 | 0 | 0 | 0 | 0 | 0 | 0 | 0 | 0 | 0 | 0
F2_Commercial_Office_New_Food Preparation_Natural Gas_Steamer_E9 | F2 | Commercial | Office | New | Food Preparation | Natural Gas | Steamer | E9 | RVT - Cost of Operation | 0 | 0 | 0 | 0 | 0 | 0 | 0 | 0 | 0 | 0 | 0 | 0 | 0 | 0 | 0 | 0 | 0 | 0 | 0 | 0 | 0 | 0 | 0 | 0 | 0 | 0 | 0
F2_Commercial_Office_New_Food Preparation_Natural Gas_Steamer_E10 | F2 | Commercial | Office | New | Food Preparation | Natural Gas | Steamer | E10 | RVT - Cost of Operation | 0 | 0 | 0 | 0 | 0 | 0 | 0 | 0 | 0 | 0 | 0 | 0 | 0 | 0 | 0 | 0 | 0 | 0 | 0 | 0 | 0 | 0 | 0 | 0 | 0 | 0 | 0
F3_Commercial_Office_New_Food Preparation_Natural Gas_Steamer_E1 | F3 | Commercial | Office | New | Food Preparation | Natural Gas | Steamer | E1 | System - kBTUs of Consumption | 7.0459 | 0 | 0 | 0 | 0 | 0 | 0 | 0 | 0 | 0 | 0 | 0 | 0 | 0 | 0 | 0 | 0 | 0 | 0 | 0 | 0 | 0 | 0 | 0 | 0 | 0 | 0
F3_Commercial_Office_New_Food Preparation_Natural Gas_Steamer_E2 | F3 | Commercial | Office | New | Food Preparation | Natural Gas | Steamer | E2 | System - kBTUs of Consumption | 1.2356 | 1.2356 | 1.2356 | 1.2356 | 1.2356 | 1.2356 | 1.2356 | 1.2356 | 1.2356 | 1.2356 | 1.2356 | 1.2356 | 1.2356 | 1.2356 | 1.2356 | 1.2356 | 1.2356 | 1.2356 | 1.2356 | 1.2356 | 1.2356 | 1.2356 | 1.2356 | 1.2356 | 1.2356 | 1.2356 | 1.2356
F3_Commercial_Office_New_Food Preparation_Natural Gas_Steamer_E3 | F3 | Commercial | Office | New | Food Preparation | Natural Gas | Steamer | E3 | System - kBTUs of Consumption | 0 | 0 | 0 | 0 | 0 | 0 | 0 | 0 | 0 | 0 | 0 | 0 | 0 | 0 | 0 | 0 | 0 | 0 | 0 | 0 | 0 | 0 | 0 | 0 | 0 | 0 | 0
F3_Commercial_Office_New_Food Preparation_Natural Gas_Steamer_E4 | F3 | Commercial | Office | New | Food Preparation | Natural Gas | Steamer | E4 | System - kBTUs of Consumption | 0 | 0 | 0 | 0 | 0 | 0 | 0 | 0 | 0 | 0 | 0 | 0 | 0 | 0 | 0 | 0 | 0 | 0 | 0 | 0 | 0 | 0 | 0 | 0 | 0 | 0 | 0
F3_Commercial_Office_New_Food Preparation_Natural Gas_Steamer_E5 | F3 | Commercial | Office | New | Food Preparation | Natural Gas | Steamer | E5 | System - kBTUs of Consumption | 0 | 0 | 0 | 0 | 0 | 0 | 0 | 0 | 0 | 0 | 0 | 0 | 0 | 0 | 0 | 0 | 0 | 0 | 0 | 0 | 0 | 0 | 0 | 0 | 0 | 0 | 0
F3_Commercial_Office_New_Food Preparation_Natural Gas_Steamer_E6 | F3 | Commercial | Office | New | Food Preparation | Natural Gas | Steamer | E6 | System - kBTUs of Consumption | 0 | 0 | 0 | 0 | 0 | 0 | 0 | 0 | 0 | 0 | 0 | 0 | 0 | 0 | 0 | 0 | 0 | 0 | 0 | 0 | 0 | 0 | 0 | 0 | 0 | 0 | 0
F3_Commercial_Office_New_Food Preparation_Natural Gas_Steamer_E7 | F3 | Commercial | Office | New | Food Preparation | Natural Gas | Steamer | E7 | System - kBTUs of Consumption | 0 | 0 | 0 | 0 | 0 | 0 | 0 | 0 | 0 | 0 | 0 | 0 | 0 | 0 | 0 | 0 | 0 | 0 | 0 | 0 | 0 | 0 | 0 | 0 | 0 | 0 | 0
F3_Commercial_Office_New_Food Preparation_Natural Gas_Steamer_E8 | F3 | Commercial | Office | New | Food Preparation | Natural Gas | Steamer | E8 | System - kBTUs of Consumption | 0 | 0 | 0 | 0 | 0 | 0 | 0 | 0 | 0 | 0 | 0 | 0 | 0 | 0 | 0 | 0 | 0 | 0 | 0 | 0 | 0 | 0 | 0 | 0 | 0 | 0 | 0
F3_Commercial_Office_New_Food Preparation_Natural Gas_Steamer_E9 | F3 | Commercial | Office | New | Food Preparation | Natural Gas | Steamer | E9 | System - kBTUs of Consumption | 0 | 0 | 0 | 0 | 0 | 0 | 0 | 0 | 0 | 0 | 0 | 0 | 0 | 0 | 0 | 0 | 0 | 0 | 0 | 0 | 0 | 0 | 0 | 0 | 0 | 0 | 0
F3_Commercial_Office_New_Food Preparation_Natural Gas_Steamer_E10 | F3 | Commercial | Office | New | Food Preparation | Natural Gas | Steamer | E10 | System - kBTUs of Consumption | 0 | 0 | 0 | 0 | 0 | 0 | 0 | 0 | 0 | 0 | 0 | 0 | 0 | 0 | 0 | 0 | 0 | 0 | 0 | 0 | 0 | 0 | 0 | 0 | 0 | 0 | 0
F4_Commercial_Office_New_Food Preparation_Natural Gas_Steamer_E1 | F4 | Commercial | Office | New | Food Preparation | Natural Gas | Steamer | E1 | Utility - Cost of Equipment | 0.089428 | 0 | 0 | 0 | 0 | 0 | 0 | 0 | 0 | 0 | 0 | 0 | 0 | 0 | 0 | 0 | 0 | 0 | 0 | 0 | 0 | 0 | 0 | 0 | 0 | 0 | 0
F4_Commercial_Office_New_Food Preparation_Natural Gas_Steamer_E2 | F4 | Commercial | Office | New | Food Preparation | Natural Gas | Steamer | E2 | Utility - Cost of Equipment | 0.051946 | 0.051946 | 0.051946 | 0.051946 | 0.051946 | 0.051946 | 0.051946 | 0.051946 | 0.051946 | 0.051946 | 0.051946 | 0.051946 | 0.051946 | 0.051946 | 0.051946 | 0.051946 | 0.051946 | 0.051946 | 0.051946 | 0.051946 | 0.051946 | 0.051946 | 0.051946 | 0.051946 | 0.051946 | 0.051946 | 0.051946
F4_Commercial_Office_New_Food Preparation_Natural Gas_Steamer_E3 | F4 | Commercial | Office | New | Food Preparation | Natural Gas | Steamer | E3 | Utility - Cost of Equipment | 0 | 0 | 0 | 0 | 0 | 0 | 0 | 0 | 0 | 0 | 0 | 0 | 0 | 0 | 0 | 0 | 0 | 0 | 0 | 0 | 0 | 0 | 0 | 0 | 0 | 0 | 0
F4_Commercial_Office_New_Food Preparation_Natural Gas_Steamer_E4 | F4 | Commercial | Office | New | Food Preparation | Natural Gas | Steamer | E4 | Utility - Cost of Equipment | 0 | 0 | 0 | 0 | 0 | 0 | 0 | 0 | 0 | 0 | 0 | 0 | 0 | 0 | 0 | 0 | 0 | 0 | 0 | 0 | 0 | 0 | 0 | 0 | 0 | 0 | 0
F4_Commercial_Office_New_Food Preparation_Natural Gas_Steamer_E5 | F4 | Commercial | Office | New | Food Preparation | Natural Gas | Steamer | E5 | Utility - Cost of Equipment | 0 | 0 | 0 | 0 | 0 | 0 | 0 | 0 | 0 | 0 | 0 | 0 | 0 | 0 | 0 | 0 | 0 | 0 | 0 | 0 | 0 | 0 | 0 | 0 | 0 | 0 | 0
F4_Commercial_Office_New_Food Preparation_Natural Gas_Steamer_E6 | F4 | Commercial | Office | New | Food Preparation | Natural Gas | Steamer | E6 | Utility - Cost of Equipment | 0 | 0 | 0 | 0 | 0 | 0 | 0 | 0 | 0 | 0 | 0 | 0 | 0 | 0 | 0 | 0 | 0 | 0 | 0 | 0 | 0 | 0 | 0 | 0 | 0 | 0 | 0
F4_Commercial_Office_New_Food Preparation_Natural Gas_Steamer_E7 | F4 | Commercial | Office | New | Food Preparation | Natural Gas | Steamer | E7 | Utility - Cost of Equipment | 0 | 0 | 0 | 0 | 0 | 0 | 0 | 0 | 0 | 0 | 0 | 0 | 0 | 0 | 0 | 0 | 0 | 0 | 0 | 0 | 0 | 0 | 0 | 0 | 0 | 0 | 0
F4_Commercial_Office_New_Food Preparation_Natural Gas_Steamer_E8 | F4 | Commercial | Office | New | Food Preparation | Natural Gas | Steamer | E8 | Utility - Cost of Equipment | 0 | 0 | 0 | 0 | 0 | 0 | 0 | 0 | 0 | 0 | 0 | 0 | 0 | 0 | 0 | 0 | 0 | 0 | 0 | 0 | 0 | 0 | 0 | 0 | 0 | 0 | 0
F4_Commercial_Office_New_Food Preparation_Natural Gas_Steamer_E9 | F4 | Commercial | Office | New | Food Preparation | Natural Gas | Steamer | E9 | Utility - Cost of Equipment | 0 | 0 | 0 | 0 | 0 | 0 | 0 | 0 | 0 | 0 | 0 | 0 | 0 | 0 | 0 | 0 | 0 | 0 | 0 | 0 | 0 | 0 | 0 | 0 | 0 | 0 | 0
F4_Commercial_Office_New_Food Preparation_Natural Gas_Steamer_E10 | F4 | Commercial | Office | New | Food Preparation | Natural Gas | Steamer | E10 | Utility - Cost of Equipment | 0 | 0 | 0 | 0 | 0 | 0 | 0 | 0 | 0 | 0 | 0 | 0 | 0 | 0 | 0 | 0 | 0 | 0 | 0 | 0 | 0 | 0 | 0 | 0 | 0 | 0 | 0
F5_Commercial_Office_New_Food Preparation_Natural Gas_Steamer_E1 | F5 | Commercial | Office | New | Food Preparation | Natural Gas | Steamer | E1 | Utility - Cost of Operation | 0.097526 | 0 | 0 | 0 | 0 | 0 | 0 | 0 | 0 | 0 | 0 | 0 | 0 | 0 | 0 | 0 | 0 | 0 | 0 | 0 | 0 | 0 | 0 | 0 | 0 | 0 | 0
F5_Commercial_Office_New_Food Preparation_Natural Gas_Steamer_E2 | F5 | Commercial | Office | New | Food Preparation | Natural Gas | Steamer | E2 | Utility - Cost of Operation | 0.017102 | 0.016763 | 0.016426 | 0.016096 | 0.016039 | 0.016159 | 0.016391 | 0.016685 | 0.017003 | 0.017328 | 0.017666 | 0.018015 | 0.018361 | 0.018639 | 0.018812 | 0.018826 | 0.018646 | 0.01828 | 0.017748 | 0.017071 | 0.016282 | 0.015375 | 0.014569 | 0.014042 | 0.013808 | 0.013876 | 0.013944
F5_Commercial_Office_New_Food Preparation_Natural Gas_Steamer_E3 | F5 | Commercial | Office | New | Food Preparation | Natural Gas | Steamer | E3 | Utility - Cost of Operation | 0 | 0 | 0 | 0 | 0 | 0 | 0 | 0 | 0 | 0 | 0 | 0 | 0 | 0 | 0 | 0 | 0 | 0 | 0 | 0 | 0 | 0 | 0 | 0 | 0 | 0 | 0
F5_Commercial_Office_New_Food Preparation_Natural Gas_Steamer_E4 | F5 | Commercial | Office | New | Food Preparation | Natural Gas | Steamer | E4 | Utility - Cost of Operation | 0 | 0 | 0 | 0 | 0 | 0 | 0 | 0 | 0 | 0 | 0 | 0 | 0 | 0 | 0 | 0 | 0 | 0 | 0 | 0 | 0 | 0 | 0 | 0 | 0 | 0 | 0
F5_Commercial_Office_New_Food Preparation_Natural Gas_Steamer_E5 | F5 | Commercial | Office | New | Food Preparation | Natural Gas | Steamer | E5 | Utility - Cost of Operation | 0 | 0 | 0 | 0 | 0 | 0 | 0 | 0 | 0 | 0 | 0 | 0 | 0 | 0 | 0 | 0 | 0 | 0 | 0 | 0 | 0 | 0 | 0 | 0 | 0 | 0 | 0
F5_Commercial_Office_New_Food Preparation_Natural Gas_Steamer_E6 | F5 | Commercial | Office | New | Food Preparation | Natural Gas | Steamer | E6 | Utility - Cost of Operation | 0 | 0 | 0 | 0 | 0 | 0 | 0 | 0 | 0 | 0 | 0 | 0 | 0 | 0 | 0 | 0 | 0 | 0 | 0 | 0 | 0 | 0 | 0 | 0 | 0 | 0 | 0
F5_Commercial_Office_New_Food Preparation_Natural Gas_Steamer_E7 | F5 | Commercial | Office | New | Food Preparation | Natural Gas | Steamer | E7 | Utility - Cost of Operation | 0 | 0 | 0 | 0 | 0 | 0 | 0 | 0 | 0 | 0 | 0 | 0 | 0 | 0 | 0 | 0 | 0 | 0 | 0 | 0 | 0 | 0 | 0 | 0 | 0 | 0 | 0
F5_Commercial_Office_New_Food Preparation_Natural Gas_Steamer_E8 | F5 | Commercial | Office | New | Food Preparation | Natural Gas | Steamer | E8 | Utility - Cost of Operation | 0 | 0 | 0 | 0 | 0 | 0 | 0 | 0 | 0 | 0 | 0 | 0 | 0 | 0 | 0 | 0 | 0 | 0 | 0 | 0 | 0 | 0 | 0 | 0 | 0 | 0 | 0
F5_Commercial_Office_New_Food Preparation_Natural Gas_Steamer_E9 | F5 | Commercial | Office | New | Food Preparation | Natural Gas | Steamer | E9 | Utility - Cost of Operation | 0 | 0 | 0 | 0 | 0 | 0 | 0 | 0 | 0 | 0 | 0 | 0 | 0 | 0 | 0 | 0 | 0 | 0 | 0 | 0 | 0 | 0 | 0 | 0 | 0 | 0 | 0
F5_Commercial_Office_New_Food Preparation_Natural Gas_Steamer_E10 | F5 | Commercial | Office | New | Food Preparation | Natural Gas | Steamer | E10 | Utility - Cost of Operation | 0 | 0 | 0 | 0 | 0 | 0 | 0 | 0 | 0 | 0 | 0 | 0 | 0 | 0 | 0 | 0 | 0 | 0 | 0 | 0 | 0 | 0 | 0 | 0 | 0 | 0 | 0
F6_Commercial_Office_New_Food Preparation_Natural Gas_Steamer_E1 | F6 | Commercial | Office | New | Food Preparation | Natural Gas | Steamer | E1 | Utility - Value of Sales | 0 | 0 | 0 | 0 | 0 | 0 | 0 | 0 | 0 | 0 | 0 | 0 | 0 | 0 | 0 | 0 | 0 | 0 | 0 | 0 | 0 | 0 | 0 | 0 | 0 | 0 | 0
F6_Commercial_Office_New_Food Preparation_Natural Gas_Steamer_E2 | F6 | Commercial | Office | New | Food Preparation | Natural Gas | Steamer | E2 | Utility - Value of Sales | 0 | 0 | 0 | 0 | 0 | 0 | 0 | 0 | 0 | 0 | 0 | 0 | 0 | 0 | 0 | 0 | 0 | 0 | 0 | 0 | 0 | 0 | 0 | 0 | 0 | 0 | 0
F6_Commercial_Office_New_Food Preparation_Natural Gas_Steamer_E3 | F6 | Commercial | Office | New | Food Preparation | Natural Gas | Steamer | E3 | Utility - Value of Sales | 0 | 0 | 0 | 0 | 0 | 0 | 0 | 0 | 0 | 0 | 0 | 0 | 0 | 0 | 0 | 0 | 0 | 0 | 0 | 0 | 0 | 0 | 0 | 0 | 0 | 0 | 0
F6_Commercial_Office_New_Food Preparation_Natural Gas_Steamer_E4 | F6 | Commercial | Office | New | Food Preparation | Natural Gas | Steamer | E4 | Utility - Value of Sales | 0 | 0 | 0 | 0 | 0 | 0 | 0 | 0 | 0 | 0 | 0 | 0 | 0 | 0 | 0 | 0 | 0 | 0 | 0 | 0 | 0 | 0 | 0 | 0 | 0 | 0 | 0
F6_Commercial_Office_New_Food Preparation_Natural Gas_Steamer_E5 | F6 | Commercial | Office | New | Food Preparation | Natural Gas | Steamer | E5 | Utility - Value of Sales | 0 | 0 | 0 | 0 | 0 | 0 | 0 | 0 | 0 | 0 | 0 | 0 | 0 | 0 | 0 | 0 | 0 | 0 | 0 | 0 | 0 | 0 | 0 | 0 | 0 | 0 | 0
F6_Commercial_Office_New_Food Preparation_Natural Gas_Steamer_E6 | F6 | Commercial | Office | New | Food Preparation | Natural Gas | Steamer | E6 | Utility - Value of Sales | 0 | 0 | 0 | 0 | 0 | 0 | 0 | 0 | 0 | 0 | 0 | 0 | 0 | 0 | 0 | 0 | 0 | 0 | 0 | 0 | 0 | 0 | 0 | 0 | 0 | 0 | 0
F6_Commercial_Office_New_Food Preparation_Natural Gas_Steamer_E7 | F6 | Commercial | Office | New | Food Preparation | Natural Gas | Steamer | E7 | Utility - Value of Sales | 0 | 0 | 0 | 0 | 0 | 0 | 0 | 0 | 0 | 0 | 0 | 0 | 0 | 0 | 0 | 0 | 0 | 0 | 0 | 0 | 0 | 0 | 0 | 0 | 0 | 0 | 0
F6_Commercial_Office_New_Food Preparation_Natural Gas_Steamer_E8 | F6 | Commercial | Office | New | Food Preparation | Natural Gas | Steamer | E8 | Utility - Value of Sales | 0 | 0 | 0 | 0 | 0 | 0 | 0 | 0 | 0 | 0 | 0 | 0 | 0 | 0 | 0 | 0 | 0 | 0 | 0 | 0 | 0 | 0 | 0 | 0 | 0 | 0 | 0
F6_Commercial_Office_New_Food Preparation_Natural Gas_Steamer_E9 | F6 | Commercial | Office | New | Food Preparation | Natural Gas | Steamer | E9 | Utility - Value of Sales | 0 | 0 | 0 | 0 | 0 | 0 | 0 | 0 | 0 | 0 | 0 | 0 | 0 | 0 | 0 | 0 | 0 | 0 | 0 | 0 | 0 | 0 | 0 | 0 | 0 | 0 | 0
F6_Commercial_Office_New_Food Preparation_Natural Gas_Steamer_E10 | F6 | Commercial | Office | New | Food Preparation | Natural Gas | Steamer | E10 | Utility - Value of Sales | 0 | 0 | 0 | 0 | 0 | 0 | 0 | 0 | 0 | 0 | 0 | 0 | 0 | 0 | 0 | 0 | 0 | 0 | 0 | 0 | 0 | 0 | 0 | 0 | 0 | 0 | 0
F1_Commercial_Office_New_Food Preparation_Natural Gas_Commercial Food Prep Other_E1 | F1 | Commercial | Office | New | Food Preparation | Natural Gas | Commercial Food Prep Other | E1 | RVT - Cost of Equipment | 0.0019938 | 0.0019938 | 0.0019938 | 0.0019938 | 0.0019938 | 0.0019938 | 0.0019938 | 0.0019938 | 0.0019938 | 0.0019938 | 0.0019938 | 0.0019938 | 0.0019938 | 0.0019938 | 0.0019938 | 0.0019938 | 0.0019938 | 0.0019938 | 0.0019938 | 0.0019938 | 0.0019938 | 0.0019938 | 0.0019938 | 0.0019938 | 0.0019938 | 0.0019938 | 0.0019938
F1_Commercial_Office_New_Food Preparation_Natural Gas_Commercial Food Prep Other_E2 | F1 | Commercial | Office | New | Food Preparation | Natural Gas | Commercial Food Prep Other | E2 | RVT - Cost of Equipment | 0.002422 | 0.002422 | 0.002422 | 0.002422 | 0.002422 | 0.002422 | 0.002422 | 0.002422 | 0.002422 | 0.002422 | 0.002422 | 0.002422 | 0.002422 | 0.002422 | 0.002422 | 0.002422 | 0.002422 | 0.002422 | 0.002422 | 0.002422 | 0.002422 | 0.002422 | 0.002422 | 0.002422 | 0.002422 | 0.002422 | 0.002422
F1_Commercial_Office_New_Food Preparation_Natural Gas_Commercial Food Prep Other_E3 | F1 | Commercial | Office | New | Food Preparation | Natural Gas | Commercial Food Prep Other | E3 | RVT - Cost of Equipment | 0 | 0 | 0 | 0 | 0 | 0 | 0 | 0 | 0 | 0 | 0 | 0 | 0 | 0 | 0 | 0 | 0 | 0 | 0 | 0 | 0 | 0 | 0 | 0 | 0 | 0 | 0
F1_Commercial_Office_New_Food Preparation_Natural Gas_Commercial Food Prep Other_E4 | F1 | Commercial | Office | New | Food Preparation | Natural Gas | Commercial Food Prep Other | E4 | RVT - Cost of Equipment | 0 | 0 | 0 | 0 | 0 | 0 | 0 | 0 | 0 | 0 | 0 | 0 | 0 | 0 | 0 | 0 | 0 | 0 | 0 | 0 | 0 | 0 | 0 | 0 | 0 | 0 | 0
F1_Commercial_Office_New_Food Preparation_Natural Gas_Commercial Food Prep Other_E5 | F1 | Commercial | Office | New | Food Preparation | Natural Gas | Commercial Food Prep Other | E5 | RVT - Cost of Equipment | 0 | 0 | 0 | 0 | 0 | 0 | 0 | 0 | 0 | 0 | 0 | 0 | 0 | 0 | 0 | 0 | 0 | 0 | 0 | 0 | 0 | 0 | 0 | 0 | 0 | 0 | 0
F1_Commercial_Office_New_Food Preparation_Natural Gas_Commercial Food Prep Other_E6 | F1 | Commercial | Office | New | Food Preparation | Natural Gas | Commercial Food Prep Other | E6 | RVT - Cost of Equipment | 0 | 0 | 0 | 0 | 0 | 0 | 0 | 0 | 0 | 0 | 0 | 0 | 0 | 0 | 0 | 0 | 0 | 0 | 0 | 0 | 0 | 0 | 0 | 0 | 0 | 0 | 0
F1_Commercial_Office_New_Food Preparation_Natural Gas_Commercial Food Prep Other_E7 | F1 | Commercial | Office | New | Food Preparation | Natural Gas | Commercial Food Prep Other | E7 | RVT - Cost of Equipment | 0 | 0 | 0 | 0 | 0 | 0 | 0 | 0 | 0 | 0 | 0 | 0 | 0 | 0 | 0 | 0 | 0 | 0 | 0 | 0 | 0 | 0 | 0 | 0 | 0 | 0 | 0
F1_Commercial_Office_New_Food Preparation_Natural Gas_Commercial Food Prep Other_E8 | F1 | Commercial | Office | New | Food Preparation | Natural Gas | Commercial Food Prep Other | E8 | RVT - Cost of Equipment | 0 | 0 | 0 | 0 | 0 | 0 | 0 | 0 | 0 | 0 | 0 | 0 | 0 | 0 | 0 | 0 | 0 | 0 | 0 | 0 | 0 | 0 | 0 | 0 | 0 | 0 | 0
F1_Commercial_Office_New_Food Preparation_Natural Gas_Commercial Food Prep Other_E9 | F1 | Commercial | Office | New | Food Preparation | Natural Gas | Commercial Food Prep Other | E9 | RVT - Cost of Equipment | 0 | 0 | 0 | 0 | 0 | 0 | 0 | 0 | 0 | 0 | 0 | 0 | 0 | 0 | 0 | 0 | 0 | 0 | 0 | 0 | 0 | 0 | 0 | 0 | 0 | 0 | 0
F1_Commercial_Office_New_Food Preparation_Natural Gas_Commercial Food Prep Other_E10 | F1 | Commercial | Office | New | Food Preparation | Natural Gas | Commercial Food Prep Other | E10 | RVT - Cost of Equipment | 0 | 0 | 0 | 0 | 0 | 0 | 0 | 0 | 0 | 0 | 0 | 0 | 0 | 0 | 0 | 0 | 0 | 0 | 0 | 0 | 0 | 0 | 0 | 0 | 0 | 0 | 0
F2_Commercial_Office_New_Food Preparation_Natural Gas_Commercial Food Prep Other_E1 | F2 | Commercial | Office | New | Food Preparation | Natural Gas | Commercial Food Prep Other | E1 | RVT - Cost of Operation | 0 | 0 | 0 | 0 | 0 | 0 | 0 | 0 | 0 | 0 | 0 | 0 | 0 | 0 | 0 | 0 | 0 | 0 | 0 | 0 | 0 | 0 | 0 | 0 | 0 | 0 | 0
F2_Commercial_Office_New_Food Preparation_Natural Gas_Commercial Food Prep Other_E2 | F2 | Commercial | Office | New | Food Preparation | Natural Gas | Commercial Food Prep Other | E2 | RVT - Cost of Operation | 0 | 0 | 0 | 0 | 0 | 0 | 0 | 0 | 0 | 0 | 0 | 0 | 0 | 0 | 0 | 0 | 0 | 0 | 0 | 0 | 0 | 0 | 0 | 0 | 0 | 0 | 0
F2_Commercial_Office_New_Food Preparation_Natural Gas_Commercial Food Prep Other_E3 | F2 | Commercial | Office | New | Food Preparation | Natural Gas | Commercial Food Prep Other | E3 | RVT - Cost of Operation | 0 | 0 | 0 | 0 | 0 | 0 | 0 | 0 | 0 | 0 | 0 | 0 | 0 | 0 | 0 | 0 | 0 | 0 | 0 | 0 | 0 | 0 | 0 | 0 | 0 | 0 | 0
F2_Commercial_Office_New_Food Preparation_Natural Gas_Commercial Food Prep Other_E4 | F2 | Commercial | Office | New | Food Preparation | Natural Gas | Commercial Food Prep Other | E4 | RVT - Cost of Operation | 0 | 0 | 0 | 0 | 0 | 0 | 0 | 0 | 0 | 0 | 0 | 0 | 0 | 0 | 0 | 0 | 0 | 0 | 0 | 0 | 0 | 0 | 0 | 0 | 0 | 0 | 0
F2_Commercial_Office_New_Food Preparation_Natural Gas_Commercial Food Prep Other_E5 | F2 | Commercial | Office | New | Food Preparation | Natural Gas | Commercial Food Prep Other | E5 | RVT - Cost of Operation | 0 | 0 | 0 | 0 | 0 | 0 | 0 | 0 | 0 | 0 | 0 | 0 | 0 | 0 | 0 | 0 | 0 | 0 | 0 | 0 | 0 | 0 | 0 | 0 | 0 | 0 | 0
F2_Commercial_Office_New_Food Preparation_Natural Gas_Commercial Food Prep Other_E6 | F2 | Commercial | Office | New | Food Preparation | Natural Gas | Commercial Food Prep Other | E6 | RVT - Cost of Operation | 0 | 0 | 0 | 0 | 0 | 0 | 0 | 0 | 0 | 0 | 0 | 0 | 0 | 0 | 0 | 0 | 0 | 0 | 0 | 0 | 0 | 0 | 0 | 0 | 0 | 0 | 0
F2_Commercial_Office_New_Food Preparation_Natural Gas_Commercial Food Prep Other_E7 | F2 | Commercial | Office | New | Food Preparation | Natural Gas | Commercial Food Prep Other | E7 | RVT - Cost of Operation | 0 | 0 | 0 | 0 | 0 | 0 | 0 | 0 | 0 | 0 | 0 | 0 | 0 | 0 | 0 | 0 | 0 | 0 | 0 | 0 | 0 | 0 | 0 | 0 | 0 | 0 | 0
F2_Commercial_Office_New_Food Preparation_Natural Gas_Commercial Food Prep Other_E8 | F2 | Commercial | Office | New | Food Preparation | Natural Gas | Commercial Food Prep Other | E8 | RVT - Cost of Operation | 0 | 0 | 0 | 0 | 0 | 0 | 0 | 0 | 0 | 0 | 0 | 0 | 0 | 0 | 0 | 0 | 0 | 0 | 0 | 0 | 0 | 0 | 0 | 0 | 0 | 0 | 0
F2_Commercial_Office_New_Food Preparation_Natural Gas_Commercial Food Prep Other_E9 | F2 | Commercial | Office | New | Food Preparation | Natural Gas | Commercial Food Prep Other | E9 | RVT - Cost of Operation | 0 | 0 | 0 | 0 | 0 | 0 | 0 | 0 | 0 | 0 | 0 | 0 | 0 | 0 | 0 | 0 | 0 | 0 | 0 | 0 | 0 | 0 | 0 | 0 | 0 | 0 | 0
F2_Commercial_Office_New_Food Preparation_Natural Gas_Commercial Food Prep Other_E10 | F2 | Commercial | Office | New | Food Preparation | Natural Gas | Commercial Food Prep Other | E10 | RVT - Cost of Operation | 0 | 0 | 0 | 0 | 0 | 0 | 0 | 0 | 0 | 0 | 0 | 0 | 0 | 0 | 0 | 0 | 0 | 0 | 0 | 0 | 0 | 0 | 0 | 0 | 0 | 0 | 0
F3_Commercial_Office_New_Food Preparation_Natural Gas_Commercial Food Prep Other_E1 | F3 | Commercial | Office | New | Food Preparation | Natural Gas | Commercial Food Prep Other | E1 | System - kBTUs of Consumption | 1.6879 | 1.6879 | 1.6879 | 1.6879 | 1.6879 | 1.6879 | 1.6879 | 1.6879 | 1.6879 | 1.6879 | 1.6879 | 1.6879 | 1.6879 | 1.6879 | 1.6879 | 1.6879 | 1.6879 | 1.6879 | 1.6879 | 1.6879 | 1.6879 | 1.6879 | 1.6879 | 1.6879 | 1.6879 | 1.6879 | 1.6879
F3_Commercial_Office_New_Food Preparation_Natural Gas_Commercial Food Prep Other_E2 | F3 | Commercial | Office | New | Food Preparation | Natural Gas | Commercial Food Prep Other | E2 | System - kBTUs of Consumption | 1.2536 | 1.2536 | 1.2536 | 1.2536 | 1.2536 | 1.2536 | 1.2536 | 1.2536 | 1.2536 | 1.2536 | 1.2536 | 1.2536 | 1.2536 | 1.2536 | 1.2536 | 1.2536 | 1.2536 | 1.2536 | 1.2536 | 1.2536 | 1.2536 | 1.2536 | 1.2536 | 1.2536 | 1.2536 | 1.2536 | 1.2536
F3_Commercial_Office_New_Food Preparation_Natural Gas_Commercial Food Prep Other_E3 | F3 | Commercial | Office | New | Food Preparation | Natural Gas | Commercial Food Prep Other | E3 | System - kBTUs of Consumption | 0 | 0 | 0 | 0 | 0 | 0 | 0 | 0 | 0 | 0 | 0 | 0 | 0 | 0 | 0 | 0 | 0 | 0 | 0 | 0 | 0 | 0 | 0 | 0 | 0 | 0 | 0
F3_Commercial_Office_New_Food Preparation_Natural Gas_Commercial Food Prep Other_E4 | F3 | Commercial | Office | New | Food Preparation | Natural Gas | Commercial Food Prep Other | E4 | System - kBTUs of Consumption | 0 | 0 | 0 | 0 | 0 | 0 | 0 | 0 | 0 | 0 | 0 | 0 | 0 | 0 | 0 | 0 | 0 | 0 | 0 | 0 | 0 | 0 | 0 | 0 | 0 | 0 | 0
F3_Commercial_Office_New_Food Preparation_Natural Gas_Commercial Food Prep Other_E5 | F3 | Commercial | Office | New | Food Preparation | Natural Gas | Commercial Food Prep Other | E5 | System - kBTUs of Consumption | 0 | 0 | 0 | 0 | 0 | 0 | 0 | 0 | 0 | 0 | 0 | 0 | 0 | 0 | 0 | 0 | 0 | 0 | 0 | 0 | 0 | 0 | 0 | 0 | 0 | 0 | 0
F3_Commercial_Office_New_Food Preparation_Natural Gas_Commercial Food Prep Other_E6 | F3 | Commercial | Office | New | Food Preparation | Natural Gas | Commercial Food Prep Other | E6 | System - kBTUs of Consumption | 0 | 0 | 0 | 0 | 0 | 0 | 0 | 0 | 0 | 0 | 0 | 0 | 0 | 0 | 0 | 0 | 0 | 0 | 0 | 0 | 0 | 0 | 0 | 0 | 0 | 0 | 0
F3_Commercial_Office_New_Food Preparation_Natural Gas_Commercial Food Prep Other_E7 | F3 | Commercial | Office | New | Food Preparation | Natural Gas | Commercial Food Prep Other | E7 | System - kBTUs of Consumption | 0 | 0 | 0 | 0 | 0 | 0 | 0 | 0 | 0 | 0 | 0 | 0 | 0 | 0 | 0 | 0 | 0 | 0 | 0 | 0 | 0 | 0 | 0 | 0 | 0 | 0 | 0
F3_Commercial_Office_New_Food Preparation_Natural Gas_Commercial Food Prep Other_E8 | F3 | Commercial | Office | New | Food Preparation | Natural Gas | Commercial Food Prep Other | E8 | System - kBTUs of Consumption | 0 | 0 | 0 | 0 | 0 | 0 | 0 | 0 | 0 | 0 | 0 | 0 | 0 | 0 | 0 | 0 | 0 | 0 | 0 | 0 | 0 | 0 | 0 | 0 | 0 | 0 | 0
F3_Commercial_Office_New_Food Preparation_Natural Gas_Commercial Food Prep Other_E9 | F3 | Commercial | Office | New | Food Preparation | Natural Gas | Commercial Food Prep Other | E9 | System - kBTUs of Consumption | 0 | 0 | 0 | 0 | 0 | 0 | 0 | 0 | 0 | 0 | 0 | 0 | 0 | 0 | 0 | 0 | 0 | 0 | 0 | 0 | 0 | 0 | 0 | 0 | 0 | 0 | 0
F3_Commercial_Office_New_Food Preparation_Natural Gas_Commercial Food Prep Other_E10 | F3 | Commercial | Office | New | Food Preparation | Natural Gas | Commercial Food Prep Other | E10 | System - kBTUs of Consumption | 0 | 0 | 0 | 0 | 0 | 0 | 0 | 0 | 0 | 0 | 0 | 0 | 0 | 0 | 0 | 0 | 0 | 0 | 0 | 0 | 0 | 0 | 0 | 0 | 0 | 0 | 0
F4_Commercial_Office_New_Food Preparation_Natural Gas_Commercial Food Prep Other_E1 | F4 | Commercial | Office | New | Food Preparation | Natural Gas | Commercial Food Prep Other | E1 | Utility - Cost of Equipment | 0.0019938 | 0.0019938 | 0.0019938 | 0.0019938 | 0.0019938 | 0.0019938 | 0.0019938 | 0.0019938 | 0.0019938 | 0.0019938 | 0.0019938 | 0.0019938 | 0.0019938 | 0.0019938 | 0.0019938 | 0.0019938 | 0.0019938 | 0.0019938 | 0.0019938 | 0.0019938 | 0.0019938 | 0.0019938 | 0.0019938 | 0.0019938 | 0.0019938 | 0.0019938 | 0.0019938
F4_Commercial_Office_New_Food Preparation_Natural Gas_Commercial Food Prep Other_E2 | F4 | Commercial | Office | New | Food Preparation | Natural Gas | Commercial Food Prep Other | E2 | Utility - Cost of Equipment | 0.002422 | 0.002422 | 0.002422 | 0.002422 | 0.002422 | 0.002422 | 0.002422 | 0.002422 | 0.002422 | 0.002422 | 0.002422 | 0.002422 | 0.002422 | 0.002422 | 0.002422 | 0.002422 | 0.002422 | 0.002422 | 0.002422 | 0.002422 | 0.002422 | 0.002422 | 0.002422 | 0.002422 | 0.002422 | 0.002422 | 0.002422
F4_Commercial_Office_New_Food Preparation_Natural Gas_Commercial Food Prep Other_E3 | F4 | Commercial | Office | New | Food Preparation | Natural Gas | Commercial Food Prep Other | E3 | Utility - Cost of Equipment | 0 | 0 | 0 | 0 | 0 | 0 | 0 | 0 | 0 | 0 | 0 | 0 | 0 | 0 | 0 | 0 | 0 | 0 | 0 | 0 | 0 | 0 | 0 | 0 | 0 | 0 | 0
F4_Commercial_Office_New_Food Preparation_Natural Gas_Commercial Food Prep Other_E4 | F4 | Commercial | Office | New | Food Preparation | Natural Gas | Commercial Food Prep Other | E4 | Utility - Cost of Equipment | 0 | 0 | 0 | 0 | 0 | 0 | 0 | 0 | 0 | 0 | 0 | 0 | 0 | 0 | 0 | 0 | 0 | 0 | 0 | 0 | 0 | 0 | 0 | 0 | 0 | 0 | 0
F4_Commercial_Office_New_Food Preparation_Natural Gas_Commercial Food Prep Other_E5 | F4 | Commercial | Office | New | Food Preparation | Natural Gas | Commercial Food Prep Other | E5 | Utility - Cost of Equipment | 0 | 0 | 0 | 0 | 0 | 0 | 0 | 0 | 0 | 0 | 0 | 0 | 0 | 0 | 0 | 0 | 0 | 0 | 0 | 0 | 0 | 0 | 0 | 0 | 0 | 0 | 0
F4_Commercial_Office_New_Food Preparation_Natural Gas_Commercial Food Prep Other_E6 | F4 | Commercial | Office | New | Food Preparation | Natural Gas | Commercial Food Prep Other | E6 | Utility - Cost of Equipment | 0 | 0 | 0 | 0 | 0 | 0 | 0 | 0 | 0 | 0 | 0 | 0 | 0 | 0 | 0 | 0 | 0 | 0 | 0 | 0 | 0 | 0 | 0 | 0 | 0 | 0 | 0
F4_Commercial_Office_New_Food Preparation_Natural Gas_Commercial Food Prep Other_E7 | F4 | Commercial | Office | New | Food Preparation | Natural Gas | Commercial Food Prep Other | E7 | Utility - Cost of Equipment | 0 | 0 | 0 | 0 | 0 | 0 | 0 | 0 | 0 | 0 | 0 | 0 | 0 | 0 | 0 | 0 | 0 | 0 | 0 | 0 | 0 | 0 | 0 | 0 | 0 | 0 | 0
F4_Commercial_Office_New_Food Preparation_Natural Gas_Commercial Food Prep Other_E8 | F4 | Commercial | Office | New | Food Preparation | Natural Gas | Commercial Food Prep Other | E8 | Utility - Cost of Equipment | 0 | 0 | 0 | 0 | 0 | 0 | 0 | 0 | 0 | 0 | 0 | 0 | 0 | 0 | 0 | 0 | 0 | 0 | 0 | 0 | 0 | 0 | 0 | 0 | 0 | 0 | 0
F4_Commercial_Office_New_Food Preparation_Natural Gas_Commercial Food Prep Other_E9 | F4 | Commercial | Office | New | Food Preparation | Natural Gas | Commercial Food Prep Other | E9 | Utility - Cost of Equipment | 0 | 0 | 0 | 0 | 0 | 0 | 0 | 0 | 0 | 0 | 0 | 0 | 0 | 0 | 0 | 0 | 0 | 0 | 0 | 0 | 0 | 0 | 0 | 0 | 0 | 0 | 0
F4_Commercial_Office_New_Food Preparation_Natural Gas_Commercial Food Prep Other_E10 | F4 | Commercial | Office | New | Food Preparation | Natural Gas | Commercial Food Prep Other | E10 | Utility - Cost of Equipment | 0 | 0 | 0 | 0 | 0 | 0 | 0 | 0 | 0 | 0 | 0 | 0 | 0 | 0 | 0 | 0 | 0 | 0 | 0 | 0 | 0 | 0 | 0 | 0 | 0 | 0 | 0
F5_Commercial_Office_New_Food Preparation_Natural Gas_Commercial Food Prep Other_E1 | F5 | Commercial | Office | New | Food Preparation | Natural Gas | Commercial Food Prep Other | E1 | Utility - Cost of Operation | 0.023195 | 0.02286 | 0.022533 | 0.022217 | 0.02222 | 0.022431 | 0.022772 | 0.023186 | 0.023633 | 0.02409 | 0.024542 | 0.024942 | 0.025247 | 0.025377 | 0.025317 | 0.025069 | 0.024651 | 0.024105 | 0.023454 | 0.022683 | 0.021781 | 0.020743 | 0.019821 | 0.019224 | 0.018966 | 0.019059 | 0.019153
F5_Commercial_Office_New_Food Preparation_Natural Gas_Commercial Food Prep Other_E2 | F5 | Commercial | Office | New | Food Preparation | Natural Gas | Commercial Food Prep Other | E2 | Utility - Cost of Operation | 0.017227 | 0.016978 | 0.016736 | 0.016501 | 0.016503 | 0.01666 | 0.016913 | 0.017221 | 0.017553 | 0.017892 | 0.018228 | 0.018525 | 0.018751 | 0.018848 | 0.018803 | 0.018619 | 0.018309 | 0.017903 | 0.01742 | 0.016847 | 0.016177 | 0.015406 | 0.014721 | 0.014278 | 0.014087 | 0.014156 | 0.014225
F5_Commercial_Office_New_Food Preparation_Natural Gas_Commercial Food Prep Other_E3 | F5 | Commercial | Office | New | Food Preparation | Natural Gas | Commercial Food Prep Other | E3 | Utility - Cost of Operation | 0 | 0 | 0 | 0 | 0 | 0 | 0 | 0 | 0 | 0 | 0 | 0 | 0 | 0 | 0 | 0 | 0 | 0 | 0 | 0 | 0 | 0 | 0 | 0 | 0 | 0 | 0
F5_Commercial_Office_New_Food Preparation_Natural Gas_Commercial Food Prep Other_E4 | F5 | Commercial | Office | New | Food Preparation | Natural Gas | Commercial Food Prep Other | E4 | Utility - Cost of Operation | 0 | 0 | 0 | 0 | 0 | 0 | 0 | 0 | 0 | 0 | 0 | 0 | 0 | 0 | 0 | 0 | 0 | 0 | 0 | 0 | 0 | 0 | 0 | 0 | 0 | 0 | 0
F5_Commercial_Office_New_Food Preparation_Natural Gas_Commercial Food Prep Other_E5 | F5 | Commercial | Office | New | Food Preparation | Natural Gas | Commercial Food Prep Other | E5 | Utility - Cost of Operation | 0 | 0 | 0 | 0 | 0 | 0 | 0 | 0 | 0 | 0 | 0 | 0 | 0 | 0 | 0 | 0 | 0 | 0 | 0 | 0 | 0 | 0 | 0 | 0 | 0 | 0 | 0
F5_Commercial_Office_New_Food Preparation_Natural Gas_Commercial Food Prep Other_E6 | F5 | Commercial | Office | New | Food Preparation | Natural Gas | Commercial Food Prep Other | E6 | Utility - Cost of Operation | 0 | 0 | 0 | 0 | 0 | 0 | 0 | 0 | 0 | 0 | 0 | 0 | 0 | 0 | 0 | 0 | 0 | 0 | 0 | 0 | 0 | 0 | 0 | 0 | 0 | 0 | 0
F5_Commercial_Office_New_Food Preparation_Natural Gas_Commercial Food Prep Other_E7 | F5 | Commercial | Office | New | Food Preparation | Natural Gas | Commercial Food Prep Other | E7 | Utility - Cost of Operation | 0 | 0 | 0 | 0 | 0 | 0 | 0 | 0 | 0 | 0 | 0 | 0 | 0 | 0 | 0 | 0 | 0 | 0 | 0 | 0 | 0 | 0 | 0 | 0 | 0 | 0 | 0
F5_Commercial_Office_New_Food Preparation_Natural Gas_Commercial Food Prep Other_E8 | F5 | Commercial | Office | New | Food Preparation | Natural Gas | Commercial Food Prep Other | E8 | Utility - Cost of Operation | 0 | 0 | 0 | 0 | 0 | 0 | 0 | 0 | 0 | 0 | 0 | 0 | 0 | 0 | 0 | 0 | 0 | 0 | 0 | 0 | 0 | 0 | 0 | 0 | 0 | 0 | 0
F5_Commercial_Office_New_Food Preparation_Natural Gas_Commercial Food Prep Other_E9 | F5 | Commercial | Office | New | Food Preparation | Natural Gas | Commercial Food Prep Other | E9 | Utility - Cost of Operation | 0 | 0 | 0 | 0 | 0 | 0 | 0 | 0 | 0 | 0 | 0 | 0 | 0 | 0 | 0 | 0 | 0 | 0 | 0 | 0 | 0 | 0 | 0 | 0 | 0 | 0 | 0
F5_Commercial_Office_New_Food Preparation_Natural Gas_Commercial Food Prep Other_E10 | F5 | Commercial | Office | New | Food Preparation | Natural Gas | Commercial Food Prep Other | E10 | Utility - Cost of Operation | 0 | 0 | 0 | 0 | 0 | 0 | 0 | 0 | 0 | 0 | 0 | 0 | 0 | 0 | 0 | 0 | 0 | 0 | 0 | 0 | 0 | 0 | 0 | 0 | 0 | 0 | 0
F6_Commercial_Office_New_Food Preparation_Natural Gas_Commercial Food Prep Other_E1 | F6 | Commercial | Office | New | Food Preparation | Natural Gas | Commercial Food Prep Other | E1 | Utility - Value of Sales | 0 | 0 | 0 | 0 | 0 | 0 | 0 | 0 | 0 | 0 | 0 | 0 | 0 | 0 | 0 | 0 | 0 | 0 | 0 | 0 | 0 | 0 | 0 | 0 | 0 | 0 | 0
F6_Commercial_Office_New_Food Preparation_Natural Gas_Commercial Food Prep Other_E2 | F6 | Commercial | Office | New | Food Preparation | Natural Gas | Commercial Food Prep Other | E2 | Utility - Value of Sales | 0 | 0 | 0 | 0 | 0 | 0 | 0 | 0 | 0 | 0 | 0 | 0 | 0 | 0 | 0 | 0 | 0 | 0 | 0 | 0 | 0 | 0 | 0 | 0 | 0 | 0 | 0
F6_Commercial_Office_New_Food Preparation_Natural Gas_Commercial Food Prep Other_E3 | F6 | Commercial | Office | New | Food Preparation | Natural Gas | Commercial Food Prep Other | E3 | Utility - Value of Sales | 0 | 0 | 0 | 0 | 0 | 0 | 0 | 0 | 0 | 0 | 0 | 0 | 0 | 0 | 0 | 0 | 0 | 0 | 0 | 0 | 0 | 0 | 0 | 0 | 0 | 0 | 0
F6_Commercial_Office_New_Food Preparation_Natural Gas_Commercial Food Prep Other_E4 | F6 | Commercial | Office | New | Food Preparation | Natural Gas | Commercial Food Prep Other | E4 | Utility - Value of Sales | 0 | 0 | 0 | 0 | 0 | 0 | 0 | 0 | 0 | 0 | 0 | 0 | 0 | 0 | 0 | 0 | 0 | 0 | 0 | 0 | 0 | 0 | 0 | 0 | 0 | 0 | 0
F6_Commercial_Office_New_Food Preparation_Natural Gas_Commercial Food Prep Other_E5 | F6 | Commercial | Office | New | Food Preparation | Natural Gas | Commercial Food Prep Other | E5 | Utility - Value of Sales | 0 | 0 | 0 | 0 | 0 | 0 | 0 | 0 | 0 | 0 | 0 | 0 | 0 | 0 | 0 | 0 | 0 | 0 | 0 | 0 | 0 | 0 | 0 | 0 | 0 | 0 | 0
F6_Commercial_Office_New_Food Preparation_Natural Gas_Commercial Food Prep Other_E6 | F6 | Commercial | Office | New | Food Preparation | Natural Gas | Commercial Food Prep Other | E6 | Utility - Value of Sales | 0 | 0 | 0 | 0 | 0 | 0 | 0 | 0 | 0 | 0 | 0 | 0 | 0 | 0 | 0 | 0 | 0 | 0 | 0 | 0 | 0 | 0 | 0 | 0 | 0 | 0 | 0
F6_Commercial_Office_New_Food Preparation_Natural Gas_Commercial Food Prep Other_E7 | F6 | Commercial | Office | New | Food Preparation | Natural Gas | Commercial Food Prep Other | E7 | Utility - Value of Sales | 0 | 0 | 0 | 0 | 0 | 0 | 0 | 0 | 0 | 0 | 0 | 0 | 0 | 0 | 0 | 0 | 0 | 0 | 0 | 0 | 0 | 0 | 0 | 0 | 0 | 0 | 0
F6_Commercial_Office_New_Food Preparation_Natural Gas_Commercial Food Prep Other_E8 | F6 | Commercial | Office | New | Food Preparation | Natural Gas | Commercial Food Prep Other | E8 | Utility - Value of Sales | 0 | 0 | 0 | 0 | 0 | 0 | 0 | 0 | 0 | 0 | 0 | 0 | 0 | 0 | 0 | 0 | 0 | 0 | 0 | 0 | 0 | 0 | 0 | 0 | 0 | 0 | 0
F6_Commercial_Office_New_Food Preparation_Natural Gas_Commercial Food Prep Other_E9 | F6 | Commercial | Office | New | Food Preparation | Natural Gas | Commercial Food Prep Other | E9 | Utility - Value of Sales | 0 | 0 | 0 | 0 | 0 | 0 | 0 | 0 | 0 | 0 | 0 | 0 | 0 | 0 | 0 | 0 | 0 | 0 | 0 | 0 | 0 | 0 | 0 | 0 | 0 | 0 | 0
F6_Commercial_Office_New_Food Preparation_Natural Gas_Commercial Food Prep Other_E10 | F6 | Commercial | Office | New | Food Preparation | Natural Gas | Commercial Food Prep Other | E10 | Utility - Value of Sales | 0 | 0 | 0 | 0 | 0 | 0 | 0 | 0 | 0 | 0 | 0 | 0 | 0 | 0 | 0 | 0 | 0 | 0 | 0 | 0 | 0 | 0 | 0 | 0 | 0 | 0 | 0
F1_Commercial_Office_New_Miscellaneous_Natural Gas_Pool Heater_E1 | F1 | Commercial | Office | New | Miscellaneous | Natural Gas | Pool Heater | E1 | RVT - Cost of Equipment | 0.002803 | 0.002803 | 0.002803 | 0.002803 | 0.002803 | 0.002803 | 0.002803 | 0.002803 | 0.002803 | 0.002803 | 0.002803 | 0.002803 | 0.002803 | 0.002803 | 0.002803 | 0.002803 | 0.002803 | 0.002803 | 0.002803 | 0.002803 | 0.002803 | 0.002803 | 0.002803 | 0.002803 | 0.002803 | 0.002803 | 0.002803
F1_Commercial_Office_New_Miscellaneous_Natural Gas_Pool Heater_E2 | F1 | Commercial | Office | New | Miscellaneous | Natural Gas | Pool Heater | E2 | RVT - Cost of Equipment | 0.0045896 | 0.0045896 | 0.0045896 | 0.0045896 | 0.0045896 | 0.0045896 | 0.0045896 | 0.0045896 | 0.0045896 | 0.0045896 | 0.0045896 | 0.0045896 | 0.0045896 | 0.0045896 | 0.0045896 | 0.0045896 | 0.0045896 | 0.0045896 | 0.0045896 | 0.0045896 | 0.0045896 | 0.0045896 | 0.0045896 | 0.0045896 | 0.0045896 | 0.0045896 | 0.0045896
F1_Commercial_Office_New_Miscellaneous_Natural Gas_Pool Heater_E3 | F1 | Commercial | Office | New | Miscellaneous | Natural Gas | Pool Heater | E3 | RVT - Cost of Equipment | 0 | 0 | 0 | 0 | 0 | 0 | 0 | 0 | 0 | 0 | 0 | 0 | 0 | 0 | 0 | 0 | 0 | 0 | 0 | 0 | 0 | 0 | 0 | 0 | 0 | 0 | 0
F1_Commercial_Office_New_Miscellaneous_Natural Gas_Pool Heater_E4 | F1 | Commercial | Office | New | Miscellaneous | Natural Gas | Pool Heater | E4 | RVT - Cost of Equipment | 0 | 0 | 0 | 0 | 0 | 0 | 0 | 0 | 0 | 0 | 0 | 0 | 0 | 0 | 0 | 0 | 0 | 0 | 0 | 0 | 0 | 0 | 0 | 0 | 0 | 0 | 0
F1_Commercial_Office_New_Miscellaneous_Natural Gas_Pool Heater_E5 | F1 | Commercial | Office | New | Miscellaneous | Natural Gas | Pool Heater | E5 | RVT - Cost of Equipment | 0 | 0 | 0 | 0 | 0 | 0 | 0 | 0 | 0 | 0 | 0 | 0 | 0 | 0 | 0 | 0 | 0 | 0 | 0 | 0 | 0 | 0 | 0 | 0 | 0 | 0 | 0
F1_Commercial_Office_New_Miscellaneous_Natural Gas_Pool Heater_E6 | F1 | Commercial | Office | New | Miscellaneous | Natural Gas | Pool Heater | E6 | RVT - Cost of Equipment | 0 | 0 | 0 | 0 | 0 | 0 | 0 | 0 | 0 | 0 | 0 | 0 | 0 | 0 | 0 | 0 | 0 | 0 | 0 | 0 | 0 | 0 | 0 | 0 | 0 | 0 | 0
F1_Commercial_Office_New_Miscellaneous_Natural Gas_Pool Heater_E7 | F1 | Commercial | Office | New | Miscellaneous | Natural Gas | Pool Heater | E7 | RVT - Cost of Equipment | 0 | 0 | 0 | 0 | 0 | 0 | 0 | 0 | 0 | 0 | 0 | 0 | 0 | 0 | 0 | 0 | 0 | 0 | 0 | 0 | 0 | 0 | 0 | 0 | 0 | 0 | 0
F1_Commercial_Office_New_Miscellaneous_Natural Gas_Pool Heater_E8 | F1 | Commercial | Office | New | Miscellaneous | Natural Gas | Pool Heater | E8 | RVT - Cost of Equipment | 0 | 0 | 0 | 0 | 0 | 0 | 0 | 0 | 0 | 0 | 0 | 0 | 0 | 0 | 0 | 0 | 0 | 0 | 0 | 0 | 0 | 0 | 0 | 0 | 0 | 0 | 0
F1_Commercial_Office_New_Miscellaneous_Natural Gas_Pool Heater_E9 | F1 | Commercial | Office | New | Miscellaneous | Natural Gas | Pool Heater | E9 | RVT - Cost of Equipment | 0 | 0 | 0 | 0 | 0 | 0 | 0 | 0 | 0 | 0 | 0 | 0 | 0 | 0 | 0 | 0 | 0 | 0 | 0 | 0 | 0 | 0 | 0 | 0 | 0 | 0 | 0
F1_Commercial_Office_New_Miscellaneous_Natural Gas_Pool Heater_E10 | F1 | Commercial | Office | New | Miscellaneous | Natural Gas | Pool Heater | E10 | RVT - Cost of Equipment | 0 | 0 | 0 | 0 | 0 | 0 | 0 | 0 | 0 | 0 | 0 | 0 | 0 | 0 | 0 | 0 | 0 | 0 | 0 | 0 | 0 | 0 | 0 | 0 | 0 | 0 | 0
F2_Commercial_Office_New_Miscellaneous_Natural Gas_Pool Heater_E1 | F2 | Commercial | Office | New | Miscellaneous | Natural Gas | Pool Heater | E1 | RVT - Cost of Operation | 0 | 0 | 0 | 0 | 0 | 0 | 0 | 0 | 0 | 0 | 0 | 0 | 0 | 0 | 0 | 0 | 0 | 0 | 0 | 0 | 0 | 0 | 0 | 0 | 0 | 0 | 0
F2_Commercial_Office_New_Miscellaneous_Natural Gas_Pool Heater_E2 | F2 | Commercial | Office | New | Miscellaneous | Natural Gas | Pool Heater | E2 | RVT - Cost of Operation | 0 | 0 | 0 | 0 | 0 | 0 | 0 | 0 | 0 | 0 | 0 | 0 | 0 | 0 | 0 | 0 | 0 | 0 | 0 | 0 | 0 | 0 | 0 | 0 | 0 | 0 | 0
F2_Commercial_Office_New_Miscellaneous_Natural Gas_Pool Heater_E3 | F2 | Commercial | Office | New | Miscellaneous | Natural Gas | Pool Heater | E3 | RVT - Cost of Operation | 0 | 0 | 0 | 0 | 0 | 0 | 0 | 0 | 0 | 0 | 0 | 0 | 0 | 0 | 0 | 0 | 0 | 0 | 0 | 0 | 0 | 0 | 0 | 0 | 0 | 0 | 0
F2_Commercial_Office_New_Miscellaneous_Natural Gas_Pool Heater_E4 | F2 | Commercial | Office | New | Miscellaneous | Natural Gas | Pool Heater | E4 | RVT - Cost of Operation | 0 | 0 | 0 | 0 | 0 | 0 | 0 | 0 | 0 | 0 | 0 | 0 | 0 | 0 | 0 | 0 | 0 | 0 | 0 | 0 | 0 | 0 | 0 | 0 | 0 | 0 | 0
F2_Commercial_Office_New_Miscellaneous_Natural Gas_Pool Heater_E5 | F2 | Commercial | Office | New | Miscellaneous | Natural Gas | Pool Heater | E5 | RVT - Cost of Operation | 0 | 0 | 0 | 0 | 0 | 0 | 0 | 0 | 0 | 0 | 0 | 0 | 0 | 0 | 0 | 0 | 0 | 0 | 0 | 0 | 0 | 0 | 0 | 0 | 0 | 0 | 0
F2_Commercial_Office_New_Miscellaneous_Natural Gas_Pool Heater_E6 | F2 | Commercial | Office | New | Miscellaneous | Natural Gas | Pool Heater | E6 | RVT - Cost of Operation | 0 | 0 | 0 | 0 | 0 | 0 | 0 | 0 | 0 | 0 | 0 | 0 | 0 | 0 | 0 | 0 | 0 | 0 | 0 | 0 | 0 | 0 | 0 | 0 | 0 | 0 | 0
F2_Commercial_Office_New_Miscellaneous_Natural Gas_Pool Heater_E7 | F2 | Commercial | Office | New | Miscellaneous | Natural Gas | Pool Heater | E7 | RVT - Cost of Operation | 0 | 0 | 0 | 0 | 0 | 0 | 0 | 0 | 0 | 0 | 0 | 0 | 0 | 0 | 0 | 0 | 0 | 0 | 0 | 0 | 0 | 0 | 0 | 0 | 0 | 0 | 0
F2_Commercial_Office_New_Miscellaneous_Natural Gas_Pool Heater_E8 | F2 | Commercial | Office | New | Miscellaneous | Natural Gas | Pool Heater | E8 | RVT - Cost of Operation | 0 | 0 | 0 | 0 | 0 | 0 | 0 | 0 | 0 | 0 | 0 | 0 | 0 | 0 | 0 | 0 | 0 | 0 | 0 | 0 | 0 | 0 | 0 | 0 | 0 | 0 | 0
F2_Commercial_Office_New_Miscellaneous_Natural Gas_Pool Heater_E9 | F2 | Commercial | Office | New | Miscellaneous | Natural Gas | Pool Heater | E9 | RVT - Cost of Operation | 0 | 0 | 0 | 0 | 0 | 0 | 0 | 0 | 0 | 0 | 0 | 0 | 0 | 0 | 0 | 0 | 0 | 0 | 0 | 0 | 0 | 0 | 0 | 0 | 0 | 0 | 0
F2_Commercial_Office_New_Miscellaneous_Natural Gas_Pool Heater_E10 | F2 | Commercial | Office | New | Miscellaneous | Natural Gas | Pool Heater | E10 | RVT - Cost of Operation | 0 | 0 | 0 | 0 | 0 | 0 | 0 | 0 | 0 | 0 | 0 | 0 | 0 | 0 | 0 | 0 | 0 | 0 | 0 | 0 | 0 | 0 | 0 | 0 | 0 | 0 | 0
F3_Commercial_Office_New_Miscellaneous_Natural Gas_Pool Heater_E1 | F3 | Commercial | Office | New | Miscellaneous | Natural Gas | Pool Heater | E1 | System - kBTUs of Consumption | bar: 2021 to 2047
F3_Commercial_Office_New_Miscellaneous_Natural Gas_Pool Heater_E2 | F3 | Commercial | Office | New | Miscellaneous | Natural Gas | Pool Heater | E2 | System - kBTUs of Consumption | 0.85 | 0.85 | 0.85 | 0.85 | 0.85 | 0.85 | 0.85 | 0.85 | 0.85 | 0.85 | 0.85 | 0.85 | 0.85 | 0.85 | 0.85 | 0.85 | 0.85 | 0.85 | 0.85 | 0.85 | 0.85 | 0.85 | 0.85 | 0.85 | 0.85 | 0.85 | 0.85
F3_Commercial_Office_New_Miscellaneous_Natural Gas_Pool Heater_E3 | F3 | Commercial | Office | New | Miscellaneous | Natural Gas | Pool Heater | E3 | System - kBTUs of Consumption | 0 | 0 | 0 | 0 | 0 | 0 | 0 | 0 | 0 | 0 | 0 | 0 | 0 | 0 | 0 | 0 | 0 | 0 | 0 | 0 | 0 | 0 | 0 | 0 | 0 | 0 | 0
F3_Commercial_Office_New_Miscellaneous_Natural Gas_Pool Heater_E4 | F3 | Commercial | Office | New | Miscellaneous | Natural Gas | Pool Heater | E4 | System - kBTUs of Consumption | 0 | 0 | 0 | 0 | 0 | 0 | 0 | 0 | 0 | 0 | 0 | 0 | 0 | 0 | 0 | 0 | 0 | 0 | 0 | 0 | 0 | 0 | 0 | 0 | 0 | 0 | 0
F3_Commercial_Office_New_Miscellaneous_Natural Gas_Pool Heater_E5 | F3 | Commercial | Office | New | Miscellaneous | Natural Gas | Pool Heater | E5 | System - kBTUs of Consumption | 0 | 0 | 0 | 0 | 0 | 0 | 0 | 0 | 0 | 0 | 0 | 0 | 0 | 0 | 0 | 0 | 0 | 0 | 0 | 0 | 0 | 0 | 0 | 0 | 0 | 0 | 0
F3_Commercial_Office_New_Miscellaneous_Natural Gas_Pool Heater_E6 | F3 | Commercial | Office | New | Miscellaneous | Natural Gas | Pool Heater | E6 | System - kBTUs of Consumption | 0 | 0 | 0 | 0 | 0 | 0 | 0 | 0 | 0 | 0 | 0 | 0 | 0 | 0 | 0 | 0 | 0 | 0 | 0 | 0 | 0 | 0 | 0 | 0 | 0 | 0 | 0
F3_Commercial_Office_New_Miscellaneous_Natural Gas_Pool Heater_E7 | F3 | Commercial | Office | New | Miscellaneous | Natural Gas | Pool Heater | E7 | System - kBTUs of Consumption | 0 | 0 | 0 | 0 | 0 | 0 | 0 | 0 | 0 | 0 | 0 | 0 | 0 | 0 | 0 | 0 | 0 | 0 | 0 | 0 | 0 | 0 | 0 | 0 | 0 | 0 | 0
F3_Commercial_Office_New_Miscellaneous_Natural Gas_Pool Heater_E8 | F3 | Commercial | Office | New | Miscellaneous | Natural Gas | Pool Heater | E8 | System - kBTUs of Consumption | 0 | 0 | 0 | 0 | 0 | 0 | 0 | 0 | 0 | 0 | 0 | 0 | 0 | 0 | 0 | 0 | 0 | 0 | 0 | 0 | 0 | 0 | 0 | 0 | 0 | 0 | 0
F3_Commercial_Office_New_Miscellaneous_Natural Gas_Pool Heater_E9 | F3 | Commercial | Office | New | Miscellaneous | Natural Gas | Pool Heater | E9 | System - kBTUs of Consumption | 0 | 0 | 0 | 0 | 0 | 0 | 0 | 0 | 0 | 0 | 0 | 0 | 0 | 0 | 0 | 0 | 0 | 0 | 0 | 0 | 0 | 0 | 0 | 0 | 0 | 0 | 0
F3_Commercial_Office_New_Miscellaneous_Natural Gas_Pool Heater_E10 | F3 | Commercial | Office | New | Miscellaneous | Natural Gas | Pool Heater | E10 | System - kBTUs of Consumption | 0 | 0 | 0 | 0 | 0 | 0 | 0 | 0 | 0 | 0 | 0 | 0 | 0 | 0 | 0 | 0 | 0 | 0 | 0 | 0 | 0 | 0 | 0 | 0 | 0 | 0 | 0
F4_Commercial_Office_New_Miscellaneous_Natural Gas_Pool Heater_E1 | F4 | Commercial | Office | New | Miscellaneous | Natural Gas | Pool Heater | E1 | Utility - Cost of Equipment | 0.002803 | 0.002803 | 0.002803 | 0.002803 | 0.002803 | 0.002803 | 0.002803 | 0.002803 | 0.002803 | 0.002803 | 0.002803 | 0.002803 | 0.002803 | 0.002803 | 0.002803 | 0.002803 | 0.002803 | 0.002803 | 0.002803 | 0.002803 | 0.002803 | 0.002803 | 0.002803 | 0.002803 | 0.002803 | 0.002803 | 0.002803
F4_Commercial_Office_New_Miscellaneous_Natural Gas_Pool Heater_E2 | F4 | Commercial | Office | New | Miscellaneous | Natural Gas | Pool Heater | E2 | Utility - Cost of Equipment | 0.0045896 | 0.0045896 | 0.0045896 | 0.0045896 | 0.0045896 | 0.0045896 | 0.0045896 | 0.0045896 | 0.0045896 | 0.0045896 | 0.0045896 | 0.0045896 | 0.0045896 | 0.0045896 | 0.0045896 | 0.0045896 | 0.0045896 | 0.0045896 | 0.0045896 | 0.0045896 | 0.0045896 | 0.0045896 | 0.0045896 | 0.0045896 | 0.0045896 | 0.0045896 | 0.0045896
F4_Commercial_Office_New_Miscellaneous_Natural Gas_Pool Heater_E3 | F4 | Commercial | Office | New | Miscellaneous | Natural Gas | Pool Heater | E3 | Utility - Cost of Equipment | 0 | 0 | 0 | 0 | 0 | 0 | 0 | 0 | 0 | 0 | 0 | 0 | 0 | 0 | 0 | 0 | 0 | 0 | 0 | 0 | 0 | 0 | 0 | 0 | 0 | 0 | 0
F4_Commercial_Office_New_Miscellaneous_Natural Gas_Pool Heater_E4 | F4 | Commercial | Office | New | Miscellaneous | Natural Gas | Pool Heater | E4 | Utility - Cost of Equipment | 0 | 0 | 0 | 0 | 0 | 0 | 0 | 0 | 0 | 0 | 0 | 0 | 0 | 0 | 0 | 0 | 0 | 0 | 0 | 0 | 0 | 0 | 0 | 0 | 0 | 0 | 0
F4_Commercial_Office_New_Miscellaneous_Natural Gas_Pool Heater_E5 | F4 | Commercial | Office | New | Miscellaneous | Natural Gas | Pool Heater | E5 | Utility - Cost of Equipment | 0 | 0 | 0 | 0 | 0 | 0 | 0 | 0 | 0 | 0 | 0 | 0 | 0 | 0 | 0 | 0 | 0 | 0 | 0 | 0 | 0 | 0 | 0 | 0 | 0 | 0 | 0
F4_Commercial_Office_New_Miscellaneous_Natural Gas_Pool Heater_E6 | F4 | Commercial | Office | New | Miscellaneous | Natural Gas | Pool Heater | E6 | Utility - Cost of Equipment | 0 | 0 | 0 | 0 | 0 | 0 | 0 | 0 | 0 | 0 | 0 | 0 | 0 | 0 | 0 | 0 | 0 | 0 | 0 | 0 | 0 | 0 | 0 | 0 | 0 | 0 | 0
F4_Commercial_Office_New_Miscellaneous_Natural Gas_Pool Heater_E7 | F4 | Commercial | Office | New | Miscellaneous | Natural Gas | Pool Heater | E7 | Utility - Cost of Equipment | 0 | 0 | 0 | 0 | 0 | 0 | 0 | 0 | 0 | 0 | 0 | 0 | 0 | 0 | 0 | 0 | 0 | 0 | 0 | 0 | 0 | 0 | 0 | 0 | 0 | 0 | 0
F4_Commercial_Office_New_Miscellaneous_Natural Gas_Pool Heater_E8 | F4 | Commercial | Office | New | Miscellaneous | Natural Gas | Pool Heater | E8 | Utility - Cost of Equipment | 0 | 0 | 0 | 0 | 0 | 0 | 0 | 0 | 0 | 0 | 0 | 0 | 0 | 0 | 0 | 0 | 0 | 0 | 0 | 0 | 0 | 0 | 0 | 0 | 0 | 0 | 0
F4_Commercial_Office_New_Miscellaneous_Natural Gas_Pool Heater_E9 | F4 | Commercial | Office | New | Miscellaneous | Natural Gas | Pool Heater | E9 | Utility - Cost of Equipment | 0 | 0 | 0 | 0 | 0 | 0 | 0 | 0 | 0 | 0 | 0 | 0 | 0 | 0 | 0 | 0 | 0 | 0 | 0 | 0 | 0 | 0 | 0 | 0 | 0 | 0 | 0
F4_Commercial_Office_New_Miscellaneous_Natural Gas_Pool Heater_E10 | F4 | Commercial | Office | New | Miscellaneous | Natural Gas | Pool Heater | E10 | Utility - Cost of Equipment | 0 | 0 | 0 | 0 | 0 | 0 | 0 | 0 | 0 | 0 | 0 | 0 | 0 | 0 | 0 | 0 | 0 | 0 | 0 | 0 | 0 | 0 | 0 | 0 | 0 | 0 | 0
F5_Commercial_Office_New_Miscellaneous_Natural Gas_Pool Heater_E1 | F5 | Commercial | Office | New | Miscellaneous | Natural Gas | Pool Heater | E1 | Utility - Cost of Operation | 0.014079 | 0.013712 | 0.013323 | 0.012929 | 0.012807 | 0.012863 | 0.01303 | 0.013256 | 0.013507 | 0.013763 | 0.014029 | 0.014303 | 0.014594 | 0.014882 | 0.015153 | 0.01536 | 0.015438 | 0.015331 | 0.014999 | 0.014435 | 0.013667 | 0.012733 | 0.011901 | 0.011353 | 0.011101 | 0.011155 | 0.01121
F5_Commercial_Office_New_Miscellaneous_Natural Gas_Pool Heater_E2 | F5 | Commercial | Office | New | Miscellaneous | Natural Gas | Pool Heater | E2 | Utility - Cost of Operation | 0.011967 | 0.011655 | 0.011325 | 0.01099 | 0.010886 | 0.010933 | 0.011075 | 0.011267 | 0.011481 | 0.011698 | 0.011924 | 0.012158 | 0.012405 | 0.012649 | 0.01288 | 0.013056 | 0.013122 | 0.013032 | 0.012749 | 0.01227 | 0.011617 | 0.010823 | 0.010116 | 0.0096497 | 0.0094355 | 0.0094817 | 0.0095282
F5_Commercial_Office_New_Miscellaneous_Natural Gas_Pool Heater_E3 | F5 | Commercial | Office | New | Miscellaneous | Natural Gas | Pool Heater | E3 | Utility - Cost of Operation | 0 | 0 | 0 | 0 | 0 | 0 | 0 | 0 | 0 | 0 | 0 | 0 | 0 | 0 | 0 | 0 | 0 | 0 | 0 | 0 | 0 | 0 | 0 | 0 | 0 | 0 | 0
F5_Commercial_Office_New_Miscellaneous_Natural Gas_Pool Heater_E4 | F5 | Commercial | Office | New | Miscellaneous | Natural Gas | Pool Heater | E4 | Utility - Cost of Operation | 0 | 0 | 0 | 0 | 0 | 0 | 0 | 0 | 0 | 0 | 0 | 0 | 0 | 0 | 0 | 0 | 0 | 0 | 0 | 0 | 0 | 0 | 0 | 0 | 0 | 0 | 0
F5_Commercial_Office_New_Miscellaneous_Natural Gas_Pool Heater_E5 | F5 | Commercial | Office | New | Miscellaneous | Natural Gas | Pool Heater | E5 | Utility - Cost of Operation | 0 | 0 | 0 | 0 | 0 | 0 | 0 | 0 | 0 | 0 | 0 | 0 | 0 | 0 | 0 | 0 | 0 | 0 | 0 | 0 | 0 | 0 | 0 | 0 | 0 | 0 | 0
F5_Commercial_Office_New_Miscellaneous_Natural Gas_Pool Heater_E6 | F5 | Commercial | Office | New | Miscellaneous | Natural Gas | Pool Heater | E6 | Utility - Cost of Operation | 0 | 0 | 0 | 0 | 0 | 0 | 0 | 0 | 0 | 0 | 0 | 0 | 0 | 0 | 0 | 0 | 0 | 0 | 0 | 0 | 0 | 0 | 0 | 0 | 0 | 0 | 0
F5_Commercial_Office_New_Miscellaneous_Natural Gas_Pool Heater_E7 | F5 | Commercial | Office | New | Miscellaneous | Natural Gas | Pool Heater | E7 | Utility - Cost of Operation | 0 | 0 | 0 | 0 | 0 | 0 | 0 | 0 | 0 | 0 | 0 | 0 | 0 | 0 | 0 | 0 | 0 | 0 | 0 | 0 | 0 | 0 | 0 | 0 | 0 | 0 | 0
F5_Commercial_Office_New_Miscellaneous_Natural Gas_Pool Heater_E8 | F5 | Commercial | Office | New | Miscellaneous | Natural Gas | Pool Heater | E8 | Utility - Cost of Operation | 0 | 0 | 0 | 0 | 0 | 0 | 0 | 0 | 0 | 0 | 0 | 0 | 0 | 0 | 0 | 0 | 0 | 0 | 0 | 0 | 0 | 0 | 0 | 0 | 0 | 0 | 0
F5_Commercial_Office_New_Miscellaneous_Natural Gas_Pool Heater_E9 | F5 | Commercial | Office | New | Miscellaneous | Natural Gas | Pool Heater | E9 | Utility - Cost of Operation | 0 | 0 | 0 | 0 | 0 | 0 | 0 | 0 | 0 | 0 | 0 | 0 | 0 | 0 | 0 | 0 | 0 | 0 | 0 | 0 | 0 | 0 | 0 | 0 | 0 | 0 | 0
F5_Commercial_Office_New_Miscellaneous_Natural Gas_Pool Heater_E10 | F5 | Commercial | Office | New | Miscellaneous | Natural Gas | Pool Heater | E10 | Utility - Cost of Operation | 0 | 0 | 0 | 0 | 0 | 0 | 0 | 0 | 0 | 0 | 0 | 0 | 0 | 0 | 0 | 0 | 0 | 0 | 0 | 0 | 0 | 0 | 0 | 0 | 0 | 0 | 0
F6_Commercial_Office_New_Miscellaneous_Natural Gas_Pool Heater_E1 | F6 | Commercial | Office | New | Miscellaneous | Natural Gas | Pool Heater | E1 | Utility - Value of Sales | 0 | 0 | 0 | 0 | 0 | 0 | 0 | 0 | 0 | 0 | 0 | 0 | 0 | 0 | 0 | 0 | 0 | 0 | 0 | 0 | 0 | 0 | 0 | 0 | 0 | 0 | 0
F6_Commercial_Office_New_Miscellaneous_Natural Gas_Pool Heater_E2 | F6 | Commercial | Office | New | Miscellaneous | Natural Gas | Pool Heater | E2 | Utility - Value of Sales | 0 | 0 | 0 | 0 | 0 | 0 | 0 | 0 | 0 | 0 | 0 | 0 | 0 | 0 | 0 | 0 | 0 | 0 | 0 | 0 | 0 | 0 | 0 | 0 | 0 | 0 | 0
F6_Commercial_Office_New_Miscellaneous_Natural Gas_Pool Heater_E3 | F6 | Commercial | Office | New | Miscellaneous | Natural Gas | Pool Heater | E3 | Utility - Value of Sales | 0 | 0 | 0 | 0 | 0 | 0 | 0 | 0 | 0 | 0 | 0 | 0 | 0 | 0 | 0 | 0 | 0 | 0 | 0 | 0 | 0 | 0 | 0 | 0 | 0 | 0 | 0
F6_Commercial_Office_New_Miscellaneous_Natural Gas_Pool Heater_E4 | F6 | Commercial | Office | New | Miscellaneous | Natural Gas | Pool Heater | E4 | Utility - Value of Sales | 0 | 0 | 0 | 0 | 0 | 0 | 0 | 0 | 0 | 0 | 0 | 0 | 0 | 0 | 0 | 0 | 0 | 0 | 0 | 0 | 0 | 0 | 0 | 0 | 0 | 0 | 0
F6_Commercial_Office_New_Miscellaneous_Natural Gas_Pool Heater_E5 | F6 | Commercial | Office | New | Miscellaneous | Natural Gas | Pool Heater | E5 | Utility - Value of Sales | 0 | 0 | 0 | 0 | 0 | 0 | 0 | 0 | 0 | 0 | 0 | 0 | 0 | 0 | 0 | 0 | 0 | 0 | 0 | 0 | 0 | 0 | 0 | 0 | 0 | 0 | 0
F6_Commercial_Office_New_Miscellaneous_Natural Gas_Pool Heater_E6 | F6 | Commercial | Office | New | Miscellaneous | Natural Gas | Pool Heater | E6 | Utility - Value of Sales | 0 | 0 | 0 | 0 | 0 | 0 | 0 | 0 | 0 | 0 | 0 | 0 | 0 | 0 | 0 | 0 | 0 | 0 | 0 | 0 | 0 | 0 | 0 | 0 | 0 | 0 | 0
F6_Commercial_Office_New_Miscellaneous_Natural Gas_Pool Heater_E7 | F6 | Commercial | Office | New | Miscellaneous | Natural Gas | Pool Heater | E7 | Utility - Value of Sales | 0 | 0 | 0 | 0 | 0 | 0 | 0 | 0 | 0 | 0 | 0 | 0 | 0 | 0 | 0 | 0 | 0 | 0 | 0 | 0 | 0 | 0 | 0 | 0 | 0 | 0 | 0
F6_Commercial_Office_New_Miscellaneous_Natural Gas_Pool Heater_E8 | F6 | Commercial | Office | New | Miscellaneous | Natural Gas | Pool Heater | E8 | Utility - Value of Sales | 0 | 0 | 0 | 0 | 0 | 0 | 0 | 0 | 0 | 0 | 0 | 0 | 0 | 0 | 0 | 0 | 0 | 0 | 0 | 0 | 0 | 0 | 0 | 0 | 0 | 0 | 0
F6_Commercial_Office_New_Miscellaneous_Natural Gas_Pool Heater_E9 | F6 | Commercial | Office | New | Miscellaneous | Natural Gas | Pool Heater | E9 | Utility - Value of Sales | 0 | 0 | 0 | 0 | 0 | 0 | 0 | 0 | 0 | 0 | 0 | 0 | 0 | 0 | 0 | 0 | 0 | 0 | 0 | 0 | 0 | 0 | 0 | 0 | 0 | 0 | 0
F6_Commercial_Office_New_Miscellaneous_Natural Gas_Pool Heater_E10 | F6 | Commercial | Office | New | Miscellaneous | Natural Gas | Pool Heater | E10 | Utility - Value of Sales | 0 | 0 | 0 | 0 | 0 | 0 | 0 | 0 | 0 | 0 | 0 | 0 | 0 | 0 | 0 | 0 | 0 | 0 | 0 | 0 | 0 | 0 | 0 | 0 | 0 | 0 | 0
F1_Commercial_Office_New_Miscellaneous_Natural Gas_Miscellaneous_E1 | F1 | Commercial | Office | New | Miscellaneous | Natural Gas | Miscellaneous | E1 | RVT - Cost of Equipment | 0.0026198 | 0.0026198 | 0.0026198 | 0.0026198 | 0.0026198 | 0.0026198 | 0.0026198 | 0.0026198 | 0.0026198 | 0.0026198 | 0.0026198 | 0.0026198 | 0.0026198 | 0.0026198 | 0.0026198 | 0.0026198 | 0.0026198 | 0.0026198 | 0.0026198 | 0.0026198 | 0.0026198 | 0.0026198 | 0.0026198 | 0.0026198 | 0.0026198 | 0.0026198 | 0.0026198
F1_Commercial_Office_New_Miscellaneous_Natural Gas_Miscellaneous_E2 | F1 | Commercial | Office | New | Miscellaneous | Natural Gas | Miscellaneous | E2 | RVT - Cost of Equipment | 0 | 0 | 0 | 0 | 0 | 0 | 0 | 0 | 0 | 0 | 0 | 0 | 0 | 0 | 0 | 0 | 0 | 0 | 0 | 0 | 0 | 0 | 0 | 0 | 0 | 0 | 0
F1_Commercial_Office_New_Miscellaneous_Natural Gas_Miscellaneous_E3 | F1 | Commercial | Office | New | Miscellaneous | Natural Gas | Miscellaneous | E3 | RVT - Cost of Equipment | 0 | 0 | 0 | 0 | 0 | 0 | 0 | 0 | 0 | 0 | 0 | 0 | 0 | 0 | 0 | 0 | 0 | 0 | 0 | 0 | 0 | 0 | 0 | 0 | 0 | 0 | 0
F1_Commercial_Office_New_Miscellaneous_Natural Gas_Miscellaneous_E4 | F1 | Commercial | Office | New | Miscellaneous | Natural Gas | Miscellaneous | E4 | RVT - Cost of Equipment | 0 | 0 | 0 | 0 | 0 | 0 | 0 | 0 | 0 | 0 | 0 | 0 | 0 | 0 | 0 | 0 | 0 | 0 | 0 | 0 | 0 | 0 | 0 | 0 | 0 | 0 | 0
F1_Commercial_Office_New_Miscellaneous_Natural Gas_Miscellaneous_E5 | F1 | Commercial | Office | New | Miscellaneous | Natural Gas | Miscellaneous | E5 | RVT - Cost of Equipment | 0 | 0 | 0 | 0 | 0 | 0 | 0 | 0 | 0 | 0 | 0 | 0 | 0 | 0 | 0 | 0 | 0 | 0 | 0 | 0 | 0 | 0 | 0 | 0 | 0 | 0 | 0
F1_Commercial_Office_New_Miscellaneous_Natural Gas_Miscellaneous_E6 | F1 | Commercial | Office | New | Miscellaneous | Natural Gas | Miscellaneous | E6 | RVT - Cost of Equipment | 0 | 0 | 0 | 0 | 0 | 0 | 0 | 0 | 0 | 0 | 0 | 0 | 0 | 0 | 0 | 0 | 0 | 0 | 0 | 0 | 0 | 0 | 0 | 0 | 0 | 0 | 0
F1_Commercial_Office_New_Miscellaneous_Natural Gas_Miscellaneous_E7 | F1 | Commercial | Office | New | Miscellaneous | Natural Gas | Miscellaneous | E7 | RVT - Cost of Equipment | 0 | 0 | 0 | 0 | 0 | 0 | 0 | 0 | 0 | 0 | 0 | 0 | 0 | 0 | 0 | 0 | 0 | 0 | 0 | 0 | 0 | 0 | 0 | 0 | 0 | 0 | 0
F1_Commercial_Office_New_Miscellaneous_Natural Gas_Miscellaneous_E8 | F1 | Commercial | Office | New | Miscellaneous | Natural Gas | Miscellaneous | E8 | RVT - Cost of Equipment | 0 | 0 | 0 | 0 | 0 | 0 | 0 | 0 | 0 | 0 | 0 | 0 | 0 | 0 | 0 | 0 | 0 | 0 | 0 | 0 | 0 | 0 | 0 | 0 | 0 | 0 | 0
F1_Commercial_Office_New_Miscellaneous_Natural Gas_Miscellaneous_E9 | F1 | Commercial | Office | New | Miscellaneous | Natural Gas | Miscellaneous | E9 | RVT - Cost of Equipment | 0 | 0 | 0 | 0 | 0 | 0 | 0 | 0 | 0 | 0 | 0 | 0 | 0 | 0 | 0 | 0 | 0 | 0 | 0 | 0 | 0 | 0 | 0 | 0 | 0 | 0 | 0
F1_Commercial_Office_New_Miscellaneous_Natural Gas_Miscellaneous_E10 | F1 | Commercial | Office | New | Miscellaneous | Natural Gas | Miscellaneous | E10 | RVT - Cost of Equipment | 0 | 0 | 0 | 0 | 0 | 0 | 0 | 0 | 0 | 0 | 0 | 0 | 0 | 0 | 0 | 0 | 0 | 0 | 0 | 0 | 0 | 0 | 0 | 0 | 0 | 0 | 0
F2_Commercial_Office_New_Miscellaneous_Natural Gas_Miscellaneous_E1 | F2 | Commercial | Office | New | Miscellaneous | Natural Gas | Miscellaneous | E1 | RVT - Cost of Operation | 0 | 0 | 0 | 0 | 0 | 0 | 0 | 0 | 0 | 0 | 0 | 0 | 0 | 0 | 0 | 0 | 0 | 0 | 0 | 0 | 0 | 0 | 0 | 0 | 0 | 0 | 0
F2_Commercial_Office_New_Miscellaneous_Natural Gas_Miscellaneous_E2 | F2 | Commercial | Office | New | Miscellaneous | Natural Gas | Miscellaneous | E2 | RVT - Cost of Operation | 0 | 0 | 0 | 0 | 0 | 0 | 0 | 0 | 0 | 0 | 0 | 0 | 0 | 0 | 0 | 0 | 0 | 0 | 0 | 0 | 0 | 0 | 0 | 0 | 0 | 0 | 0
F2_Commercial_Office_New_Miscellaneous_Natural Gas_Miscellaneous_E3 | F2 | Commercial | Office | New | Miscellaneous | Natural Gas | Miscellaneous | E3 | RVT - Cost of Operation | 0 | 0 | 0 | 0 | 0 | 0 | 0 | 0 | 0 | 0 | 0 | 0 | 0 | 0 | 0 | 0 | 0 | 0 | 0 | 0 | 0 | 0 | 0 | 0 | 0 | 0 | 0
F2_Commercial_Office_New_Miscellaneous_Natural Gas_Miscellaneous_E4 | F2 | Commercial | Office | New | Miscellaneous | Natural Gas | Miscellaneous | E4 | RVT - Cost of Operation | 0 | 0 | 0 | 0 | 0 | 0 | 0 | 0 | 0 | 0 | 0 | 0 | 0 | 0 | 0 | 0 | 0 | 0 | 0 | 0 | 0 | 0 | 0 | 0 | 0 | 0 | 0
F2_Commercial_Office_New_Miscellaneous_Natural Gas_Miscellaneous_E5 | F2 | Commercial | Office | New | Miscellaneous | Natural Gas | Miscellaneous | E5 | RVT - Cost of Operation | 0 | 0 | 0 | 0 | 0 | 0 | 0 | 0 | 0 | 0 | 0 | 0 | 0 | 0 | 0 | 0 | 0 | 0 | 0 | 0 | 0 | 0 | 0 | 0 | 0 | 0 | 0
F2_Commercial_Office_New_Miscellaneous_Natural Gas_Miscellaneous_E6 | F2 | Commercial | Office | New | Miscellaneous | Natural Gas | Miscellaneous | E6 | RVT - Cost of Operation | 0 | 0 | 0 | 0 | 0 | 0 | 0 | 0 | 0 | 0 | 0 | 0 | 0 | 0 | 0 | 0 | 0 | 0 | 0 | 0 | 0 | 0 | 0 | 0 | 0 | 0 | 0
F2_Commercial_Office_New_Miscellaneous_Natural Gas_Miscellaneous_E7 | F2 | Commercial | Office | New | Miscellaneous | Natural Gas | Miscellaneous | E7 | RVT - Cost of Operation | 0 | 0 | 0 | 0 | 0 | 0 | 0 | 0 | 0 | 0 | 0 | 0 | 0 | 0 | 0 | 0 | 0 | 0 | 0 | 0 | 0 | 0 | 0 | 0 | 0 | 0 | 0
F2_Commercial_Office_New_Miscellaneous_Natural Gas_Miscellaneous_E8 | F2 | Commercial | Office | New | Miscellaneous | Natural Gas | Miscellaneous | E8 | RVT - Cost of Operation | 0 | 0 | 0 | 0 | 0 | 0 | 0 | 0 | 0 | 0 | 0 | 0 | 0 | 0 | 0 | 0 | 0 | 0 | 0 | 0 | 0 | 0 | 0 | 0 | 0 | 0 | 0
F2_Commercial_Office_New_Miscellaneous_Natural Gas_Miscellaneous_E9 | F2 | Commercial | Office | New | Miscellaneous | Natural Gas | Miscellaneous | E9 | RVT - Cost of Operation | 0 | 0 | 0 | 0 | 0 | 0 | 0 | 0 | 0 | 0 | 0 | 0 | 0 | 0 | 0 | 0 | 0 | 0 | 0 | 0 | 0 | 0 | 0 | 0 | 0 | 0 | 0
F2_Commercial_Office_New_Miscellaneous_Natural Gas_Miscellaneous_E10 | F2 | Commercial | Office | New | Miscellaneous | Natural Gas | Miscellaneous | E10 | RVT - Cost of Operation | 0 | 0 | 0 | 0 | 0 | 0 | 0 | 0 | 0 | 0 | 0 | 0 | 0 | 0 | 0 | 0 | 0 | 0 | 0 | 0 | 0 | 0 | 0 | 0 | 0 | 0 | 0
F3_Commercial_Office_New_Miscellaneous_Natural Gas_Miscellaneous_E1 | F3 | Commercial | Office | New | Miscellaneous | Natural Gas | Miscellaneous | E1 | System - kBTUs of Consumption | 1.0023 | 1.0023 | 1.0023 | 1.0023 | 1.0023 | 1.0023 | 1.0023 | 1.0023 | 1.0023 | 1.0023 | 1.0023 | 1.0023 | 1.0023 | 1.0023 | 1.0023 | 1.0023 | 1.0023 | 1.0023 | 1.0023 | 1.0023 | 1.0023 | 1.0023 | 1.0023 | 1.0023 | 1.0023 | 1.0023 | 1.0023
F3_Commercial_Office_New_Miscellaneous_Natural Gas_Miscellaneous_E2 | F3 | Commercial | Office | New | Miscellaneous | Natural Gas | Miscellaneous | E2 | System - kBTUs of Consumption | 0 | 0 | 0 | 0 | 0 | 0 | 0 | 0 | 0 | 0 | 0 | 0 | 0 | 0 | 0 | 0 | 0 | 0 | 0 | 0 | 0 | 0 | 0 | 0 | 0 | 0 | 0
F3_Commercial_Office_New_Miscellaneous_Natural Gas_Miscellaneous_E3 | F3 | Commercial | Office | New | Miscellaneous | Natural Gas | Miscellaneous | E3 | System - kBTUs of Consumption | 0 | 0 | 0 | 0 | 0 | 0 | 0 | 0 | 0 | 0 | 0 | 0 | 0 | 0 | 0 | 0 | 0 | 0 | 0 | 0 | 0 | 0 | 0 | 0 | 0 | 0 | 0
F3_Commercial_Office_New_Miscellaneous_Natural Gas_Miscellaneous_E4 | F3 | Commercial | Office | New | Miscellaneous | Natural Gas | Miscellaneous | E4 | System - kBTUs of Consumption | 0 | 0 | 0 | 0 | 0 | 0 | 0 | 0 | 0 | 0 | 0 | 0 | 0 | 0 | 0 | 0 | 0 | 0 | 0 | 0 | 0 | 0 | 0 | 0 | 0 | 0 | 0
F3_Commercial_Office_New_Miscellaneous_Natural Gas_Miscellaneous_E5 | F3 | Commercial | Office | New | Miscellaneous | Natural Gas | Miscellaneous | E5 | System - kBTUs of Consumption | 0 | 0 | 0 | 0 | 0 | 0 | 0 | 0 | 0 | 0 | 0 | 0 | 0 | 0 | 0 | 0 | 0 | 0 | 0 | 0 | 0 | 0 | 0 | 0 | 0 | 0 | 0
F3_Commercial_Office_New_Miscellaneous_Natural Gas_Miscellaneous_E6 | F3 | Commercial | Office | New | Miscellaneous | Natural Gas | Miscellaneous | E6 | System - kBTUs of Consumption | 0 | 0 | 0 | 0 | 0 | 0 | 0 | 0 | 0 | 0 | 0 | 0 | 0 | 0 | 0 | 0 | 0 | 0 | 0 | 0 | 0 | 0 | 0 | 0 | 0 | 0 | 0
F3_Commercial_Office_New_Miscellaneous_Natural Gas_Miscellaneous_E7 | F3 | Commercial | Office | New | Miscellaneous | Natural Gas | Miscellaneous | E7 | System - kBTUs of Consumption | 0 | 0 | 0 | 0 | 0 | 0 | 0 | 0 | 0 | 0 | 0 | 0 | 0 | 0 | 0 | 0 | 0 | 0 | 0 | 0 | 0 | 0 | 0 | 0 | 0 | 0 | 0
F3_Commercial_Office_New_Miscellaneous_Natural Gas_Miscellaneous_E8 | F3 | Commercial | Office | New | Miscellaneous | Natural Gas | Miscellaneous | E8 | System - kBTUs of Consumption | 0 | 0 | 0 | 0 | 0 | 0 | 0 | 0 | 0 | 0 | 0 | 0 | 0 | 0 | 0 | 0 | 0 | 0 | 0 | 0 | 0 | 0 | 0 | 0 | 0 | 0 | 0
F3_Commercial_Office_New_Miscellaneous_Natural Gas_Miscellaneous_E9 | F3 | Commercial | Office | New | Miscellaneous | Natural Gas | Miscellaneous | E9 | System - kBTUs of Consumption | 0 | 0 | 0 | 0 | 0 | 0 | 0 | 0 | 0 | 0 | 0 | 0 | 0 | 0 | 0 | 0 | 0 | 0 | 0 | 0 | 0 | 0 | 0 | 0 | 0 | 0 | 0
F3_Commercial_Office_New_Miscellaneous_Natural Gas_Miscellaneous_E10 | F3 | Commercial | Office | New | Miscellaneous | Natural Gas | Miscellaneous | E10 | System - kBTUs of Consumption | 0 | 0 | 0 | 0 | 0 | 0 | 0 | 0 | 0 | 0 | 0 | 0 | 0 | 0 | 0 | 0 | 0 | 0 | 0 | 0 | 0 | 0 | 0 | 0 | 0 | 0 | 0
F4_Commercial_Office_New_Miscellaneous_Natural Gas_Miscellaneous_E1 | F4 | Commercial | Office | New | Miscellaneous | Natural Gas | Miscellaneous | E1 | Utility - Cost of Equipment | 0.0026198 | 0.0026198 | 0.0026198 | 0.0026198 | 0.0026198 | 0.0026198 | 0.0026198 | 0.0026198 | 0.0026198 | 0.0026198 | 0.0026198 | 0.0026198 | 0.0026198 | 0.0026198 | 0.0026198 | 0.0026198 | 0.0026198 | 0.0026198 | 0.0026198 | 0.0026198 | 0.0026198 | 0.0026198 | 0.0026198 | 0.0026198 | 0.0026198 | 0.0026198 | 0.0026198
F4_Commercial_Office_New_Miscellaneous_Natural Gas_Miscellaneous_E2 | F4 | Commercial | Office | New | Miscellaneous | Natural Gas | Miscellaneous | E2 | Utility - Cost of Equipment | 0 | 0 | 0 | 0 | 0 | 0 | 0 | 0 | 0 | 0 | 0 | 0 | 0 | 0 | 0 | 0 | 0 | 0 | 0 | 0 | 0 | 0 | 0 | 0 | 0 | 0 | 0
F4_Commercial_Office_New_Miscellaneous_Natural Gas_Miscellaneous_E3 | F4 | Commercial | Office | New | Miscellaneous | Natural Gas | Miscellaneous | E3 | Utility - Cost of Equipment | 0 | 0 | 0 | 0 | 0 | 0 | 0 | 0 | 0 | 0 | 0 | 0 | 0 | 0 | 0 | 0 | 0 | 0 | 0 | 0 | 0 | 0 | 0 | 0 | 0 | 0 | 0
F4_Commercial_Office_New_Miscellaneous_Natural Gas_Miscellaneous_E4 | F4 | Commercial | Office | New | Miscellaneous | Natural Gas | Miscellaneous | E4 | Utility - Cost of Equipment | 0 | 0 | 0 | 0 | 0 | 0 | 0 | 0 | 0 | 0 | 0 | 0 | 0 | 0 | 0 | 0 | 0 | 0 | 0 | 0 | 0 | 0 | 0 | 0 | 0 | 0 | 0
F4_Commercial_Office_New_Miscellaneous_Natural Gas_Miscellaneous_E5 | F4 | Commercial | Office | New | Miscellaneous | Natural Gas | Miscellaneous | E5 | Utility - Cost of Equipment | 0 | 0 | 0 | 0 | 0 | 0 | 0 | 0 | 0 | 0 | 0 | 0 | 0 | 0 | 0 | 0 | 0 | 0 | 0 | 0 | 0 | 0 | 0 | 0 | 0 | 0 | 0
F4_Commercial_Office_New_Miscellaneous_Natural Gas_Miscellaneous_E6 | F4 | Commercial | Office | New | Miscellaneous | Natural Gas | Miscellaneous | E6 | Utility - Cost of Equipment | 0 | 0 | 0 | 0 | 0 | 0 | 0 | 0 | 0 | 0 | 0 | 0 | 0 | 0 | 0 | 0 | 0 | 0 | 0 | 0 | 0 | 0 | 0 | 0 | 0 | 0 | 0
F4_Commercial_Office_New_Miscellaneous_Natural Gas_Miscellaneous_E7 | F4 | Commercial | Office | New | Miscellaneous | Natural Gas | Miscellaneous | E7 | Utility - Cost of Equipment | 0 | 0 | 0 | 0 | 0 | 0 | 0 | 0 | 0 | 0 | 0 | 0 | 0 | 0 | 0 | 0 | 0 | 0 | 0 | 0 | 0 | 0 | 0 | 0 | 0 | 0 | 0
F4_Commercial_Office_New_Miscellaneous_Natural Gas_Miscellaneous_E8 | F4 | Commercial | Office | New | Miscellaneous | Natural Gas | Miscellaneous | E8 | Utility - Cost of Equipment | 0 | 0 | 0 | 0 | 0 | 0 | 0 | 0 | 0 | 0 | 0 | 0 | 0 | 0 | 0 | 0 | 0 | 0 | 0 | 0 | 0 | 0 | 0 | 0 | 0 | 0 | 0
F4_Commercial_Office_New_Miscellaneous_Natural Gas_Miscellaneous_E9 | F4 | Commercial | Office | New | Miscellaneous | Natural Gas | Miscellaneous | E9 | Utility - Cost of Equipment | 0 | 0 | 0 | 0 | 0 | 0 | 0 | 0 | 0 | 0 | 0 | 0 | 0 | 0 | 0 | 0 | 0 | 0 | 0 | 0 | 0 | 0 | 0 | 0 | 0 | 0 | 0
F4_Commercial_Office_New_Miscellaneous_Natural Gas_Miscellaneous_E10 | F4 | Commercial | Office | New | Miscellaneous | Natural Gas | Miscellaneous | E10 | Utility - Cost of Equipment | 0 | 0 | 0 | 0 | 0 | 0 | 0 | 0 | 0 | 0 | 0 | 0 | 0 | 0 | 0 | 0 | 0 | 0 | 0 | 0 | 0 | 0 | 0 | 0 | 0 | 0 | 0
F5_Commercial_Office_New_Miscellaneous_Natural Gas_Miscellaneous_E1 | F5 | Commercial | Office | New | Miscellaneous | Natural Gas | Miscellaneous | E1 | Utility - Cost of Operation | 0.014047 | 0.013705 | 0.013283 | 0.012818 | 0.012647 | 0.012672 | 0.012823 | 0.013042 | 0.013288 | 0.013538 | 0.013798 | 0.014068 | 0.014356 | 0.014637 | 0.014907 | 0.015124 | 0.015234 | 0.015196 | 0.014973 | 0.014526 | 0.013816 | 0.012848 | 0.011913 | 0.011264 | 0.01096 | 0.011014 | 0.011068
F5_Commercial_Office_New_Miscellaneous_Natural Gas_Miscellaneous_E2 | F5 | Commercial | Office | New | Miscellaneous | Natural Gas | Miscellaneous | E2 | Utility - Cost of Operation | 0 | 0 | 0 | 0 | 0 | 0 | 0 | 0 | 0 | 0 | 0 | 0 | 0 | 0 | 0 | 0 | 0 | 0 | 0 | 0 | 0 | 0 | 0 | 0 | 0 | 0 | 0
F5_Commercial_Office_New_Miscellaneous_Natural Gas_Miscellaneous_E3 | F5 | Commercial | Office | New | Miscellaneous | Natural Gas | Miscellaneous | E3 | Utility - Cost of Operation | 0 | 0 | 0 | 0 | 0 | 0 | 0 | 0 | 0 | 0 | 0 | 0 | 0 | 0 | 0 | 0 | 0 | 0 | 0 | 0 | 0 | 0 | 0 | 0 | 0 | 0 | 0
F5_Commercial_Office_New_Miscellaneous_Natural Gas_Miscellaneous_E4 | F5 | Commercial | Office | New | Miscellaneous | Natural Gas | Miscellaneous | E4 | Utility - Cost of Operation | 0 | 0 | 0 | 0 | 0 | 0 | 0 | 0 | 0 | 0 | 0 | 0 | 0 | 0 | 0 | 0 | 0 | 0 | 0 | 0 | 0 | 0 | 0 | 0 | 0 | 0 | 0
F5_Commercial_Office_New_Miscellaneous_Natural Gas_Miscellaneous_E5 | F5 | Commercial | Office | New | Miscellaneous | Natural Gas | Miscellaneous | E5 | Utility - Cost of Operation | 0 | 0 | 0 | 0 | 0 | 0 | 0 | 0 | 0 | 0 | 0 | 0 | 0 | 0 | 0 | 0 | 0 | 0 | 0 | 0 | 0 | 0 | 0 | 0 | 0 | 0 | 0
F5_Commercial_Office_New_Miscellaneous_Natural Gas_Miscellaneous_E6 | F5 | Commercial | Office | New | Miscellaneous | Natural Gas | Miscellaneous | E6 | Utility - Cost of Operation | 0 | 0 | 0 | 0 | 0 | 0 | 0 | 0 | 0 | 0 | 0 | 0 | 0 | 0 | 0 | 0 | 0 | 0 | 0 | 0 | 0 | 0 | 0 | 0 | 0 | 0 | 0
F5_Commercial_Office_New_Miscellaneous_Natural Gas_Miscellaneous_E7 | F5 | Commercial | Office | New | Miscellaneous | Natural Gas | Miscellaneous | E7 | Utility - Cost of Operation | 0 | 0 | 0 | 0 | 0 | 0 | 0 | 0 | 0 | 0 | 0 | 0 | 0 | 0 | 0 | 0 | 0 | 0 | 0 | 0 | 0 | 0 | 0 | 0 | 0 | 0 | 0
F5_Commercial_Office_New_Miscellaneous_Natural Gas_Miscellaneous_E8 | F5 | Commercial | Office | New | Miscellaneous | Natural Gas | Miscellaneous | E8 | Utility - Cost of Operation | 0 | 0 | 0 | 0 | 0 | 0 | 0 | 0 | 0 | 0 | 0 | 0 | 0 | 0 | 0 | 0 | 0 | 0 | 0 | 0 | 0 | 0 | 0 | 0 | 0 | 0 | 0
F5_Commercial_Office_New_Miscellaneous_Natural Gas_Miscellaneous_E9 | F5 | Commercial | Office | New | Miscellaneous | Natural Gas | Miscellaneous | E9 | Utility - Cost of Operation | 0 | 0 | 0 | 0 | 0 | 0 | 0 | 0 | 0 | 0 | 0 | 0 | 0 | 0 | 0 | 0 | 0 | 0 | 0 | 0 | 0 | 0 | 0 | 0 | 0 | 0 | 0
F5_Commercial_Office_New_Miscellaneous_Natural Gas_Miscellaneous_E10 | F5 | Commercial | Office | New | Miscellaneous | Natural Gas | Miscellaneous | E10 | Utility - Cost of Operation | 0 | 0 | 0 | 0 | 0 | 0 | 0 | 0 | 0 | 0 | 0 | 0 | 0 | 0 | 0 | 0 | 0 | 0 | 0 | 0 | 0 | 0 | 0 | 0 | 0 | 0 | 0
F6_Commercial_Office_New_Miscellaneous_Natural Gas_Miscellaneous_E1 | F6 | Commercial | Office | New | Miscellaneous | Natural Gas | Miscellaneous | E1 | Utility - Value of Sales | 0 | 0 | 0 | 0 | 0 | 0 | 0 | 0 | 0 | 0 | 0 | 0 | 0 | 0 | 0 | 0 | 0 | 0 | 0 | 0 | 0 | 0 | 0 | 0 | 0 | 0 | 0
F6_Commercial_Office_New_Miscellaneous_Natural Gas_Miscellaneous_E2 | F6 | Commercial | Office | New | Miscellaneous | Natural Gas | Miscellaneous | E2 | Utility - Value of Sales | 0 | 0 | 0 | 0 | 0 | 0 | 0 | 0 | 0 | 0 | 0 | 0 | 0 | 0 | 0 | 0 | 0 | 0 | 0 | 0 | 0 | 0 | 0 | 0 | 0 | 0 | 0
F6_Commercial_Office_New_Miscellaneous_Natural Gas_Miscellaneous_E3 | F6 | Commercial | Office | New | Miscellaneous | Natural Gas | Miscellaneous | E3 | Utility - Value of Sales | 0 | 0 | 0 | 0 | 0 | 0 | 0 | 0 | 0 | 0 | 0 | 0 | 0 | 0 | 0 | 0 | 0 | 0 | 0 | 0 | 0 | 0 | 0 | 0 | 0 | 0 | 0
F6_Commercial_Office_New_Miscellaneous_Natural Gas_Miscellaneous_E4 | F6 | Commercial | Office | New | Miscellaneous | Natural Gas | Miscellaneous | E4 | Utility - Value of Sales | 0 | 0 | 0 | 0 | 0 | 0 | 0 | 0 | 0 | 0 | 0 | 0 | 0 | 0 | 0 | 0 | 0 | 0 | 0 | 0 | 0 | 0 | 0 | 0 | 0 | 0 | 0
F6_Commercial_Office_New_Miscellaneous_Natural Gas_Miscellaneous_E5 | F6 | Commercial | Office | New | Miscellaneous | Natural Gas | Miscellaneous | E5 | Utility - Value of Sales | 0 | 0 | 0 | 0 | 0 | 0 | 0 | 0 | 0 | 0 | 0 | 0 | 0 | 0 | 0 | 0 | 0 | 0 | 0 | 0 | 0 | 0 | 0 | 0 | 0 | 0 | 0
F6_Commercial_Office_New_Miscellaneous_Natural Gas_Miscellaneous_E6 | F6 | Commercial | Office | New | Miscellaneous | Natural Gas | Miscellaneous | E6 | Utility - Value of Sales | 0 | 0 | 0 | 0 | 0 | 0 | 0 | 0 | 0 | 0 | 0 | 0 | 0 | 0 | 0 | 0 | 0 | 0 | 0 | 0 | 0 | 0 | 0 | 0 | 0 | 0 | 0
F6_Commercial_Office_New_Miscellaneous_Natural Gas_Miscellaneous_E7 | F6 | Commercial | Office | New | Miscellaneous | Natural Gas | Miscellaneous | E7 | Utility - Value of Sales | 0 | 0 | 0 | 0 | 0 | 0 | 0 | 0 | 0 | 0 | 0 | 0 | 0 | 0 | 0 | 0 | 0 | 0 | 0 | 0 | 0 | 0 | 0 | 0 | 0 | 0 | 0
F6_Commercial_Office_New_Miscellaneous_Natural Gas_Miscellaneous_E8 | F6 | Commercial | Office | New | Miscellaneous | Natural Gas | Miscellaneous | E8 | Utility - Value of Sales | 0 | 0 | 0 | 0 | 0 | 0 | 0 | 0 | 0 | 0 | 0 | 0 | 0 | 0 | 0 | 0 | 0 | 0 | 0 | 0 | 0 | 0 | 0 | 0 | 0 | 0 | 0
F6_Commercial_Office_New_Miscellaneous_Natural Gas_Miscellaneous_E9 | F6 | Commercial | Office | New | Miscellaneous | Natural Gas | Miscellaneous | E9 | Utility - Value of Sales | 0 | 0 | 0 | 0 | 0 | 0 | 0 | 0 | 0 | 0 | 0 | 0 | 0 | 0 | 0 | 0 | 0 | 0 | 0 | 0 | 0 | 0 | 0 | 0 | 0 | 0 | 0
F6_Commercial_Office_New_Miscellaneous_Natural Gas_Miscellaneous_E10 | F6 | Commercial | Office | New | Miscellaneous | Natural Gas | Miscellaneous | E10 | Utility - Value of Sales | 0 | 0 | 0 | 0 | 0 | 0 | 0 | 0 | 0 | 0 | 0 | 0 | 0 | 0 | 0 | 0 | 0 | 0 | 0 | 0 | 0 | 0 | 0 | 0 | 0 | 0 | 0
F1_Commercial_Restaurant_Existing_Space Heating_Natural Gas_Furnace_E1 | F1 | Commercial | Restaurant | Existing | Space Heating | Natural Gas | Furnace | E1 | RVT - Cost of Equipment | 0.063627 | 0.063627 | 0.063627 | 0 | 0 | 0 | 0 | 0 | 0 | 0 | 0 | 0 | 0 | 0 | 0 | 0 | 0 | 0 | 0 | 0 | 0 | 0 | 0 | 0 | 0 | 0 | 0
F1_Commercial_Restaurant_Existing_Space Heating_Natural Gas_Furnace_E2 | F1 | Commercial | Restaurant | Existing | Space Heating | Natural Gas | Furnace | E2 | RVT - Cost of Equipment | 0.078185 | 0.078185 | 0.078185 | 0.078185 | 0.078185 | 0.078185 | 0.078185 | 0.078185 | 0.078185 | 0.078185 | 0.078185 | 0.078185 | 0.078185 | 0.078185 | 0.078185 | 0.078185 | 0.078185 | 0.078185 | 0.078185 | 0.078185 | 0.078185 | 0.078185 | 0.078185 | 0.078185 | 0.078185 | 0.078185 | 0.078185
F1_Commercial_Restaurant_Existing_Space Heating_Natural Gas_Furnace_E3 | F1 | Commercial | Restaurant | Existing | Space Heating | Natural Gas | Furnace | E3 | RVT - Cost of Equipment | 0.092743 | 0.092743 | 0.092743 | 0.092743 | 0.092743 | 0.092743 | 0.092743 | 0.092743 | 0.092743 | 0.092743 | 0.092743 | 0.092743 | 0.092743 | 0.092743 | 0.092743 | 0.092743 | 0.092743 | 0.092743 | 0.092743 | 0.092743 | 0.092743 | 0.092743 | 0.092743 | 0.092743 | 0.092743 | 0.092743 | 0.092743
F1_Commercial_Restaurant_Existing_Space Heating_Natural Gas_Furnace_E4 | F1 | Commercial | Restaurant | Existing | Space Heating | Natural Gas | Furnace | E4 | RVT - Cost of Equipment | 0 | 0 | 0 | 0 | 0 | 0 | 0 | 0 | 0 | 0 | 0 | 0 | 0 | 0 | 0 | 0 | 0 | 0 | 0 | 0 | 0 | 0 | 0 | 0 | 0 | 0 | 0
F1_Commercial_Restaurant_Existing_Space Heating_Natural Gas_Furnace_E5 | F1 | Commercial | Restaurant | Existing | Space Heating | Natural Gas | Furnace | E5 | RVT - Cost of Equipment | 0 | 0 | 0 | 0 | 0 | 0 | 0 | 0 | 0 | 0 | 0 | 0 | 0 | 0 | 0 | 0 | 0 | 0 | 0 | 0 | 0 | 0 | 0 | 0 | 0 | 0 | 0
F1_Commercial_Restaurant_Existing_Space Heating_Natural Gas_Furnace_E6 | F1 | Commercial | Restaurant | Existing | Space Heating | Natural Gas | Furnace | E6 | RVT - Cost of Equipment | 0 | 0 | 0 | 0 | 0 | 0 | 0 | 0 | 0 | 0 | 0 | 0 | 0 | 0 | 0 | 0 | 0 | 0 | 0 | 0 | 0 | 0 | 0 | 0 | 0 | 0 | 0
F1_Commercial_Restaurant_Existing_Space Heating_Natural Gas_Furnace_E7 | F1 | Commercial | Restaurant | Existing | Space Heating | Natural Gas | Furnace | E7 | RVT - Cost of Equipment | 0 | 0 | 0 | 0 | 0 | 0 | 0 | 0 | 0 | 0 | 0 | 0 | 0 | 0 | 0 | 0 | 0 | 0 | 0 | 0 | 0 | 0 | 0 | 0 | 0 | 0 | 0
F1_Commercial_Restaurant_Existing_Space Heating_Natural Gas_Furnace_E8 | F1 | Commercial | Restaurant | Existing | Space Heating | Natural Gas | Furnace | E8 | RVT - Cost of Equipment | 0 | 0 | 0 | 0 | 0 | 0 | 0 | 0 | 0 | 0 | 0 | 0 | 0 | 0 | 0 | 0 | 0 | 0 | 0 | 0 | 0 | 0 | 0 | 0 | 0 | 0 | 0
F1_Commercial_Restaurant_Existing_Space Heating_Natural Gas_Furnace_E9 | F1 | Commercial | Restaurant | Existing | Space Heating | Natural Gas | Furnace | E9 | RVT - Cost of Equipment | 0 | 0 | 0 | 0 | 0 | 0 | 0 | 0 | 0 | 0 | 0 | 0 | 0 | 0 | 0 | 0 | 0 | 0 | 0 | 0 | 0 | 0 | 0 | 0 | 0 | 0 | 0
F1_Commercial_Restaurant_Existing_Space Heating_Natural Gas_Furnace_E10 | F1 | Commercial | Restaurant | Existing | Space Heating | Natural Gas | Furnace | E10 | RVT - Cost of Equipment | 0 | 0 | 0 | 0 | 0 | 0 | 0 | 0 | 0 | 0 | 0 | 0 | 0 | 0 | 0 | 0 | 0 | 0 | 0 | 0 | 0 | 0 | 0 | 0 | 0 | 0 | 0
F2_Commercial_Restaurant_Existing_Space Heating_Natural Gas_Furnace_E1 | F2 | Commercial | Restaurant | Existing | Space Heating | Natural Gas | Furnace | E1 | RVT - Cost of Operation | 0 | 0 | 0 | 0 | 0 | 0 | 0 | 0 | 0 | 0 | 0 | 0 | 0 | 0 | 0 | 0 | 0 | 0 | 0 | 0 | 0 | 0 | 0 | 0 | 0 | 0 | 0
F2_Commercial_Restaurant_Existing_Space Heating_Natural Gas_Furnace_E2 | F2 | Commercial | Restaurant | Existing | Space Heating | Natural Gas | Furnace | E2 | RVT - Cost of Operation | 0 | 0 | 0 | 0 | 0 | 0 | 0 | 0 | 0 | 0 | 0 | 0 | 0 | 0 | 0 | 0 | 0 | 0 | 0 | 0 | 0 | 0 | 0 | 0 | 0 | 0 | 0
F2_Commercial_Restaurant_Existing_Space Heating_Natural Gas_Furnace_E3 | F2 | Commercial | Restaurant | Existing | Space Heating | Natural Gas | Furnace | E3 | RVT - Cost of Operation | 0 | 0 | 0 | 0 | 0 | 0 | 0 | 0 | 0 | 0 | 0 | 0 | 0 | 0 | 0 | 0 | 0 | 0 | 0 | 0 | 0 | 0 | 0 | 0 | 0 | 0 | 0
F2_Commercial_Restaurant_Existing_Space Heating_Natural Gas_Furnace_E4 | F2 | Commercial | Restaurant | Existing | Space Heating | Natural Gas | Furnace | E4 | RVT - Cost of Operation | 0 | 0 | 0 | 0 | 0 | 0 | 0 | 0 | 0 | 0 | 0 | 0 | 0 | 0 | 0 | 0 | 0 | 0 | 0 | 0 | 0 | 0 | 0 | 0 | 0 | 0 | 0
F2_Commercial_Restaurant_Existing_Space Heating_Natural Gas_Furnace_E5 | F2 | Commercial | Restaurant | Existing | Space Heating | Natural Gas | Furnace | E5 | RVT - Cost of Operation | 0 | 0 | 0 | 0 | 0 | 0 | 0 | 0 | 0 | 0 | 0 | 0 | 0 | 0 | 0 | 0 | 0 | 0 | 0 | 0 | 0 | 0 | 0 | 0 | 0 | 0 | 0
F2_Commercial_Restaurant_Existing_Space Heating_Natural Gas_Furnace_E6 | F2 | Commercial | Restaurant | Existing | Space Heating | Natural Gas | Furnace | E6 | RVT - Cost of Operation | 0 | 0 | 0 | 0 | 0 | 0 | 0 | 0 | 0 | 0 | 0 | 0 | 0 | 0 | 0 | 0 | 0 | 0 | 0 | 0 | 0 | 0 | 0 | 0 | 0 | 0 | 0
F2_Commercial_Restaurant_Existing_Space Heating_Natural Gas_Furnace_E7 | F2 | Commercial | Restaurant | Existing | Space Heating | Natural Gas | Furnace | E7 | RVT - Cost of Operation | 0 | 0 | 0 | 0 | 0 | 0 | 0 | 0 | 0 | 0 | 0 | 0 | 0 | 0 | 0 | 0 | 0 | 0 | 0 | 0 | 0 | 0 | 0 | 0 | 0 | 0 | 0
F2_Commercial_Restaurant_Existing_Space Heating_Natural Gas_Furnace_E8 | F2 | Commercial | Restaurant | Existing | Space Heating | Natural Gas | Furnace | E8 | RVT - Cost of Operation | 0 | 0 | 0 | 0 | 0 | 0 | 0 | 0 | 0 | 0 | 0 | 0 | 0 | 0 | 0 | 0 | 0 | 0 | 0 | 0 | 0 | 0 | 0 | 0 | 0 | 0 | 0
F2_Commercial_Restaurant_Existing_Space Heating_Natural Gas_Furnace_E9 | F2 | Commercial | Restaurant | Existing | Space Heating | Natural Gas | Furnace | E9 | RVT - Cost of Operation | 0 | 0 | 0 | 0 | 0 | 0 | 0 | 0 | 0 | 0 | 0 | 0 | 0 | 0 | 0 | 0 | 0 | 0 | 0 | 0 | 0 | 0 | 0 | 0 | 0 | 0 | 0
F2_Commercial_Restaurant_Existing_Space Heating_Natural Gas_Furnace_E10 | F2 | Commercial | Restaurant | Existing | Space Heating | Natural Gas | Furnace | E10 | RVT - Cost of Operation | 0 | 0 | 0 | 0 | 0 | 0 | 0 | 0 | 0 | 0 | 0 | 0 | 0 | 0 | 0 | 0 | 0 | 0 | 0 | 0 | 0 | 0 | 0 | 0 | 0 | 0 | 0
F3_Commercial_Restaurant_Existing_Space Heating_Natural Gas_Furnace_E1 | F3 | Commercial | Restaurant | Existing | Space Heating | Natural Gas | Furnace | E1 | System - kBTUs of Consumption | 74.9613 | 75.1797 | 75.167 | 0 | 0 | 0 | 0 | 0 | 0 | 0 | 0 | 0 | 0 | 0 | 0 | 0 | 0 | 0 | 0 | 0 | 0 | 0 | 0 | 0 | 0 | 0 | 0
F3_Commercial_Restaurant_Existing_Space Heating_Natural Gas_Furnace_E2 | F3 | Commercial | Restaurant | Existing | Space Heating | Natural Gas | Furnace | E2 | System - kBTUs of Consumption | 66.6322 | 66.8264 | 66.8151 | 66.8151 | 66.8151 | 66.8151 | 66.8151 | 66.8151 | 66.8151 | 66.8151 | 66.8151 | 66.8151 | 66.8151 | 66.8151 | 66.8151 | 66.8151 | 66.8151 | 66.8151 | 66.8151 | 66.8151 | 66.8151 | 66.8151 | 66.8151 | 66.8151 | 66.8151 | 66.8151 | 66.8151
F3_Commercial_Restaurant_Existing_Space Heating_Natural Gas_Furnace_E3 | F3 | Commercial | Restaurant | Existing | Space Heating | Natural Gas | Furnace | E3 | System - kBTUs of Consumption | 62.4677 | 62.6498 | 62.6392 | 62.6392 | 62.6392 | 62.6392 | 62.6392 | 62.6392 | 62.6392 | 62.6392 | 62.6392 | 62.6392 | 62.6392 | 62.6392 | 62.6392 | 62.6392 | 62.6392 | 62.6392 | 62.6392 | 62.6392 | 62.6392 | 62.6392 | 62.6392 | 62.6392 | 62.6392 | 62.6392 | 62.6392
F3_Commercial_Restaurant_Existing_Space Heating_Natural Gas_Furnace_E4 | F3 | Commercial | Restaurant | Existing | Space Heating | Natural Gas | Furnace | E4 | System - kBTUs of Consumption | 0 | 0 | 0 | 0 | 0 | 0 | 0 | 0 | 0 | 0 | 0 | 0 | 0 | 0 | 0 | 0 | 0 | 0 | 0 | 0 | 0 | 0 | 0 | 0 | 0 | 0 | 0
F3_Commercial_Restaurant_Existing_Space Heating_Natural Gas_Furnace_E5 | F3 | Commercial | Restaurant | Existing | Space Heating | Natural Gas | Furnace | E5 | System - kBTUs of Consumption | 0 | 0 | 0 | 0 | 0 | 0 | 0 | 0 | 0 | 0 | 0 | 0 | 0 | 0 | 0 | 0 | 0 | 0 | 0 | 0 | 0 | 0 | 0 | 0 | 0 | 0 | 0
F3_Commercial_Restaurant_Existing_Space Heating_Natural Gas_Furnace_E6 | F3 | Commercial | Restaurant | Existing | Space Heating | Natural Gas | Furnace | E6 | System - kBTUs of Consumption | 0 | 0 | 0 | 0 | 0 | 0 | 0 | 0 | 0 | 0 | 0 | 0 | 0 | 0 | 0 | 0 | 0 | 0 | 0 | 0 | 0 | 0 | 0 | 0 | 0 | 0 | 0
F3_Commercial_Restaurant_Existing_Space Heating_Natural Gas_Furnace_E7 | F3 | Commercial | Restaurant | Existing | Space Heating | Natural Gas | Furnace | E7 | System - kBTUs of Consumption | 0 | 0 | 0 | 0 | 0 | 0 | 0 | 0 | 0 | 0 | 0 | 0 | 0 | 0 | 0 | 0 | 0 | 0 | 0 | 0 | 0 | 0 | 0 | 0 | 0 | 0 | 0
F3_Commercial_Restaurant_Existing_Space Heating_Natural Gas_Furnace_E8 | F3 | Commercial | Restaurant | Existing | Space Heating | Natural Gas | Furnace | E8 | System - kBTUs of Consumption | 0 | 0 | 0 | 0 | 0 | 0 | 0 | 0 | 0 | 0 | 0 | 0 | 0 | 0 | 0 | 0 | 0 | 0 | 0 | 0 | 0 | 0 | 0 | 0 | 0 | 0 | 0
F3_Commercial_Restaurant_Existing_Space Heating_Natural Gas_Furnace_E9 | F3 | Commercial | Restaurant | Existing | Space Heating | Natural Gas | Furnace | E9 | System - kBTUs of Consumption | 0 | 0 | 0 | 0 | 0 | 0 | 0 | 0 | 0 | 0 | 0 | 0 | 0 | 0 | 0 | 0 | 0 | 0 | 0 | 0 | 0 | 0 | 0 | 0 | 0 | 0 | 0
F3_Commercial_Restaurant_Existing_Space Heating_Natural Gas_Furnace_E10 | F3 | Commercial | Restaurant | Existing | Space Heating | Natural Gas | Furnace | E10 | System - kBTUs of Consumption | 0 | 0 | 0 | 0 | 0 | 0 | 0 | 0 | 0 | 0 | 0 | 0 | 0 | 0 | 0 | 0 | 0 | 0 | 0 | 0 | 0 | 0 | 0 | 0 | 0 | 0 | 0
F4_Commercial_Restaurant_Existing_Space Heating_Natural Gas_Furnace_E1 | F4 | Commercial | Restaurant | Existing | Space Heating | Natural Gas | Furnace | E1 | Utility - Cost of Equipment | 0.063627 | 0.063627 | 0.063627 | 0 | 0 | 0 | 0 | 0 | 0 | 0 | 0 | 0 | 0 | 0 | 0 | 0 | 0 | 0 | 0 | 0 | 0 | 0 | 0 | 0 | 0 | 0 | 0
F4_Commercial_Restaurant_Existing_Space Heating_Natural Gas_Furnace_E2 | F4 | Commercial | Restaurant | Existing | Space Heating | Natural Gas | Furnace | E2 | Utility - Cost of Equipment | 0.078185 | 0.078185 | 0.078185 | 0.078185 | 0.078185 | 0.078185 | 0.078185 | 0.078185 | 0.078185 | 0.078185 | 0.078185 | 0.078185 | 0.078185 | 0.078185 | 0.078185 | 0.078185 | 0.078185 | 0.078185 | 0.078185 | 0.078185 | 0.078185 | 0.078185 | 0.078185 | 0.078185 | 0.078185 | 0.078185 | 0.078185
F4_Commercial_Restaurant_Existing_Space Heating_Natural Gas_Furnace_E3 | F4 | Commercial | Restaurant | Existing | Space Heating | Natural Gas | Furnace | E3 | Utility - Cost of Equipment | 0.092743 | 0.092743 | 0.092743 | 0.092743 | 0.092743 | 0.092743 | 0.092743 | 0.092743 | 0.092743 | 0.092743 | 0.092743 | 0.092743 | 0.092743 | 0.092743 | 0.092743 | 0.092743 | 0.092743 | 0.092743 | 0.092743 | 0.092743 | 0.092743 | 0.092743 | 0.092743 | 0.092743 | 0.092743 | 0.092743 | 0.092743
F4_Commercial_Restaurant_Existing_Space Heating_Natural Gas_Furnace_E4 | F4 | Commercial | Restaurant | Existing | Space Heating | Natural Gas | Furnace | E4 | Utility - Cost of Equipment | 0 | 0 | 0 | 0 | 0 | 0 | 0 | 0 | 0 | 0 | 0 | 0 | 0 | 0 | 0 | 0 | 0 | 0 | 0 | 0 | 0 | 0 | 0 | 0 | 0 | 0 | 0
F4_Commercial_Restaurant_Existing_Space Heating_Natural Gas_Furnace_E5 | F4 | Commercial | Restaurant | Existing | Space Heating | Natural Gas | Furnace | E5 | Utility - Cost of Equipment | 0 | 0 | 0 | 0 | 0 | 0 | 0 | 0 | 0 | 0 | 0 | 0 | 0 | 0 | 0 | 0 | 0 | 0 | 0 | 0 | 0 | 0 | 0 | 0 | 0 | 0 | 0
F4_Commercial_Restaurant_Existing_Space Heating_Natural Gas_Furnace_E6 | F4 | Commercial | Restaurant | Existing | Space Heating | Natural Gas | Furnace | E6 | Utility - Cost of Equipment | 0 | 0 | 0 | 0 | 0 | 0 | 0 | 0 | 0 | 0 | 0 | 0 | 0 | 0 | 0 | 0 | 0 | 0 | 0 | 0 | 0 | 0 | 0 | 0 | 0 | 0 | 0
F4_Commercial_Restaurant_Existing_Space Heating_Natural Gas_Furnace_E7 | F4 | Commercial | Restaurant | Existing | Space Heating | Natural Gas | Furnace | E7 | Utility - Cost of Equipment | 0 | 0 | 0 | 0 | 0 | 0 | 0 | 0 | 0 | 0 | 0 | 0 | 0 | 0 | 0 | 0 | 0 | 0 | 0 | 0 | 0 | 0 | 0 | 0 | 0 | 0 | 0
F4_Commercial_Restaurant_Existing_Space Heating_Natural Gas_Furnace_E8 | F4 | Commercial | Restaurant | Existing | Space Heating | Natural Gas | Furnace | E8 | Utility - Cost of Equipment | 0 | 0 | 0 | 0 | 0 | 0 | 0 | 0 | 0 | 0 | 0 | 0 | 0 | 0 | 0 | 0 | 0 | 0 | 0 | 0 | 0 | 0 | 0 | 0 | 0 | 0 | 0
F4_Commercial_Restaurant_Existing_Space Heating_Natural Gas_Furnace_E9 | F4 | Commercial | Restaurant | Existing | Space Heating | Natural Gas | Furnace | E9 | Utility - Cost of Equipment | 0 | 0 | 0 | 0 | 0 | 0 | 0 | 0 | 0 | 0 | 0 | 0 | 0 | 0 | 0 | 0 | 0 | 0 | 0 | 0 | 0 | 0 | 0 | 0 | 0 | 0 | 0
F4_Commercial_Restaurant_Existing_Space Heating_Natural Gas_Furnace_E10 | F4 | Commercial | Restaurant | Existing | Space Heating | Natural Gas | Furnace | E10 | Utility - Cost of Equipment | 0 | 0 | 0 | 0 | 0 | 0 | 0 | 0 | 0 | 0 | 0 | 0 | 0 | 0 | 0 | 0 | 0 | 0 | 0 | 0 | 0 | 0 | 0 | 0 | 0 | 0 | 0
F5_Commercial_Restaurant_Existing_Space Heating_Natural Gas_Furnace_E1 | F5 | Commercial | Restaurant | Existing | Space Heating | Natural Gas | Furnace | E1 | Utility - Cost of Operation | 1.0894 | 1.083 | 1.0679 | 0 | 0 | 0 | 0 | 0 | 0 | 0 | 0 | 0 | 0 | 0 | 0 | 0 | 0 | 0 | 0 | 0 | 0 | 0 | 0 | 0 | 0 | 0 | 0
F5_Commercial_Restaurant_Existing_Space Heating_Natural Gas_Furnace_E2 | F5 | Commercial | Restaurant | Existing | Space Heating | Natural Gas | Furnace | E2 | Utility - Cost of Operation | 0.96832 | 0.96263 | 0.9492 | 0.9347 | 0.93069 | 0.9301 | 0.93194 | 0.93443 | 0.93637 | 0.93732 | 0.93723 | 0.936 | 0.93329 | 0.92838 | 0.9213 | 0.91244 | 0.90101 | 0.88752 | 0.87145 | 0.85227 | 0.82944 | 0.8035 | 0.78208 | 0.76863 | 0.76356 | 0.7673 | 0.77106
F5_Commercial_Restaurant_Existing_Space Heating_Natural Gas_Furnace_E3 | F5 | Commercial | Restaurant | Existing | Space Heating | Natural Gas | Furnace | E3 | Utility - Cost of Operation | 0.9078 | 0.90246 | 0.88988 | 0.87628 | 0.87252 | 0.87197 | 0.87369 | 0.87603 | 0.87785 | 0.87873 | 0.87865 | 0.8775 | 0.87496 | 0.87035 | 0.86372 | 0.85541 | 0.8447 | 0.83205 | 0.81698 | 0.799 | 0.7776 | 0.75329 | 0.7332 | 0.72059 | 0.71584 | 0.71935 | 0.72287
F5_Commercial_Restaurant_Existing_Space Heating_Natural Gas_Furnace_E4 | F5 | Commercial | Restaurant | Existing | Space Heating | Natural Gas | Furnace | E4 | Utility - Cost of Operation | 0 | 0 | 0 | 0 | 0 | 0 | 0 | 0 | 0 | 0 | 0 | 0 | 0 | 0 | 0 | 0 | 0 | 0 | 0 | 0 | 0 | 0 | 0 | 0 | 0 | 0 | 0
F5_Commercial_Restaurant_Existing_Space Heating_Natural Gas_Furnace_E5 | F5 | Commercial | Restaurant | Existing | Space Heating | Natural Gas | Furnace | E5 | Utility - Cost of Operation | 0 | 0 | 0 | 0 | 0 | 0 | 0 | 0 | 0 | 0 | 0 | 0 | 0 | 0 | 0 | 0 | 0 | 0 | 0 | 0 | 0 | 0 | 0 | 0 | 0 | 0 | 0
F5_Commercial_Restaurant_Existing_Space Heating_Natural Gas_Furnace_E6 | F5 | Commercial | Restaurant | Existing | Space Heating | Natural Gas | Furnace | E6 | Utility - Cost of Operation | 0 | 0 | 0 | 0 | 0 | 0 | 0 | 0 | 0 | 0 | 0 | 0 | 0 | 0 | 0 | 0 | 0 | 0 | 0 | 0 | 0 | 0 | 0 | 0 | 0 | 0 | 0
F5_Commercial_Restaurant_Existing_Space Heating_Natural Gas_Furnace_E7 | F5 | Commercial | Restaurant | Existing | Space Heating | Natural Gas | Furnace | E7 | Utility - Cost of Operation | 0 | 0 | 0 | 0 | 0 | 0 | 0 | 0 | 0 | 0 | 0 | 0 | 0 | 0 | 0 | 0 | 0 | 0 | 0 | 0 | 0 | 0 | 0 | 0 | 0 | 0 | 0
F5_Commercial_Restaurant_Existing_Space Heating_Natural Gas_Furnace_E8 | F5 | Commercial | Restaurant | Existing | Space Heating | Natural Gas | Furnace | E8 | Utility - Cost of Operation | 0 | 0 | 0 | 0 | 0 | 0 | 0 | 0 | 0 | 0 | 0 | 0 | 0 | 0 | 0 | 0 | 0 | 0 | 0 | 0 | 0 | 0 | 0 | 0 | 0 | 0 | 0
F5_Commercial_Restaurant_Existing_Space Heating_Natural Gas_Furnace_E9 | F5 | Commercial | Restaurant | Existing | Space Heating | Natural Gas | Furnace | E9 | Utility - Cost of Operation | 0 | 0 | 0 | 0 | 0 | 0 | 0 | 0 | 0 | 0 | 0 | 0 | 0 | 0 | 0 | 0 | 0 | 0 | 0 | 0 | 0 | 0 | 0 | 0 | 0 | 0 | 0
F5_Commercial_Restaurant_Existing_Space Heating_Natural Gas_Furnace_E10 | F5 | Commercial | Restaurant | Existing | Space Heating | Natural Gas | Furnace | E10 | Utility - Cost of Operation | 0 | 0 | 0 | 0 | 0 | 0 | 0 | 0 | 0 | 0 | 0 | 0 | 0 | 0 | 0 | 0 | 0 | 0 | 0 | 0 | 0 | 0 | 0 | 0 | 0 | 0 | 0
F6_Commercial_Restaurant_Existing_Space Heating_Natural Gas_Furnace_E1 | F6 | Commercial | Restaurant | Existing | Space Heating | Natural Gas | Furnace | E1 | Utility - Value of Sales | 0 | 0 | 0 | 0 | 0 | 0 | 0 | 0 | 0 | 0 | 0 | 0 | 0 | 0 | 0 | 0 | 0 | 0 | 0 | 0 | 0 | 0 | 0 | 0 | 0 | 0 | 0
F6_Commercial_Restaurant_Existing_Space Heating_Natural Gas_Furnace_E2 | F6 | Commercial | Restaurant | Existing | Space Heating | Natural Gas | Furnace | E2 | Utility - Value of Sales | 0 | 0 | 0 | 0 | 0 | 0 | 0 | 0 | 0 | 0 | 0 | 0 | 0 | 0 | 0 | 0 | 0 | 0 | 0 | 0 | 0 | 0 | 0 | 0 | 0 | 0 | 0
F6_Commercial_Restaurant_Existing_Space Heating_Natural Gas_Furnace_E3 | F6 | Commercial | Restaurant | Existing | Space Heating | Natural Gas | Furnace | E3 | Utility - Value of Sales | 0 | 0 | 0 | 0 | 0 | 0 | 0 | 0 | 0 | 0 | 0 | 0 | 0 | 0 | 0 | 0 | 0 | 0 | 0 | 0 | 0 | 0 | 0 | 0 | 0 | 0 | 0
F6_Commercial_Restaurant_Existing_Space Heating_Natural Gas_Furnace_E4 | F6 | Commercial | Restaurant | Existing | Space Heating | Natural Gas | Furnace | E4 | Utility - Value of Sales | 0 | 0 | 0 | 0 | 0 | 0 | 0 | 0 | 0 | 0 | 0 | 0 | 0 | 0 | 0 | 0 | 0 | 0 | 0 | 0 | 0 | 0 | 0 | 0 | 0 | 0 | 0
F6_Commercial_Restaurant_Existing_Space Heating_Natural Gas_Furnace_E5 | F6 | Commercial | Restaurant | Existing | Space Heating | Natural Gas | Furnace | E5 | Utility - Value of Sales | 0 | 0 | 0 | 0 | 0 | 0 | 0 | 0 | 0 | 0 | 0 | 0 | 0 | 0 | 0 | 0 | 0 | 0 | 0 | 0 | 0 | 0 | 0 | 0 | 0 | 0 | 0
F6_Commercial_Restaurant_Existing_Space Heating_Natural Gas_Furnace_E6 | F6 | Commercial | Restaurant | Existing | Space Heating | Natural Gas | Furnace | E6 | Utility - Value of Sales | 0 | 0 | 0 | 0 | 0 | 0 | 0 | 0 | 0 | 0 | 0 | 0 | 0 | 0 | 0 | 0 | 0 | 0 | 0 | 0 | 0 | 0 | 0 | 0 | 0 | 0 | 0
F6_Commercial_Restaurant_Existing_Space Heating_Natural Gas_Furnace_E7 | F6 | Commercial | Restaurant | Existing | Space Heating | Natural Gas | Furnace | E7 | Utility - Value of Sales | 0 | 0 | 0 | 0 | 0 | 0 | 0 | 0 | 0 | 0 | 0 | 0 | 0 | 0 | 0 | 0 | 0 | 0 | 0 | 0 | 0 | 0 | 0 | 0 | 0 | 0 | 0
F6_Commercial_Restaurant_Existing_Space Heating_Natural Gas_Furnace_E8 | F6 | Commercial | Restaurant | Existing | Space Heating | Natural Gas | Furnace | E8 | Utility - Value of Sales | 0 | 0 | 0 | 0 | 0 | 0 | 0 | 0 | 0 | 0 | 0 | 0 | 0 | 0 | 0 | 0 | 0 | 0 | 0 | 0 | 0 | 0 | 0 | 0 | 0 | 0 | 0
F6_Commercial_Restaurant_Existing_Space Heating_Natural Gas_Furnace_E9 | F6 | Commercial | Restaurant | Existing | Space Heating | Natural Gas | Furnace | E9 | Utility - Value of Sales | 0 | 0 | 0 | 0 | 0 | 0 | 0 | 0 | 0 | 0 | 0 | 0 | 0 | 0 | 0 | 0 | 0 | 0 | 0 | 0 | 0 | 0 | 0 | 0 | 0 | 0 | 0
F6_Commercial_Restaurant_Existing_Space Heating_Natural Gas_Furnace_E10 | F6 | Commercial | Restaurant | Existing | Space Heating | Natural Gas | Furnace | E10 | Utility - Value of Sales | 0 | 0 | 0 | 0 | 0 | 0 | 0 | 0 | 0 | 0 | 0 | 0 | 0 | 0 | 0 | 0 | 0 | 0 | 0 | 0 | 0 | 0 | 0 | 0 | 0 | 0 | 0
F1_Commercial_Restaurant_Existing_Space Heating_Natural Gas_Boiler_E1 | F1 | Commercial | Restaurant | Existing | Space Heating | Natural Gas | Boiler | E1 | RVT - Cost of Equipment | 0.3496 | 0.3496 | 0.3496 | 0.3496 | 0.3496 | 0.3496 | 0.3496 | 0.3496 | 0.3496 | 0.3496 | 0.3496 | 0.3496 | 0.3496 | 0.3496 | 0.3496 | 0.3496 | 0.3496 | 0.3496 | 0.3496 | 0.3496 | 0.3496 | 0.3496 | 0.3496 | 0.3496 | 0.3496 | 0.3496 | 0.3496
F1_Commercial_Restaurant_Existing_Space Heating_Natural Gas_Boiler_E2 | F1 | Commercial | Restaurant | Existing | Space Heating | Natural Gas | Boiler | E2 | RVT - Cost of Equipment | 0.39774 | 0.39774 | 0.39774 | 0.39774 | 0.39774 | 0.39774 | 0.39774 | 0.39774 | 0.39774 | 0.39774 | 0.39774 | 0.39774 | 0.39774 | 0.39774 | 0.39774 | 0.39774 | 0.39774 | 0.39774 | 0.39774 | 0.39774 | 0.39774 | 0.39774 | 0.39774 | 0.39774 | 0.39774 | 0.39774 | 0.39774
F1_Commercial_Restaurant_Existing_Space Heating_Natural Gas_Boiler_E3 | F1 | Commercial | Restaurant | Existing | Space Heating | Natural Gas | Boiler | E3 | RVT - Cost of Equipment | 0.49443 | 0.49443 | 0.49443 | 0.49443 | 0.49443 | 0.49443 | 0.49443 | 0.49443 | 0.49443 | 0.49443 | 0.49443 | 0.49443 | 0.49443 | 0.49443 | 0.49443 | 0.49443 | 0.49443 | 0.49443 | 0.49443 | 0.49443 | 0.49443 | 0.49443 | 0.49443 | 0.49443 | 0.49443 | 0.49443 | 0.49443
F1_Commercial_Restaurant_Existing_Space Heating_Natural Gas_Boiler_E4 | F1 | Commercial | Restaurant | Existing | Space Heating | Natural Gas | Boiler | E4 | RVT - Cost of Equipment | 1.844 | 1.844 | 1.844 | 1.844 | 1.844 | 1.844 | 1.844 | 1.844 | 1.844 | 1.844 | 1.844 | 1.844 | 1.844 | 1.844 | 1.844 | 1.844 | 1.844 | 1.844 | 1.844 | 1.844 | 1.844 | 1.844 | 1.844 | 1.844 | 1.844 | 1.844 | 1.844
F1_Commercial_Restaurant_Existing_Space Heating_Natural Gas_Boiler_E5 | F1 | Commercial | Restaurant | Existing | Space Heating | Natural Gas | Boiler | E5 | RVT - Cost of Equipment | 0 | 0 | 0 | 0 | 0 | 0 | 0 | 0 | 0 | 0 | 0 | 0 | 0 | 0 | 0 | 0 | 0 | 0 | 0 | 0 | 0 | 0 | 0 | 0 | 0 | 0 | 0
F1_Commercial_Restaurant_Existing_Space Heating_Natural Gas_Boiler_E6 | F1 | Commercial | Restaurant | Existing | Space Heating | Natural Gas | Boiler | E6 | RVT - Cost of Equipment | 0 | 0 | 0 | 0 | 0 | 0 | 0 | 0 | 0 | 0 | 0 | 0 | 0 | 0 | 0 | 0 | 0 | 0 | 0 | 0 | 0 | 0 | 0 | 0 | 0 | 0 | 0
F1_Commercial_Restaurant_Existing_Space Heating_Natural Gas_Boiler_E7 | F1 | Commercial | Restaurant | Existing | Space Heating | Natural Gas | Boiler | E7 | RVT - Cost of Equipment | 0 | 0 | 0 | 0 | 0 | 0 | 0 | 0 | 0 | 0 | 0 | 0 | 0 | 0 | 0 | 0 | 0 | 0 | 0 | 0 | 0 | 0 | 0 | 0 | 0 | 0 | 0
F1_Commercial_Restaurant_Existing_Space Heating_Natural Gas_Boiler_E8 | F1 | Commercial | Restaurant | Existing | Space Heating | Natural Gas | Boiler | E8 | RVT - Cost of Equipment | 0 | 0 | 0 | 0 | 0 | 0 | 0 | 0 | 0 | 0 | 0 | 0 | 0 | 0 | 0 | 0 | 0 | 0 | 0 | 0 | 0 | 0 | 0 | 0 | 0 | 0 | 0
F1_Commercial_Restaurant_Existing_Space Heating_Natural Gas_Boiler_E9 | F1 | Commercial | Restaurant | Existing | Space Heating | Natural Gas | Boiler | E9 | RVT - Cost of Equipment | 0 | 0 | 0 | 0 | 0 | 0 | 0 | 0 | 0 | 0 | 0 | 0 | 0 | 0 | 0 | 0 | 0 | 0 | 0 | 0 | 0 | 0 | 0 | 0 | 0 | 0 | 0
F1_Commercial_Restaurant_Existing_Space Heating_Natural Gas_Boiler_E10 | F1 | Commercial | Restaurant | Existing | Space Heating | Natural Gas | Boiler | E10 | RVT - Cost of Equipment | 0 | 0 | 0 | 0 | 0 | 0 | 0 | 0 | 0 | 0 | 0 | 0 | 0 | 0 | 0 | 0 | 0 | 0 | 0 | 0 | 0 | 0 | 0 | 0 | 0 | 0 | 0
F2_Commercial_Restaurant_Existing_Space Heating_Natural Gas_Boiler_E1 | F2 | Commercial | Restaurant | Existing | Space Heating | Natural Gas | Boiler | E1 | RVT - Cost of Operation | 0 | 0 | 0 | 0 | 0 | 0 | 0 | 0 | 0 | 0 | 0 | 0 | 0 | 0 | 0 | 0 | 0 | 0 | 0 | 0 | 0 | 0 | 0 | 0 | 0 | 0 | 0
F2_Commercial_Restaurant_Existing_Space Heating_Natural Gas_Boiler_E2 | F2 | Commercial | Restaurant | Existing | Space Heating | Natural Gas | Boiler | E2 | RVT - Cost of Operation | 0 | 0 | 0 | 0 | 0 | 0 | 0 | 0 | 0 | 0 | 0 | 0 | 0 | 0 | 0 | 0 | 0 | 0 | 0 | 0 | 0 | 0 | 0 | 0 | 0 | 0 | 0
F2_Commercial_Restaurant_Existing_Space Heating_Natural Gas_Boiler_E3 | F2 | Commercial | Restaurant | Existing | Space Heating | Natural Gas | Boiler | E3 | RVT - Cost of Operation | 0 | 0 | 0 | 0 | 0 | 0 | 0 | 0 | 0 | 0 | 0 | 0 | 0 | 0 | 0 | 0 | 0 | 0 | 0 | 0 | 0 | 0 | 0 | 0 | 0 | 0 | 0
F2_Commercial_Restaurant_Existing_Space Heating_Natural Gas_Boiler_E4 | F2 | Commercial | Restaurant | Existing | Space Heating | Natural Gas | Boiler | E4 | RVT - Cost of Operation | 0 | 0 | 0 | 0 | 0 | 0 | 0 | 0 | 0 | 0 | 0 | 0 | 0 | 0 | 0 | 0 | 0 | 0 | 0 | 0 | 0 | 0 | 0 | 0 | 0 | 0 | 0
F2_Commercial_Restaurant_Existing_Space Heating_Natural Gas_Boiler_E5 | F2 | Commercial | Restaurant | Existing | Space Heating | Natural Gas | Boiler | E5 | RVT - Cost of Operation | 0 | 0 | 0 | 0 | 0 | 0 | 0 | 0 | 0 | 0 | 0 | 0 | 0 | 0 | 0 | 0 | 0 | 0 | 0 | 0 | 0 | 0 | 0 | 0 | 0 | 0 | 0
F2_Commercial_Restaurant_Existing_Space Heating_Natural Gas_Boiler_E6 | F2 | Commercial | Restaurant | Existing | Space Heating | Natural Gas | Boiler | E6 | RVT - Cost of Operation | 0 | 0 | 0 | 0 | 0 | 0 | 0 | 0 | 0 | 0 | 0 | 0 | 0 | 0 | 0 | 0 | 0 | 0 | 0 | 0 | 0 | 0 | 0 | 0 | 0 | 0 | 0
F2_Commercial_Restaurant_Existing_Space Heating_Natural Gas_Boiler_E7 | F2 | Commercial | Restaurant | Existing | Space Heating | Natural Gas | Boiler | E7 | RVT - Cost of Operation | 0 | 0 | 0 | 0 | 0 | 0 | 0 | 0 | 0 | 0 | 0 | 0 | 0 | 0 | 0 | 0 | 0 | 0 | 0 | 0 | 0 | 0 | 0 | 0 | 0 | 0 | 0
F2_Commercial_Restaurant_Existing_Space Heating_Natural Gas_Boiler_E8 | F2 | Commercial | Restaurant | Existing | Space Heating | Natural Gas | Boiler | E8 | RVT - Cost of Operation | 0 | 0 | 0 | 0 | 0 | 0 | 0 | 0 | 0 | 0 | 0 | 0 | 0 | 0 | 0 | 0 | 0 | 0 | 0 | 0 | 0 | 0 | 0 | 0 | 0 | 0 | 0
F2_Commercial_Restaurant_Existing_Space Heating_Natural Gas_Boiler_E9 | F2 | Commercial | Restaurant | Existing | Space Heating | Natural Gas | Boiler | E9 | RVT - Cost of Operation | 0 | 0 | 0 | 0 | 0 | 0 | 0 | 0 | 0 | 0 | 0 | 0 | 0 | 0 | 0 | 0 | 0 | 0 | 0 | 0 | 0 | 0 | 0 | 0 | 0 | 0 | 0
F2_Commercial_Restaurant_Existing_Space Heating_Natural Gas_Boiler_E10 | F2 | Commercial | Restaurant | Existing | Space Heating | Natural Gas | Boiler | E10 | RVT - Cost of Operation | 0 | 0 | 0 | 0 | 0 | 0 | 0 | 0 | 0 | 0 | 0 | 0 | 0 | 0 | 0 | 0 | 0 | 0 | 0 | 0 | 0 | 0 | 0 | 0 | 0 | 0 | 0
F3_Commercial_Restaurant_Existing_Space Heating_Natural Gas_Boiler_E1 | F3 | Commercial | Restaurant | Existing | Space Heating | Natural Gas | Boiler | E1 | System - kBTUs of Consumption | 224.6806 | 225.2829 | 225.2478 | 225.2478 | 225.2478 | 225.2478 | 225.2478 | 225.2478 | 225.2478 | 225.2478 | 225.2478 | 225.2478 | 225.2478 | 225.2478 | 225.2478 | 225.2478 | 225.2478 | 225.2478 | 225.2478 | 225.2478 | 225.2478 | 225.2478 | 225.2478 | 225.2478 | 225.2478 | 225.2478 | 225.2478
F3_Commercial_Restaurant_Existing_Space Heating_Natural Gas_Boiler_E2 | F3 | Commercial | Restaurant | Existing | Space Heating | Natural Gas | Boiler | E2 | System - kBTUs of Consumption | 211.4641 | 212.031 | 211.9979 | 211.9979 | 211.9979 | 211.9979 | 211.9979 | 211.9979 | 211.9979 | 211.9979 | 211.9979 | 211.9979 | 211.9979 | 211.9979 | 211.9979 | 211.9979 | 211.9979 | 211.9979 | 211.9979 | 211.9979 | 211.9979 | 211.9979 | 211.9979 | 211.9979 | 211.9979 | 211.9979 | 211.9979
F3_Commercial_Restaurant_Existing_Space Heating_Natural Gas_Boiler_E3 | F3 | Commercial | Restaurant | Existing | Space Heating | Natural Gas | Boiler | E3 | System - kBTUs of Consumption | 185.3036 | 185.8003 | 185.7714 | 185.7714 | 185.7714 | 185.7714 | 185.7714 | 185.7714 | 185.7714 | 185.7714 | 185.7714 | 185.7714 | 185.7714 | 185.7714 | 185.7714 | 185.7714 | 185.7714 | 185.7714 | 185.7714 | 185.7714 | 185.7714 | 185.7714 | 185.7714 | 185.7714 | 185.7714 | 185.7714 | 185.7714
F3_Commercial_Restaurant_Existing_Space Heating_Natural Gas_Boiler_E4 | F3 | Commercial | Restaurant | Existing | Space Heating | Natural Gas | Boiler | E4 | System - kBTUs of Consumption | 128.1728 | 128.7464 | 128.713 | 128.713 | 128.713 | 128.713 | 128.713 | 128.713 | 128.713 | 128.713 | 128.713 | 128.713 | 128.713 | 128.713 | 128.713 | 128.713 | 128.713 | 128.713 | 128.713 | 128.713 | 128.713 | 128.713 | 128.713 | 128.713 | 128.713 | 128.713 | 128.713
F3_Commercial_Restaurant_Existing_Space Heating_Natural Gas_Boiler_E5 | F3 | Commercial | Restaurant | Existing | Space Heating | Natural Gas | Boiler | E5 | System - kBTUs of Consumption | 0 | 0 | 0 | 0 | 0 | 0 | 0 | 0 | 0 | 0 | 0 | 0 | 0 | 0 | 0 | 0 | 0 | 0 | 0 | 0 | 0 | 0 | 0 | 0 | 0 | 0 | 0
F3_Commercial_Restaurant_Existing_Space Heating_Natural Gas_Boiler_E6 | F3 | Commercial | Restaurant | Existing | Space Heating | Natural Gas | Boiler | E6 | System - kBTUs of Consumption | 0 | 0 | 0 | 0 | 0 | 0 | 0 | 0 | 0 | 0 | 0 | 0 | 0 | 0 | 0 | 0 | 0 | 0 | 0 | 0 | 0 | 0 | 0 | 0 | 0 | 0 | 0
F3_Commercial_Restaurant_Existing_Space Heating_Natural Gas_Boiler_E7 | F3 | Commercial | Restaurant | Existing | Space Heating | Natural Gas | Boiler | E7 | System - kBTUs of Consumption | 0 | 0 | 0 | 0 | 0 | 0 | 0 | 0 | 0 | 0 | 0 | 0 | 0 | 0 | 0 | 0 | 0 | 0 | 0 | 0 | 0 | 0 | 0 | 0 | 0 | 0 | 0
F3_Commercial_Restaurant_Existing_Space Heating_Natural Gas_Boiler_E8 | F3 | Commercial | Restaurant | Existing | Space Heating | Natural Gas | Boiler | E8 | System - kBTUs of Consumption | 0 | 0 | 0 | 0 | 0 | 0 | 0 | 0 | 0 | 0 | 0 | 0 | 0 | 0 | 0 | 0 | 0 | 0 | 0 | 0 | 0 | 0 | 0 | 0 | 0 | 0 | 0
F3_Commercial_Restaurant_Existing_Space Heating_Natural Gas_Boiler_E9 | F3 | Commercial | Restaurant | Existing | Space Heating | Natural Gas | Boiler | E9 | System - kBTUs of Consumption | 0 | 0 | 0 | 0 | 0 | 0 | 0 | 0 | 0 | 0 | 0 | 0 | 0 | 0 | 0 | 0 | 0 | 0 | 0 | 0 | 0 | 0 | 0 | 0 | 0 | 0 | 0
F3_Commercial_Restaurant_Existing_Space Heating_Natural Gas_Boiler_E10 | F3 | Commercial | Restaurant | Existing | Space Heating | Natural Gas | Boiler | E10 | System - kBTUs of Consumption | 0 | 0 | 0 | 0 | 0 | 0 | 0 | 0 | 0 | 0 | 0 | 0 | 0 | 0 | 0 | 0 | 0 | 0 | 0 | 0 | 0 | 0 | 0 | 0 | 0 | 0 | 0
F4_Commercial_Restaurant_Existing_Space Heating_Natural Gas_Boiler_E1 | F4 | Commercial | Restaurant | Existing | Space Heating | Natural Gas | Boiler | E1 | Utility - Cost of Equipment | 0.3496 | 0.3496 | 0.3496 | 0.3496 | 0.3496 | 0.3496 | 0.3496 | 0.3496 | 0.3496 | 0.3496 | 0.3496 | 0.3496 | 0.3496 | 0.3496 | 0.3496 | 0.3496 | 0.3496 | 0.3496 | 0.3496 | 0.3496 | 0.3496 | 0.3496 | 0.3496 | 0.3496 | 0.3496 | 0.3496 | 0.3496
F4_Commercial_Restaurant_Existing_Space Heating_Natural Gas_Boiler_E2 | F4 | Commercial | Restaurant | Existing | Space Heating | Natural Gas | Boiler | E2 | Utility - Cost of Equipment | 0.39774 | 0.39774 | 0.39774 | 0.39774 | 0.39774 | 0.39774 | 0.39774 | 0.39774 | 0.39774 | 0.39774 | 0.39774 | 0.39774 | 0.39774 | 0.39774 | 0.39774 | 0.39774 | 0.39774 | 0.39774 | 0.39774 | 0.39774 | 0.39774 | 0.39774 | 0.39774 | 0.39774 | 0.39774 | 0.39774 | 0.39774
F4_Commercial_Restaurant_Existing_Space Heating_Natural Gas_Boiler_E3 | F4 | Commercial | Restaurant | Existing | Space Heating | Natural Gas | Boiler | E3 | Utility - Cost of Equipment | 0.49443 | 0.49443 | 0.49443 | 0.49443 | 0.49443 | 0.49443 | 0.49443 | 0.49443 | 0.49443 | 0.49443 | 0.49443 | 0.49443 | 0.49443 | 0.49443 | 0.49443 | 0.49443 | 0.49443 | 0.49443 | 0.49443 | 0.49443 | 0.49443 | 0.49443 | 0.49443 | 0.49443 | 0.49443 | 0.49443 | 0.49443
F4_Commercial_Restaurant_Existing_Space Heating_Natural Gas_Boiler_E4 | F4 | Commercial | Restaurant | Existing | Space Heating | Natural Gas | Boiler | E4 | Utility - Cost of Equipment | 1.844 | 1.844 | 1.844 | 1.844 | 1.844 | 1.844 | 1.844 | 1.844 | 1.844 | 1.844 | 1.844 | 1.844 | 1.844 | 1.844 | 1.844 | 1.844 | 1.844 | 1.844 | 1.844 | 1.844 | 1.844 | 1.844 | 1.844 | 1.844 | 1.844 | 1.844 | 1.844
F4_Commercial_Restaurant_Existing_Space Heating_Natural Gas_Boiler_E5 | F4 | Commercial | Restaurant | Existing | Space Heating | Natural Gas | Boiler | E5 | Utility - Cost of Equipment | 0 | 0 | 0 | 0 | 0 | 0 | 0 | 0 | 0 | 0 | 0 | 0 | 0 | 0 | 0 | 0 | 0 | 0 | 0 | 0 | 0 | 0 | 0 | 0 | 0 | 0 | 0
F4_Commercial_Restaurant_Existing_Space Heating_Natural Gas_Boiler_E6 | F4 | Commercial | Restaurant | Existing | Space Heating | Natural Gas | Boiler | E6 | Utility - Cost of Equipment | 0 | 0 | 0 | 0 | 0 | 0 | 0 | 0 | 0 | 0 | 0 | 0 | 0 | 0 | 0 | 0 | 0 | 0 | 0 | 0 | 0 | 0 | 0 | 0 | 0 | 0 | 0
F4_Commercial_Restaurant_Existing_Space Heating_Natural Gas_Boiler_E7 | F4 | Commercial | Restaurant | Existing | Space Heating | Natural Gas | Boiler | E7 | Utility - Cost of Equipment | 0 | 0 | 0 | 0 | 0 | 0 | 0 | 0 | 0 | 0 | 0 | 0 | 0 | 0 | 0 | 0 | 0 | 0 | 0 | 0 | 0 | 0 | 0 | 0 | 0 | 0 | 0
F4_Commercial_Restaurant_Existing_Space Heating_Natural Gas_Boiler_E8 | F4 | Commercial | Restaurant | Existing | Space Heating | Natural Gas | Boiler | E8 | Utility - Cost of Equipment | 0 | 0 | 0 | 0 | 0 | 0 | 0 | 0 | 0 | 0 | 0 | 0 | 0 | 0 | 0 | 0 | 0 | 0 | 0 | 0 | 0 | 0 | 0 | 0 | 0 | 0 | 0
F4_Commercial_Restaurant_Existing_Space Heating_Natural Gas_Boiler_E9 | F4 | Commercial | Restaurant | Existing | Space Heating | Natural Gas | Boiler | E9 | Utility - Cost of Equipment | 0 | 0 | 0 | 0 | 0 | 0 | 0 | 0 | 0 | 0 | 0 | 0 | 0 | 0 | 0 | 0 | 0 | 0 | 0 | 0 | 0 | 0 | 0 | 0 | 0 | 0 | 0
F4_Commercial_Restaurant_Existing_Space Heating_Natural Gas_Boiler_E10 | F4 | Commercial | Restaurant | Existing | Space Heating | Natural Gas | Boiler | E10 | Utility - Cost of Equipment | 0 | 0 | 0 | 0 | 0 | 0 | 0 | 0 | 0 | 0 | 0 | 0 | 0 | 0 | 0 | 0 | 0 | 0 | 0 | 0 | 0 | 0 | 0 | 0 | 0 | 0 | 0
F5_Commercial_Restaurant_Existing_Space Heating_Natural Gas_Boiler_E1 | F5 | Commercial | Restaurant | Existing | Space Heating | Natural Gas | Boiler | E1 | Utility - Cost of Operation | 3.2732 | 3.2509 | 3.2022 | 3.1496 | 3.1315 | 3.1262 | 3.1305 | 3.1384 | 3.1452 | 3.1487 | 3.1489 | 3.1453 | 3.137 | 3.1214 | 3.0988 | 3.0704 | 3.0336 | 2.9901 | 2.9382 | 2.8762 | 2.8023 | 2.7182 | 2.6489 | 2.6055 | 2.5895 | 2.6022 | 2.6149
F5_Commercial_Restaurant_Existing_Space Heating_Natural Gas_Boiler_E2 | F5 | Commercial | Restaurant | Existing | Space Heating | Natural Gas | Boiler | E2 | Utility - Cost of Operation | 3.0807 | 3.0596 | 3.0138 | 2.9643 | 2.9473 | 2.9423 | 2.9464 | 2.9538 | 2.9602 | 2.9635 | 2.9637 | 2.9603 | 2.9524 | 2.9378 | 2.9165 | 2.8898 | 2.8552 | 2.8142 | 2.7654 | 2.707 | 2.6374 | 2.5583 | 2.4931 | 2.4523 | 2.4372 | 2.4491 | 2.4611
F5_Commercial_Restaurant_Existing_Space Heating_Natural Gas_Boiler_E3 | F5 | Commercial | Restaurant | Existing | Space Heating | Natural Gas | Boiler | E3 | Utility - Cost of Operation | 2.6996 | 2.6811 | 2.641 | 2.5976 | 2.5827 | 2.5783 | 2.5819 | 2.5884 | 2.594 | 2.5969 | 2.597 | 2.5941 | 2.5872 | 2.5744 | 2.5557 | 2.5323 | 2.502 | 2.4661 | 2.4233 | 2.3721 | 2.3112 | 2.2418 | 2.1846 | 2.1489 | 2.1357 | 2.1461 | 2.1566
F5_Commercial_Restaurant_Existing_Space Heating_Natural Gas_Boiler_E4 | F5 | Commercial | Restaurant | Existing | Space Heating | Natural Gas | Boiler | E4 | Utility - Cost of Operation | 1.8468 | 1.8368 | 1.8108 | 1.7844 | 1.7849 | 1.7951 | 1.812 | 1.8307 | 1.8477 | 1.8608 | 1.8697 | 1.8734 | 1.8707 | 1.86 | 1.8423 | 1.8194 | 1.7903 | 1.7563 | 1.7162 | 1.6685 | 1.6122 | 1.5484 | 1.4954 | 1.4615 | 1.4475 | 1.4546 | 1.4618
F5_Commercial_Restaurant_Existing_Space Heating_Natural Gas_Boiler_E5 | F5 | Commercial | Restaurant | Existing | Space Heating | Natural Gas | Boiler | E5 | Utility - Cost of Operation | 0 | 0 | 0 | 0 | 0 | 0 | 0 | 0 | 0 | 0 | 0 | 0 | 0 | 0 | 0 | 0 | 0 | 0 | 0 | 0 | 0 | 0 | 0 | 0 | 0 | 0 | 0
F5_Commercial_Restaurant_Existing_Space Heating_Natural Gas_Boiler_E6 | F5 | Commercial | Restaurant | Existing | Space Heating | Natural Gas | Boiler | E6 | Utility - Cost of Operation | 0 | 0 | 0 | 0 | 0 | 0 | 0 | 0 | 0 | 0 | 0 | 0 | 0 | 0 | 0 | 0 | 0 | 0 | 0 | 0 | 0 | 0 | 0 | 0 | 0 | 0 | 0
F5_Commercial_Restaurant_Existing_Space Heating_Natural Gas_Boiler_E7 | F5 | Commercial | Restaurant | Existing | Space Heating | Natural Gas | Boiler | E7 | Utility - Cost of Operation | 0 | 0 | 0 | 0 | 0 | 0 | 0 | 0 | 0 | 0 | 0 | 0 | 0 | 0 | 0 | 0 | 0 | 0 | 0 | 0 | 0 | 0 | 0 | 0 | 0 | 0 | 0
F5_Commercial_Restaurant_Existing_Space Heating_Natural Gas_Boiler_E8 | F5 | Commercial | Restaurant | Existing | Space Heating | Natural Gas | Boiler | E8 | Utility - Cost of Operation | 0 | 0 | 0 | 0 | 0 | 0 | 0 | 0 | 0 | 0 | 0 | 0 | 0 | 0 | 0 | 0 | 0 | 0 | 0 | 0 | 0 | 0 | 0 | 0 | 0 | 0 | 0
F5_Commercial_Restaurant_Existing_Space Heating_Natural Gas_Boiler_E9 | F5 | Commercial | Restaurant | Existing | Space Heating | Natural Gas | Boiler | E9 | Utility - Cost of Operation | 0 | 0 | 0 | 0 | 0 | 0 | 0 | 0 | 0 | 0 | 0 | 0 | 0 | 0 | 0 | 0 | 0 | 0 | 0 | 0 | 0 | 0 | 0 | 0 | 0 | 0 | 0
F5_Commercial_Restaurant_Existing_Space Heating_Natural Gas_Boiler_E10 | F5 | Commercial | Restaurant | Existing | Space Heating | Natural Gas | Boiler | E10 | Utility - Cost of Operation | 0 | 0 | 0 | 0 | 0 | 0 | 0 | 0 | 0 | 0 | 0 | 0 | 0 | 0 | 0 | 0 | 0 | 0 | 0 | 0 | 0 | 0 | 0 | 0 | 0 | 0 | 0
F6_Commercial_Restaurant_Existing_Space Heating_Natural Gas_Boiler_E1 | F6 | Commercial | Restaurant | Existing | Space Heating | Natural Gas | Boiler | E1 | Utility - Value of Sales | 0 | 0 | 0 | 0 | 0 | 0 | 0 | 0 | 0 | 0 | 0 | 0 | 0 | 0 | 0 | 0 | 0 | 0 | 0 | 0 | 0 | 0 | 0 | 0 | 0 | 0 | 0
F6_Commercial_Restaurant_Existing_Space Heating_Natural Gas_Boiler_E2 | F6 | Commercial | Restaurant | Existing | Space Heating | Natural Gas | Boiler | E2 | Utility - Value of Sales | 0 | 0 | 0 | 0 | 0 | 0 | 0 | 0 | 0 | 0 | 0 | 0 | 0 | 0 | 0 | 0 | 0 | 0 | 0 | 0 | 0 | 0 | 0 | 0 | 0 | 0 | 0
F6_Commercial_Restaurant_Existing_Space Heating_Natural Gas_Boiler_E3 | F6 | Commercial | Restaurant | Existing | Space Heating | Natural Gas | Boiler | E3 | Utility - Value of Sales | 0 | 0 | 0 | 0 | 0 | 0 | 0 | 0 | 0 | 0 | 0 | 0 | 0 | 0 | 0 | 0 | 0 | 0 | 0 | 0 | 0 | 0 | 0 | 0 | 0 | 0 | 0
F6_Commercial_Restaurant_Existing_Space Heating_Natural Gas_Boiler_E4 | F6 | Commercial | Restaurant | Existing | Space Heating | Natural Gas | Boiler | E4 | Utility - Value of Sales | 0 | 0 | 0 | 0 | 0 | 0 | 0 | 0 | 0 | 0 | 0 | 0 | 0 | 0 | 0 | 0 | 0 | 0 | 0 | 0 | 0 | 0 | 0 | 0 | 0 | 0 | 0
F6_Commercial_Restaurant_Existing_Space Heating_Natural Gas_Boiler_E5 | F6 | Commercial | Restaurant | Existing | Space Heating | Natural Gas | Boiler | E5 | Utility - Value of Sales | 0 | 0 | 0 | 0 | 0 | 0 | 0 | 0 | 0 | 0 | 0 | 0 | 0 | 0 | 0 | 0 | 0 | 0 | 0 | 0 | 0 | 0 | 0 | 0 | 0 | 0 | 0
F6_Commercial_Restaurant_Existing_Space Heating_Natural Gas_Boiler_E6 | F6 | Commercial | Restaurant | Existing | Space Heating | Natural Gas | Boiler | E6 | Utility - Value of Sales | 0 | 0 | 0 | 0 | 0 | 0 | 0 | 0 | 0 | 0 | 0 | 0 | 0 | 0 | 0 | 0 | 0 | 0 | 0 | 0 | 0 | 0 | 0 | 0 | 0 | 0 | 0
F6_Commercial_Restaurant_Existing_Space Heating_Natural Gas_Boiler_E7 | F6 | Commercial | Restaurant | Existing | Space Heating | Natural Gas | Boiler | E7 | Utility - Value of Sales | 0 | 0 | 0 | 0 | 0 | 0 | 0 | 0 | 0 | 0 | 0 | 0 | 0 | 0 | 0 | 0 | 0 | 0 | 0 | 0 | 0 | 0 | 0 | 0 | 0 | 0 | 0
F6_Commercial_Restaurant_Existing_Space Heating_Natural Gas_Boiler_E8 | F6 | Commercial | Restaurant | Existing | Space Heating | Natural Gas | Boiler | E8 | Utility - Value of Sales | 0 | 0 | 0 | 0 | 0 | 0 | 0 | 0 | 0 | 0 | 0 | 0 | 0 | 0 | 0 | 0 | 0 | 0 | 0 | 0 | 0 | 0 | 0 | 0 | 0 | 0 | 0
F6_Commercial_Restaurant_Existing_Space Heating_Natural Gas_Boiler_E9 | F6 | Commercial | Restaurant | Existing | Space Heating | Natural Gas | Boiler | E9 | Utility - Value of Sales | 0 | 0 | 0 | 0 | 0 | 0 | 0 | 0 | 0 | 0 | 0 | 0 | 0 | 0 | 0 | 0 | 0 | 0 | 0 | 0 | 0 | 0 | 0 | 0 | 0 | 0 | 0
F6_Commercial_Restaurant_Existing_Space Heating_Natural Gas_Boiler_E10 | F6 | Commercial | Restaurant | Existing | Space Heating | Natural Gas | Boiler | E10 | Utility - Value of Sales | 0 | 0 | 0 | 0 | 0 | 0 | 0 | 0 | 0 | 0 | 0 | 0 | 0 | 0 | 0 | 0 | 0 | 0 | 0 | 0 | 0 | 0 | 0 | 0 | 0 | 0 | 0
F1_Commercial_Restaurant_Existing_Space Heating_Natural Gas_Unit Heater_E1 | F1 | Commercial | Restaurant | Existing | Space Heating | Natural Gas | Unit Heater | E1 | RVT - Cost of Equipment | 0.017809 | 0.017809 | 0.017809 | 0.017809 | 0.017809 | 0.017809 | 0.017809 | 0.017809 | 0.017809 | 0.017809 | 0.017809 | 0.017809 | 0.017809 | 0.017809 | 0.017809 | 0.017809 | 0.017809 | 0.017809 | 0.017809 | 0.017809 | 0.017809 | 0.017809 | 0.017809 | 0.017809 | 0.017809 | 0.017809 | 0.017809
F1_Commercial_Restaurant_Existing_Space Heating_Natural Gas_Unit Heater_E2 | F1 | Commercial | Restaurant | Existing | Space Heating | Natural Gas | Unit Heater | E2 | RVT - Cost of Equipment | 0.021235 | 0.021235 | 0.021235 | 0.021235 | 0.021235 | 0.021235 | 0.021235 | 0.021235 | 0.021235 | 0.021235 | 0.021235 | 0.021235 | 0.021235 | 0.021235 | 0.021235 | 0.021235 | 0.021235 | 0.021235 | 0.021235 | 0.021235 | 0.021235 | 0.021235 | 0.021235 | 0.021235 | 0.021235 | 0.021235 | 0.021235
F1_Commercial_Restaurant_Existing_Space Heating_Natural Gas_Unit Heater_E3 | F1 | Commercial | Restaurant | Existing | Space Heating | Natural Gas | Unit Heater | E3 | RVT - Cost of Equipment | 0.023279 | 0.023279 | 0.023279 | 0.023279 | 0.023279 | 0.023279 | 0.023279 | 0.023279 | 0.023279 | 0.023279 | 0.023279 | 0.023279 | 0.023279 | 0.023279 | 0.023279 | 0.023279 | 0.023279 | 0.023279 | 0.023279 | 0.023279 | 0.023279 | 0.023279 | 0.023279 | 0.023279 | 0.023279 | 0.023279 | 0.023279
F1_Commercial_Restaurant_Existing_Space Heating_Natural Gas_Unit Heater_E4 | F1 | Commercial | Restaurant | Existing | Space Heating | Natural Gas | Unit Heater | E4 | RVT - Cost of Equipment | 0 | 0 | 0 | 0 | 0 | 0 | 0 | 0 | 0 | 0 | 0 | 0 | 0 | 0 | 0 | 0 | 0 | 0 | 0 | 0 | 0 | 0 | 0 | 0 | 0 | 0 | 0
F1_Commercial_Restaurant_Existing_Space Heating_Natural Gas_Unit Heater_E5 | F1 | Commercial | Restaurant | Existing | Space Heating | Natural Gas | Unit Heater | E5 | RVT - Cost of Equipment | 0 | 0 | 0 | 0 | 0 | 0 | 0 | 0 | 0 | 0 | 0 | 0 | 0 | 0 | 0 | 0 | 0 | 0 | 0 | 0 | 0 | 0 | 0 | 0 | 0 | 0 | 0
F1_Commercial_Restaurant_Existing_Space Heating_Natural Gas_Unit Heater_E6 | F1 | Commercial | Restaurant | Existing | Space Heating | Natural Gas | Unit Heater | E6 | RVT - Cost of Equipment | 0 | 0 | 0 | 0 | 0 | 0 | 0 | 0 | 0 | 0 | 0 | 0 | 0 | 0 | 0 | 0 | 0 | 0 | 0 | 0 | 0 | 0 | 0 | 0 | 0 | 0 | 0
F1_Commercial_Restaurant_Existing_Space Heating_Natural Gas_Unit Heater_E7 | F1 | Commercial | Restaurant | Existing | Space Heating | Natural Gas | Unit Heater | E7 | RVT - Cost of Equipment | 0 | 0 | 0 | 0 | 0 | 0 | 0 | 0 | 0 | 0 | 0 | 0 | 0 | 0 | 0 | 0 | 0 | 0 | 0 | 0 | 0 | 0 | 0 | 0 | 0 | 0 | 0
F1_Commercial_Restaurant_Existing_Space Heating_Natural Gas_Unit Heater_E8 | F1 | Commercial | Restaurant | Existing | Space Heating | Natural Gas | Unit Heater | E8 | RVT - Cost of Equipment | 0 | 0 | 0 | 0 | 0 | 0 | 0 | 0 | 0 | 0 | 0 | 0 | 0 | 0 | 0 | 0 | 0 | 0 | 0 | 0 | 0 | 0 | 0 | 0 | 0 | 0 | 0
F1_Commercial_Restaurant_Existing_Space Heating_Natural Gas_Unit Heater_E9 | F1 | Commercial | Restaurant | Existing | Space Heating | Natural Gas | Unit Heater | E9 | RVT - Cost of Equipment | 0 | 0 | 0 | 0 | 0 | 0 | 0 | 0 | 0 | 0 | 0 | 0 | 0 | 0 | 0 | 0 | 0 | 0 | 0 | 0 | 0 | 0 | 0 | 0 | 0 | 0 | 0
F1_Commercial_Restaurant_Existing_Space Heating_Natural Gas_Unit Heater_E10 | F1 | Commercial | Restaurant | Existing | Space Heating | Natural Gas | Unit Heater | E10 | RVT - Cost of Equipment | 0 | 0 | 0 | 0 | 0 | 0 | 0 | 0 | 0 | 0 | 0 | 0 | 0 | 0 | 0 | 0 | 0 | 0 | 0 | 0 | 0 | 0 | 0 | 0 | 0 | 0 | 0
F2_Commercial_Restaurant_Existing_Space Heating_Natural Gas_Unit Heater_E1 | F2 | Commercial | Restaurant | Existing | Space Heating | Natural Gas | Unit Heater | E1 | RVT - Cost of Operation | 0 | 0 | 0 | 0 | 0 | 0 | 0 | 0 | 0 | 0 | 0 | 0 | 0 | 0 | 0 | 0 | 0 | 0 | 0 | 0 | 0 | 0 | 0 | 0 | 0 | 0 | 0
F2_Commercial_Restaurant_Existing_Space Heating_Natural Gas_Unit Heater_E2 | F2 | Commercial | Restaurant | Existing | Space Heating | Natural Gas | Unit Heater | E2 | RVT - Cost of Operation | 0 | 0 | 0 | 0 | 0 | 0 | 0 | 0 | 0 | 0 | 0 | 0 | 0 | 0 | 0 | 0 | 0 | 0 | 0 | 0 | 0 | 0 | 0 | 0 | 0 | 0 | 0
F2_Commercial_Restaurant_Existing_Space Heating_Natural Gas_Unit Heater_E3 | F2 | Commercial | Restaurant | Existing | Space Heating | Natural Gas | Unit Heater | E3 | RVT - Cost of Operation | 0 | 0 | 0 | 0 | 0 | 0 | 0 | 0 | 0 | 0 | 0 | 0 | 0 | 0 | 0 | 0 | 0 | 0 | 0 | 0 | 0 | 0 | 0 | 0 | 0 | 0 | 0
F2_Commercial_Restaurant_Existing_Space Heating_Natural Gas_Unit Heater_E4 | F2 | Commercial | Restaurant | Existing | Space Heating | Natural Gas | Unit Heater | E4 | RVT - Cost of Operation | 0 | 0 | 0 | 0 | 0 | 0 | 0 | 0 | 0 | 0 | 0 | 0 | 0 | 0 | 0 | 0 | 0 | 0 | 0 | 0 | 0 | 0 | 0 | 0 | 0 | 0 | 0
F2_Commercial_Restaurant_Existing_Space Heating_Natural Gas_Unit Heater_E5 | F2 | Commercial | Restaurant | Existing | Space Heating | Natural Gas | Unit Heater | E5 | RVT - Cost of Operation | 0 | 0 | 0 | 0 | 0 | 0 | 0 | 0 | 0 | 0 | 0 | 0 | 0 | 0 | 0 | 0 | 0 | 0 | 0 | 0 | 0 | 0 | 0 | 0 | 0 | 0 | 0
F2_Commercial_Restaurant_Existing_Space Heating_Natural Gas_Unit Heater_E6 | F2 | Commercial | Restaurant | Existing | Space Heating | Natural Gas | Unit Heater | E6 | RVT - Cost of Operation | 0 | 0 | 0 | 0 | 0 | 0 | 0 | 0 | 0 | 0 | 0 | 0 | 0 | 0 | 0 | 0 | 0 | 0 | 0 | 0 | 0 | 0 | 0 | 0 | 0 | 0 | 0
F2_Commercial_Restaurant_Existing_Space Heating_Natural Gas_Unit Heater_E7 | F2 | Commercial | Restaurant | Existing | Space Heating | Natural Gas | Unit Heater | E7 | RVT - Cost of Operation | 0 | 0 | 0 | 0 | 0 | 0 | 0 | 0 | 0 | 0 | 0 | 0 | 0 | 0 | 0 | 0 | 0 | 0 | 0 | 0 | 0 | 0 | 0 | 0 | 0 | 0 | 0
F2_Commercial_Restaurant_Existing_Space Heating_Natural Gas_Unit Heater_E8 | F2 | Commercial | Restaurant | Existing | Space Heating | Natural Gas | Unit Heater | E8 | RVT - Cost of Operation | 0 | 0 | 0 | 0 | 0 | 0 | 0 | 0 | 0 | 0 | 0 | 0 | 0 | 0 | 0 | 0 | 0 | 0 | 0 | 0 | 0 | 0 | 0 | 0 | 0 | 0 | 0
F2_Commercial_Restaurant_Existing_Space Heating_Natural Gas_Unit Heater_E9 | F2 | Commercial | Restaurant | Existing | Space Heating | Natural Gas | Unit Heater | E9 | RVT - Cost of Operation | 0 | 0 | 0 | 0 | 0 | 0 | 0 | 0 | 0 | 0 | 0 | 0 | 0 | 0 | 0 | 0 | 0 | 0 | 0 | 0 | 0 | 0 | 0 | 0 | 0 | 0 | 0
F2_Commercial_Restaurant_Existing_Space Heating_Natural Gas_Unit Heater_E10 | F2 | Commercial | Restaurant | Existing | Space Heating | Natural Gas | Unit Heater | E10 | RVT - Cost of Operation | 0 | 0 | 0 | 0 | 0 | 0 | 0 | 0 | 0 | 0 | 0 | 0 | 0 | 0 | 0 | 0 | 0 | 0 | 0 | 0 | 0 | 0 | 0 | 0 | 0 | 0 | 0
F3_Commercial_Restaurant_Existing_Space Heating_Natural Gas_Unit Heater_E1 | F3 | Commercial | Restaurant | Existing | Space Heating | Natural Gas | Unit Heater | E1 | System - kBTUs of Consumption | 38.4258 | 38.5547 | 38.5472 | 38.5472 | 38.5472 | 38.5472 | 38.5472 | 38.5472 | 38.5472 | 38.5472 | 38.5472 | 38.5472 | 38.5472 | 38.5472 | 38.5472 | 38.5472 | 38.5472 | 38.5472 | 38.5472 | 38.5472 | 38.5472 | 38.5472 | 38.5472 | 38.5472 | 38.5472 | 38.5472 | 38.5472
F3_Commercial_Restaurant_Existing_Space Heating_Natural Gas_Unit Heater_E2 | F3 | Commercial | Restaurant | Existing | Space Heating | Natural Gas | Unit Heater | E2 | System - kBTUs of Consumption | 34.1768 | 34.2914 | 34.2848 | 34.2848 | 34.2848 | 34.2848 | 34.2848 | 34.2848 | 34.2848 | 34.2848 | 34.2848 | 34.2848 | 34.2848 | 34.2848 | 34.2848 | 34.2848 | 34.2848 | 34.2848 | 34.2848 | 34.2848 | 34.2848 | 34.2848 | 34.2848 | 34.2848 | 34.2848 | 34.2848 | 34.2848
F3_Commercial_Restaurant_Existing_Space Heating_Natural Gas_Unit Heater_E3 | F3 | Commercial | Restaurant | Existing | Space Heating | Natural Gas | Unit Heater | E3 | System - kBTUs of Consumption | 33.9563 | 34.1083 | 34.0994 | 34.0994 | 34.0994 | 34.0994 | 34.0994 | 34.0994 | 34.0994 | 34.0994 | 34.0994 | 34.0994 | 34.0994 | 34.0994 | 34.0994 | 34.0994 | 34.0994 | 34.0994 | 34.0994 | 34.0994 | 34.0994 | 34.0994 | 34.0994 | 34.0994 | 34.0994 | 34.0994 | 34.0994
F3_Commercial_Restaurant_Existing_Space Heating_Natural Gas_Unit Heater_E4 | F3 | Commercial | Restaurant | Existing | Space Heating | Natural Gas | Unit Heater | E4 | System - kBTUs of Consumption | 0 | 0 | 0 | 0 | 0 | 0 | 0 | 0 | 0 | 0 | 0 | 0 | 0 | 0 | 0 | 0 | 0 | 0 | 0 | 0 | 0 | 0 | 0 | 0 | 0 | 0 | 0
F3_Commercial_Restaurant_Existing_Space Heating_Natural Gas_Unit Heater_E5 | F3 | Commercial | Restaurant | Existing | Space Heating | Natural Gas | Unit Heater | E5 | System - kBTUs of Consumption | 0 | 0 | 0 | 0 | 0 | 0 | 0 | 0 | 0 | 0 | 0 | 0 | 0 | 0 | 0 | 0 | 0 | 0 | 0 | 0 | 0 | 0 | 0 | 0 | 0 | 0 | 0
F3_Commercial_Restaurant_Existing_Space Heating_Natural Gas_Unit Heater_E6 | F3 | Commercial | Restaurant | Existing | Space Heating | Natural Gas | Unit Heater | E6 | System - kBTUs of Consumption | 0 | 0 | 0 | 0 | 0 | 0 | 0 | 0 | 0 | 0 | 0 | 0 | 0 | 0 | 0 | 0 | 0 | 0 | 0 | 0 | 0 | 0 | 0 | 0 | 0 | 0 | 0
F3_Commercial_Restaurant_Existing_Space Heating_Natural Gas_Unit Heater_E7 | F3 | Commercial | Restaurant | Existing | Space Heating | Natural Gas | Unit Heater | E7 | System - kBTUs of Consumption | 0 | 0 | 0 | 0 | 0 | 0 | 0 | 0 | 0 | 0 | 0 | 0 | 0 | 0 | 0 | 0 | 0 | 0 | 0 | 0 | 0 | 0 | 0 | 0 | 0 | 0 | 0
F3_Commercial_Restaurant_Existing_Space Heating_Natural Gas_Unit Heater_E8 | F3 | Commercial | Restaurant | Existing | Space Heating | Natural Gas | Unit Heater | E8 | System - kBTUs of Consumption | 0 | 0 | 0 | 0 | 0 | 0 | 0 | 0 | 0 | 0 | 0 | 0 | 0 | 0 | 0 | 0 | 0 | 0 | 0 | 0 | 0 | 0 | 0 | 0 | 0 | 0 | 0
F3_Commercial_Restaurant_Existing_Space Heating_Natural Gas_Unit Heater_E9 | F3 | Commercial | Restaurant | Existing | Space Heating | Natural Gas | Unit Heater | E9 | System - kBTUs of Consumption | 0 | 0 | 0 | 0 | 0 | 0 | 0 | 0 | 0 | 0 | 0 | 0 | 0 | 0 | 0 | 0 | 0 | 0 | 0 | 0 | 0 | 0 | 0 | 0 | 0 | 0 | 0
F3_Commercial_Restaurant_Existing_Space Heating_Natural Gas_Unit Heater_E10 | F3 | Commercial | Restaurant | Existing | Space Heating | Natural Gas | Unit Heater | E10 | System - kBTUs of Consumption | 0 | 0 | 0 | 0 | 0 | 0 | 0 | 0 | 0 | 0 | 0 | 0 | 0 | 0 | 0 | 0 | 0 | 0 | 0 | 0 | 0 | 0 | 0 | 0 | 0 | 0 | 0
F4_Commercial_Restaurant_Existing_Space Heating_Natural Gas_Unit Heater_E1 | F4 | Commercial | Restaurant | Existing | Space Heating | Natural Gas | Unit Heater | E1 | Utility - Cost of Equipment | 0.017809 | 0.017809 | 0.017809 | 0.017809 | 0.017809 | 0.017809 | 0.017809 | 0.017809 | 0.017809 | 0.017809 | 0.017809 | 0.017809 | 0.017809 | 0.017809 | 0.017809 | 0.017809 | 0.017809 | 0.017809 | 0.017809 | 0.017809 | 0.017809 | 0.017809 | 0.017809 | 0.017809 | 0.017809 | 0.017809 | 0.017809
F4_Commercial_Restaurant_Existing_Space Heating_Natural Gas_Unit Heater_E2 | F4 | Commercial | Restaurant | Existing | Space Heating | Natural Gas | Unit Heater | E2 | Utility - Cost of Equipment | 0.021235 | 0.021235 | 0.021235 | 0.021235 | 0.021235 | 0.021235 | 0.021235 | 0.021235 | 0.021235 | 0.021235 | 0.021235 | 0.021235 | 0.021235 | 0.021235 | 0.021235 | 0.021235 | 0.021235 | 0.021235 | 0.021235 | 0.021235 | 0.021235 | 0.021235 | 0.021235 | 0.021235 | 0.021235 | 0.021235 | 0.021235
F4_Commercial_Restaurant_Existing_Space Heating_Natural Gas_Unit Heater_E3 | F4 | Commercial | Restaurant | Existing | Space Heating | Natural Gas | Unit Heater | E3 | Utility - Cost of Equipment | 0.023279 | 0.023279 | 0.023279 | 0.023279 | 0.023279 | 0.023279 | 0.023279 | 0.023279 | 0.023279 | 0.023279 | 0.023279 | 0.023279 | 0.023279 | 0.023279 | 0.023279 | 0.023279 | 0.023279 | 0.023279 | 0.023279 | 0.023279 | 0.023279 | 0.023279 | 0.023279 | 0.023279 | 0.023279 | 0.023279 | 0.023279
F4_Commercial_Restaurant_Existing_Space Heating_Natural Gas_Unit Heater_E4 | F4 | Commercial | Restaurant | Existing | Space Heating | Natural Gas | Unit Heater | E4 | Utility - Cost of Equipment | 0 | 0 | 0 | 0 | 0 | 0 | 0 | 0 | 0 | 0 | 0 | 0 | 0 | 0 | 0 | 0 | 0 | 0 | 0 | 0 | 0 | 0 | 0 | 0 | 0 | 0 | 0
F4_Commercial_Restaurant_Existing_Space Heating_Natural Gas_Unit Heater_E5 | F4 | Commercial | Restaurant | Existing | Space Heating | Natural Gas | Unit Heater | E5 | Utility - Cost of Equipment | 0 | 0 | 0 | 0 | 0 | 0 | 0 | 0 | 0 | 0 | 0 | 0 | 0 | 0 | 0 | 0 | 0 | 0 | 0 | 0 | 0 | 0 | 0 | 0 | 0 | 0 | 0
F4_Commercial_Restaurant_Existing_Space Heating_Natural Gas_Unit Heater_E6 | F4 | Commercial | Restaurant | Existing | Space Heating | Natural Gas | Unit Heater | E6 | Utility - Cost of Equipment | 0 | 0 | 0 | 0 | 0 | 0 | 0 | 0 | 0 | 0 | 0 | 0 | 0 | 0 | 0 | 0 | 0 | 0 | 0 | 0 | 0 | 0 | 0 | 0 | 0 | 0 | 0
F4_Commercial_Restaurant_Existing_Space Heating_Natural Gas_Unit Heater_E7 | F4 | Commercial | Restaurant | Existing | Space Heating | Natural Gas | Unit Heater | E7 | Utility - Cost of Equipment | 0 | 0 | 0 | 0 | 0 | 0 | 0 | 0 | 0 | 0 | 0 | 0 | 0 | 0 | 0 | 0 | 0 | 0 | 0 | 0 | 0 | 0 | 0 | 0 | 0 | 0 | 0
F4_Commercial_Restaurant_Existing_Space Heating_Natural Gas_Unit Heater_E8 | F4 | Commercial | Restaurant | Existing | Space Heating | Natural Gas | Unit Heater | E8 | Utility - Cost of Equipment | 0 | 0 | 0 | 0 | 0 | 0 | 0 | 0 | 0 | 0 | 0 | 0 | 0 | 0 | 0 | 0 | 0 | 0 | 0 | 0 | 0 | 0 | 0 | 0 | 0 | 0 | 0
F4_Commercial_Restaurant_Existing_Space Heating_Natural Gas_Unit Heater_E9 | F4 | Commercial | Restaurant | Existing | Space Heating | Natural Gas | Unit Heater | E9 | Utility - Cost of Equipment | 0 | 0 | 0 | 0 | 0 | 0 | 0 | 0 | 0 | 0 | 0 | 0 | 0 | 0 | 0 | 0 | 0 | 0 | 0 | 0 | 0 | 0 | 0 | 0 | 0 | 0 | 0
F4_Commercial_Restaurant_Existing_Space Heating_Natural Gas_Unit Heater_E10 | F4 | Commercial | Restaurant | Existing | Space Heating | Natural Gas | Unit Heater | E10 | Utility - Cost of Equipment | 0 | 0 | 0 | 0 | 0 | 0 | 0 | 0 | 0 | 0 | 0 | 0 | 0 | 0 | 0 | 0 | 0 | 0 | 0 | 0 | 0 | 0 | 0 | 0 | 0 | 0 | 0
F5_Commercial_Restaurant_Existing_Space Heating_Natural Gas_Unit Heater_E1 | F5 | Commercial | Restaurant | Existing | Space Heating | Natural Gas | Unit Heater | E1 | Utility - Cost of Operation | 0.55982 | 0.55718 | 0.54984 | 0.54191 | 0.54049 | 0.54125 | 0.5434 | 0.54566 | 0.54724 | 0.54786 | 0.54767 | 0.54678 | 0.54497 | 0.54182 | 0.53733 | 0.53175 | 0.52459 | 0.51616 | 0.50614 | 0.49422 | 0.48005 | 0.46398 | 0.45067 | 0.44226 | 0.439 | 0.44115 | 0.44332
F5_Commercial_Restaurant_Existing_Space Heating_Natural Gas_Unit Heater_E2 | F5 | Commercial | Restaurant | Existing | Space Heating | Natural Gas | Unit Heater | E2 | Utility - Cost of Operation | 0.49792 | 0.49557 | 0.48904 | 0.48198 | 0.48073 | 0.4814 | 0.48331 | 0.48532 | 0.48672 | 0.48728 | 0.48711 | 0.48632 | 0.48471 | 0.48191 | 0.47792 | 0.47295 | 0.46658 | 0.45908 | 0.45018 | 0.43957 | 0.42697 | 0.41267 | 0.40084 | 0.39336 | 0.39046 | 0.39237 | 0.3943
F5_Commercial_Restaurant_Existing_Space Heating_Natural Gas_Unit Heater_E3 | F5 | Commercial | Restaurant | Existing | Space Heating | Natural Gas | Unit Heater | E3 | Utility - Cost of Operation | 0.48927 | 0.48662 | 0.47973 | 0.47274 | 0.47288 | 0.47556 | 0.48004 | 0.485 | 0.48949 | 0.49299 | 0.49534 | 0.49632 | 0.49559 | 0.49277 | 0.48808 | 0.48201 | 0.47431 | 0.4653 | 0.45466 | 0.44204 | 0.42712 | 0.41022 | 0.39618 | 0.38718 | 0.38349 | 0.38537 | 0.38726
F5_Commercial_Restaurant_Existing_Space Heating_Natural Gas_Unit Heater_E4 | F5 | Commercial | Restaurant | Existing | Space Heating | Natural Gas | Unit Heater | E4 | Utility - Cost of Operation | 0 | 0 | 0 | 0 | 0 | 0 | 0 | 0 | 0 | 0 | 0 | 0 | 0 | 0 | 0 | 0 | 0 | 0 | 0 | 0 | 0 | 0 | 0 | 0 | 0 | 0 | 0
F5_Commercial_Restaurant_Existing_Space Heating_Natural Gas_Unit Heater_E5 | F5 | Commercial | Restaurant | Existing | Space Heating | Natural Gas | Unit Heater | E5 | Utility - Cost of Operation | 0 | 0 | 0 | 0 | 0 | 0 | 0 | 0 | 0 | 0 | 0 | 0 | 0 | 0 | 0 | 0 | 0 | 0 | 0 | 0 | 0 | 0 | 0 | 0 | 0 | 0 | 0
F5_Commercial_Restaurant_Existing_Space Heating_Natural Gas_Unit Heater_E6 | F5 | Commercial | Restaurant | Existing | Space Heating | Natural Gas | Unit Heater | E6 | Utility - Cost of Operation | 0 | 0 | 0 | 0 | 0 | 0 | 0 | 0 | 0 | 0 | 0 | 0 | 0 | 0 | 0 | 0 | 0 | 0 | 0 | 0 | 0 | 0 | 0 | 0 | 0 | 0 | 0
F5_Commercial_Restaurant_Existing_Space Heating_Natural Gas_Unit Heater_E7 | F5 | Commercial | Restaurant | Existing | Space Heating | Natural Gas | Unit Heater | E7 | Utility - Cost of Operation | 0 | 0 | 0 | 0 | 0 | 0 | 0 | 0 | 0 | 0 | 0 | 0 | 0 | 0 | 0 | 0 | 0 | 0 | 0 | 0 | 0 | 0 | 0 | 0 | 0 | 0 | 0
F5_Commercial_Restaurant_Existing_Space Heating_Natural Gas_Unit Heater_E8 | F5 | Commercial | Restaurant | Existing | Space Heating | Natural Gas | Unit Heater | E8 | Utility - Cost of Operation | 0 | 0 | 0 | 0 | 0 | 0 | 0 | 0 | 0 | 0 | 0 | 0 | 0 | 0 | 0 | 0 | 0 | 0 | 0 | 0 | 0 | 0 | 0 | 0 | 0 | 0 | 0
F5_Commercial_Restaurant_Existing_Space Heating_Natural Gas_Unit Heater_E9 | F5 | Commercial | Restaurant | Existing | Space Heating | Natural Gas | Unit Heater | E9 | Utility - Cost of Operation | 0 | 0 | 0 | 0 | 0 | 0 | 0 | 0 | 0 | 0 | 0 | 0 | 0 | 0 | 0 | 0 | 0 | 0 | 0 | 0 | 0 | 0 | 0 | 0 | 0 | 0 | 0
F5_Commercial_Restaurant_Existing_Space Heating_Natural Gas_Unit Heater_E10 | F5 | Commercial | Restaurant | Existing | Space Heating | Natural Gas | Unit Heater | E10 | Utility - Cost of Operation | 0 | 0 | 0 | 0 | 0 | 0 | 0 | 0 | 0 | 0 | 0 | 0 | 0 | 0 | 0 | 0 | 0 | 0 | 0 | 0 | 0 | 0 | 0 | 0 | 0 | 0 | 0
F6_Commercial_Restaurant_Existing_Space Heating_Natural Gas_Unit Heater_E1 | F6 | Commercial | Restaurant | Existing | Space Heating | Natural Gas | Unit Heater | E1 | Utility - Value of Sales | 0 | 0 | 0 | 0 | 0 | 0 | 0 | 0 | 0 | 0 | 0 | 0 | 0 | 0 | 0 | 0 | 0 | 0 | 0 | 0 | 0 | 0 | 0 | 0 | 0 | 0 | 0
F6_Commercial_Restaurant_Existing_Space Heating_Natural Gas_Unit Heater_E2 | F6 | Commercial | Restaurant | Existing | Space Heating | Natural Gas | Unit Heater | E2 | Utility - Value of Sales | 0 | 0 | 0 | 0 | 0 | 0 | 0 | 0 | 0 | 0 | 0 | 0 | 0 | 0 | 0 | 0 | 0 | 0 | 0 | 0 | 0 | 0 | 0 | 0 | 0 | 0 | 0
F6_Commercial_Restaurant_Existing_Space Heating_Natural Gas_Unit Heater_E3 | F6 | Commercial | Restaurant | Existing | Space Heating | Natural Gas | Unit Heater | E3 | Utility - Value of Sales | 0 | 0 | 0 | 0 | 0 | 0 | 0 | 0 | 0 | 0 | 0 | 0 | 0 | 0 | 0 | 0 | 0 | 0 | 0 | 0 | 0 | 0 | 0 | 0 | 0 | 0 | 0
F6_Commercial_Restaurant_Existing_Space Heating_Natural Gas_Unit Heater_E4 | F6 | Commercial | Restaurant | Existing | Space Heating | Natural Gas | Unit Heater | E4 | Utility - Value of Sales | 0 | 0 | 0 | 0 | 0 | 0 | 0 | 0 | 0 | 0 | 0 | 0 | 0 | 0 | 0 | 0 | 0 | 0 | 0 | 0 | 0 | 0 | 0 | 0 | 0 | 0 | 0
F6_Commercial_Restaurant_Existing_Space Heating_Natural Gas_Unit Heater_E5 | F6 | Commercial | Restaurant | Existing | Space Heating | Natural Gas | Unit Heater | E5 | Utility - Value of Sales | 0 | 0 | 0 | 0 | 0 | 0 | 0 | 0 | 0 | 0 | 0 | 0 | 0 | 0 | 0 | 0 | 0 | 0 | 0 | 0 | 0 | 0 | 0 | 0 | 0 | 0 | 0
F6_Commercial_Restaurant_Existing_Space Heating_Natural Gas_Unit Heater_E6 | F6 | Commercial | Restaurant | Existing | Space Heating | Natural Gas | Unit Heater | E6 | Utility - Value of Sales | 0 | 0 | 0 | 0 | 0 | 0 | 0 | 0 | 0 | 0 | 0 | 0 | 0 | 0 | 0 | 0 | 0 | 0 | 0 | 0 | 0 | 0 | 0 | 0 | 0 | 0 | 0
F6_Commercial_Restaurant_Existing_Space Heating_Natural Gas_Unit Heater_E7 | F6 | Commercial | Restaurant | Existing | Space Heating | Natural Gas | Unit Heater | E7 | Utility - Value of Sales | 0 | 0 | 0 | 0 | 0 | 0 | 0 | 0 | 0 | 0 | 0 | 0 | 0 | 0 | 0 | 0 | 0 | 0 | 0 | 0 | 0 | 0 | 0 | 0 | 0 | 0 | 0
F6_Commercial_Restaurant_Existing_Space Heating_Natural Gas_Unit Heater_E8 | F6 | Commercial | Restaurant | Existing | Space Heating | Natural Gas | Unit Heater | E8 | Utility - Value of Sales | 0 | 0 | 0 | 0 | 0 | 0 | 0 | 0 | 0 | 0 | 0 | 0 | 0 | 0 | 0 | 0 | 0 | 0 | 0 | 0 | 0 | 0 | 0 | 0 | 0 | 0 | 0
F6_Commercial_Restaurant_Existing_Space Heating_Natural Gas_Unit Heater_E9 | F6 | Commercial | Restaurant | Existing | Space Heating | Natural Gas | Unit Heater | E9 | Utility - Value of Sales | 0 | 0 | 0 | 0 | 0 | 0 | 0 | 0 | 0 | 0 | 0 | 0 | 0 | 0 | 0 | 0 | 0 | 0 | 0 | 0 | 0 | 0 | 0 | 0 | 0 | 0 | 0
F6_Commercial_Restaurant_Existing_Space Heating_Natural Gas_Unit Heater_E10 | F6 | Commercial | Restaurant | Existing | Space Heating | Natural Gas | Unit Heater | E10 | Utility - Value of Sales | 0 | 0 | 0 | 0 | 0 | 0 | 0 | 0 | 0 | 0 | 0 | 0 | 0 | 0 | 0 | 0 | 0 | 0 | 0 | 0 | 0 | 0 | 0 | 0 | 0 | 0 | 0
F1_Commercial_Restaurant_Existing_Water Heating_Natural Gas_Water Heater_E1 | F1 | Commercial | Restaurant | Existing | Water Heating | Natural Gas | Water Heater | E1 | RVT - Cost of Equipment | 0.089263 | 0.089263 | 0.089263 | 0.089263 | 0.089263 | 0.089263 | 0.089263 | 0.089263 | 0.089263 | 0.089263 | 0.089263 | 0.089263 | 0.089263 | 0.089263 | 0.089263 | 0.089263 | 0.089263 | 0.089263 | 0.089263 | 0.089263 | 0.089263 | 0.089263 | 0.089263 | 0.089263 | 0.089263 | 0.089263 | 0.089263
F1_Commercial_Restaurant_Existing_Water Heating_Natural Gas_Water Heater_E2 | F1 | Commercial | Restaurant | Existing | Water Heating | Natural Gas | Water Heater | E2 | RVT - Cost of Equipment | 0.099999 | 0.099999 | 0.099999 | 0.099999 | 0.099999 | 0.099999 | 0.099999 | 0.099999 | 0.099999 | 0.099999 | 0.099999 | 0.099999 | 0.099999 | 0.099999 | 0.099999 | 0.099999 | 0.099999 | 0.099999 | 0.099999 | 0.099999 | 0.099999 | 0.099999 | 0.099999 | 0.099999 | 0.099999 | 0.099999 | 0.099999
F1_Commercial_Restaurant_Existing_Water Heating_Natural Gas_Water Heater_E3 | F1 | Commercial | Restaurant | Existing | Water Heating | Natural Gas | Water Heater | E3 | RVT - Cost of Equipment | 0.078884 | 0.078884 | 0.078884 | 0.078884 | 0.078884 | 0.078884 | 0.078884 | 0.078884 | 0.078884 | 0.078884 | 0.078884 | 0.078884 | 0.078884 | 0.078884 | 0.078884 | 0.078884 | 0.078884 | 0.078884 | 0.078884 | 0.078884 | 0.078884 | 0.078884 | 0.078884 | 0.078884 | 0.078884 | 0.078884 | 0.078884
F1_Commercial_Restaurant_Existing_Water Heating_Natural Gas_Water Heater_E4 | F1 | Commercial | Restaurant | Existing | Water Heating | Natural Gas | Water Heater | E4 | RVT - Cost of Equipment | 0 | 0 | 0.31884 | 0.31884 | 0.31884 | 0.31884 | 0.31884 | 0.31884 | 0.31884 | 0.31884 | 0.31884 | 0.31884 | 0.31884 | 0.31884 | 0.31884 | 0.31884 | 0.31884 | 0.31884 | 0.31884 | 0.31884 | 0.31884 | 0.31884 | 0.31884 | 0.31884 | 0.31884 | 0.31884 | 0.31884
F1_Commercial_Restaurant_Existing_Water Heating_Natural Gas_Water Heater_E5 | F1 | Commercial | Restaurant | Existing | Water Heating | Natural Gas | Water Heater | E5 | RVT - Cost of Equipment | 0 | 0 | 0 | 0 | 0 | 0 | 0 | 0 | 0 | 0 | 0 | 0 | 0 | 0 | 0 | 0 | 0 | 0 | 0 | 0 | 0 | 0 | 0 | 0 | 0 | 0 | 0
F1_Commercial_Restaurant_Existing_Water Heating_Natural Gas_Water Heater_E6 | F1 | Commercial | Restaurant | Existing | Water Heating | Natural Gas | Water Heater | E6 | RVT - Cost of Equipment | 0 | 0 | 0 | 0 | 0 | 0 | 0 | 0 | 0 | 0 | 0 | 0 | 0 | 0 | 0 | 0 | 0 | 0 | 0 | 0 | 0 | 0 | 0 | 0 | 0 | 0 | 0
F1_Commercial_Restaurant_Existing_Water Heating_Natural Gas_Water Heater_E7 | F1 | Commercial | Restaurant | Existing | Water Heating | Natural Gas | Water Heater | E7 | RVT - Cost of Equipment | 0 | 0 | 0 | 0 | 0 | 0 | 0 | 0 | 0 | 0 | 0 | 0 | 0 | 0 | 0 | 0 | 0 | 0 | 0 | 0 | 0 | 0 | 0 | 0 | 0 | 0 | 0
F1_Commercial_Restaurant_Existing_Water Heating_Natural Gas_Water Heater_E8 | F1 | Commercial | Restaurant | Existing | Water Heating | Natural Gas | Water Heater | E8 | RVT - Cost of Equipment | 0 | 0 | 0 | 0 | 0 | 0 | 0 | 0 | 0 | 0 | 0 | 0 | 0 | 0 | 0 | 0 | 0 | 0 | 0 | 0 | 0 | 0 | 0 | 0 | 0 | 0 | 0
F1_Commercial_Restaurant_Existing_Water Heating_Natural Gas_Water Heater_E9 | F1 | Commercial | Restaurant | Existing | Water Heating | Natural Gas | Water Heater | E9 | RVT - Cost of Equipment | 0 | 0 | 0 | 0 | 0 | 0 | 0 | 0 | 0 | 0 | 0 | 0 | 0 | 0 | 0 | 0 | 0 | 0 | 0 | 0 | 0 | 0 | 0 | 0 | 0 | 0 | 0
F1_Commercial_Restaurant_Existing_Water Heating_Natural Gas_Water Heater_E10 | F1 | Commercial | Restaurant | Existing | Water Heating | Natural Gas | Water Heater | E10 | RVT - Cost of Equipment | 0 | 0 | 0 | 0 | 0 | 0 | 0 | 0 | 0 | 0 | 0 | 0 | 0 | 0 | 0 | 0 | 0 | 0 | 0 | 0 | 0 | 0 | 0 | 0 | 0 | 0 | 0
F2_Commercial_Restaurant_Existing_Water Heating_Natural Gas_Water Heater_E1 | F2 | Commercial | Restaurant | Existing | Water Heating | Natural Gas | Water Heater | E1 | RVT - Cost of Operation | 0 | 0 | 0 | 0 | 0 | 0 | 0 | 0 | 0 | 0 | 0 | 0 | 0 | 0 | 0 | 0 | 0 | 0 | 0 | 0 | 0 | 0 | 0 | 0 | 0 | 0 | 0
F2_Commercial_Restaurant_Existing_Water Heating_Natural Gas_Water Heater_E2 | F2 | Commercial | Restaurant | Existing | Water Heating | Natural Gas | Water Heater | E2 | RVT - Cost of Operation | 0 | 0 | 0 | 0 | 0 | 0 | 0 | 0 | 0 | 0 | 0 | 0 | 0 | 0 | 0 | 0 | 0 | 0 | 0 | 0 | 0 | 0 | 0 | 0 | 0 | 0 | 0
F2_Commercial_Restaurant_Existing_Water Heating_Natural Gas_Water Heater_E3 | F2 | Commercial | Restaurant | Existing | Water Heating | Natural Gas | Water Heater | E3 | RVT - Cost of Operation | 0 | 0 | 0 | 0 | 0 | 0 | 0 | 0 | 0 | 0 | 0 | 0 | 0 | 0 | 0 | 0 | 0 | 0 | 0 | 0 | 0 | 0 | 0 | 0 | 0 | 0 | 0
F2_Commercial_Restaurant_Existing_Water Heating_Natural Gas_Water Heater_E4 | F2 | Commercial | Restaurant | Existing | Water Heating | Natural Gas | Water Heater | E4 | RVT - Cost of Operation | 0 | 0 | 0 | 0 | 0 | 0 | 0 | 0 | 0 | 0 | 0 | 0 | 0 | 0 | 0 | 0 | 0 | 0 | 0 | 0 | 0 | 0 | 0 | 0 | 0 | 0 | 0
F2_Commercial_Restaurant_Existing_Water Heating_Natural Gas_Water Heater_E5 | F2 | Commercial | Restaurant | Existing | Water Heating | Natural Gas | Water Heater | E5 | RVT - Cost of Operation | 0 | 0 | 0 | 0 | 0 | 0 | 0 | 0 | 0 | 0 | 0 | 0 | 0 | 0 | 0 | 0 | 0 | 0 | 0 | 0 | 0 | 0 | 0 | 0 | 0 | 0 | 0
F2_Commercial_Restaurant_Existing_Water Heating_Natural Gas_Water Heater_E6 | F2 | Commercial | Restaurant | Existing | Water Heating | Natural Gas | Water Heater | E6 | RVT - Cost of Operation | 0 | 0 | 0 | 0 | 0 | 0 | 0 | 0 | 0 | 0 | 0 | 0 | 0 | 0 | 0 | 0 | 0 | 0 | 0 | 0 | 0 | 0 | 0 | 0 | 0 | 0 | 0
F2_Commercial_Restaurant_Existing_Water Heating_Natural Gas_Water Heater_E7 | F2 | Commercial | Restaurant | Existing | Water Heating | Natural Gas | Water Heater | E7 | RVT - Cost of Operation | 0 | 0 | 0 | 0 | 0 | 0 | 0 | 0 | 0 | 0 | 0 | 0 | 0 | 0 | 0 | 0 | 0 | 0 | 0 | 0 | 0 | 0 | 0 | 0 | 0 | 0 | 0
F2_Commercial_Restaurant_Existing_Water Heating_Natural Gas_Water Heater_E8 | F2 | Commercial | Restaurant | Existing | Water Heating | Natural Gas | Water Heater | E8 | RVT - Cost of Operation | 0 | 0 | 0 | 0 | 0 | 0 | 0 | 0 | 0 | 0 | 0 | 0 | 0 | 0 | 0 | 0 | 0 | 0 | 0 | 0 | 0 | 0 | 0 | 0 | 0 | 0 | 0
F2_Commercial_Restaurant_Existing_Water Heating_Natural Gas_Water Heater_E9 | F2 | Commercial | Restaurant | Existing | Water Heating | Natural Gas | Water Heater | E9 | RVT - Cost of Operation | 0 | 0 | 0 | 0 | 0 | 0 | 0 | 0 | 0 | 0 | 0 | 0 | 0 | 0 | 0 | 0 | 0 | 0 | 0 | 0 | 0 | 0 | 0 | 0 | 0 | 0 | 0
F2_Commercial_Restaurant_Existing_Water Heating_Natural Gas_Water Heater_E10 | F2 | Commercial | Restaurant | Existing | Water Heating | Natural Gas | Water Heater | E10 | RVT - Cost of Operation | 0 | 0 | 0 | 0 | 0 | 0 | 0 | 0 | 0 | 0 | 0 | 0 | 0 | 0 | 0 | 0 | 0 | 0 | 0 | 0 | 0 | 0 | 0 | 0 | 0 | 0 | 0
F3_Commercial_Restaurant_Existing_Water Heating_Natural Gas_Water Heater_E1 | F3 | Commercial | Restaurant | Existing | Water Heating | Natural Gas | Water Heater | E1 | System - kBTUs of Consumption | 71.7742 | 71.7742 | 71.7742 | 71.7742 | 71.7742 | 71.7742 | 71.7742 | 71.7742 | 71.7742 | 71.7742 | 71.7742 | 71.7742 | 71.7742 | 71.7742 | 71.7742 | 71.7742 | 71.7742 | 71.7742 | 71.7742 | 71.7742 | 71.7742 | 71.7742 | 71.7742 | 71.7742 | 71.7742 | 71.7742 | 71.7742
F3_Commercial_Restaurant_Existing_Water Heating_Natural Gas_Water Heater_E2 | F3 | Commercial | Restaurant | Existing | Water Heating | Natural Gas | Water Heater | E2 | System - kBTUs of Consumption | 65.793 | 65.793 | 65.793 | 65.793 | 65.793 | 65.793 | 65.793 | 65.793 | 65.793 | 65.793 | 65.793 | 65.793 | 65.793 | 65.793 | 65.793 | 65.793 | 65.793 | 65.793 | 65.793 | 65.793 | 65.793 | 65.793 | 65.793 | 65.793 | 65.793 | 65.793 | 65.793
F3_Commercial_Restaurant_Existing_Water Heating_Natural Gas_Water Heater_E3 | F3 | Commercial | Restaurant | Existing | Water Heating | Natural Gas | Water Heater | E3 | System - kBTUs of Consumption | 64.4503 | 64.4503 | 64.4503 | 64.4503 | 64.4503 | 64.4503 | 64.4503 | 64.4503 | 64.4503 | 64.4503 | 64.4503 | 64.4503 | 64.4503 | 64.4503 | 64.4503 | 64.4503 | 64.4503 | 64.4503 | 64.4503 | 64.4503 | 64.4503 | 64.4503 | 64.4503 | 64.4503 | 64.4503 | 64.4503 | 64.4503
F3_Commercial_Restaurant_Existing_Water Heating_Natural Gas_Water Heater_E4 | F3 | Commercial | Restaurant | Existing | Water Heating | Natural Gas | Water Heater | E4 | System - kBTUs of Consumption | 0 | 0 | 59.5862 | 59.5862 | 59.5862 | 59.5862 | 59.5862 | 59.5862 | 59.5862 | 59.5862 | 59.5862 | 59.5862 | 59.5862 | 59.5862 | 59.5862 | 59.5862 | 59.5862 | 59.5862 | 59.5862 | 59.5862 | 59.5862 | 59.5862 | 59.5862 | 59.5862 | 59.5862 | 59.5862 | 59.5862
F3_Commercial_Restaurant_Existing_Water Heating_Natural Gas_Water Heater_E5 | F3 | Commercial | Restaurant | Existing | Water Heating | Natural Gas | Water Heater | E5 | System - kBTUs of Consumption | 0 | 0 | 0 | 0 | 0 | 0 | 0 | 0 | 0 | 0 | 0 | 0 | 0 | 0 | 0 | 0 | 0 | 0 | 0 | 0 | 0 | 0 | 0 | 0 | 0 | 0 | 0
F3_Commercial_Restaurant_Existing_Water Heating_Natural Gas_Water Heater_E6 | F3 | Commercial | Restaurant | Existing | Water Heating | Natural Gas | Water Heater | E6 | System - kBTUs of Consumption | 0 | 0 | 0 | 0 | 0 | 0 | 0 | 0 | 0 | 0 | 0 | 0 | 0 | 0 | 0 | 0 | 0 | 0 | 0 | 0 | 0 | 0 | 0 | 0 | 0 | 0 | 0
F3_Commercial_Restaurant_Existing_Water Heating_Natural Gas_Water Heater_E7 | F3 | Commercial | Restaurant | Existing | Water Heating | Natural Gas | Water Heater | E7 | System - kBTUs of Consumption | 0 | 0 | 0 | 0 | 0 | 0 | 0 | 0 | 0 | 0 | 0 | 0 | 0 | 0 | 0 | 0 | 0 | 0 | 0 | 0 | 0 | 0 | 0 | 0 | 0 | 0 | 0
F3_Commercial_Restaurant_Existing_Water Heating_Natural Gas_Water Heater_E8 | F3 | Commercial | Restaurant | Existing | Water Heating | Natural Gas | Water Heater | E8 | System - kBTUs of Consumption | 0 | 0 | 0 | 0 | 0 | 0 | 0 | 0 | 0 | 0 | 0 | 0 | 0 | 0 | 0 | 0 | 0 | 0 | 0 | 0 | 0 | 0 | 0 | 0 | 0 | 0 | 0
F3_Commercial_Restaurant_Existing_Water Heating_Natural Gas_Water Heater_E9 | F3 | Commercial | Restaurant | Existing | Water Heating | Natural Gas | Water Heater | E9 | System - kBTUs of Consumption | 0 | 0 | 0 | 0 | 0 | 0 | 0 | 0 | 0 | 0 | 0 | 0 | 0 | 0 | 0 | 0 | 0 | 0 | 0 | 0 | 0 | 0 | 0 | 0 | 0 | 0 | 0
F3_Commercial_Restaurant_Existing_Water Heating_Natural Gas_Water Heater_E10 | F3 | Commercial | Restaurant | Existing | Water Heating | Natural Gas | Water Heater | E10 | System - kBTUs of Consumption | 0 | 0 | 0 | 0 | 0 | 0 | 0 | 0 | 0 | 0 | 0 | 0 | 0 | 0 | 0 | 0 | 0 | 0 | 0 | 0 | 0 | 0 | 0 | 0 | 0 | 0 | 0
F4_Commercial_Restaurant_Existing_Water Heating_Natural Gas_Water Heater_E1 | F4 | Commercial | Restaurant | Existing | Water Heating | Natural Gas | Water Heater | E1 | Utility - Cost of Equipment | 0.089263 | 0.089263 | 0.089263 | 0.089263 | 0.089263 | 0.089263 | 0.089263 | 0.089263 | 0.089263 | 0.089263 | 0.089263 | 0.089263 | 0.089263 | 0.089263 | 0.089263 | 0.089263 | 0.089263 | 0.089263 | 0.089263 | 0.089263 | 0.089263 | 0.089263 | 0.089263 | 0.089263 | 0.089263 | 0.089263 | 0.089263
F4_Commercial_Restaurant_Existing_Water Heating_Natural Gas_Water Heater_E2 | F4 | Commercial | Restaurant | Existing | Water Heating | Natural Gas | Water Heater | E2 | Utility - Cost of Equipment | 0.099999 | 0.099999 | 0.099999 | 0.099999 | 0.099999 | 0.099999 | 0.099999 | 0.099999 | 0.099999 | 0.099999 | 0.099999 | 0.099999 | 0.099999 | 0.099999 | 0.099999 | 0.099999 | 0.099999 | 0.099999 | 0.099999 | 0.099999 | 0.099999 | 0.099999 | 0.099999 | 0.099999 | 0.099999 | 0.099999 | 0.099999
F4_Commercial_Restaurant_Existing_Water Heating_Natural Gas_Water Heater_E3 | F4 | Commercial | Restaurant | Existing | Water Heating | Natural Gas | Water Heater | E3 | Utility - Cost of Equipment | 0.078884 | 0.078884 | 0.078884 | 0.078884 | 0.078884 | 0.078884 | 0.078884 | 0.078884 | 0.078884 | 0.078884 | 0.078884 | 0.078884 | 0.078884 | 0.078884 | 0.078884 | 0.078884 | 0.078884 | 0.078884 | 0.078884 | 0.078884 | 0.078884 | 0.078884 | 0.078884 | 0.078884 | 0.078884 | 0.078884 | 0.078884
F4_Commercial_Restaurant_Existing_Water Heating_Natural Gas_Water Heater_E4 | F4 | Commercial | Restaurant | Existing | Water Heating | Natural Gas | Water Heater | E4 | Utility - Cost of Equipment | 0 | 0 | 0.31884 | 0.31884 | 0.31884 | 0.31884 | 0.31884 | 0.31884 | 0.31884 | 0.31884 | 0.31884 | 0.31884 | 0.31884 | 0.31884 | 0.31884 | 0.31884 | 0.31884 | 0.31884 | 0.31884 | 0.31884 | 0.31884 | 0.31884 | 0.31884 | 0.31884 | 0.31884 | 0.31884 | 0.31884
F4_Commercial_Restaurant_Existing_Water Heating_Natural Gas_Water Heater_E5 | F4 | Commercial | Restaurant | Existing | Water Heating | Natural Gas | Water Heater | E5 | Utility - Cost of Equipment | 0 | 0 | 0 | 0 | 0 | 0 | 0 | 0 | 0 | 0 | 0 | 0 | 0 | 0 | 0 | 0 | 0 | 0 | 0 | 0 | 0 | 0 | 0 | 0 | 0 | 0 | 0
F4_Commercial_Restaurant_Existing_Water Heating_Natural Gas_Water Heater_E6 | F4 | Commercial | Restaurant | Existing | Water Heating | Natural Gas | Water Heater | E6 | Utility - Cost of Equipment | 0 | 0 | 0 | 0 | 0 | 0 | 0 | 0 | 0 | 0 | 0 | 0 | 0 | 0 | 0 | 0 | 0 | 0 | 0 | 0 | 0 | 0 | 0 | 0 | 0 | 0 | 0
F4_Commercial_Restaurant_Existing_Water Heating_Natural Gas_Water Heater_E7 | F4 | Commercial | Restaurant | Existing | Water Heating | Natural Gas | Water Heater | E7 | Utility - Cost of Equipment | 0 | 0 | 0 | 0 | 0 | 0 | 0 | 0 | 0 | 0 | 0 | 0 | 0 | 0 | 0 | 0 | 0 | 0 | 0 | 0 | 0 | 0 | 0 | 0 | 0 | 0 | 0
F4_Commercial_Restaurant_Existing_Water Heating_Natural Gas_Water Heater_E8 | F4 | Commercial | Restaurant | Existing | Water Heating | Natural Gas | Water Heater | E8 | Utility - Cost of Equipment | 0 | 0 | 0 | 0 | 0 | 0 | 0 | 0 | 0 | 0 | 0 | 0 | 0 | 0 | 0 | 0 | 0 | 0 | 0 | 0 | 0 | 0 | 0 | 0 | 0 | 0 | 0
F4_Commercial_Restaurant_Existing_Water Heating_Natural Gas_Water Heater_E9 | F4 | Commercial | Restaurant | Existing | Water Heating | Natural Gas | Water Heater | E9 | Utility - Cost of Equipment | 0 | 0 | 0 | 0 | 0 | 0 | 0 | 0 | 0 | 0 | 0 | 0 | 0 | 0 | 0 | 0 | 0 | 0 | 0 | 0 | 0 | 0 | 0 | 0 | 0 | 0 | 0
F4_Commercial_Restaurant_Existing_Water Heating_Natural Gas_Water Heater_E10 | F4 | Commercial | Restaurant | Existing | Water Heating | Natural Gas | Water Heater | E10 | Utility - Cost of Equipment | 0 | 0 | 0 | 0 | 0 | 0 | 0 | 0 | 0 | 0 | 0 | 0 | 0 | 0 | 0 | 0 | 0 | 0 | 0 | 0 | 0 | 0 | 0 | 0 | 0 | 0 | 0
F5_Commercial_Restaurant_Existing_Water Heating_Natural Gas_Water Heater_E1 | F5 | Commercial | Restaurant | Existing | Water Heating | Natural Gas | Water Heater | E1 | Utility - Cost of Operation | 0.98631 | 0.97207 | 0.95819 | 0.94474 | 0.94486 | 0.95382 | 0.96835 | 0.98595 | 1.0049 | 1.0244 | 1.0436 | 1.0606 | 1.0736 | 1.0791 | 1.0766 | 1.066 | 1.0482 | 1.025 | 0.99735 | 0.96456 | 0.92619 | 0.88204 | 0.84284 | 0.81747 | 0.80651 | 0.81046 | 0.81444
F5_Commercial_Restaurant_Existing_Water Heating_Natural Gas_Water Heater_E2 | F5 | Commercial | Restaurant | Existing | Water Heating | Natural Gas | Water Heater | E2 | Utility - Cost of Operation | 0.90412 | 0.89107 | 0.87834 | 0.86601 | 0.86613 | 0.87434 | 0.88765 | 0.90379 | 0.9212 | 0.93901 | 0.95663 | 0.97222 | 0.98412 | 0.98918 | 0.98684 | 0.97717 | 0.9609 | 0.9396 | 0.91424 | 0.88418 | 0.84901 | 0.80854 | 0.77261 | 0.74935 | 0.7393 | 0.74293 | 0.74657
F5_Commercial_Restaurant_Existing_Water Heating_Natural Gas_Water Heater_E3 | F5 | Commercial | Restaurant | Existing | Water Heating | Natural Gas | Water Heater | E3 | Utility - Cost of Operation | 0.88567 | 0.87288 | 0.86042 | 0.84834 | 0.84845 | 0.85649 | 0.86954 | 0.88534 | 0.9024 | 0.91985 | 0.93711 | 0.95238 | 0.96404 | 0.96899 | 0.9667 | 0.95723 | 0.94129 | 0.92042 | 0.89558 | 0.86613 | 0.83168 | 0.79204 | 0.75684 | 0.73406 | 0.72421 | 0.72776 | 0.73133
F5_Commercial_Restaurant_Existing_Water Heating_Natural Gas_Water Heater_E4 | F5 | Commercial | Restaurant | Existing | Water Heating | Natural Gas | Water Heater | E4 | Utility - Cost of Operation | 0 | 0 | 0.80284 | 0.79614 | 0.79898 | 0.80803 | 0.8207 | 0.83451 | 0.84745 | 0.85796 | 0.86574 | 0.87017 | 0.87091 | 0.86716 | 0.85983 | 0.84946 | 0.83639 | 0.82071 | 0.80195 | 0.77962 | 0.7534 | 0.72316 | 0.69637 | 0.67922 | 0.67211 | 0.67541 | 0.67872
F5_Commercial_Restaurant_Existing_Water Heating_Natural Gas_Water Heater_E5 | F5 | Commercial | Restaurant | Existing | Water Heating | Natural Gas | Water Heater | E5 | Utility - Cost of Operation | 0 | 0 | 0 | 0 | 0 | 0 | 0 | 0 | 0 | 0 | 0 | 0 | 0 | 0 | 0 | 0 | 0 | 0 | 0 | 0 | 0 | 0 | 0 | 0 | 0 | 0 | 0
F5_Commercial_Restaurant_Existing_Water Heating_Natural Gas_Water Heater_E6 | F5 | Commercial | Restaurant | Existing | Water Heating | Natural Gas | Water Heater | E6 | Utility - Cost of Operation | 0 | 0 | 0 | 0 | 0 | 0 | 0 | 0 | 0 | 0 | 0 | 0 | 0 | 0 | 0 | 0 | 0 | 0 | 0 | 0 | 0 | 0 | 0 | 0 | 0 | 0 | 0
F5_Commercial_Restaurant_Existing_Water Heating_Natural Gas_Water Heater_E7 | F5 | Commercial | Restaurant | Existing | Water Heating | Natural Gas | Water Heater | E7 | Utility - Cost of Operation | 0 | 0 | 0 | 0 | 0 | 0 | 0 | 0 | 0 | 0 | 0 | 0 | 0 | 0 | 0 | 0 | 0 | 0 | 0 | 0 | 0 | 0 | 0 | 0 | 0 | 0 | 0
F5_Commercial_Restaurant_Existing_Water Heating_Natural Gas_Water Heater_E8 | F5 | Commercial | Restaurant | Existing | Water Heating | Natural Gas | Water Heater | E8 | Utility - Cost of Operation | 0 | 0 | 0 | 0 | 0 | 0 | 0 | 0 | 0 | 0 | 0 | 0 | 0 | 0 | 0 | 0 | 0 | 0 | 0 | 0 | 0 | 0 | 0 | 0 | 0 | 0 | 0
F5_Commercial_Restaurant_Existing_Water Heating_Natural Gas_Water Heater_E9 | F5 | Commercial | Restaurant | Existing | Water Heating | Natural Gas | Water Heater | E9 | Utility - Cost of Operation | 0 | 0 | 0 | 0 | 0 | 0 | 0 | 0 | 0 | 0 | 0 | 0 | 0 | 0 | 0 | 0 | 0 | 0 | 0 | 0 | 0 | 0 | 0 | 0 | 0 | 0 | 0
F5_Commercial_Restaurant_Existing_Water Heating_Natural Gas_Water Heater_E10 | F5 | Commercial | Restaurant | Existing | Water Heating | Natural Gas | Water Heater | E10 | Utility - Cost of Operation | 0 | 0 | 0 | 0 | 0 | 0 | 0 | 0 | 0 | 0 | 0 | 0 | 0 | 0 | 0 | 0 | 0 | 0 | 0 | 0 | 0 | 0 | 0 | 0 | 0 | 0 | 0
F6_Commercial_Restaurant_Existing_Water Heating_Natural Gas_Water Heater_E1 | F6 | Commercial | Restaurant | Existing | Water Heating | Natural Gas | Water Heater | E1 | Utility - Value of Sales | 0 | 0 | 0 | 0 | 0 | 0 | 0 | 0 | 0 | 0 | 0 | 0 | 0 | 0 | 0 | 0 | 0 | 0 | 0 | 0 | 0 | 0 | 0 | 0 | 0 | 0 | 0
F6_Commercial_Restaurant_Existing_Water Heating_Natural Gas_Water Heater_E2 | F6 | Commercial | Restaurant | Existing | Water Heating | Natural Gas | Water Heater | E2 | Utility - Value of Sales | 0 | 0 | 0 | 0 | 0 | 0 | 0 | 0 | 0 | 0 | 0 | 0 | 0 | 0 | 0 | 0 | 0 | 0 | 0 | 0 | 0 | 0 | 0 | 0 | 0 | 0 | 0
F6_Commercial_Restaurant_Existing_Water Heating_Natural Gas_Water Heater_E3 | F6 | Commercial | Restaurant | Existing | Water Heating | Natural Gas | Water Heater | E3 | Utility - Value of Sales | 0 | 0 | 0 | 0 | 0 | 0 | 0 | 0 | 0 | 0 | 0 | 0 | 0 | 0 | 0 | 0 | 0 | 0 | 0 | 0 | 0 | 0 | 0 | 0 | 0 | 0 | 0
F6_Commercial_Restaurant_Existing_Water Heating_Natural Gas_Water Heater_E4 | F6 | Commercial | Restaurant | Existing | Water Heating | Natural Gas | Water Heater | E4 | Utility - Value of Sales | 0 | 0 | 0 | 0 | 0 | 0 | 0 | 0 | 0 | 0 | 0 | 0 | 0 | 0 | 0 | 0 | 0 | 0 | 0 | 0 | 0 | 0 | 0 | 0 | 0 | 0 | 0
F6_Commercial_Restaurant_Existing_Water Heating_Natural Gas_Water Heater_E5 | F6 | Commercial | Restaurant | Existing | Water Heating | Natural Gas | Water Heater | E5 | Utility - Value of Sales | 0 | 0 | 0 | 0 | 0 | 0 | 0 | 0 | 0 | 0 | 0 | 0 | 0 | 0 | 0 | 0 | 0 | 0 | 0 | 0 | 0 | 0 | 0 | 0 | 0 | 0 | 0
F6_Commercial_Restaurant_Existing_Water Heating_Natural Gas_Water Heater_E6 | F6 | Commercial | Restaurant | Existing | Water Heating | Natural Gas | Water Heater | E6 | Utility - Value of Sales | 0 | 0 | 0 | 0 | 0 | 0 | 0 | 0 | 0 | 0 | 0 | 0 | 0 | 0 | 0 | 0 | 0 | 0 | 0 | 0 | 0 | 0 | 0 | 0 | 0 | 0 | 0
F6_Commercial_Restaurant_Existing_Water Heating_Natural Gas_Water Heater_E7 | F6 | Commercial | Restaurant | Existing | Water Heating | Natural Gas | Water Heater | E7 | Utility - Value of Sales | 0 | 0 | 0 | 0 | 0 | 0 | 0 | 0 | 0 | 0 | 0 | 0 | 0 | 0 | 0 | 0 | 0 | 0 | 0 | 0 | 0 | 0 | 0 | 0 | 0 | 0 | 0
F6_Commercial_Restaurant_Existing_Water Heating_Natural Gas_Water Heater_E8 | F6 | Commercial | Restaurant | Existing | Water Heating | Natural Gas | Water Heater | E8 | Utility - Value of Sales | 0 | 0 | 0 | 0 | 0 | 0 | 0 | 0 | 0 | 0 | 0 | 0 | 0 | 0 | 0 | 0 | 0 | 0 | 0 | 0 | 0 | 0 | 0 | 0 | 0 | 0 | 0
F6_Commercial_Restaurant_Existing_Water Heating_Natural Gas_Water Heater_E9 | F6 | Commercial | Restaurant | Existing | Water Heating | Natural Gas | Water Heater | E9 | Utility - Value of Sales | 0 | 0 | 0 | 0 | 0 | 0 | 0 | 0 | 0 | 0 | 0 | 0 | 0 | 0 | 0 | 0 | 0 | 0 | 0 | 0 | 0 | 0 | 0 | 0 | 0 | 0 | 0
F6_Commercial_Restaurant_Existing_Water Heating_Natural Gas_Water Heater_E10 | F6 | Commercial | Restaurant | Existing | Water Heating | Natural Gas | Water Heater | E10 | Utility - Value of Sales | 0 | 0 | 0 | 0 | 0 | 0 | 0 | 0 | 0 | 0 | 0 | 0 | 0 | 0 | 0 | 0 | 0 | 0 | 0 | 0 | 0 | 0 | 0 | 0 | 0 | 0 | 0
F1_Commercial_Restaurant_Existing_Food Preparation_Natural Gas_Oven_E1 | F1 | Commercial | Restaurant | Existing | Food Preparation | Natural Gas | Oven | E1 | RVT - Cost of Equipment | 0.39487 | 0.39487 | 0.39487 | 0.39487 | 0.39487 | 0.39487 | 0.39487 | 0.39487 | 0.39487 | 0.39487 | 0.39487 | 0.39487 | 0.39487 | 0.39487 | 0.39487 | 0.39487 | 0.39487 | 0.39487 | 0.39487 | 0.39487 | 0.39487 | 0.39487 | 0.39487 | 0.39487 | 0.39487 | 0.39487 | 0.39487
F1_Commercial_Restaurant_Existing_Food Preparation_Natural Gas_Oven_E2 | F1 | Commercial | Restaurant | Existing | Food Preparation | Natural Gas | Oven | E2 | RVT - Cost of Equipment | 0.41597 | 0.41597 | 0.41597 | 0.41597 | 0.41597 | 0.41597 | 0.41597 | 0.41597 | 0.41597 | 0.41597 | 0.41597 | 0.41597 | 0.41597 | 0.41597 | 0.41597 | 0.41597 | 0.41597 | 0.41597 | 0.41597 | 0.41597 | 0.41597 | 0.41597 | 0.41597 | 0.41597 | 0.41597 | 0.41597 | 0.41597
F1_Commercial_Restaurant_Existing_Food Preparation_Natural Gas_Oven_E3 | F1 | Commercial | Restaurant | Existing | Food Preparation | Natural Gas | Oven | E3 | RVT - Cost of Equipment | 0 | 0 | 0 | 0 | 0 | 0 | 0 | 0 | 0 | 0 | 0 | 0 | 0 | 0 | 0 | 0 | 0 | 0 | 0 | 0 | 0 | 0 | 0 | 0 | 0 | 0 | 0
F1_Commercial_Restaurant_Existing_Food Preparation_Natural Gas_Oven_E4 | F1 | Commercial | Restaurant | Existing | Food Preparation | Natural Gas | Oven | E4 | RVT - Cost of Equipment | 0 | 0 | 0 | 0 | 0 | 0 | 0 | 0 | 0 | 0 | 0 | 0 | 0 | 0 | 0 | 0 | 0 | 0 | 0 | 0 | 0 | 0 | 0 | 0 | 0 | 0 | 0
F1_Commercial_Restaurant_Existing_Food Preparation_Natural Gas_Oven_E5 | F1 | Commercial | Restaurant | Existing | Food Preparation | Natural Gas | Oven | E5 | RVT - Cost of Equipment | 0 | 0 | 0 | 0 | 0 | 0 | 0 | 0 | 0 | 0 | 0 | 0 | 0 | 0 | 0 | 0 | 0 | 0 | 0 | 0 | 0 | 0 | 0 | 0 | 0 | 0 | 0
F1_Commercial_Restaurant_Existing_Food Preparation_Natural Gas_Oven_E6 | F1 | Commercial | Restaurant | Existing | Food Preparation | Natural Gas | Oven | E6 | RVT - Cost of Equipment | 0 | 0 | 0 | 0 | 0 | 0 | 0 | 0 | 0 | 0 | 0 | 0 | 0 | 0 | 0 | 0 | 0 | 0 | 0 | 0 | 0 | 0 | 0 | 0 | 0 | 0 | 0
F1_Commercial_Restaurant_Existing_Food Preparation_Natural Gas_Oven_E7 | F1 | Commercial | Restaurant | Existing | Food Preparation | Natural Gas | Oven | E7 | RVT - Cost of Equipment | 0 | 0 | 0 | 0 | 0 | 0 | 0 | 0 | 0 | 0 | 0 | 0 | 0 | 0 | 0 | 0 | 0 | 0 | 0 | 0 | 0 | 0 | 0 | 0 | 0 | 0 | 0
F1_Commercial_Restaurant_Existing_Food Preparation_Natural Gas_Oven_E8 | F1 | Commercial | Restaurant | Existing | Food Preparation | Natural Gas | Oven | E8 | RVT - Cost of Equipment | 0 | 0 | 0 | 0 | 0 | 0 | 0 | 0 | 0 | 0 | 0 | 0 | 0 | 0 | 0 | 0 | 0 | 0 | 0 | 0 | 0 | 0 | 0 | 0 | 0 | 0 | 0
F1_Commercial_Restaurant_Existing_Food Preparation_Natural Gas_Oven_E9 | F1 | Commercial | Restaurant | Existing | Food Preparation | Natural Gas | Oven | E9 | RVT - Cost of Equipment | 0 | 0 | 0 | 0 | 0 | 0 | 0 | 0 | 0 | 0 | 0 | 0 | 0 | 0 | 0 | 0 | 0 | 0 | 0 | 0 | 0 | 0 | 0 | 0 | 0 | 0 | 0
F1_Commercial_Restaurant_Existing_Food Preparation_Natural Gas_Oven_E10 | F1 | Commercial | Restaurant | Existing | Food Preparation | Natural Gas | Oven | E10 | RVT - Cost of Equipment | 0 | 0 | 0 | 0 | 0 | 0 | 0 | 0 | 0 | 0 | 0 | 0 | 0 | 0 | 0 | 0 | 0 | 0 | 0 | 0 | 0 | 0 | 0 | 0 | 0 | 0 | 0
F2_Commercial_Restaurant_Existing_Food Preparation_Natural Gas_Oven_E1 | F2 | Commercial | Restaurant | Existing | Food Preparation | Natural Gas | Oven | E1 | RVT - Cost of Operation | 0 | 0 | 0 | 0 | 0 | 0 | 0 | 0 | 0 | 0 | 0 | 0 | 0 | 0 | 0 | 0 | 0 | 0 | 0 | 0 | 0 | 0 | 0 | 0 | 0 | 0 | 0
F2_Commercial_Restaurant_Existing_Food Preparation_Natural Gas_Oven_E2 | F2 | Commercial | Restaurant | Existing | Food Preparation | Natural Gas | Oven | E2 | RVT - Cost of Operation | 0 | 0 | 0 | 0 | 0 | 0 | 0 | 0 | 0 | 0 | 0 | 0 | 0 | 0 | 0 | 0 | 0 | 0 | 0 | 0 | 0 | 0 | 0 | 0 | 0 | 0 | 0
F2_Commercial_Restaurant_Existing_Food Preparation_Natural Gas_Oven_E3 | F2 | Commercial | Restaurant | Existing | Food Preparation | Natural Gas | Oven | E3 | RVT - Cost of Operation | 0 | 0 | 0 | 0 | 0 | 0 | 0 | 0 | 0 | 0 | 0 | 0 | 0 | 0 | 0 | 0 | 0 | 0 | 0 | 0 | 0 | 0 | 0 | 0 | 0 | 0 | 0
F2_Commercial_Restaurant_Existing_Food Preparation_Natural Gas_Oven_E4 | F2 | Commercial | Restaurant | Existing | Food Preparation | Natural Gas | Oven | E4 | RVT - Cost of Operation | 0 | 0 | 0 | 0 | 0 | 0 | 0 | 0 | 0 | 0 | 0 | 0 | 0 | 0 | 0 | 0 | 0 | 0 | 0 | 0 | 0 | 0 | 0 | 0 | 0 | 0 | 0
F2_Commercial_Restaurant_Existing_Food Preparation_Natural Gas_Oven_E5 | F2 | Commercial | Restaurant | Existing | Food Preparation | Natural Gas | Oven | E5 | RVT - Cost of Operation | 0 | 0 | 0 | 0 | 0 | 0 | 0 | 0 | 0 | 0 | 0 | 0 | 0 | 0 | 0 | 0 | 0 | 0 | 0 | 0 | 0 | 0 | 0 | 0 | 0 | 0 | 0
F2_Commercial_Restaurant_Existing_Food Preparation_Natural Gas_Oven_E6 | F2 | Commercial | Restaurant | Existing | Food Preparation | Natural Gas | Oven | E6 | RVT - Cost of Operation | 0 | 0 | 0 | 0 | 0 | 0 | 0 | 0 | 0 | 0 | 0 | 0 | 0 | 0 | 0 | 0 | 0 | 0 | 0 | 0 | 0 | 0 | 0 | 0 | 0 | 0 | 0
F2_Commercial_Restaurant_Existing_Food Preparation_Natural Gas_Oven_E7 | F2 | Commercial | Restaurant | Existing | Food Preparation | Natural Gas | Oven | E7 | RVT - Cost of Operation | 0 | 0 | 0 | 0 | 0 | 0 | 0 | 0 | 0 | 0 | 0 | 0 | 0 | 0 | 0 | 0 | 0 | 0 | 0 | 0 | 0 | 0 | 0 | 0 | 0 | 0 | 0
F2_Commercial_Restaurant_Existing_Food Preparation_Natural Gas_Oven_E8 | F2 | Commercial | Restaurant | Existing | Food Preparation | Natural Gas | Oven | E8 | RVT - Cost of Operation | 0 | 0 | 0 | 0 | 0 | 0 | 0 | 0 | 0 | 0 | 0 | 0 | 0 | 0 | 0 | 0 | 0 | 0 | 0 | 0 | 0 | 0 | 0 | 0 | 0 | 0 | 0
F2_Commercial_Restaurant_Existing_Food Preparation_Natural Gas_Oven_E9 | F2 | Commercial | Restaurant | Existing | Food Preparation | Natural Gas | Oven | E9 | RVT - Cost of Operation | 0 | 0 | 0 | 0 | 0 | 0 | 0 | 0 | 0 | 0 | 0 | 0 | 0 | 0 | 0 | 0 | 0 | 0 | 0 | 0 | 0 | 0 | 0 | 0 | 0 | 0 | 0
F2_Commercial_Restaurant_Existing_Food Preparation_Natural Gas_Oven_E10 | F2 | Commercial | Restaurant | Existing | Food Preparation | Natural Gas | Oven | E10 | RVT - Cost of Operation | 0 | 0 | 0 | 0 | 0 | 0 | 0 | 0 | 0 | 0 | 0 | 0 | 0 | 0 | 0 | 0 | 0 | 0 | 0 | 0 | 0 | 0 | 0 | 0 | 0 | 0 | 0
F3_Commercial_Restaurant_Existing_Food Preparation_Natural Gas_Oven_E1 | F3 | Commercial | Restaurant | Existing | Food Preparation | Natural Gas | Oven | E1 | System - kBTUs of Consumption | 31.3863 | 31.3863 | 31.3863 | 31.3863 | 31.3863 | 31.3863 | 31.3863 | 31.3863 | 31.3863 | 31.3863 | 31.3863 | 31.3863 | 31.3863 | 31.3863 | 31.3863 | 31.3863 | 31.3863 | 31.3863 | 31.3863 | 31.3863 | 31.3863 | 31.3863 | 31.3863 | 31.3863 | 31.3863 | 31.3863 | 31.3863
F3_Commercial_Restaurant_Existing_Food Preparation_Natural Gas_Oven_E2 | F3 | Commercial | Restaurant | Existing | Food Preparation | Natural Gas | Oven | E2 | System - kBTUs of Consumption | 27.2701 | 27.2701 | 27.2701 | 27.2701 | 27.2701 | 27.2701 | 27.2701 | 27.2701 | 27.2701 | 27.2701 | 27.2701 | 27.2701 | 27.2701 | 27.2701 | 27.2701 | 27.2701 | 27.2701 | 27.2701 | 27.2701 | 27.2701 | 27.2701 | 27.2701 | 27.2701 | 27.2701 | 27.2701 | 27.2701 | 27.2701
F3_Commercial_Restaurant_Existing_Food Preparation_Natural Gas_Oven_E3 | F3 | Commercial | Restaurant | Existing | Food Preparation | Natural Gas | Oven | E3 | System - kBTUs of Consumption | 0 | 0 | 0 | 0 | 0 | 0 | 0 | 0 | 0 | 0 | 0 | 0 | 0 | 0 | 0 | 0 | 0 | 0 | 0 | 0 | 0 | 0 | 0 | 0 | 0 | 0 | 0
F3_Commercial_Restaurant_Existing_Food Preparation_Natural Gas_Oven_E4 | F3 | Commercial | Restaurant | Existing | Food Preparation | Natural Gas | Oven | E4 | System - kBTUs of Consumption | 0 | 0 | 0 | 0 | 0 | 0 | 0 | 0 | 0 | 0 | 0 | 0 | 0 | 0 | 0 | 0 | 0 | 0 | 0 | 0 | 0 | 0 | 0 | 0 | 0 | 0 | 0
F3_Commercial_Restaurant_Existing_Food Preparation_Natural Gas_Oven_E5 | F3 | Commercial | Restaurant | Existing | Food Preparation | Natural Gas | Oven | E5 | System - kBTUs of Consumption | 0 | 0 | 0 | 0 | 0 | 0 | 0 | 0 | 0 | 0 | 0 | 0 | 0 | 0 | 0 | 0 | 0 | 0 | 0 | 0 | 0 | 0 | 0 | 0 | 0 | 0 | 0
F3_Commercial_Restaurant_Existing_Food Preparation_Natural Gas_Oven_E6 | F3 | Commercial | Restaurant | Existing | Food Preparation | Natural Gas | Oven | E6 | System - kBTUs of Consumption | 0 | 0 | 0 | 0 | 0 | 0 | 0 | 0 | 0 | 0 | 0 | 0 | 0 | 0 | 0 | 0 | 0 | 0 | 0 | 0 | 0 | 0 | 0 | 0 | 0 | 0 | 0
F3_Commercial_Restaurant_Existing_Food Preparation_Natural Gas_Oven_E7 | F3 | Commercial | Restaurant | Existing | Food Preparation | Natural Gas | Oven | E7 | System - kBTUs of Consumption | 0 | 0 | 0 | 0 | 0 | 0 | 0 | 0 | 0 | 0 | 0 | 0 | 0 | 0 | 0 | 0 | 0 | 0 | 0 | 0 | 0 | 0 | 0 | 0 | 0 | 0 | 0
F3_Commercial_Restaurant_Existing_Food Preparation_Natural Gas_Oven_E8 | F3 | Commercial | Restaurant | Existing | Food Preparation | Natural Gas | Oven | E8 | System - kBTUs of Consumption | 0 | 0 | 0 | 0 | 0 | 0 | 0 | 0 | 0 | 0 | 0 | 0 | 0 | 0 | 0 | 0 | 0 | 0 | 0 | 0 | 0 | 0 | 0 | 0 | 0 | 0 | 0
F3_Commercial_Restaurant_Existing_Food Preparation_Natural Gas_Oven_E9 | F3 | Commercial | Restaurant | Existing | Food Preparation | Natural Gas | Oven | E9 | System - kBTUs of Consumption | 0 | 0 | 0 | 0 | 0 | 0 | 0 | 0 | 0 | 0 | 0 | 0 | 0 | 0 | 0 | 0 | 0 | 0 | 0 | 0 | 0 | 0 | 0 | 0 | 0 | 0 | 0
F3_Commercial_Restaurant_Existing_Food Preparation_Natural Gas_Oven_E10 | F3 | Commercial | Restaurant | Existing | Food Preparation | Natural Gas | Oven | E10 | System - kBTUs of Consumption | 0 | 0 | 0 | 0 | 0 | 0 | 0 | 0 | 0 | 0 | 0 | 0 | 0 | 0 | 0 | 0 | 0 | 0 | 0 | 0 | 0 | 0 | 0 | 0 | 0 | 0 | 0
F4_Commercial_Restaurant_Existing_Food Preparation_Natural Gas_Oven_E1 | F4 | Commercial | Restaurant | Existing | Food Preparation | Natural Gas | Oven | E1 | Utility - Cost of Equipment | 0.39487 | 0.39487 | 0.39487 | 0.39487 | 0.39487 | 0.39487 | 0.39487 | 0.39487 | 0.39487 | 0.39487 | 0.39487 | 0.39487 | 0.39487 | 0.39487 | 0.39487 | 0.39487 | 0.39487 | 0.39487 | 0.39487 | 0.39487 | 0.39487 | 0.39487 | 0.39487 | 0.39487 | 0.39487 | 0.39487 | 0.39487
F4_Commercial_Restaurant_Existing_Food Preparation_Natural Gas_Oven_E2 | F4 | Commercial | Restaurant | Existing | Food Preparation | Natural Gas | Oven | E2 | Utility - Cost of Equipment | 0.41597 | 0.41597 | 0.41597 | 0.41597 | 0.41597 | 0.41597 | 0.41597 | 0.41597 | 0.41597 | 0.41597 | 0.41597 | 0.41597 | 0.41597 | 0.41597 | 0.41597 | 0.41597 | 0.41597 | 0.41597 | 0.41597 | 0.41597 | 0.41597 | 0.41597 | 0.41597 | 0.41597 | 0.41597 | 0.41597 | 0.41597
F4_Commercial_Restaurant_Existing_Food Preparation_Natural Gas_Oven_E3 | F4 | Commercial | Restaurant | Existing | Food Preparation | Natural Gas | Oven | E3 | Utility - Cost of Equipment | 0 | 0 | 0 | 0 | 0 | 0 | 0 | 0 | 0 | 0 | 0 | 0 | 0 | 0 | 0 | 0 | 0 | 0 | 0 | 0 | 0 | 0 | 0 | 0 | 0 | 0 | 0
F4_Commercial_Restaurant_Existing_Food Preparation_Natural Gas_Oven_E4 | F4 | Commercial | Restaurant | Existing | Food Preparation | Natural Gas | Oven | E4 | Utility - Cost of Equipment | 0 | 0 | 0 | 0 | 0 | 0 | 0 | 0 | 0 | 0 | 0 | 0 | 0 | 0 | 0 | 0 | 0 | 0 | 0 | 0 | 0 | 0 | 0 | 0 | 0 | 0 | 0
F4_Commercial_Restaurant_Existing_Food Preparation_Natural Gas_Oven_E5 | F4 | Commercial | Restaurant | Existing | Food Preparation | Natural Gas | Oven | E5 | Utility - Cost of Equipment | 0 | 0 | 0 | 0 | 0 | 0 | 0 | 0 | 0 | 0 | 0 | 0 | 0 | 0 | 0 | 0 | 0 | 0 | 0 | 0 | 0 | 0 | 0 | 0 | 0 | 0 | 0
F4_Commercial_Restaurant_Existing_Food Preparation_Natural Gas_Oven_E6 | F4 | Commercial | Restaurant | Existing | Food Preparation | Natural Gas | Oven | E6 | Utility - Cost of Equipment | 0 | 0 | 0 | 0 | 0 | 0 | 0 | 0 | 0 | 0 | 0 | 0 | 0 | 0 | 0 | 0 | 0 | 0 | 0 | 0 | 0 | 0 | 0 | 0 | 0 | 0 | 0
F4_Commercial_Restaurant_Existing_Food Preparation_Natural Gas_Oven_E7 | F4 | Commercial | Restaurant | Existing | Food Preparation | Natural Gas | Oven | E7 | Utility - Cost of Equipment | 0 | 0 | 0 | 0 | 0 | 0 | 0 | 0 | 0 | 0 | 0 | 0 | 0 | 0 | 0 | 0 | 0 | 0 | 0 | 0 | 0 | 0 | 0 | 0 | 0 | 0 | 0
F4_Commercial_Restaurant_Existing_Food Preparation_Natural Gas_Oven_E8 | F4 | Commercial | Restaurant | Existing | Food Preparation | Natural Gas | Oven | E8 | Utility - Cost of Equipment | 0 | 0 | 0 | 0 | 0 | 0 | 0 | 0 | 0 | 0 | 0 | 0 | 0 | 0 | 0 | 0 | 0 | 0 | 0 | 0 | 0 | 0 | 0 | 0 | 0 | 0 | 0
F4_Commercial_Restaurant_Existing_Food Preparation_Natural Gas_Oven_E9 | F4 | Commercial | Restaurant | Existing | Food Preparation | Natural Gas | Oven | E9 | Utility - Cost of Equipment | 0 | 0 | 0 | 0 | 0 | 0 | 0 | 0 | 0 | 0 | 0 | 0 | 0 | 0 | 0 | 0 | 0 | 0 | 0 | 0 | 0 | 0 | 0 | 0 | 0 | 0 | 0
F4_Commercial_Restaurant_Existing_Food Preparation_Natural Gas_Oven_E10 | F4 | Commercial | Restaurant | Existing | Food Preparation | Natural Gas | Oven | E10 | Utility - Cost of Equipment | 0 | 0 | 0 | 0 | 0 | 0 | 0 | 0 | 0 | 0 | 0 | 0 | 0 | 0 | 0 | 0 | 0 | 0 | 0 | 0 | 0 | 0 | 0 | 0 | 0 | 0 | 0
F5_Commercial_Restaurant_Existing_Food Preparation_Natural Gas_Oven_E1 | F5 | Commercial | Restaurant | Existing | Food Preparation | Natural Gas | Oven | E1 | Utility - Cost of Operation | 0.43103 | 0.42648 | 0.42211 | 0.41794 | 0.41903 | 0.42354 | 0.43026 | 0.43822 | 0.44642 | 0.45385 | 0.45989 | 0.46369 | 0.46496 | 0.46329 | 0.45931 | 0.45348 | 0.44614 | 0.43736 | 0.42687 | 0.41441 | 0.39978 | 0.38293 | 0.36799 | 0.35839 | 0.35436 | 0.3561 | 0.35784
F5_Commercial_Restaurant_Existing_Food Preparation_Natural Gas_Oven_E2 | F5 | Commercial | Restaurant | Existing | Food Preparation | Natural Gas | Oven | E2 | Utility - Cost of Operation | 0.3745 | 0.37055 | 0.36675 | 0.36313 | 0.36407 | 0.36799 | 0.37384 | 0.38075 | 0.38787 | 0.39433 | 0.39958 | 0.40288 | 0.40398 | 0.40253 | 0.39908 | 0.394 | 0.38763 | 0.38001 | 0.37089 | 0.36006 | 0.34735 | 0.33271 | 0.31973 | 0.31139 | 0.30789 | 0.3094 | 0.31091
F5_Commercial_Restaurant_Existing_Food Preparation_Natural Gas_Oven_E3 | F5 | Commercial | Restaurant | Existing | Food Preparation | Natural Gas | Oven | E3 | Utility - Cost of Operation | 0 | 0 | 0 | 0 | 0 | 0 | 0 | 0 | 0 | 0 | 0 | 0 | 0 | 0 | 0 | 0 | 0 | 0 | 0 | 0 | 0 | 0 | 0 | 0 | 0 | 0 | 0
F5_Commercial_Restaurant_Existing_Food Preparation_Natural Gas_Oven_E4 | F5 | Commercial | Restaurant | Existing | Food Preparation | Natural Gas | Oven | E4 | Utility - Cost of Operation | 0 | 0 | 0 | 0 | 0 | 0 | 0 | 0 | 0 | 0 | 0 | 0 | 0 | 0 | 0 | 0 | 0 | 0 | 0 | 0 | 0 | 0 | 0 | 0 | 0 | 0 | 0
F5_Commercial_Restaurant_Existing_Food Preparation_Natural Gas_Oven_E5 | F5 | Commercial | Restaurant | Existing | Food Preparation | Natural Gas | Oven | E5 | Utility - Cost of Operation | 0 | 0 | 0 | 0 | 0 | 0 | 0 | 0 | 0 | 0 | 0 | 0 | 0 | 0 | 0 | 0 | 0 | 0 | 0 | 0 | 0 | 0 | 0 | 0 | 0 | 0 | 0
F5_Commercial_Restaurant_Existing_Food Preparation_Natural Gas_Oven_E6 | F5 | Commercial | Restaurant | Existing | Food Preparation | Natural Gas | Oven | E6 | Utility - Cost of Operation | 0 | 0 | 0 | 0 | 0 | 0 | 0 | 0 | 0 | 0 | 0 | 0 | 0 | 0 | 0 | 0 | 0 | 0 | 0 | 0 | 0 | 0 | 0 | 0 | 0 | 0 | 0
F5_Commercial_Restaurant_Existing_Food Preparation_Natural Gas_Oven_E7 | F5 | Commercial | Restaurant | Existing | Food Preparation | Natural Gas | Oven | E7 | Utility - Cost of Operation | 0 | 0 | 0 | 0 | 0 | 0 | 0 | 0 | 0 | 0 | 0 | 0 | 0 | 0 | 0 | 0 | 0 | 0 | 0 | 0 | 0 | 0 | 0 | 0 | 0 | 0 | 0
F5_Commercial_Restaurant_Existing_Food Preparation_Natural Gas_Oven_E8 | F5 | Commercial | Restaurant | Existing | Food Preparation | Natural Gas | Oven | E8 | Utility - Cost of Operation | 0 | 0 | 0 | 0 | 0 | 0 | 0 | 0 | 0 | 0 | 0 | 0 | 0 | 0 | 0 | 0 | 0 | 0 | 0 | 0 | 0 | 0 | 0 | 0 | 0 | 0 | 0
F5_Commercial_Restaurant_Existing_Food Preparation_Natural Gas_Oven_E9 | F5 | Commercial | Restaurant | Existing | Food Preparation | Natural Gas | Oven | E9 | Utility - Cost of Operation | 0 | 0 | 0 | 0 | 0 | 0 | 0 | 0 | 0 | 0 | 0 | 0 | 0 | 0 | 0 | 0 | 0 | 0 | 0 | 0 | 0 | 0 | 0 | 0 | 0 | 0 | 0
F5_Commercial_Restaurant_Existing_Food Preparation_Natural Gas_Oven_E10 | F5 | Commercial | Restaurant | Existing | Food Preparation | Natural Gas | Oven | E10 | Utility - Cost of Operation | 0 | 0 | 0 | 0 | 0 | 0 | 0 | 0 | 0 | 0 | 0 | 0 | 0 | 0 | 0 | 0 | 0 | 0 | 0 | 0 | 0 | 0 | 0 | 0 | 0 | 0 | 0
F6_Commercial_Restaurant_Existing_Food Preparation_Natural Gas_Oven_E1 | F6 | Commercial | Restaurant | Existing | Food Preparation | Natural Gas | Oven | E1 | Utility - Value of Sales | 0 | 0 | 0 | 0 | 0 | 0 | 0 | 0 | 0 | 0 | 0 | 0 | 0 | 0 | 0 | 0 | 0 | 0 | 0 | 0 | 0 | 0 | 0 | 0 | 0 | 0 | 0
F6_Commercial_Restaurant_Existing_Food Preparation_Natural Gas_Oven_E2 | F6 | Commercial | Restaurant | Existing | Food Preparation | Natural Gas | Oven | E2 | Utility - Value of Sales | 0 | 0 | 0 | 0 | 0 | 0 | 0 | 0 | 0 | 0 | 0 | 0 | 0 | 0 | 0 | 0 | 0 | 0 | 0 | 0 | 0 | 0 | 0 | 0 | 0 | 0 | 0
F6_Commercial_Restaurant_Existing_Food Preparation_Natural Gas_Oven_E3 | F6 | Commercial | Restaurant | Existing | Food Preparation | Natural Gas | Oven | E3 | Utility - Value of Sales | 0 | 0 | 0 | 0 | 0 | 0 | 0 | 0 | 0 | 0 | 0 | 0 | 0 | 0 | 0 | 0 | 0 | 0 | 0 | 0 | 0 | 0 | 0 | 0 | 0 | 0 | 0
F6_Commercial_Restaurant_Existing_Food Preparation_Natural Gas_Oven_E4 | F6 | Commercial | Restaurant | Existing | Food Preparation | Natural Gas | Oven | E4 | Utility - Value of Sales | 0 | 0 | 0 | 0 | 0 | 0 | 0 | 0 | 0 | 0 | 0 | 0 | 0 | 0 | 0 | 0 | 0 | 0 | 0 | 0 | 0 | 0 | 0 | 0 | 0 | 0 | 0
F6_Commercial_Restaurant_Existing_Food Preparation_Natural Gas_Oven_E5 | F6 | Commercial | Restaurant | Existing | Food Preparation | Natural Gas | Oven | E5 | Utility - Value of Sales | 0 | 0 | 0 | 0 | 0 | 0 | 0 | 0 | 0 | 0 | 0 | 0 | 0 | 0 | 0 | 0 | 0 | 0 | 0 | 0 | 0 | 0 | 0 | 0 | 0 | 0 | 0
F6_Commercial_Restaurant_Existing_Food Preparation_Natural Gas_Oven_E6 | F6 | Commercial | Restaurant | Existing | Food Preparation | Natural Gas | Oven | E6 | Utility - Value of Sales | 0 | 0 | 0 | 0 | 0 | 0 | 0 | 0 | 0 | 0 | 0 | 0 | 0 | 0 | 0 | 0 | 0 | 0 | 0 | 0 | 0 | 0 | 0 | 0 | 0 | 0 | 0
F6_Commercial_Restaurant_Existing_Food Preparation_Natural Gas_Oven_E7 | F6 | Commercial | Restaurant | Existing | Food Preparation | Natural Gas | Oven | E7 | Utility - Value of Sales | 0 | 0 | 0 | 0 | 0 | 0 | 0 | 0 | 0 | 0 | 0 | 0 | 0 | 0 | 0 | 0 | 0 | 0 | 0 | 0 | 0 | 0 | 0 | 0 | 0 | 0 | 0
F6_Commercial_Restaurant_Existing_Food Preparation_Natural Gas_Oven_E8 | F6 | Commercial | Restaurant | Existing | Food Preparation | Natural Gas | Oven | E8 | Utility - Value of Sales | 0 | 0 | 0 | 0 | 0 | 0 | 0 | 0 | 0 | 0 | 0 | 0 | 0 | 0 | 0 | 0 | 0 | 0 | 0 | 0 | 0 | 0 | 0 | 0 | 0 | 0 | 0
F6_Commercial_Restaurant_Existing_Food Preparation_Natural Gas_Oven_E9 | F6 | Commercial | Restaurant | Existing | Food Preparation | Natural Gas | Oven | E9 | Utility - Value of Sales | 0 | 0 | 0 | 0 | 0 | 0 | 0 | 0 | 0 | 0 | 0 | 0 | 0 | 0 | 0 | 0 | 0 | 0 | 0 | 0 | 0 | 0 | 0 | 0 | 0 | 0 | 0
F6_Commercial_Restaurant_Existing_Food Preparation_Natural Gas_Oven_E10 | F6 | Commercial | Restaurant | Existing | Food Preparation | Natural Gas | Oven | E10 | Utility - Value of Sales | 0 | 0 | 0 | 0 | 0 | 0 | 0 | 0 | 0 | 0 | 0 | 0 | 0 | 0 | 0 | 0 | 0 | 0 | 0 | 0 | 0 | 0 | 0 | 0 | 0 | 0 | 0
F1_Commercial_Restaurant_Existing_Food Preparation_Natural Gas_Conveyor Oven_E1 | F1 | Commercial | Restaurant | Existing | Food Preparation | Natural Gas | Conveyor Oven | E1 | RVT - Cost of Equipment | 0.22377 | 0.22377 | 0.22377 | 0.22377 | 0.22377 | 0.22377 | 0.22377 | 0.22377 | 0.22377 | 0.22377 | 0.22377 | 0.22377 | 0.22377 | 0.22377 | 0.22377 | 0.22377 | 0.22377 | 0.22377 | 0.22377 | 0.22377 | 0.22377 | 0.22377 | 0.22377 | 0.22377 | 0.22377 | 0.22377 | 0.22377
F1_Commercial_Restaurant_Existing_Food Preparation_Natural Gas_Conveyor Oven_E2 | F1 | Commercial | Restaurant | Existing | Food Preparation | Natural Gas | Conveyor Oven | E2 | RVT - Cost of Equipment | 0.27281 | 0.27281 | 0.27281 | 0.27281 | 0.27281 | 0.27281 | 0.27281 | 0.27281 | 0.27281 | 0.27281 | 0.27281 | 0.27281 | 0.27281 | 0.27281 | 0.27281 | 0.27281 | 0.27281 | 0.27281 | 0.27281 | 0.27281 | 0.27281 | 0.27281 | 0.27281 | 0.27281 | 0.27281 | 0.27281 | 0.27281
F1_Commercial_Restaurant_Existing_Food Preparation_Natural Gas_Conveyor Oven_E3 | F1 | Commercial | Restaurant | Existing | Food Preparation | Natural Gas | Conveyor Oven | E3 | RVT - Cost of Equipment | 0 | 0 | 0 | 0 | 0 | 0 | 0 | 0 | 0 | 0 | 0 | 0 | 0 | 0 | 0 | 0 | 0 | 0 | 0 | 0 | 0 | 0 | 0 | 0 | 0 | 0 | 0
F1_Commercial_Restaurant_Existing_Food Preparation_Natural Gas_Conveyor Oven_E4 | F1 | Commercial | Restaurant | Existing | Food Preparation | Natural Gas | Conveyor Oven | E4 | RVT - Cost of Equipment | 0 | 0 | 0 | 0 | 0 | 0 | 0 | 0 | 0 | 0 | 0 | 0 | 0 | 0 | 0 | 0 | 0 | 0 | 0 | 0 | 0 | 0 | 0 | 0 | 0 | 0 | 0
F1_Commercial_Restaurant_Existing_Food Preparation_Natural Gas_Conveyor Oven_E5 | F1 | Commercial | Restaurant | Existing | Food Preparation | Natural Gas | Conveyor Oven | E5 | RVT - Cost of Equipment | 0 | 0 | 0 | 0 | 0 | 0 | 0 | 0 | 0 | 0 | 0 | 0 | 0 | 0 | 0 | 0 | 0 | 0 | 0 | 0 | 0 | 0 | 0 | 0 | 0 | 0 | 0
F1_Commercial_Restaurant_Existing_Food Preparation_Natural Gas_Conveyor Oven_E6 | F1 | Commercial | Restaurant | Existing | Food Preparation | Natural Gas | Conveyor Oven | E6 | RVT - Cost of Equipment | 0 | 0 | 0 | 0 | 0 | 0 | 0 | 0 | 0 | 0 | 0 | 0 | 0 | 0 | 0 | 0 | 0 | 0 | 0 | 0 | 0 | 0 | 0 | 0 | 0 | 0 | 0
F1_Commercial_Restaurant_Existing_Food Preparation_Natural Gas_Conveyor Oven_E7 | F1 | Commercial | Restaurant | Existing | Food Preparation | Natural Gas | Conveyor Oven | E7 | RVT - Cost of Equipment | 0 | 0 | 0 | 0 | 0 | 0 | 0 | 0 | 0 | 0 | 0 | 0 | 0 | 0 | 0 | 0 | 0 | 0 | 0 | 0 | 0 | 0 | 0 | 0 | 0 | 0 | 0
F1_Commercial_Restaurant_Existing_Food Preparation_Natural Gas_Conveyor Oven_E8 | F1 | Commercial | Restaurant | Existing | Food Preparation | Natural Gas | Conveyor Oven | E8 | RVT - Cost of Equipment | 0 | 0 | 0 | 0 | 0 | 0 | 0 | 0 | 0 | 0 | 0 | 0 | 0 | 0 | 0 | 0 | 0 | 0 | 0 | 0 | 0 | 0 | 0 | 0 | 0 | 0 | 0
F1_Commercial_Restaurant_Existing_Food Preparation_Natural Gas_Conveyor Oven_E9 | F1 | Commercial | Restaurant | Existing | Food Preparation | Natural Gas | Conveyor Oven | E9 | RVT - Cost of Equipment | 0 | 0 | 0 | 0 | 0 | 0 | 0 | 0 | 0 | 0 | 0 | 0 | 0 | 0 | 0 | 0 | 0 | 0 | 0 | 0 | 0 | 0 | 0 | 0 | 0 | 0 | 0
F1_Commercial_Restaurant_Existing_Food Preparation_Natural Gas_Conveyor Oven_E10 | F1 | Commercial | Restaurant | Existing | Food Preparation | Natural Gas | Conveyor Oven | E10 | RVT - Cost of Equipment | 0 | 0 | 0 | 0 | 0 | 0 | 0 | 0 | 0 | 0 | 0 | 0 | 0 | 0 | 0 | 0 | 0 | 0 | 0 | 0 | 0 | 0 | 0 | 0 | 0 | 0 | 0
F2_Commercial_Restaurant_Existing_Food Preparation_Natural Gas_Conveyor Oven_E1 | F2 | Commercial | Restaurant | Existing | Food Preparation | Natural Gas | Conveyor Oven | E1 | RVT - Cost of Operation | 0 | 0 | 0 | 0 | 0 | 0 | 0 | 0 | 0 | 0 | 0 | 0 | 0 | 0 | 0 | 0 | 0 | 0 | 0 | 0 | 0 | 0 | 0 | 0 | 0 | 0 | 0
F2_Commercial_Restaurant_Existing_Food Preparation_Natural Gas_Conveyor Oven_E2 | F2 | Commercial | Restaurant | Existing | Food Preparation | Natural Gas | Conveyor Oven | E2 | RVT - Cost of Operation | 0 | 0 | 0 | 0 | 0 | 0 | 0 | 0 | 0 | 0 | 0 | 0 | 0 | 0 | 0 | 0 | 0 | 0 | 0 | 0 | 0 | 0 | 0 | 0 | 0 | 0 | 0
F2_Commercial_Restaurant_Existing_Food Preparation_Natural Gas_Conveyor Oven_E3 | F2 | Commercial | Restaurant | Existing | Food Preparation | Natural Gas | Conveyor Oven | E3 | RVT - Cost of Operation | 0 | 0 | 0 | 0 | 0 | 0 | 0 | 0 | 0 | 0 | 0 | 0 | 0 | 0 | 0 | 0 | 0 | 0 | 0 | 0 | 0 | 0 | 0 | 0 | 0 | 0 | 0
F2_Commercial_Restaurant_Existing_Food Preparation_Natural Gas_Conveyor Oven_E4 | F2 | Commercial | Restaurant | Existing | Food Preparation | Natural Gas | Conveyor Oven | E4 | RVT - Cost of Operation | 0 | 0 | 0 | 0 | 0 | 0 | 0 | 0 | 0 | 0 | 0 | 0 | 0 | 0 | 0 | 0 | 0 | 0 | 0 | 0 | 0 | 0 | 0 | 0 | 0 | 0 | 0
F2_Commercial_Restaurant_Existing_Food Preparation_Natural Gas_Conveyor Oven_E5 | F2 | Commercial | Restaurant | Existing | Food Preparation | Natural Gas | Conveyor Oven | E5 | RVT - Cost of Operation | 0 | 0 | 0 | 0 | 0 | 0 | 0 | 0 | 0 | 0 | 0 | 0 | 0 | 0 | 0 | 0 | 0 | 0 | 0 | 0 | 0 | 0 | 0 | 0 | 0 | 0 | 0
F2_Commercial_Restaurant_Existing_Food Preparation_Natural Gas_Conveyor Oven_E6 | F2 | Commercial | Restaurant | Existing | Food Preparation | Natural Gas | Conveyor Oven | E6 | RVT - Cost of Operation | 0 | 0 | 0 | 0 | 0 | 0 | 0 | 0 | 0 | 0 | 0 | 0 | 0 | 0 | 0 | 0 | 0 | 0 | 0 | 0 | 0 | 0 | 0 | 0 | 0 | 0 | 0
F2_Commercial_Restaurant_Existing_Food Preparation_Natural Gas_Conveyor Oven_E7 | F2 | Commercial | Restaurant | Existing | Food Preparation | Natural Gas | Conveyor Oven | E7 | RVT - Cost of Operation | 0 | 0 | 0 | 0 | 0 | 0 | 0 | 0 | 0 | 0 | 0 | 0 | 0 | 0 | 0 | 0 | 0 | 0 | 0 | 0 | 0 | 0 | 0 | 0 | 0 | 0 | 0
F2_Commercial_Restaurant_Existing_Food Preparation_Natural Gas_Conveyor Oven_E8 | F2 | Commercial | Restaurant | Existing | Food Preparation | Natural Gas | Conveyor Oven | E8 | RVT - Cost of Operation | 0 | 0 | 0 | 0 | 0 | 0 | 0 | 0 | 0 | 0 | 0 | 0 | 0 | 0 | 0 | 0 | 0 | 0 | 0 | 0 | 0 | 0 | 0 | 0 | 0 | 0 | 0
F2_Commercial_Restaurant_Existing_Food Preparation_Natural Gas_Conveyor Oven_E9 | F2 | Commercial | Restaurant | Existing | Food Preparation | Natural Gas | Conveyor Oven | E9 | RVT - Cost of Operation | 0 | 0 | 0 | 0 | 0 | 0 | 0 | 0 | 0 | 0 | 0 | 0 | 0 | 0 | 0 | 0 | 0 | 0 | 0 | 0 | 0 | 0 | 0 | 0 | 0 | 0 | 0
F2_Commercial_Restaurant_Existing_Food Preparation_Natural Gas_Conveyor Oven_E10 | F2 | Commercial | Restaurant | Existing | Food Preparation | Natural Gas | Conveyor Oven | E10 | RVT - Cost of Operation | 0 | 0 | 0 | 0 | 0 | 0 | 0 | 0 | 0 | 0 | 0 | 0 | 0 | 0 | 0 | 0 | 0 | 0 | 0 | 0 | 0 | 0 | 0 | 0 | 0 | 0 | 0
F3_Commercial_Restaurant_Existing_Food Preparation_Natural Gas_Conveyor Oven_E1 | F3 | Commercial | Restaurant | Existing | Food Preparation | Natural Gas | Conveyor Oven | E1 | System - kBTUs of Consumption | 57.3254 | 57.3254 | 57.3254 | 57.3254 | 57.3254 | 57.3254 | 57.3254 | 57.3254 | 57.3254 | 57.3254 | 57.3254 | 57.3254 | 57.3254 | 57.3254 | 57.3254 | 57.3254 | 57.3254 | 57.3254 | 57.3254 | 57.3254 | 57.3254 | 57.3254 | 57.3254 | 57.3254 | 57.3254 | 57.3254 | 57.3254
F3_Commercial_Restaurant_Existing_Food Preparation_Natural Gas_Conveyor Oven_E2 | F3 | Commercial | Restaurant | Existing | Food Preparation | Natural Gas | Conveyor Oven | E2 | System - kBTUs of Consumption | 43.5762 | 43.5762 | 43.5762 | 43.5762 | 43.5762 | 43.5762 | 43.5762 | 43.5762 | 43.5762 | 43.5762 | 43.5762 | 43.5762 | 43.5762 | 43.5762 | 43.5762 | 43.5762 | 43.5762 | 43.5762 | 43.5762 | 43.5762 | 43.5762 | 43.5762 | 43.5762 | 43.5762 | 43.5762 | 43.5762 | 43.5762
F3_Commercial_Restaurant_Existing_Food Preparation_Natural Gas_Conveyor Oven_E3 | F3 | Commercial | Restaurant | Existing | Food Preparation | Natural Gas | Conveyor Oven | E3 | System - kBTUs of Consumption | 0 | 0 | 0 | 0 | 0 | 0 | 0 | 0 | 0 | 0 | 0 | 0 | 0 | 0 | 0 | 0 | 0 | 0 | 0 | 0 | 0 | 0 | 0 | 0 | 0 | 0 | 0
F3_Commercial_Restaurant_Existing_Food Preparation_Natural Gas_Conveyor Oven_E4 | F3 | Commercial | Restaurant | Existing | Food Preparation | Natural Gas | Conveyor Oven | E4 | System - kBTUs of Consumption | 0 | 0 | 0 | 0 | 0 | 0 | 0 | 0 | 0 | 0 | 0 | 0 | 0 | 0 | 0 | 0 | 0 | 0 | 0 | 0 | 0 | 0 | 0 | 0 | 0 | 0 | 0
F3_Commercial_Restaurant_Existing_Food Preparation_Natural Gas_Conveyor Oven_E5 | F3 | Commercial | Restaurant | Existing | Food Preparation | Natural Gas | Conveyor Oven | E5 | System - kBTUs of Consumption | 0 | 0 | 0 | 0 | 0 | 0 | 0 | 0 | 0 | 0 | 0 | 0 | 0 | 0 | 0 | 0 | 0 | 0 | 0 | 0 | 0 | 0 | 0 | 0 | 0 | 0 | 0
F3_Commercial_Restaurant_Existing_Food Preparation_Natural Gas_Conveyor Oven_E6 | F3 | Commercial | Restaurant | Existing | Food Preparation | Natural Gas | Conveyor Oven | E6 | System - kBTUs of Consumption | 0 | 0 | 0 | 0 | 0 | 0 | 0 | 0 | 0 | 0 | 0 | 0 | 0 | 0 | 0 | 0 | 0 | 0 | 0 | 0 | 0 | 0 | 0 | 0 | 0 | 0 | 0
F3_Commercial_Restaurant_Existing_Food Preparation_Natural Gas_Conveyor Oven_E7 | F3 | Commercial | Restaurant | Existing | Food Preparation | Natural Gas | Conveyor Oven | E7 | System - kBTUs of Consumption | 0 | 0 | 0 | 0 | 0 | 0 | 0 | 0 | 0 | 0 | 0 | 0 | 0 | 0 | 0 | 0 | 0 | 0 | 0 | 0 | 0 | 0 | 0 | 0 | 0 | 0 | 0
F3_Commercial_Restaurant_Existing_Food Preparation_Natural Gas_Conveyor Oven_E8 | F3 | Commercial | Restaurant | Existing | Food Preparation | Natural Gas | Conveyor Oven | E8 | System - kBTUs of Consumption | 0 | 0 | 0 | 0 | 0 | 0 | 0 | 0 | 0 | 0 | 0 | 0 | 0 | 0 | 0 | 0 | 0 | 0 | 0 | 0 | 0 | 0 | 0 | 0 | 0 | 0 | 0
F3_Commercial_Restaurant_Existing_Food Preparation_Natural Gas_Conveyor Oven_E9 | F3 | Commercial | Restaurant | Existing | Food Preparation | Natural Gas | Conveyor Oven | E9 | System - kBTUs of Consumption | 0 | 0 | 0 | 0 | 0 | 0 | 0 | 0 | 0 | 0 | 0 | 0 | 0 | 0 | 0 | 0 | 0 | 0 | 0 | 0 | 0 | 0 | 0 | 0 | 0 | 0 | 0
F3_Commercial_Restaurant_Existing_Food Preparation_Natural Gas_Conveyor Oven_E10 | F3 | Commercial | Restaurant | Existing | Food Preparation | Natural Gas | Conveyor Oven | E10 | System - kBTUs of Consumption | 0 | 0 | 0 | 0 | 0 | 0 | 0 | 0 | 0 | 0 | 0 | 0 | 0 | 0 | 0 | 0 | 0 | 0 | 0 | 0 | 0 | 0 | 0 | 0 | 0 | 0 | 0
F4_Commercial_Restaurant_Existing_Food Preparation_Natural Gas_Conveyor Oven_E1 | F4 | Commercial | Restaurant | Existing | Food Preparation | Natural Gas | Conveyor Oven | E1 | Utility - Cost of Equipment | 0.22377 | 0.22377 | 0.22377 | 0.22377 | 0.22377 | 0.22377 | 0.22377 | 0.22377 | 0.22377 | 0.22377 | 0.22377 | 0.22377 | 0.22377 | 0.22377 | 0.22377 | 0.22377 | 0.22377 | 0.22377 | 0.22377 | 0.22377 | 0.22377 | 0.22377 | 0.22377 | 0.22377 | 0.22377 | 0.22377 | 0.22377
F4_Commercial_Restaurant_Existing_Food Preparation_Natural Gas_Conveyor Oven_E2 | F4 | Commercial | Restaurant | Existing | Food Preparation | Natural Gas | Conveyor Oven | E2 | Utility - Cost of Equipment | 0.27281 | 0.27281 | 0.27281 | 0.27281 | 0.27281 | 0.27281 | 0.27281 | 0.27281 | 0.27281 | 0.27281 | 0.27281 | 0.27281 | 0.27281 | 0.27281 | 0.27281 | 0.27281 | 0.27281 | 0.27281 | 0.27281 | 0.27281 | 0.27281 | 0.27281 | 0.27281 | 0.27281 | 0.27281 | 0.27281 | 0.27281
F4_Commercial_Restaurant_Existing_Food Preparation_Natural Gas_Conveyor Oven_E3 | F4 | Commercial | Restaurant | Existing | Food Preparation | Natural Gas | Conveyor Oven | E3 | Utility - Cost of Equipment | 0 | 0 | 0 | 0 | 0 | 0 | 0 | 0 | 0 | 0 | 0 | 0 | 0 | 0 | 0 | 0 | 0 | 0 | 0 | 0 | 0 | 0 | 0 | 0 | 0 | 0 | 0
F4_Commercial_Restaurant_Existing_Food Preparation_Natural Gas_Conveyor Oven_E4 | F4 | Commercial | Restaurant | Existing | Food Preparation | Natural Gas | Conveyor Oven | E4 | Utility - Cost of Equipment | 0 | 0 | 0 | 0 | 0 | 0 | 0 | 0 | 0 | 0 | 0 | 0 | 0 | 0 | 0 | 0 | 0 | 0 | 0 | 0 | 0 | 0 | 0 | 0 | 0 | 0 | 0
F4_Commercial_Restaurant_Existing_Food Preparation_Natural Gas_Conveyor Oven_E5 | F4 | Commercial | Restaurant | Existing | Food Preparation | Natural Gas | Conveyor Oven | E5 | Utility - Cost of Equipment | 0 | 0 | 0 | 0 | 0 | 0 | 0 | 0 | 0 | 0 | 0 | 0 | 0 | 0 | 0 | 0 | 0 | 0 | 0 | 0 | 0 | 0 | 0 | 0 | 0 | 0 | 0
F4_Commercial_Restaurant_Existing_Food Preparation_Natural Gas_Conveyor Oven_E6 | F4 | Commercial | Restaurant | Existing | Food Preparation | Natural Gas | Conveyor Oven | E6 | Utility - Cost of Equipment | 0 | 0 | 0 | 0 | 0 | 0 | 0 | 0 | 0 | 0 | 0 | 0 | 0 | 0 | 0 | 0 | 0 | 0 | 0 | 0 | 0 | 0 | 0 | 0 | 0 | 0 | 0
F4_Commercial_Restaurant_Existing_Food Preparation_Natural Gas_Conveyor Oven_E7 | F4 | Commercial | Restaurant | Existing | Food Preparation | Natural Gas | Conveyor Oven | E7 | Utility - Cost of Equipment | 0 | 0 | 0 | 0 | 0 | 0 | 0 | 0 | 0 | 0 | 0 | 0 | 0 | 0 | 0 | 0 | 0 | 0 | 0 | 0 | 0 | 0 | 0 | 0 | 0 | 0 | 0
F4_Commercial_Restaurant_Existing_Food Preparation_Natural Gas_Conveyor Oven_E8 | F4 | Commercial | Restaurant | Existing | Food Preparation | Natural Gas | Conveyor Oven | E8 | Utility - Cost of Equipment | 0 | 0 | 0 | 0 | 0 | 0 | 0 | 0 | 0 | 0 | 0 | 0 | 0 | 0 | 0 | 0 | 0 | 0 | 0 | 0 | 0 | 0 | 0 | 0 | 0 | 0 | 0