## Chart Data
| 2006 | 2007 | 2008 | 2009 | 2010 | 2011 | 2012 | 2013 | 2014 | 2015 | 2016 | 2017
MWh / Residential Customer | 11.6426 | 11.7369 | 11.7971 | 11.7844 | 11.2016 | 11.5411 | 11.1701 | 11.2027 | 10.8383 | 10.4701 | 10.4041 | 10.8886
MWh / Commercial Customer | 78.8259 | 78.6078 | 78.298 | 78.6809 | 75.3428 | 75.5792 | 74.279 | 72.6315 | 71.0155 | 70.2537 | 65.073 | 67.4861
MWh per capita | 9.2505 | 9.3397 | 9.3308 | 9.2766 | 8.8567 | 9.0307 | 8.8227 | 8.8173 | 8.6362 | 8.4787 | 8.2899 | 8.4126
| 2006 | 2007 | 2008 | 2009 | 2010 | 2011 | 2012 | 2013 | 2014 | 2015 | 2016 | 2017
Ratio of Annual CO2 : 1990 CO2 | 169.4% | 175% | 157.9% | 175.1% | 177.2% | 147.7% | 144.9% | 167.7% | 157.9% | 171.6% | 161.1% | 161.5%
Annual Emissions (see other file)
| 2006 | 2007 | 2008 | 2009 | 2010 | 2011 | 2012 | 2013 | 2014 | 2015 | 2016 | 2017
Annual Emissions CO2 from Unknown Generation | 3101015.7506 | 3136942.2095 | 2787286.6951 | 2465915.3736 | 1897917.2298 | 3064415.2106 | 3489259.0462 | 3326881.343 | 3138202.3359 | 2128792.9073 | 1537602.0516 | 1188668.7804
Annual MWh delivered from Unknown Generation | 6117349.17 | 5220403 | 5441422.04 | 4408167.498 | 3185182.912 | 6774737.672 | 7727006.425 | 5877232.977 | 6189748.197 | 3964232.602 | 4166128.753 | 2534322.918
% Load Served by Unknown Generation | 27.08% | 22.5% | 23.08% | 18.8% | 14.1% | 29.65% | 34.47% | 25.77% | 27.78% | 17.99% | 18.42% | 12.13%
| 2006 | 2007 | 2008 | 2009 | 2010 | 2011 | 2012 | 2013 | 2014 | 2015 | 2016 | 2017
Population Served | 2267102.1722 | 2307477.0405 | 2340765.626 | 2360347.5865 | 2374059.1948 | 2384581.4775 | 2396763.2061 | 2383976.0039 | 2393758.2634 | 2418978.8519 | 2466653.4993 | 2524399.6958
1990
1990 Residential Customers Served | 732291 | (from 1990 10k)
1990 Population Served | 1824620.6261

## 2017 Summary
Summary Energy and Emissions Intensity Report
| Utility : | Puget Sound Energy |  |  |  |  | Persons per household factor 2017 =
Reporting for year : |  | 2017 | MWh per Capita |  |  |  | 2.5144
Population Served : |  | 2524399.6958 | 8.4126
Energy Intensity Metrics
[5 empty] | Customer | MWh per
|  |  | MWh at Meter | MWh Proportion | Count | Customer
Residential Customers |  |  | 10931999 | 51.48% | 1003984 | 10.8886
Commercial Customers |  |  | 9089842 | 42.8% | 134692 | 67.4861
Industrial Customers |  |  | 1214818 | 5.72%
| Total Load Served |  | 21236659
Emissions Intensity Metrics
|  |  |  | Percent of | Short
|  |  | Busbar MWh | Total Load | Tons CO2
Known Resources Serving WA |  |  | 18364274.908 | 87.87% | 10029376.275
Unknown Resources Serving WA |  |  | 2534322.918 | 12.13% | 1188668.7804 | % of 1990 CO2
|  |  |  | Total Short Tons (CO2): | 11218045.0554 | 161.5%
[5 empty] | 1990 Short Tons CO2 | 6946064
See UTC Docket UE-131723, General Order R-581, Page 7, Paragraph 19.
1990
Short Tons CO2
[5 empty] | Avista | 1131957
[5 empty] | Pacific Power | 2399078
[5 empty] | Puget Sound Energy | 6946064
|  |  |  | Notes: | Insert Blue Blanks with actual numbers (no links or calculations)
MWh at Meter - Source 10k
Busbar MWh - Calculated

## 2017 Known
PSE-Owned & Firm Resources Serving WA Customers
Resource | WA MWh | lbs CO2/MWh | Short | Type | Fuel
Tons CO2
PSE-Owned Generation (NERC Generating Availability Data System - GADS)
Lower Baker | 313112.18 | 0 | 0 | PSE-Owned | Hydro
Snoqualmie Falls #1 | 60898.3 | 0 | 0 | PSE-Owned | Hydro
Snoqualmie Falls #2 | 135067 | 0 | 0 | PSE-Owned | Hydro
Upper Baker | 355743.79 | 0 | 0 | PSE-Owned | Hydro
Colstrip 1 & 2 | 1908332 | 2441.8002 | 2195144.1647 | PSE-Owned | Coal
Colstrip 3 & 4 | 2555373 | 2228.0063 | 2712567.6529 | PSE-Owned | Coal
Crystal Mountain | 395.71 | 1858.942 | 367.801 | PSE-Owned | Diesel
Encogen 1 | 69341.5567 | 1046.0304 | 36266.6882 | PSE-Owned | Gas
Encogen 2 | 66479.6667 | 1056.8942 | 35130.9885 | PSE-Owned | Gas
Encogen 3 | 69377.6667 | 1063.9328 | 36906.588 | PSE-Owned | Gas
Ferndale 1 | 383067.5 | 1005.3154 | 192551.8372 | PSE-Owned | Gas
Ferndale 2 | 381872.5 | 1015.2165 | 193841.6368 | PSE-Owned | Gas
Frederickson 1 | 18492.38 | 2369.6569 | 21910.2982 | PSE-Owned | Gas
Frederickson 2 | 11359.81 | 4743.6429 | 26943.4413 | PSE-Owned | Gas
Fredonia 1 | 44480.2 | 1892.6195 | 42092.0469 | PSE-Owned | Gas
Fredonia 2 | 45383.9 | 1926.9863 | 43727.076 | PSE-Owned | Gas
Fredonia 3 | 16507.7 | 1244.4855 | 10271.7966 | PSE-Owned | Gas
Fredonia 4 | 17879.9 | 1215.8677 | 10869.7965 | PSE-Owned | Gas
Frederickson Unit 1 | 464326.828 | 833.284 | 193458.0662 | PSE-Owned | Gas
Goldendale | 1119821 | 816.339 | 457076.7509 | PSE-Owned | Gas
Mint Farm | 915875.4 | 856.7132 | 392321.272 | PSE-Owned | Gas
Sumas | 266588.1 | 1036.5703 | 138168.6549 | PSE-Owned | Gas
Whitehorn 2 | 7642.7 | 3936.5107 | 15042.7852 | PSE-Owned | Gas
Whitehorn 3 | 25400.9 | 4661.18 | 59199.084 | PSE-Owned | Gas
Hopkins Ridge (W184) | 345425.184 | 0 | 0 | PSE-Owned | Wind
Lower Snake River | 716381.078 | 0 | 0 | PSE-Owned | Wind
Wild Horse (W183) | 612984.089 | 0 | 0 | PSE-Owned | Wind
Firm Deliveries (EA Database)
3 Bar G Wind Turbine #3 LLC | 25.267 | 0 | 0 | Firm Unit-Specific | Wind
BC Hydro (Point Roberts) | 21209.738 | 1004 | 10647.2885 | Firm-Unknown | Hydro
Bio Energy Washington (BEW) | 4.552 | 0 | 0 | Firm Unit-Specific | Biogas
Black Creek Hydro Inc | 11718.129 | 0 | 0 | Firm Unit-Specific | Hydro
Blocks Dairy Farm | 1.318 | 0 | 0 | Firm Unit-Specific | Biogas
BPA | 7000 | 1004 | 3514 | Firm-Unknown | System
BPA Firm - WNP#3 Exchange | 241574 | 1004 | 121270.148 | Firm-Unknown | System
CC Solar 1 and CC Solar 2 | 29.26 | 0 | 0 | Firm Unit-Specific | Solar
Chelan PUD - RI & RR | 2315054 | 0 | 0 | Firm Unit-Specific | Hydro
Chelan PUD - Rock Island Syst #2 | -39402 | 0 | 0 | Firm Unit-Specific | Hydro
Chelan PUD - Rocky Reach | -81794 | 0 | 0 | Firm Unit-Specific | Hydro
Douglas PUD - Wells Project | 1111775 | 0 | 0 | Firm Unit-Specific | Hydro
Edaleen Dairy LLC | 4820.695 | 0 | 0 | Firm Unit-Specific | Biogas
Farm Power Lynden LLC | 4647.774 | 0 | 0 | Firm Unit-Specific | Biogas
Farm Power Rexville LLC | 5378.709 | 0 | 0 | Firm Unit-Specific | Biogas
Grant PUD - Priest Rapids Project | 49501 | 0 | 0 | Firm Unit-Specific | Hydro
Island Community Solar LLC | 61.43 | 0 | 0 | Firm Unit-Specific | Solar
Klondike Wind Power III | 110067 | 0 | 0 | Firm Unit-Specific | Wind
Knudsen Wind Turbine #1 | 92.219 | 0 | 0 | Firm Unit-Specific | Wind
Rainier Bio Gas | 4857.925 | 0 | 0 | Firm Unit-Specific | Biogas
Skookumchuck Hydro | 6319.209 | 0 | 0 | Firm Unit-Specific | Hydro
Smith Creek Hydro | 126.348 | 0 | 0 | Firm Unit-Specific | Hydro
Swauk Wind | 9505.467 | 0 | 0 | Firm Unit-Specific | Wind
Transalta Centralia Generation LLC | 2070958 | 2365.2641 | 2449181.3466 | Firm Unit-Specific | Coal
Transalta Centralia Generation LLC - Bookout Source Other Adjustment | 1256783 | 1004 | 630905.066 | Firm-Unknown | System
Van Dyk - S Holsteins | 2344.838 | 0 | 0 | Firm Unit-Specific | Biogas
VanderHaak Dairy Digester | 2323.34 | 0 | 0 | Firm Unit-Specific | Biogas
Electron Hydro, LLC | 128751.664 | 0 | 0 | Firm Unit-Specific | Hydro
Emerald City Renewables | 36228.804 | 0 | 0 | Firm Unit-Specific | Biogas
Ikea Solar | 81.851 | 0 | 0 | Firm Unit-Specific | Solar
Koma Kulshan Associates | 42816.693 | 0 | 0 | Firm Unit-Specific | Hydro
Lake Washington -- Finn Hill | 309.72 | 0 | 0 | Firm Unit-Specific | Biogas
Nooksack | 21012.013 | 0 | 0 | Firm Unit-Specific | Hydro
Sygitowicz Creek | 985.777 | 0 | 0 | Firm Unit-Specific | Hydro
Twin Falls Hydro | 77848.699 | 0 | 0 | Firm Unit-Specific | Hydro
Weeks Falls | 13647.43 | 0 | 0 | Firm Unit-Specific | Hydro
Total: | 18364274.908 |  | 10029376.275
Firm Total: | 7436664.869 |  | 3215517.8491
Firm Renewable Total: | 3839140.131
% Firm Renewable: | 51.62%
Columbia River Long Term Contracts | 3355134 | 16.05%

## 2017 Unknown - Net by
Table 3. Unknown Resources Serving WA Customers |  |  |  | WA Dept. of Commerce Fuel Mix Report = |  | 1004 | lbs CO2 per MWh
Resource | Net-by-Counterparty MWh | Fuel Mix lbs CO2/MWh | Short Tons CO2 | For Year | 2017
Firm Deliveries (EA Database)
Avista Corp. WWP Division | 55283 | 1004 | 27752.066
Avista Nichols Pump | 21064.64 | 1004 | 10574.4493
Black Hills Power | -2600 | 1092.2703 | -1419.9514
BP Energy Co. | 217861 | 1004 | 109366.222 |  | PSE-Own Plus Firm PPA MWh= | 18364274.908 | MWh
BPA | 98054 | 1004 | 49223.108 |  | PSE-Own Plus Firm PPA CO2= | 10029376.275 | Short Tons
BPA - CA Wind Integration | 22036.59 | 1004 | 11062.3682 |  | PSE-Own Plus Firm PPA Rate= | 1092.2703 | lbs CO2 per MWh
BPA - NWPP Reserve Sharing Energy | 159 | 1004 | 79.818 | For Year | 2017
BPA - PTP Transactions | 86309 | 1004 | 43327.118
BPA - SCD Hourly NF | 17365 | 1004 | 8717.23
BPA - Spin Reserv Requirement | 38848.95 | 1004 | 19502.1729
BPA IS - Hourly Non-Firm | 8707 | 1004 | 4370.914
British Columbia Transmission Corp | 409 | 1004 | 205.318
CAISO EESC Load Undistributed Costs | 33124.886 | 1004 | 16628.6928
CAISO PRSC Undistributed Costs | -8712.773 | 1092.2703 | -4758.3517
California ISO | 23659 | 1004 | 11876.818
Calpine Energy Services | -252611 | 1092.2703 | -137959.7497
Cargill Power Markets | 157955 | 1004 | 79293.41
Chelan County PUD #1 | -52667 | 1092.2703 | -28763.3006
Citigroup Energy Inc | 312832 | 1004 | 157041.664
Clark Public Utilities | -2830 | 1092.2703 | -1545.5625
Clatskanie PUD | -7310 | 1092.2703 | -3992.248
Colstrip - Energy Imbalance Market | 105630.905 | 1004 | 53026.7143
Conoco, Inc. | -8000 | 1092.2703 | -4369.0813
Deviation | -25311.028 | 1092.2703 | -13823.2424
Douglas County PUD #1 | 212117 | 1004 | 106482.734
Douglas PUD - Wells Project | 20574.115 | 1004 | 10328.2057
EDF Trading NA LLC | 475784 | 1004 | 238843.568
Encogen | 1723.08 | 1004 | 864.9862
Energy Keepers Inc. | 60 | 1004 | 30.12
ENMAX Energy Marketing, Inc. | -296 | 1092.2703 | -161.656
Eugene Water & Electric | -63712 | 1092.2703 | -34795.3635
Exelon Generation Co LLC | 149950 | 1004 | 75274.9
Ferndale Co-Generation | 70220.599 | 1004 | 35250.7407
Freddie #1 | 214.427 | 1004 | 107.6424
Fredonia - Energy Imbalance Market | 8211.047 | 1004 | 4121.9456
Fredrickson 1 & 2 | 6813.113 | 1004 | 3420.1827
Goldendale | -40989.185 | 0 | 0
Grant County PUD #2 | -4 | 1092.2703 | -2.1845
GRIDFORCE ENERGY MANAGEMENT, LLC. | -202 | 1092.2703 | -110.3193
Iberdrola Renewables (PPM Energy) | 731570 | 1004 | 367248.14
Idaho Power Company | -40797 | 1092.2703 | -22280.6763
J. Aron & Company | 30000 | 1004 | 15060
Lower Baker | 2625.971 | 1004 | 1318.2374
MID-C for Energy Imbalance Market | 110530.563 | 1004 | 55486.3426
Mint Farm | -16758.376 | 0 | 0
Morgan Stanley CG | 513602 | 1004 | 257828.204
Natur Ener USA | -211 | 1092.2703 | -115.2345
Nevada Power Company | -16 | 1092.2703 | -8.7382
NextEra Energy Power Marketing | 4000 | 1004 | 2008
Northwestern Energy | -15807 | 1092.2703 | -8632.7585
Okanogan PUD | 26026 | 1004 | 13065.052
Pacific Gas & Elec - Exchange | 0 | 1092.2703
Pacificorp | -237749 | 1092.2703 | -129843.0889
Portland General Electric | -133050 | 1092.2703 | -72663.2835
Powerex Corp. | -1371536 | 1092.2703 | -749044.0373
Public Service of Colorado | 130513 | 1004 | 65517.526
Rainbow Energy Marketing | -2638 | 1092.2703 | -1440.7046
Sacramento Municipal | 139 | 1004 | 69.778
Seattle City Light Marketing | 132196 | 1004 | 66362.392
Shell Energy (Coral Pwr) | -73192 | 1092.2703 | -39972.7249
Snohomish County PUD #1 | 12341 | 1004 | 6195.182
Snoqualmie-Energy Imbalance Market | 1788.092 | 1004 | 897.6222
Sumas | 24528.66 | 1004 | 12313.3873
Tacoma Power | 30313 | 1004 | 15217.126
Talen Energy (PPL Energy Plus) | 221765 | 1004 | 111326.03
Tenaska Power Services Co. | -3000 | 1092.2703 | -1638.4055
The Energy Authority | 788491 | 1004 | 395822.482
TransAlta Energy Marketing | -271727 | 1092.2703 | -148399.6695
TransCanada Energy Sales Ltd | -46100 | 1092.2703 | -25176.831
Turlock Irrigation District | 8325 | 1004 | 4179.15
Upper Baker | 68798.141 | 1004 | 34536.6668
Vitol Inc. | 226338 | 1004 | 113621.676
Whitehorn 2&3 | 13715.259 | 1004 | 6885.06
Wild Horse (W183) | -6494.758 | 0 | 0
Williams Power Company | -3928 | 1092.2703 | -2145.2189
Total: | 2534322.918 |  | 1188668.7804

## 2016 Summary
Summary Energy and Emissions Intensity Report
| Utility : | Puget Sound Energy
Reporting for year : |  | 2016 | MWh per Capita
Population Served : |  | 2466653.4993 | 8.2899
Energy Intensity Metrics
[5 empty] | Customer | MWh per
|  |  | MWh at Meter | MWh Proportion | Count | Customer
Residential Customers |  |  | 10245326 | 50.1% | 984739 | 10.4041
Commercial Customers |  |  | 8979883 | 43.91% | 137997 | 65.073
Industrial Customers |  |  | 1223214 | 5.982%
| Total Load Served |  | 20448423
Emissions Intensity Metrics
|  |  |  | Percent of | Short
|  |  | Busbar MWh | Total Load | Tons CO2
Known Resources Serving WA |  |  | 18455003.525 | 81.58% | 9652377.0915
Unknown Resources Serving WA |  |  | 4166128.753 | 18.42% | 1537602.0516 | % of 1990 CO2
|  |  | 2016 | Tons CO2 | 11189979.143 | 161.1%
[5 empty] | 1990 Short Tons CO2 | 6946064
See UTC Docket UE-131723, General Order R-581, Page 7, Paragraph 19.
1990
Short Tons CO2
[5 empty] | Avista | 1131957
[5 empty] | Pacific Power | 2399078
[5 empty] | Puget Sound Energy | 6946064
Insert Blue Blanks with actual numbers (no links or calculations)

## 2016 Known
Known Resources Serving WA Customers | 2016
| WA MWh |  | Short
Resource |  | lbs CO2/MWh | Tons CO2
Lower Baker | 358832.6 | 0 | 0
Snoqualmie Falls #1 | 53046.2 | 0 | 0
Snoqualmie Falls #2 | 152538 | 0 | 0
Upper Baker | 369104.94 | 0 | 0
Colstrip 1 & 2 | 1958039 | 2336.8828 | 2287853.8306
Colstrip 3 & 4 | 2571140 | 2171.5638 | 2791697.3084
Encogen | 212390.3 | 1075.4367 | 114206.1628
Ferndale Co-Generation | 741136.768 | 1052.3787 | 389978.2728
Freddie #1 | 417524.858 | 868.7436 | 181361.0204
Goldendale | 1028475 | 825.0411 | 424267.0616
Mint Farm | 1057946.8 | 902.3281 | 477307.5443
Sumas | 394996.2 | 1073.7249 | 212058.6308
Crystal Mountain | 196.41 | 1732.2011 | 170.1108
Fredonia | 108950.5 | 1751.4121 | 95408.6145
Fredonia 3 & 4 | 136862.6 | 1240.2362 | 84870.9723
Fredrickson 1 & 2 | 19942.31 | 3345.7494 | 33360.9858
Hopkins Ridge (W184) | 417242.314 | 0 | 0
Lower Snake River | 873260.061 | 0 | 0
Whitehorn 2&3 | 33783.05 | 2930.2857 | 49496.9945
Wild Horse (W183) | 672199.753 | 0 | 0
3 Bar G Wind Turbine #3 LLC | 147.732 | 0 | 0
BC Hydro (Point Roberts) | 19758.353 | 895 | 8841.863
Bio Energy Washington (BEW) | 5.251 | 0 | 0
Black Creek Hydro Inc | 12262.769 | 0 | 0
BPA | 7084 | 0 | 0
BPA Firm - WNP#3 Exchange | 398392 | 895 | 178280.42
CC Solar 1 and CC Solar 2 | 28.61 | 0 | 0
Chelan PUD - RI & RR | 2313083 | 0 | 0
Chelan PUD - Rock Island Syst #2 | -39689 | 0 | 0
Chelan PUD - Rocky Reach | -82394 | 0 | 0
Douglas PUD - Wells Project | 1120584 | 0 | 0
Edaleen Dairy LLC | 4644.826 | 0 | 0
Farm Power Lynden LLC | 4514.468 | 0 | 0
Farm Power Rexville LLC | 5137.957 | 0 | 0
Grant PUD - Priest Rapids Project | 60243 | 0 | 0
Island Community Solar LLC | 59.14 | 0 | 0
Klamath Falls (Iberdrola) | 200 | 807.0783 | 80.7078
Klondike Wind Power III | 126694 | 0 | 0
Knudsen Wind Turbine #1 | 128.576 | 0 | 0
Rainier Bio Gas | 4372.081 | 0 | 0
Skookumchuck Hydro | 4450.19 | 0 | 0
Smith Creek Hydro | 193.251 | 0 | 0
Swauk Wind | 11177.98 | 0 | 0
Transalta Centralia Generation LLC | 1568805 | 2411.0775 | 1891255.2359
Van Dyk - S Holsteins | 3115.201 | 0 | 0
VanderHaak Dairy Digester | 3277.547 | 0 | 0
Electron Hydro, LLC | 166693.777 | 0 | 0
Emerald City Renewables | 36724.081 | 0 | 0
Koma Kulshan Associates | 46042.636 | 0 | 0
Lake Washington -- Finn Hill | 292.56 | 0 | 0
Nooksack | 24374.06 | 0 | 0
Sygitowicz Creek | 907.41 | 0 | 0
Twin Falls Hydro | 79876.214 | 0 | 0
Weeks Falls | 11111.191 | 0 | 0
Transalta Centralia Generation LLC - Bookout Source Other Adjustment | 965098 | 895 | 431881.355
| 18455003.525 |  | 9652377.0915

## 2016 Unknown - Net by
Unknown Resources Serving WA Customers |  |  |  | WA Dept. of Commerce Fuel Mix Report = |  | 895 | lbs CO2 per MWh
Resource | Net-by-Counterparty MWh | Fuel Mix lbs CO2/MWh | Short Tons CO2 | For Year | 2016
Firm Deliveries (EA Database)
Avista Corp. WWP Division | 33590 | 895 | 15031.525
Avista Nichols Pump | 21796.48 | 895 | 9753.9248
Black Hills Power | 201 | 895 | 89.9475
Book Outs - EITF 03-11 | 2580 | 895 | 1154.55 |  | PSE-Own Plus Firm PPA MWh= | 18455003.525 | MWh
BP Energy Co. | 215742 | 895 | 96544.545 |  | PSE-Own Plus Firm PPA CO2= | 9652377.0915 | Short Tons
BPA | 258423 | 895 | 115644.2925 |  | PSE-Own Plus Firm PPA Rate= | 1046.0445 | lbs CO2 per MWh
BPA - CA Wind Integration | 1952.738 | 895 | 873.8503 | For Year | 2016
BPA - NWPP Reserve Sharing Energy | -159 | 1046.0445 | -83.1605
BPA - PTP Transactions | 39252 | 895 | 17565.27
BPA - Spin Reserv Requirement | 5037220.18 | 895 | 2254156.0305
BPA IS - Hourly Non-Firm | 194 | 895 | 86.815
British Columbia Transmission Corp | 15 | 895 | 6.7125
CAISO EESC Load Undistributed Costs | -39390.894 | 1046.0445 | -20602.3132
CAISO PRSC Undistributed Costs | 17560.87 | 895 | 7858.4893
California ISO | 33095 | 895 | 14810.0125
Calpine Energy Services | -29780 | 1046.0445 | -15575.602
Cargill Power Markets | 470528 | 895 | 210561.28
Chelan County PUD #1 | 62405 | 895 | 27926.2375
Citigroup Energy Inc | 122525 | 895 | 54829.9375
Clark Public Utilities | 157 | 895 | 70.2575
Clatskanie PUD | 1009 | 895 | 451.5275
Colstrip - Energy Imbalance Market | -22440.601 | 1046.0445 | -11736.9332
Conoco, Inc. | -3825 | 1046.0445 | -2000.56
Constellation Power Source, Inc. | -7 | 1046.0445 | -3.6612
CP Energy Marketing (Epcor) | -1642 | 1046.0445 | -858.8025
Deviation | 18141.771 | 895 | 8118.4425
Douglas County PUD #1 | 279149 | 895 | 124919.1775
EDF Trading NA LLC | -287573 | 1046.0445 | -150407.0716
Encogen | -321.651 | 1046.0445 | -168.2306
Eugene Water & Electric | -42733 | 1046.0445 | -22350.3089
Exelon Generation Co LLC | 80290 | 895 | 35929.775
Ferndale Co-Generation | 1025.383 | 895 | 458.8589
Freddie #1 | -2196.023 | 1046.0445 | -1148.5688
Fredonia - Energy Imbalance Market | 1209.79 | 895 | 541.381
Fredrickson 1 & 2 | 690.897 | 895 | 309.1764
Goldendale | 25209.396 | 895 | 11281.2047
Grant County PUD #2 | 20 | 895 | 8.95
GRIDFORCE ENERGY MANAGEMENT, LLC. | -68 | 1046.0445 | -35.5655
Iberdrola Renewables (PPM Energy) | 106424 | 895 | 47624.74
Idaho Power Company | -338626 | 1046.0445 | -177108.9255
Lower Baker | 752.991 | 895 | 336.9635
MID-C for Energy Imbalance Market | 5932.558 | 895 | 2654.8197
Mint Farm | 1351.028 | 895 | 604.585
Morgan Stanley CG | -1070455 | 1046.0445 | -559871.7608
Natur Ener USA | -22 | 1046.0445 | -11.5065
Nevada Power Company | -116 | 1046.0445 | -60.6706
NextEra Energy Power Marketing | 38701 | 895 | 17318.6975
Noble Americas Gas & Power | 1200 | 895 | 537
NorthPoint Energy Solutions, Inc. | 336 | 895 | 150.36
Northwestern Energy | 54623 | 895 | 24443.7925
Okanogan PUD | 6305 | 895 | 2821.4875
Pacific Gas & Elec - Exchange | 0 | 1046.0445
Pacificorp | -393958 | 1046.0445 | -206048.7915
Portland General Electric | 295929 | 895 | 132428.2275
Powerex Corp. | -1978155 | 1046.0445 | -1034619.0387
Public Service of Colorado | -28595 | 1046.0445 | -14955.8207
Rainbow Energy Marketing | -21688 | 1046.0445 | -11343.3061
Sacramento Municipal | 143 | 895 | 63.9925
Seattle City Light Marketing | 60520 | 895 | 27082.7
Shell Energy (Coral Pwr) | 83099 | 895 | 37186.8025
Snohomish County PUD #1 | 19380 | 895 | 8672.55
Snoqualmie-Energy Imbalance Market | 3163.4 | 895 | 1415.6215
Southern Cal - Edison | 100 | 895 | 44.75
Sumas | 4619.145 | 895 | 2067.0674
Tacoma Power | 25553 | 895 | 11434.9675
Talen Energy (PPL Energy Plus) | 165789 | 895 | 74190.5775
Tenaska Power Services Co. | 958 | 895 | 428.705
The Energy Authority | 676328 | 895 | 302656.78
Transalta Centralia Generation LLC | -2206 | 1046.0445 | -1153.787
TransAlta Energy Marketing | -39336 | 1046.0445 | -20573.6024
TransCanada Energy Sales Ltd | -7308 | 1046.0445 | -3822.2465
Turlock Irrigation District | 18516 | 895 | 8285.91
Upper Baker | 5749.427 | 895 | 2572.8686
Vitol Inc. | 192747 | 895 | 86254.2825
Whitehorn 2&3 | 342.471 | 895 | 153.2558
Wild Horse (W183) | -15814.603 | 1046.0445 | -8271.3889
Total: | 4166128.753 |  | 1537602.0516

## 2016 Unknown
Unknown Resources For WA Customers | 2016 |  | WA Dept. of Commerce Fuel Mix Report = |  |  | 895 | lbs CO2 per MWh
| WA MWh | Fuel Mix | Short | For Year | 2016
Resource |  | lbs CO2/MWh | Tons CO2
Avista Corp. WWP Division | 72218 | 895 | 32317.555 | Previous reports rate = 1,002 lb/MWh, total emissions:
Black Hills Power | 201 | 895 | 89.9475 | 2086933.2736 | short tons
Book Outs - EITF 03-11 | -6081614 | 895 | -2721522.265
BP Energy Co. | 688626 | 895 | 308160.135
BPA | 374896 | 895 | 167765.96
BPA - NWPP Reserve Sharing Energy | 233 | 895 | 104.2675
British Columbia Transmission Corp | 16 | 895 | 7.16
California ISO | 33095 | 895 | 14810.0125
Calpine Energy Services | 169176 | 895 | 75706.26
Cargill Power Markets | 812939 | 895 | 363790.2025
Chelan County PUD #1 | 62409 | 895 | 27928.0275
Citigroup Energy Inc | 1224171 | 895 | 547816.5225
Clark Public Utilities | 8332 | 895 | 3728.57
Clatskanie PUD | 4432 | 895 | 1983.32
Conoco, Inc. | 6600 | 895 | 2953.5
CP Energy Marketing (Epcor) | 500 | 895 | 223.75
Douglas County PUD #1 | 281095 | 895 | 125790.0125
EDF Trading NA LLC | 483150 | 895 | 216209.625
Eugene Water & Electric | 15232 | 895 | 6816.32
Exelon Generation Co LLC | 160970 | 895 | 72034.075
Grant County PUD #2 | 20 | 895 | 8.95
GRIDFORCE ENERGY MANAGEMENT, LLC. | 5 | 895 | 2.2375
Iberdrola Renewables (PPM Energy) | 724215 | 895 | 324086.2125
Idaho Power Company | 14367 | 895 | 6429.2325
Morgan Stanley CG | 1046909 | 895 | 468491.7775
NextEra Energy Power Marketing | 41481 | 895 | 18562.7475
Noble Americas Gas & Power | 1600 | 895 | 716
NorthPoint Energy Solutions, Inc. | 336 | 895 | 150.36
Northwestern Energy | 12081 | 895 | 5406.2475
Okanogan PUD | 14335 | 895 | 6414.9125
Pacificorp | 73911 | 895 | 33075.1725
Portland General Electric | 308093 | 895 | 137871.6175
Powerex Corp. | 118836 | 895 | 53179.11
Public Service of Colorado | 158000 | 895 | 70705
Rainbow Energy Marketing | 956 | 895 | 427.81
Sacramento Municipal | 153 | 895 | 68.4675
Seattle City Light Marketing | 92909 | 895 | 41576.7775
Shell Energy (Coral Pwr) | 450861 | 895 | 201760.2975
Snohomish County PUD #1 | 27590 | 895 | 12346.525
Southern Cal - Edison | 100 | 895 | 44.75
Tacoma Power | 78082 | 895 | 34941.695
Talen Energy (PPL Energy Plus) | 232943 | 895 | 104241.9925
Tenaska Power Services Co. | 975 | 895 | 436.3125
The Energy Authority | 979776 | 895 | 438449.76
TransAlta Energy Marketing | 757605 | 895 | 339028.2375
TransCanada Energy Sales Ltd | 2609 | 895 | 1167.5275
Turlock Irrigation District | 18671 | 895 | 8355.2725
Vitol Inc. | 2531701 | 895 | 1132936.1975
CAISO EESC Load Undistributed Costs | -39390.894 | 895 | -17627.4251
CAISO PRSC Undistributed Costs | 26884.029 | 895 | 12030.603
Colstrip - Energy Imbalance Market | -22440.601 | 895 | -10042.1689
Encogen | 2522.125 | 895 | 1128.6509
Ferndale Co-Generation | 17368.06 | 895 | 7772.2069
Freddie #1 | -2196.023 | 895 | -982.7203
Fredonia - Energy Imbalance Market | 5396.161 | 895 | 2414.782
Fredrickson 1 & 2 | 1504.989 | 895 | 673.4826
Goldendale | 37286.473 | 895 | 16685.6967
Lower Baker | 752.991 | 895 | 336.9635
MID-C for Energy Imbalance Market | 59160.168 | 895 | 26474.1752
Mint Farm | 5698.868 | 895 | 2550.2434
Snoqualmie-Energy Imbalance Market | 3163.4 | 895 | 1415.6215
Sumas | 8889.959 | 895 | 3978.2567
Upper Baker | 18962.732 | 895 | 8485.8226
Whitehorn 2&3 | 1384.027 | 895 | 619.3521
Wild Horse (W183) | -15814.603 | 895 | -7077.0348
Avista Nichols Pump | 21796.48 | 895 | 9753.9248
Cargill Power Markets | 200 | 895 | 89.5
Pacific Gas & Elec - Exchange | 413000 | 895 | 184817.5
Deviation | 18141.771 | 895 | 8118.4425
Pacific Gas & Elec - Exchange | -413000 | 895 | -184817.5
Portland General Electric | -100 | 895 | -44.75
TransAlta Energy Marketing | -200 | 895 | -89.5
Avista Corp. WWP Division | 46050 | 895 | 20607.375
BPA - CA Wind Integration | 1952.738 | 895 | 873.8503
BPA - PTP Transactions | 39252 | 895 | 17565.27
BPA - Spin Reserv Requirement | 5037220.18 | 895 | 2254156.0305
BPA IS - Hourly Non-Firm | 194 | 895 | 86.815
EDF Trading NA LLC | -191676 | 895 | -85775.01
Iberdrola Renewables (PPM Energy) | -76984 | 895 | -34450.34
Idaho Power Company | -302793 | 895 | -135499.8675
Morgan Stanley CG | -1697398 | 895 | -759585.605
NextEra Energy Power Marketing | -205 | 895 | -91.7375
Northwestern Energy | 89897 | 895 | 40228.9075
Pacificorp | -254478 | 895 | -113878.905
Portland General Electric | 290000 | 895 | 129775
Powerex Corp. | -1701985 | 895 | -761638.2875
Rainbow Energy Marketing | -1200 | 895 | -537
Seattle City Light Marketing | -1900 | 895 | -850.25
Shell Energy (Coral Pwr) | -10890 | 895 | -4873.275
Tacoma Power | -26625 | 895 | -11914.6875
The Energy Authority | -257647 | 895 | -115297.0325
TransAlta Energy Marketing | -365094 | 895 | -163379.565
Avista Corp. WWP Division | -84678 | 895 | -37893.405
Book Outs - EITF 03-11 | 6084194 | 895 | 2722676.815
BP Energy Co. | -472884 | 895 | -211615.59
BPA | -116473 | 895 | -52121.6675
BPA - NWPP Reserve Sharing Energy | -392 | 895 | -175.42
British Columbia Transmission Corp | -1 | 895 | -0.4475
Calpine Energy Services | -198956 | 895 | -89032.81
Cargill Power Markets | -342611 | 895 | -153318.4225
Chelan County PUD #1 | -4 | 895 | -1.79
Citigroup Energy Inc | -1101646 | 895 | -492986.585
Clark Public Utilities | -8175 | 895 | -3658.3125
Clatskanie PUD | -3423 | 895 | -1531.7925
Conoco, Inc. | -10425 | 895 | -4665.1875
Constellation Power Source, Inc. | -7 | 895 | -3.1325
CP Energy Marketing (Epcor) | -2142 | 895 | -958.545
Douglas County PUD #1 | -1946 | 895 | -870.835
EDF Trading NA LLC | -579047 | 895 | -259123.5325
Eugene Water & Electric | -57965 | 895 | -25939.3375
Exelon Generation Co LLC | -80680 | 895 | -36104.3
GRIDFORCE ENERGY MANAGEMENT, LLC. | -73 | 895 | -32.6675
Iberdrola Renewables (PPM Energy) | -540807 | 895 | -242011.1325
Idaho Power Company | -50200 | 895 | -22464.5
Morgan Stanley CG | -419966 | 895 | -187934.785
Natur Ener USA | -22 | 895 | -9.845
Nevada Power Company | -116 | 895 | -51.91
NextEra Energy Power Marketing | -2575 | 895 | -1152.3125
Noble Americas Gas & Power | -400 | 895 | -179
Northwestern Energy | -47355 | 895 | -21191.3625
Okanogan PUD | -8030 | 895 | -3593.425
Pacificorp | -213391 | 895 | -95492.4725
Portland General Electric | -302064 | 895 | -135173.64
Powerex Corp. | -395006 | 895 | -176765.185
Public Service of Colorado | -186595 | 895 | -83501.2625
Rainbow Energy Marketing | -21444 | 895 | -9596.19
Sacramento Municipal | -10 | 895 | -4.475
Seattle City Light Marketing | -30489 | 895 | -13643.8275
Shell Energy (Coral Pwr) | -356872 | 895 | -159700.22
Snohomish County PUD #1 | -8210 | 895 | -3673.975
Tacoma Power | -25904 | 895 | -11592.04
Talen Energy (PPL Energy Plus) | -67154 | 895 | -30051.415
Tenaska Power Services Co. | -17 | 895 | -7.6075
The Energy Authority | -45801 | 895 | -20495.9475
Transalta Centralia Generation LLC | -2206 | 895 | -987.185
TransAlta Energy Marketing | -431647 | 895 | -193162.0325
TransCanada Energy Sales Ltd | -9917 | 895 | -4437.8575
Turlock Irrigation District | -155 | 895 | -69.3625
Vitol Inc. | -2338954 | 895 | -1046681.915
CAISO PRSC Undistributed Costs | -9323.159 | 895 | -4172.1137
Encogen | -2843.776 | 895 | -1272.5898
Ferndale Co-Generation | -16342.677 | 895 | -7313.348
Fredonia - Energy Imbalance Market | -4186.371 | 895 | -1873.401
Fredrickson 1 & 2 | -814.092 | 895 | -364.3062
Goldendale | -12077.077 | 895 | -5404.492
MID-C for Energy Imbalance Market | -53227.61 | 895 | -23819.3555
Mint Farm | -4347.84 | 895 | -1945.6584
Sumas | -4270.814 | 895 | -1911.1893
Upper Baker | -13213.305 | 895 | -5912.954
Whitehorn 2&3 | -1041.556 | 895 | -466.0963
| 4166128.753 |  | 1864342.617

## 2015 Summary
Summary Energy and Emissions Intensity Report
| Utility : | Puget Sound Energy
Reporting for year : |  | 2015 | MWh per Capita
Population Served : |  | 2418978.8519 | 8.4787
Energy Intensity Metrics
[5 empty] | Customer | MWh per
|  |  | MWh at Meter | MWh Proportion | Count | Customer
Residential Customers |  |  | 10164709 | 49.56% | 970830 | 10.4701
Commercial Customers |  |  | 9087102 | 44.31% | 129347 | 70.2537
Industrial Customers |  |  | 1257958 | 6.133%
| Total Load Served |  | 20509769
Emissions Intensity Metrics
|  |  |  | Percent of | Short
|  |  | Busbar MWh | Total Load | Tons CO2
Known Resources Serving WA |  |  | 18066615.381 | 82.01% | 9793360.6221
Unknown Resources Serving WA |  |  | 3964232.602 | 17.99% | 2128792.9073 | % of 1990 CO2
|  |  | 2015 | Tons CO2 | 11922153.5294 | 171.6%
[5 empty] | 1990 Short Tons CO2 | 6946064
See UTC Docket UE-131723, General Order R-581, Page 7, Paragraph 19.
1990
Short Tons CO2
[5 empty] | Avista | 1131957
[5 empty] | Pacific Power | 2399078
[5 empty] | Puget Sound Energy | 6946064

## 2015 Known
Known Resources Serving WA Customers | 2015
| WA MWh |  | Short
Resource |  | lbs CO2/MWh | Tons CO2
Lower Baker | 308611.2 | 0 | 0
Snoqualmie Falls #1 | 17890.858 | 0 | 0
Snoqualmie Falls #2 | 100979.7 | 0 | 0
Upper Baker | 278749.55 | 0 | 0
Colstrip 1 & 2 | 1756858 | 2594.5161 | 2279098.15
Colstrip 3 & 4 | 2738174 | 2358.8188 | 3229428.15
Crystal Mountain | 293.68 | 1822.9137 | 267.6767
Encogen | 297657.6 | 1058.9335 | 157599.8
Ferndale Co-Generation | 868466.832 | 1028.892 | 446779.3
Freddie #1 | 623181.113 | 875.143 | 272686.2796
Fredonia | 113691.1 | 1576.6377 | 89624.8383
Fredonia 3 & 4 | 47603.8 | 1200.1395 | 28565.6
Fredrickson 1 & 2 | 39935.4 | 2385.4499 | 47631.9472
Goldendale | 1498666 | 810.7573 | 607527.2
Hopkins Ridge (W184) | 364779.478 | 0 | 0
Lower Snake River | 741767.96 | 0 | 0
Mint Farm | 1701035.9 | 887.9033 | 755177.7
Sumas | 601052.9 | 1035.8729 | 311307.2
Whitehorn 2&3 | 38733.3 | 1952.6063 | 37815.4424
Wild Horse (W183) | 608885.75 | 0 | 0
3 Bar G Wind Turbine #3 LLC | 138.036 | 0 | 0
Barclays Bank Plc | 106200 | 696.278 | 36972.3628
BC Hydro (Point Roberts) | 19583.703 | 696.278 | 6817.851
Bio Energy Washington (BEW) | 1.859 | 0 | 0
Black Creek Hydro Inc | 6365.997 | 0 | 0
Book Outs - EITF 03-11 | -2253 | 0 | 0
BPA | 7000 | 0 | 0
BPA Firm - WNP#3 Exchange | 343584 | 696.278 | 119614.9934
CC Solar 1 and CC Solar 2 | 22.84 | 0 | 0
Chelan PUD - RI & RR | 2299343 | 0 | 0
Chelan PUD - Rock Island Syst #2 | -39940 | 0 | 0
Chelan PUD - Rocky Reach | -82401 | 0 | 0
Douglas PUD - Wells Project | 1094705 | 0 | 0
Edaleen Dairy LLC | 4697.428 | 0 | 0
Farm Power Lynden LLC | 4857.809 | 0 | 0
Farm Power Rexville LLC | 4485.2 | 0 | 0
Grant PUD - Priest Rapids Project | 53743 | 0 | 0
Island Community Solar LLC | 61.71 | 0 | 0
Klamath Falls (Iberdrola) | 400 | 806.2825 | 161.2565
Klondike Wind Power III | 119141 | 0 | 0
Knudsen Wind Turbine #1 | 129.628 | 0 | 0
Rainier Bio Gas | 4950.266 | 0 | 0
Skookumchuck Hydro | 4961.196 | 0 | 0
Smith Creek Hydro | 162.849 | 0 | 0
Swauk Wind | 11368.796 | 0 | 0
Transalta Centralia Generation LLC | 1135396 | 2406.7107 | 1366284.8743
Van Dyk - S Holsteins | 1619.28 | 0 | 0
VanderHaak Dairy Digester | 3455.446 | 0 | 0
BIO FUEL WA | 32656.923 | 0 | 0
Electron Hydro, LLC | 62833.254 | 0 | 0
Emerald City Renewables | 1087.094 | 0 | 0
Hutchinson Creek | 744.32 | 0 | 0
Koma Kulshan Associates | 36094.142 | 0 | 0
Lake Washington -- Finn Hill | 278.68 | 0 | 0
Nooksack | 22257.174 | 0 | 0
Sygitowicz Creek | 738.619 | 0 | 0
Twin Falls Hydro | 52604.395 | 0 | 0
Weeks Falls | 8526.616 | 0 | 0
| 18066615.381 |  | 9793360.6221

## 2015 Unknown
Unknown Resources For WA Customers | 2015 |  | WA Dept. of Commerce Fuel Mix Report = |  |  | 1074 | lbs CO2 per MWh
| WA MWh | Fuel Mix | Short | For Year | 2015
Resource |  | lbs CO2/MWh | Tons CO2
Avista Corp. WWP Division | 127355 | 1074 | 68389.635 | Previous reports rate = 1,046 lb/MWh, total emissions:
Barclays Bank Plc | -30 | 1074 | -16.11 | 2072887.8845 | short tons
Black Hills Power | 1200 | 1074 | 644.4
Book Outs - EITF 03-11 | -5721875 | 1074 | -3072646.875
BP Energy Co. | 340839 | 1074 | 183030.543
BPA | 141462 | 1074 | 75965.094
British Columbia Transmission Corp | 67 | 1074 | 35.979
California ISO | 12114 | 1074 | 6505.218
Calpine Energy Services | 350294 | 1074 | 188107.878
Cargill Power Markets | 779739 | 1074 | 418719.843
Chelan County PUD #1 | 857 | 1074 | 460.209
Citigroup Energy Inc | 507518 | 1074 | 272537.166
Clark Public Utilities | 5045 | 1074 | 2709.165
Clatskanie PUD | 2021 | 1074 | 1085.277
Conoco, Inc. | 2000 | 1074 | 1074
Constellation Power Source, Inc. | 7 | 1074 | 3.759
Douglas County PUD #1 | 271759 | 1074 | 145934.583
EDF Trading NA LLC | 2085606 | 1074 | 1119970.422
ENMAX Energy Marketing, Inc. | 990 | 1074 | 531.63
Eugene Water & Electric | 10905 | 1074 | 5855.985
Exelon Generation Co LLC | 183085 | 1074 | 98316.645
Grant County PUD #2 | 14148 | 1074 | 7597.476
Iberdrola Renewables (PPM Energy) | 677785 | 1074 | 363970.545
Idaho Power Company | 14768 | 1074 | 7930.416
J. Aron & Company | 10400 | 1074 | 5584.8
JP Morgan Ventures Energy | 67092 | 1074 | 36028.404
Morgan Stanley CG | 1304649 | 1074 | 700596.513
NextEra Energy Power Marketing | 113998 | 1074 | 61216.926
Noble Americas Energy Solutions | 800 | 1074 | 429.6
NorthPoint Energy Solutions, Inc. | 300 | 1074 | 161.1
Northwestern Energy | 10619 | 1074 | 5702.403
Okanogan PUD | 15430 | 1074 | 8285.91
Pacificorp | 26590 | 1074 | 14278.83
Portland General Electric | 109691 | 1074 | 58904.067
Powerex Corp. | 144388 | 1074 | 77536.356
Public Service of Colorado | 800 | 1074 | 429.6
Rainbow Energy Marketing | 12393 | 1074 | 6655.041
Sacramento Municipal | 5966 | 1074 | 3203.742
Seattle City Light Marketing | 96380 | 1074 | 51756.06
Shell Energy (Coral Pwr) | 309247 | 1074 | 166065.639
Snohomish County PUD #1 | 18557 | 1074 | 9965.109
Southern Cal - Edison | 42837 | 1074 | 23003.469
Tacoma Power | 38385 | 1074 | 20612.745
Talen Energy (PPL Energy Plus) | 242781 | 1074 | 130373.397
Tenaska Power Services Co. | 297 | 1074 | 159.489
The Energy Authority | 57242 | 1074 | 30738.954
TransAlta Energy Marketing | 1275174 | 1074 | 684768.438
TransCanada Energy Sales Ltd | 15993 | 1074 | 8588.241
Turlock Irrigation District | 24277 | 1074 | 13036.749
Vitol Inc. | 1563318 | 1074 | 839501.766
Western Area Power Association | 3 | 1074 | 1.611
Avista Nichols Pump | 22743.04 | 1074 | 12213.0125
Pacific Gas & Elec - Exchange | 413000 | 1074 | 221781
Interchange-out deviation | 52886.562 | 1074 | 28400.0838
Pacific Gas & Elec - Exchange | -413000 | 1074 | -221781
Avista Corp. WWP Division | -59334 | 1074 | -31862.358
Black Hills Power | -30 | 1074 | -16.11
Book Outs - EITF 03-11 | 5724128 | 1074 | 3073856.736
BP Energy Co. | -303763 | 1074 | -163120.731
BPA | -284002 | 1074 | -152509.074
British Columbia Transmission Corp | -28 | 1074 | -15.036
Calpine Energy Services | -117995 | 1074 | -63363.315
Cargill Power Markets | -176345 | 1074 | -94697.265
Chelan County PUD #1 | -4207 | 1074 | -2259.159
Citigroup Energy Inc | -327954 | 1074 | -176111.298
Clark Public Utilities | -6032 | 1074 | -3239.184
Clatskanie PUD | -3692 | 1074 | -1982.604
Conoco, Inc. | -5200 | 1074 | -2792.4
Constellation Power Source, Inc. | -89 | 1074 | -47.793
CP Energy Marketing (Epcor) | -902 | 1074 | -484.374
Douglas County PUD #1 | -2350 | 1074 | -1261.95
EDF Trading NA LLC | -1158465 | 1074 | -622095.705
ENMAX Energy Marketing, Inc. | -346 | 1074 | -185.802
Eugene Water & Electric | -22601 | 1074 | -12136.737
Exelon Generation Co LLC | -154413 | 1074 | -82919.781
Fortis BC | -13980 | 1074 | -7507.26
Grant County PUD #2 | -34904 | 1074 | -18743.448
Iberdrola Renewables (PPM Energy) | -465716 | 1074 | -250089.492
Idaho Power Company | -28166 | 1074 | -15125.142
J. Aron & Company | -10000 | 1074 | -5370
JP Morgan Ventures Energy | -64335 | 1074 | -34547.895
Morgan Stanley CG | -799848 | 1074 | -429518.376
Natur Ener USA | -61 | 1074 | -32.757
Nevada Power Company | -1267 | 1074 | -680.379
NextEra Energy Power Marketing | -1748 | 1074 | -938.676
NorthPoint Energy Solutions, Inc. | -50 | 1074 | -26.85
Northwestern Energy | -27585 | 1074 | -14813.145
Okanogan PUD | -1425 | 1074 | -765.225
Pacificorp | -270353 | 1074 | -145179.561
Portland General Electric | -154103 | 1074 | -82753.311
Powerex Corp. | -165730 | 1074 | -88997.01
Public Service of Colorado | -600 | 1074 | -322.2
Rainbow Energy Marketing | -5067 | 1074 | -2720.979
Sacramento Municipal | -15711 | 1074 | -8436.807
Seattle City Light Marketing | -34982 | 1074 | -18785.334
Shell Energy (Coral Pwr) | -349844 | 1074 | -187866.228
Snohomish County PUD #1 | -7576 | 1074 | -4068.312
Southern Cal - Edison | -200 | 1074 | -107.4
Tacoma Power | -15061 | 1074 | -8087.757
Talen Energy (PPL Energy Plus) | -70877 | 1074 | -38060.949
Tenaska Power Services Co. | -828 | 1074 | -444.636
The Energy Authority | -41339 | 1074 | -22199.043
TransAlta Energy Marketing | -637562 | 1074 | -342370.794
TransCanada Energy Sales Ltd | -7621 | 1074 | -4092.477
Turlock Irrigation District | -208 | 1074 | -111.696
Vitol Inc. | -1812075 | 1074 | -973084.275
Western Area Power Association | -2 | 1074 | -1.074
Transalta Contract - Source "Other" and Bookouts | 515781 | 1074 | 276974.397
| 3964232.602 |  | 2128792.9073

## 2014 Summary
Summary Energy and Emissions Intensity Report
| Utility : | Puget Sound Energy
Reporting for year : |  | 2014 | MWh per Capita
Population Served : |  | 2393758.2634 | 8.6362
Energy Intensity Metrics
[5 empty] | Customer | MWh per
|  |  | MWh at Meter | MWh Proportion | Count | Customer
Residential Customers |  |  | 10412460 | 50.37% | 960708 | 10.8383
Commercial Customers |  |  | 9043539 | 43.75% | 127346 | 71.0155
Industrial Customers |  |  | 1216903 | 5.886%
| Total Load Served |  | 20672902
Emissions Intensity Metrics
|  |  |  | Percent of | Short
|  |  | Busbar MWh | Total Load | Tons CO2
Known Resources Serving WA |  |  | 16087761.392 | 72.22% | 7833030.3329
Unknown Resources Serving WA |  |  | 6189748.197 | 27.78% | 3138202.3359 | % of 1990 CO2
|  |  | 2014 | Tons CO2 | 10971232.6688 | 157.9%
[5 empty] | 1990 Short Tons CO2 | 6946064
See UTC Docket UE-131723, General Order R-581, Page 7, Paragraph 19.
1990
Short Tons CO2
[5 empty] | Avista | 1131957
[5 empty] | Pacific Power | 2399078
[5 empty] | Puget Sound Energy | 6946064

## 2014 Known
Known Resources Serving WA Customers | 2014
| WA MWh |  | Short
Resource |  | lbs CO2/MWh | Tons CO2
Electron | 42364.24 | 0 | 0
Lower Baker | 429609.103 | 0 | 0
Snoqualmie Falls #1 | 40375.218 | 0 | 0
Snoqualmie Falls #2 | 147766.713 | 0 | 0
Upper Baker | 340085.381 | 0 | 0
Colstrip 1 & 2 | 2114046 | 2408.3284 | 2545658.5046
Colstrip 3 & 4 | 2395521 | 2341.5871 | 2804660.556
Encogen | 218068.829 | 1067.0004 | 116339.7593
Ferndale Co-Generation | 722557.118 | 1015.5714 | 366904.1794
Freddie #1 | 346742.947 | 1725.3245 | 299122.0527
Goldendale | 1029457.112 | 828.5867 | 426497.2513
Mint Farm | 1284786.434 | 871.899 | 560102.0155
Sumas | 446064.98 | 1032.8887 | 230367.7314
Crystal Mountain | 357.8 | 1822.9319 | 326.1225
Fredonia | 56804.9 | 1772.047 | 50330.477
Fredonia 3 & 4 | 11337.6 | 1329.4098 | 7536.1585
Fredrickson 1 & 2 | 14347.32 | 3747.2792 | 26881.7069
Hopkins Ridge (W184) | 442302.622 | 0 | 0
Lower Snake River | 883474.771 | 0 | 0
Whitehorn 2&3 | 24458.1 | 2653.7288 | 32452.5821
Wild Horse (W183) | 649976.241 | 0 | 0
3 Bar G Wind Turbine #3 LLC | 143.748 | 0 | 0
Barclays Bank Plc | 216079 | 696.278 | 75225.529
BC Hydro (Point Roberts) | 20696.929 | 696.278 | 7205.4084
Bio Energy Washington (BEW) | 13.751 | 0 | 0
Black Creek Hydro Inc | 14182.659 | 0 | 0
Book Outs - EITF 03-11 | -10172 | 0 | 0
BPA | 7000 | 0 | 0
BPA Firm - WNP#3 Exchange | 360022 | 696.278 | 125337.7025
CC Solar 1 and CC Solar 2 | 28.02 | 0 | 0
Chelan PUD - RI & RR | 2323845 | 0 | 0
Chelan PUD - Rock Island Syst #2 | -38431 | 0 | 0
Chelan PUD - Rocky Reach | -81380 | 0 | 0
Douglas PUD - Wells Project | 1048857 | 0 | 0
Edaleen Dairy LLC | 3733.995 | 0 | 0
Farm Power Lynden LLC | 4946.95 | 0 | 0
Farm Power Rexville LLC | 5241.931 | 0 | 0
Grant PUD - Priest Rapids Project | 50317 | 0 | 0
Island Community Solar LLC | 59.67 | 0 | 0
Klamath Falls (Iberdrola) | 1200 | 814.1182 | 488.4709
Klondike Wind Power III | 129205 | 0 | 0
Knudsen Wind Turbine #1 | 151.547 | 0 | 0
Qualco Energy | 290 | 0 | 0
Rainier Bio Gas | 5027.634 | 0 | 0
Skookumchuck Hydro | 6471.095 | 0 | 0
Smith Creek Hydro | 174.334 | 0 | 0
Swauk Wind | 11215.539 | 0 | 0
Transalta Centralia Generation LLC | 133020 | 2369.4802 | 157594.1249
Van Dyk - S Holsteins | 2188.82 | 0 | 0
VanderHaak Dairy Digester | 3510.782 | 0 | 0
BIO FUEL WA | 36676.847 | 0 | 0
Electron Hydro, LLC | 8568.067 | 0 | 0
Hutchinson Creek | 233.12 | 0 | 0
Koma Kulshan Associates | 48522.929 | 0 | 0
Lake Washington -- Finn Hill | 271.08 | 0 | 0
Nooksack | 25212.422 | 0 | 0
Sygitowicz Creek | 1168.214 | 0 | 0
Twin Falls Hydro | 92557.659 | 0 | 0
Weeks Falls | 16407.221 | 0 | 0
| 16087761.392 |  | 7833030.3329

## 2014 Unknown
Unknown Resources For WA Customers | 2014 |  | WA Dept. of Commerce Fuel Mix Report = |  |  | 1014 | lbs CO2 per MWh
| WA MWh | Fuel Mix | Short | For Year | 2014
Resource |  | lbs CO2/MWh | Tons CO2
Avista Corp. WWP Division | 321265 | 1014 | 162881.355 | Previous reports rate = 1,024 lb/MWh, total emissions:
Black Hills Power | 875 | 1014 | 443.625 | 3167830.5052 | short tons
Book Outs - EITF 03-11 | -2005870 | 1014 | -1016976.09
BP Energy Co. | 1096755 | 1014 | 556054.785
BPA | 169672 | 1014 | 86023.704
Burbank, City of | 200 | 1014 | 101.4
California ISO | 65176 | 1014 | 33044.232
Calpine Energy Services | 47482 | 1014 | 24073.374
Cargill Power Markets | 609585 | 1014 | 309059.595
Chelan County PUD #1 | 4821 | 1014 | 2444.247
Citigroup Energy Inc | 145653 | 1014 | 73846.071
City of Idaho Falls | 10 | 1014 | 5.07
Clark Public Utilities | 5396 | 1014 | 2735.772
Clatskanie PUD | 2270 | 1014 | 1150.89
Constellation Power Source, Inc. | 20 | 1014 | 10.14
CP Energy Marketing (Epcor) | 825 | 1014 | 418.275
Douglas County PUD #1 | 277023 | 1014 | 140450.661
EDF Trading NA LLC | 611857 | 1014 | 310211.499
ENMAX Energy Marketing, Inc. | 100 | 1014 | 50.7
Eugene Water & Electric | 12875 | 1014 | 6527.625
Exelon Generation Co LLC | 187630 | 1014 | 95128.41
Grant County PUD #2 | 12652 | 1014 | 6414.564
Iberdrola Renewables (PPM Energy) | 716696 | 1014 | 363364.872
Idaho Power Company | 12466 | 1014 | 6320.262
J. Aron & Company | 20400 | 1014 | 10342.8
JP Morgan Ventures Energy | 156705 | 1014 | 79449.435
Morgan Stanley CG | 1790503 | 1014 | 907785.021
Natur Ener USA | 1 | 1014 | 0.507
NextEra Energy Power Marketing | 56233 | 1014 | 28510.131
Noble Americas Energy Solutions | 4000 | 1014 | 2028
Noble Americas Gas & Power | 4000 | 1014 | 2028
NorthPoint Energy Solutions, Inc. | 871 | 1014 | 441.597
Northwestern Energy | 1948 | 1014 | 987.636
Okanogan PUD | 7707 | 1014 | 3907.449
Pacificorp | 71357 | 1014 | 36177.999
Portland General Electric | 183483 | 1014 | 93025.881
Powerex Corp. | 100896 | 1014 | 51154.272
Rainbow Energy Marketing | 5071 | 1014 | 2570.997
Sacramento Municipal | 2075 | 1014 | 1052.025
Seattle City Light Marketing | 69998 | 1014 | 35488.986
Shell Energy (Coral Pwr) | 365203 | 1014 | 185157.921
Snohomish County PUD #1 | 20464 | 1014 | 10375.248
Southern Cal - Edison | 47417 | 1014 | 24040.419
Tacoma Power | 151109 | 1014 | 76612.263
Talen Energy (PPL Energy Plus) | 235629 | 1014 | 119463.903
Tenaska Power Services Co. | 4534 | 1014 | 2298.738
The Energy Authority | 51948 | 1014 | 26337.636
TransAlta Energy Marketing | 1300789 | 1014 | 659500.023
TransCanada Energy Sales Ltd | 2410 | 1014 | 1221.87
Turlock Irrigation District | 81172 | 1014 | 41154.204
Vitol Inc. | 452905 | 1014 | 229622.835
Avista Nichols Pump | 22326.4 | 1014 | 11319.4848
Pacific Gas & Elec - Exchange | 413000 | 1014 | 209391
Deviation | 76073.797 | 1014 | 38569.4151
Exelon Generation Co LLC | -25 | 1014 | -12.675
Pacific Gas & Elec - Exchange | -413000 | 1014 | -209391
Avista Corp. WWP Division | -60183 | 1014 | -30512.781
Black Hills Power | -390 | 1014 | -197.73
Book Outs - EITF 03-11 | 2016042 | 1014 | 1022133.294
BP Energy Co. | -51111 | 1014 | -25913.277
BPA | -159211 | 1014 | -80719.977
British Columbia Transmission Corp | -49 | 1014 | -24.843
Brookfield Energy Marketing | -800 | 1014 | -405.6
Burbank, City of | -2400 | 1014 | -1216.8
Calpine Energy Services | -117424 | 1014 | -59533.968
Cargill Power Markets | -190421 | 1014 | -96543.447
Chelan County PUD #1 | -16609 | 1014 | -8420.763
Citigroup Energy Inc | -26800 | 1014 | -13587.6
Clark Public Utilities | -9222 | 1014 | -4675.554
Clatskanie PUD | -4124 | 1014 | -2090.868
Conoco, Inc. | -1200 | 1014 | -608.4
Constellation Power Source, Inc. | -119 | 1014 | -60.333
CP Energy Marketing (Epcor) | -947 | 1014 | -480.129
Douglas County PUD #1 | -1819 | 1014 | -922.233
EDF Trading NA LLC | -136984 | 1014 | -69450.888
Eugene Water & Electric | -38757 | 1014 | -19649.799
Exelon Generation Co LLC | -16580 | 1014 | -8406.06
Fortis BC | -27508 | 1014 | -13946.556
Grant County PUD #2 | -27899 | 1014 | -14144.793
Iberdrola Renewables (PPM Energy) | -536036 | 1014 | -271770.252
Idaho Power Company | -15235 | 1014 | -7724.145
J. Aron & Company | -2600 | 1014 | -1318.2
JP Morgan Ventures Energy | -5071 | 1014 | -2570.997
Morgan Stanley CG | -332554 | 1014 | -168604.878
Natur Ener USA | -24 | 1014 | -12.168
Nevada Power Company | -159 | 1014 | -80.613
NextEra Energy Power Marketing | -159 | 1014 | -80.613
Noble Americas Gas & Power | -400 | 1014 | -202.8
NorthPoint Energy Solutions, Inc. | -3481 | 1014 | -1764.867
Northwestern Energy | -68236 | 1014 | -34595.652
Okanogan PUD | -1855 | 1014 | -940.485
Pacificorp | -109675 | 1014 | -55605.225
Portland General Electric | -123272 | 1014 | -62498.904
Powerex Corp. | -401453 | 1014 | -203536.671
Rainbow Energy Marketing | -21430 | 1014 | -10865.01
Sacramento Municipal | -4593 | 1014 | -2328.651
Seattle City Light Marketing | -20865 | 1014 | -10578.555
Shell Energy (Coral Pwr) | -210325 | 1014 | -106634.775
Snohomish County PUD #1 | -12377 | 1014 | -6275.139
Tacoma Power | -14402 | 1014 | -7301.814
Talen Energy (PPL Energy Plus) | -52930 | 1014 | -26835.51
Tenaska Power Services Co. | -512 | 1014 | -259.584
The Energy Authority | -36276 | 1014 | -18391.932
TransAlta Energy Marketing | -302261 | 1014 | -153246.327
TransCanada Energy Sales Ltd | -20682 | 1014 | -10485.774
Turlock Irrigation District | -311 | 1014 | -157.677
Vitol Inc. | -221200 | 1014 | -112148.4
| 6189748.197 |  | 3138202.3359

## 2013 Summary
Summary Energy and Emissions Intensity Report
| Utility : | Puget Sound Energy
Reporting for year : |  | 2013 | MWh per Capita
Population Served : |  | 2383976.0039 | 8.8173
Energy Intensity Metrics
[5 empty] | Customer | MWh per
|  |  | MWh at Meter | MWh Proportion | Count | Customer
Residential Customers |  |  | 10718566 | 50.99% | 956782 | 11.2027
Commercial Customers |  |  | 9086128 | 43.23% | 125099 | 72.6315
Industrial Customers |  |  | 1215442 | 5.782%
| Total Load Served |  | 21020136
Emissions Intensity Metrics
|  |  |  | Percent of | Short
|  |  | Busbar MWh | Total Load | Tons CO2
Known Resources Serving WA |  |  | 16925900.519 | 74.23% | 8324309.3144
Unknown Resources Serving WA |  |  | 5877232.977 | 25.77% | 3326881.343 | % of 1990 CO2
|  |  | 2013 | Tons CO2 | 11651190.6574 | 167.7%
[5 empty] | 1990 Short Tons CO2 | 6946064
See UTC Docket UE-131723, General Order R-581, Page 7, Paragraph 19.
1990
Short Tons CO2
[5 empty] | Avista | 1131957
[5 empty] | Pacific Power | 2399078
[5 empty] | Puget Sound Energy | 6946064

## 2013 Known
Known Resources Serving WA Customers | 2013
| WA MWh |  | Short
Resource |  | lbs CO2/MWh | Tons CO2
Electron | 57768.31 | 0 | 0
Lower Baker | 350427.556 | 0 | 0
Snoqualmie Falls #1 | -173.11 | 0 | 0
Snoqualmie Falls #2 | 76306.593 | 0 | 0
Upper Baker | 353239.953 | 0 | 0
Colstrip 1 & 2 | 2322485 | 2417.1951 | 2806949.736
Colstrip 3 & 4 | 2023723 | 2310.6941 | 2338102.4195
Encogen | 268267.325 | 1090.0119 | 146207.2948
Ferndale Co-Generation | 869393.886 | 1001.4112 | 435310.4027
Freddie #1 | 416396.539 | 1735.1749 | 361260.4105
Goldendale | 1469093.627 | 816.8195 | 599992.1958
Mint Farm | 1614347.759 | 864.2324 | 697585.8584
Sumas | 536584.62 | 1027.0424 | 275547.5825
Crystal Mountain | 48.722 | 2629.0976 | 64.0474
Fredonia | 112470.95 | 1470.4134 | 82689.3964
Fredonia 3 & 4 | 12943.957 | 1252.1295 | 8103.7554
Fredrickson 1 & 2 | 27905.3 | 2727.9687 | 38062.3925
Hopkins Ridge (W184) | 406599.78 | 0 | 0
Lower Snake River | 816895.07 | 0 | 0
Whitehorn 2&3 | 27795.7 | 2273.2985 | 31593.9617
Wild Horse (W183) | 659105.342 | 0 | 0
3 Bar G Wind Turbine #3 LLC | 202.654 | 0 | 0
Barclays Bank Plc | 216075 | 1132.1251 | 122311.9604
BC Hydro (Point Roberts) | 21366.07 | 1132.1251 | 12094.5316
Bio Energy Washington (BEW) | 0.894 | 0 | 0
Black Creek Hydro Inc | 12819.279 | 0 | 0
Book Outs - EITF 03-11 | -204155 | 0 | 0
BPA | 7000 | 0 | 0
BPA Firm - WNP#3 Exchange | 374969 | 1132.1251 | 212255.8996
CC Solar 1 and CC Solar 2 | 28.17 | 0 | 0
Chelan PUD - RI & RR | 2436603 | 0 | 0
Chelan PUD - Rock Island Syst #2 | -43063 | 0 | 0
Chelan PUD - Rocky Reach | -78804 | 0 | 0
Douglas PUD - Wells Project | 1064303 | 0 | 0
Edaleen Dairy LLC | 3924.854 | 0 | 0
Farm Power Lynden LLC | 4128.73 | 0 | 0
Farm Power Rexville LLC | 5448.142 | 0 | 0
Grant PUD - Priest Rapids Project | 72986 | 0 | 0
Island Community Solar LLC | 59.14 | 0 | 0
JP Morgan Ventures Energy | 161925 | 1132.1251 | 91659.6746
Klamath Falls (Iberdrola) | 8450 | 807.4189 | 3411.3448
Klondike Wind Power III | 134050 | 0 | 0
Knudsen Wind Turbine #1 | 127.961 | 0 | 0
Qualco Energy | 3381 | 0 | 0
Rainier Bio Gas | 5794.989 | 0 | 0
Shell Energy (Coral Pwr) | 107950 | 1132.1251 | 61106.4498
Skookumchuck Hydro | 6742.462 | 0 | 0
Smith Creek Hydro | 147.297 | 0 | 0
Swauk Wind | 10571.721 | 0 | 0
Van Dyk - S Holsteins | 2314.859 | 0 | 0
VanderHaak Dairy Digester | 2969.871 | 0 | 0
Bio Energy Washington (BEW) | 27.051 | 0 | 0
BIO FUEL WA | 1564.512 | 0 | 0
Hutchinson Creek | 814.8 | 0 | 0
Koma Kulshan Associates | 40135.912 | 0 | 0
Lake Washington -- Finn Hill | 288.08 | 0 | 0
Nooksack | 23771.707 | 0 | 0
Sygitowicz Creek | 1170.082 | 0 | 0
Twin Falls Hydro | 83478.722 | 0 | 0
Weeks Falls | 14706.681 | 0 | 0
| 16925900.519 |  | 8324309.3144

## 2013 Unknown
Unknown Resources For WA Customers | 2013 |  | WA Dept. of Commerce Fuel Mix Report = |  |  | 1132.1251 | lbs CO2 per MWh
| WA MWh | Fuel Mix | Short | For Year | 2013
Resource |  | lbs CO2/MWh | Tons CO2
Avista Corp. WWP Division | 231202.04 | 1132.1251 | 130874.8107
Black Hills Power | 4600 | 1132.1251 | 2603.8876
Book Outs - EITF 03-11 | -3157200 | 1132.1251 | -1787172.6061
BP Energy Co. | 1103049 | 1132.1251 | 624394.7029
BPA | 417735 | 1132.1251 | 236464.1292
Brookfield Energy Marketing | 800 | 1132.1251 | 452.85
Burbank, City of | 200 | 1132.1251 | 113.2125
California ISO | 34629 | 1132.1251 | 19602.1792
Calpine Energy Services | 82375 | 1132.1251 | 46629.4006
Cargill Power Markets | 475057 | 1132.1251 | 268911.9653
Chelan County PUD #1 | 15616 | 1132.1251 | 8839.6324
Citigroup Energy Inc | 209900 | 1132.1251 | 118816.5241
Clark Public Utilities | 16000 | 1132.1251 | 9057.0004
Clatskanie PUD | 2268 | 1132.1251 | 1283.8298
Constellation Power Source, Inc. | 12317 | 1132.1251 | 6972.1921
CP Energy Marketing (Epcor) | 5815 | 1132.1251 | 3291.6536
DB Energy Trading LLC | 433233 | 1132.1251 | 245236.9662
Douglas County PUD #1 | 305577 | 1132.1251 | 172975.6884
EDF Trading NA LLC | 163552 | 1132.1251 | 92580.6582
Eugene Water & Electric | 14487 | 1132.1251 | 8200.5478
Exelon Generation Co LLC | 60279 | 1132.1251 | 34121.683
Grant County PUD #2 | 27401 | 1132.1251 | 15510.6793
Iberdrola Renewables (PPM Energy) | 862192 | 1132.1251 | 488054.5811
Idaho Power Company | 8565 | 1132.1251 | 4848.3255
J. Aron & Company | 16200 | 1132.1251 | 9170.2129
JP Morgan Ventures Energy | 1017850 | 1132.1251 | 576166.7418
Morgan Stanley CG | 2038800 | 1132.1251 | 1154088.2774
Natur Ener USA | 2 | 1132.1251 | 1.1321
NextEra Energy Power Marketing | 38830 | 1132.1251 | 21980.2079
Noble Americas Energy Solutions | 8800 | 1132.1251 | 4981.3502
Noble Americas Gas & Power | 400 | 1132.1251 | 226.425
Northwestern Energy | 26622 | 1132.1251 | 15069.7166
Okanogan PUD | 26282 | 1132.1251 | 14877.2553
Pacificorp | 82864 | 1132.1251 | 46906.2051
Portland General Electric | 43399 | 1132.1251 | 24566.5476
Powerex Corp. | 176702 | 1132.1251 | 100024.3804
Rainbow Energy Marketing | 20918 | 1132.1251 | 11840.8959
Sacramento Municipal | 1700 | 1132.1251 | 962.3063
San Diego Gas & Electric | 76 | 1132.1251 | 43.0208
Seattle City Light Marketing | 144546 | 1132.1251 | 81822.0738
Shell Energy (Coral Pwr) | 611302 | 1132.1251 | 346035.1541
Snohomish County PUD #1 | 49476 | 1132.1251 | 28006.5095
Southern Cal - Edison | 49519 | 1132.1251 | 28030.8502
Tacoma Power | 104948 | 1132.1251 | 59407.1299
Talen Energy (PPL Energy Plus) | 172219 | 1132.1251 | 97486.7221
Tenaska Power Services Co. | 5800 | 1132.1251 | 3283.1626
The Energy Authority | 97683 | 1132.1251 | 55294.6857
TransAlta Energy Marketing | 1129071 | 1132.1251 | 639124.7819
TransCanada Energy Sales Ltd | 681 | 1132.1251 | 385.4886
Turlock Irrigation District | 60816 | 1132.1251 | 34425.6586
Vitol Inc. | 262136 | 1132.1251 | 148385.3662
Pacific Gas & Elec - Exchange | 413000 | 1132.1251 | 233783.8231
Deviation | 47848.937 | 1132.1251 | 27085.4901
Pacific Gas & Elec - Exchange | -413000 | 1132.1251 | -233783.8231
Avista Corp. WWP Division | -45139 | 1132.1251 | -25551.4963
Barclays Bank Plc | -35 | 1132.1251 | -19.8122
Black Hills Power | -1762 | 1132.1251 | -997.4022
Book Outs - EITF 03-11 | 3361355 | 1132.1251 | 1902737.101
BP Energy Co. | -297433 | 1132.1251 | -168365.6752
BPA | -165628 | 1132.1251 | -93755.804
British Columbia Transmission Corp | -65 | 1132.1251 | -36.7941
Brookfield Energy Marketing | -800 | 1132.1251 | -452.85
Burbank, City of | -2200 | 1132.1251 | -1245.3376
California ISO | -8579 | 1132.1251 | -4856.2504
Calpine Energy Services | -390795 | 1132.1251 | -221214.4047
Cargill Power Markets | -158112 | 1132.1251 | -89501.2781
Chelan County PUD #1 | -25371 | 1132.1251 | -14361.5723
Citigroup Energy Inc | -60746 | 1132.1251 | -34386.0342
Clark Public Utilities | -18922 | 1132.1251 | -10711.0351
Clatskanie PUD | -5659 | 1132.1251 | -3203.3478
Constellation Power Source, Inc. | -1 | 1132.1251 | -0.56606
CP Energy Marketing (Epcor) | -1115 | 1132.1251 | -631.1597
DB Energy Trading LLC | 8 | 1132.1251 | 4.5285
Douglas County PUD #1 | -3025 | 1132.1251 | -1712.3391
EDF Trading NA LLC | -40695 | 1132.1251 | -23035.9145
Eugene Water & Electric | -35479 | 1132.1251 | -20083.3323
Exelon Generation Co LLC | -34998 | 1132.1251 | -19811.0563
Fortis BC | -144215 | 1132.1251 | -81634.7071
Grant County PUD #2 | -26969 | 1132.1251 | -15266.1403
Iberdrola Renewables (PPM Energy) | -646518 | 1132.1251 | -365969.612
Idaho Power Company | -27009 | 1132.1251 | -15288.7828
J. Aron & Company | -52425 | 1132.1251 | -29675.8279
JP Morgan Ventures Energy | -54818 | 1132.1251 | -31030.4155
Morgan Stanley CG | -389258 | 1132.1251 | -220344.3666
Natur Ener USA | -9 | 1132.1251 | -5.0946
NextEra Energy Power Marketing | -1181 | 1132.1251 | -668.5198
Noble Americas Energy Solutions | -5999 | 1132.1251 | -3395.8091
Noble Americas Gas & Power | -6600 | 1132.1251 | -3736.0127
NorthPoint Energy Solutions, Inc. | -23745 | 1132.1251 | -13441.1547
Northwestern Energy | -83310 | 1132.1251 | -47158.669
Okanogan PUD | -2675 | 1132.1251 | -1514.2173
Pacificorp | -277031 | 1132.1251 | -156816.8676
Portland General Electric | -192170 | 1132.1251 | -108780.2356
Powerex Corp. | -403044 | 1132.1251 | -228148.1046
Rainbow Energy Marketing | -35434 | 1132.1251 | -20057.8595
Sacramento Municipal | -7107 | 1132.1251 | -4023.0064
San Diego Gas & Electric | -975 | 1132.1251 | -551.911
Seattle City Light Marketing | -23533 | 1132.1251 | -13321.1494
Shell Energy (Coral Pwr) | -279421 | 1132.1251 | -158169.757
Sierra Pacific Power | -2095 | 1132.1251 | -1185.901
Snohomish County PUD #1 | -30000 | 1132.1251 | -16981.8758
Southern Cal - Edison | -175 | 1132.1251 | -99.0609
Tacoma Power | -36049 | 1132.1251 | -20405.988
Talen Energy (PPL Energy Plus) | -64235 | 1132.1251 | -36361.0263
Tenaska Power Services Co. | -870 | 1132.1251 | -492.4744
The Energy Authority | -43118 | 1132.1251 | -24407.484
TransAlta Energy Marketing | -391631 | 1132.1251 | -221687.633
TransCanada Energy Marketing | -3692 | 1132.1251 | -2089.9028
TransCanada Energy Sales Ltd | -27429 | 1132.1251 | -15526.529
Turlock Irrigation District | -3960 | 1132.1251 | -2241.6076
Vitol Inc. | -466011 | 1132.1251 | -263791.3637
| 5877232.977 |  | 3326881.343

## 2012 Summary
Summary Energy and Emissions Intensity Report
| Utility : | Puget Sound Energy
Reporting for year : |  | 2012 | MWh per Capita
Population Served : |  | 2396763.2061 | 8.8227
Energy Intensity Metrics
[5 empty] | Customer | MWh per
|  |  | MWh at Meter | MWh Proportion | Count | Customer
Residential Customers |  |  | 10744641 | 50.81% | 961914 | 11.1701
Commercial Customers |  |  | 9192545 | 43.47% | 123757 | 74.279
Industrial Customers |  |  | 1208801 | 5.716%
| Total Load Served |  | 21145987
Emissions Intensity Metrics
|  |  |  | Percent of | Short
|  |  | Busbar MWh | Total Load | Tons CO2
Known Resources Serving WA |  |  | 14688684.154 | 65.53% | 6574990.9407
Unknown Resources Serving WA |  |  | 7727006.425 | 34.47% | 3489259.0462 | % of 1990 CO2
|  |  | 2012 | Tons CO2 | 10064249.9869 | 144.9%
[5 empty] | 1990 Short Tons CO2 | 6946064
See UTC Docket UE-131723, General Order R-581, Page 7, Paragraph 19.
1990
Short Tons CO2
[5 empty] | Avista | 1131957
[5 empty] | Pacific Power | 2399078
[5 empty] | Puget Sound Energy | 6946064

## 2012 Known
Known Resources Serving WA Customers | 2012
| WA MWh |  | Short
Resource |  | lbs CO2/MWh | Tons CO2
Electron | 49582.501 | 0 | 0
Lower Baker | 349273.416 | 0 | 0
Snoqualmie Falls #1 | -1203.37 | 0 | 0
Snoqualmie Falls #2 | -636.02 | 0 | 0
Upper Baker | 349723.137 | 0 | 0
Colstrip 1 & 2 | 1424335.012 | 2349.8257 | 1673469.5341
Colstrip 3 & 4 | 2385189 | 2393.7645 | 2854790.3785
Encogen | 108457.07 | 1049.4122 | 56908.0866
Ferndale Co-Generation | 1607.07 | 19630.8974 | 15774.1131
Freddie #1 | 175177.486 | 1749.2871 | 153217.8562
Goldendale | 909496.565 | 788.6612 | 358642.3249
Mint Farm | 1098069.371 | 870.2047 | 477772.5689
Sumas | 223749.874 | 1049.7182 | 117437.1533
Crystal Mountain | 298.26 | 72576.7304 | 10823.3678
Fredonia | 17192.718 | 14670.9394 | 126116.6619
Fredonia 3 & 4 | 25360 | 1266.87 | 16063.9115
Fredrickson 1 & 2 | 31650.31 | 2994.5388 | 47389.0404
Hopkins Ridge (W184) | 430639.962 | 0 | 0
Lower Snake River | 714783.177 | 0 | 0
Whitehorn 2&3 | 29277.7 | 5720.0201 | 83734.516
Wild Horse (W183) | 677389.93 | 0 | 0
3 Bar G Wind Turbine #3 LLC | 190.138 | 0 | 0
Barclays Bank Plc | 217875 | 665.7543 | 72525.6144
BC Hydro (Point Roberts) | 21416.769 | 665.7543 | 7129.1536
Black Creek Hydro Inc | 11481.12 | 0 | 0
Book Outs - EITF 03-11 | -449210 | 0 | 0
BPA | 6832 | 0 | 0
BPA Firm - WNP#3 Exchange | 400153 | 665.7543 | 133201.8
CC Solar 1 and CC Solar 2 | 3.48 | 0 | 0
Chelan PUD - RI & RR | 2300840 | 0 | 0
Chelan PUD - Rock Island Syst #2 | 716417 | 0 | 0
Chelan PUD - Rocky Reach | -80276 | 0 | 0
Douglas PUD - Wells Project | 979910 | 0 | 0
Edaleen Dairy LLC | 1390.963 | 0 | 0
Farm Power Lynden LLC | 4187.861 | 0 | 0
Farm Power Rexville LLC | 5803.073 | 0 | 0
Grant PUD - Priest Rapids Project | 75568 | 0 | 0
Island Community Solar LLC | 57.93 | 0 | 0
JP Morgan Ventures Energy | 549589 | 665.7543 | 182945.6334
Klamath Falls (Iberdrola) | 500 | 801.8799 | 200.47
Klondike Wind Power III | 124794 | 0 | 0
Knudsen Wind Turbine #1 | 134.729 | 0 | 0
Powerex Corp. | 120000 | 665.7543 | 39945.2609
Qualco Energy | 3402 | 0 | 0
Rainier Bio Gas | 58.277 | 0 | 0
Shell Energy (Coral Pwr) | 439124 | 665.7543 | 146174.3564
Skookumchuck Hydro | 6421.8 | 0 | 0
Smith Creek Hydro | 215.179 | 0 | 0
Swauk Wind | 29.4 | 0 | 0
Van Dyk - S Holsteins | 2762.123 | 0 | 0
VanderHaak Dairy Digester | 3538.12 | 0 | 0
WASCO Hydro | 38227 | 0 | 0
Bio Energy Washington (BEW) | 2787.312 | 0 | 0
Hutchinson Creek | 1243.96 | 0 | 0
Koma Kulshan Associates | 42519.24 | 0 | 0
Lake Washington -- Finn Hill | 95.68 | 0 | 0
Nooksack | 25294.784 | 0 | 0
Port Townsend Paper Co. | 1475.007 | 988.658 | 729.1387
Sygitowicz Creek | 1478.24 | 0 | 0
Twin Falls Hydro | 95827.2 | 0 | 0
Weeks Falls | 17113.6 | 0 | 0
| 14688684.154 |  | 6574990.9407

## 2012 Unknown
Unknown Resources For WA Customers | 2012 |  | WA Dept. of Commerce Fuel Mix Report = |  |  | 903.1335 | lbs CO2 per MWh
| WA MWh | Fuel Mix | Short | For Year | 2012
Resource |  | lbs CO2/MWh | Tons CO2
Deferral Offsets | -52.36 | 903.1335 | -23.644
Deferral Offsets | -101.64 | 903.1335 | -45.8972
Avista Corp. WWP Division | 126962.18 | 903.1335 | 57331.8968
Barclays Bank Plc | 22000 | 903.1335 | 9934.4681
Black Hills Power | 1600 | 903.1335 | 722.5068
Book Outs - EITF 03-11 | -2428057 | 903.1335 | -1096429.7667
BP Energy Co. | 1236010 | 903.1335 | 558140.9975
BPA | 384112.7 | 903.1335 | 173452.517
Brookfield Energy Marketing | 1200 | 903.1335 | 541.8801
Calpine Energy Services | 467588 | 903.1335 | 211147.1855
Cargill Power Markets | 252059 | 903.1335 | 113821.4591
Chelan County PUD #1 | 124383 | 903.1335 | 56167.2249
Citigroup Energy Inc | 1014046 | 903.1335 | 457909.4392
Clark Public Utilities | 26743 | 903.1335 | 12076.2491
Clatskanie PUD | 11019 | 903.1335 | 4975.8138
Constellation Power Source, Inc. | 65386 | 903.1335 | 29526.1424
CP Energy Marketing (Epcor) | 1133 | 903.1335 | 511.6251
DB Energy Trading LLC | 502043 | 903.1335 | 226705.9173
Douglas County PUD #1 | 336342 | 903.1335 | 151880.8581
EDF Trading NA LLC | 222630 | 903.1335 | 100532.3017
ENMAX Energy Marketing, Inc. | 75 | 903.1335 | 33.8675
Eugene Water & Electric | 42962 | 903.1335 | 19400.21
Grant County PUD #2 | 36506 | 903.1335 | 16484.8952
Iberdrola Renewables (PPM Energy) | 561582 | 903.1335 | 253591.749
Idaho Falls Power | 25 | 903.1335 | 11.2892
Idaho Power Company | 10082 | 903.1335 | 4552.6958
J. Aron & Company | 2400 | 903.1335 | 1083.7602
JP Morgan Ventures Energy | 1278611 | 903.1335 | 577378.1919
Merrill Lynch Commodities | 269356 | 903.1335 | 121632.2089
Morgan Stanley CG | 1078306 | 903.1335 | 486927.1175
Natur Ener USA | 448 | 903.1335 | 202.3019
NextEra Energy Power Marketing | 113935 | 903.1335 | 51449.2557
Noble Americas Energy Solutions | 800 | 903.1335 | 361.2534
Noble Americas Gas & Power | 800 | 903.1335 | 361.2534
NorthPoint Energy Solutions, Inc. | 4 | 903.1335 | 1.8063
Northwestern Energy | 3418 | 903.1335 | 1543.4551
Okanogan PUD | 1487 | 903.1335 | 671.4797
Pacific Summit Energy LLC | 1179 | 903.1335 | 532.3972
Pacificorp | 76562 | 903.1335 | 34572.8522
PG&E Energy Trading | 70000 | 903.1335 | 31609.6713
Portland General Electric | 24419 | 903.1335 | 11026.8081
Powerex Corp. | 231003 | 903.1335 | 104313.27
Rainbow Energy Marketing | 23628 | 903.1335 | 10669.6188
Sacramento Municipal | 3654 | 903.1335 | 1650.0248
San Diego Gas & Electric | 451 | 903.1335 | 203.6566
Seattle City Light Marketing | 246052 | 903.1335 | 111108.8978
Shell Energy (Coral Pwr) | 182238 | 903.1335 | 82292.6183
Snohomish County PUD #1 | 176041 | 903.1335 | 79494.2592
Southern Cal - Edison | 62658 | 903.1335 | 28294.2683
Tacoma Power | 200033 | 903.1335 | 90328.2483
Talen Energy (PPL Energy Plus) | 109330 | 903.1335 | 49369.7909
Tenaska Power Services Co. | 32812 | 903.1335 | 14816.8076
The Energy Authority | 457673 | 903.1335 | 206669.9013
TransAlta Energy Marketing | 1404952 | 903.1335 | 634429.5845
TransCanada Energy Marketing | 200 | 903.1335 | 90.3133
TransCanada Energy Sales Ltd | -200 | 903.1335 | -90.3133
Tri-State Generation and Transmissi | 124 | 903.1335 | 55.9943
Turlock Irrigation District | 3343 | 903.1335 | 1509.5876
BPA | 35599 | 903.1335 | 16075.3241
Pacific Gas & Elec - Exchange | 413000 | 903.1335 | 186497.0607
BPA | -35375 | 903.1335 | -15974.1732
Deviation | 42716.545 | 903.1335 | 19289.3707
Pacific Gas & Elec - Exchange | -412995 | 903.1335 | -186494.8028
Avista Corp. WWP Division | -37126 | 903.1335 | -16764.8665
Barclays Bank Plc | -2400 | 903.1335 | -1083.7602
Black Hills Power | -18302 | 903.1335 | -8264.5743
Book Outs - EITF 03-11 | 2877267 | 903.1335 | 1299278.0588
BP Energy Co. | -97731 | 903.1335 | -44132.0684
BPA | -147151 | 903.1335 | -66448.4963
British Columbia Transmission Corp | -57 | 903.1335 | -25.7393
Brookfield Energy Marketing | -2000 | 903.1335 | -903.1335
Calpine Energy Services | -142467 | 903.1335 | -64333.3577
Cargill Power Markets | -311820 | 903.1335 | -140807.5386
Chelan County PUD #1 | -6435 | 903.1335 | -2905.8319
Citigroup Energy Inc | -93176 | 903.1335 | -42075.1819
Clark Public Utilities | -13840 | 903.1335 | -6249.6836
Clatskanie PUD | -5387 | 903.1335 | -2432.59
Constellation Power Source, Inc. | -22185 | 903.1335 | -10018.008
CP Energy Marketing (Epcor) | -1299 | 903.1335 | -586.5852
DB Energy Trading LLC | -242964 | 903.1335 | -109714.4597
Douglas County PUD #1 | -1410 | 903.1335 | -636.7091
EDF Trading NA LLC | -34355 | 903.1335 | -15513.5751
ENMAX Energy Marketing, Inc. | -225 | 903.1335 | -101.6025
Eugene Water & Electric | -17869 | 903.1335 | -8069.0459
Exelon Generation Co LLC | -2800 | 903.1335 | -1264.3869
Fortis BC | -56236 | 903.1335 | -25394.3068
Grant County PUD #2 | -11925 | 903.1335 | -5384.9333
Iberdrola Renewables (PPM Energy) | -541878 | 903.1335 | -244694.0781
Idaho Power Company | -25835 | 903.1335 | -11666.2265
J. Aron & Company | -2800 | 903.1335 | -1264.3869
JP Morgan Ventures Energy | -52134 | 903.1335 | -23541.9801
Morgan Stanley CG | -310918 | 903.1335 | -140400.2255
Natur Ener USA | -6 | 903.1335 | -2.7094
NextEra Energy Power Marketing | -2739 | 903.1335 | -1236.8413
Noble Americas Energy Solutions | -2800 | 903.1335 | -1264.3869
Noble Americas Gas & Power | -7600 | 903.1335 | -3431.9072
NorthPoint Energy Solutions, Inc. | -8404 | 903.1335 | -3794.9668
Northwestern Energy | -84493 | 903.1335 | -38154.228
Okanogan PUD | -470 | 903.1335 | -212.2364
Pacific Summit Energy LLC | -430 | 903.1335 | -194.1737
Pacificorp | -116892 | 903.1335 | -52784.5385
PG&E Energy Trading | -216530 | 903.1335 | -97777.7447
Portland General Electric | -72993 | 903.1335 | -32961.2105
Powerex Corp. | -406530 | 903.1335 | -183575.4239
Rainbow Energy Marketing | -58846 | 903.1335 | -26572.896
Sacramento Municipal | -10011 | 903.1335 | -4520.6346
San Diego Gas & Electric | -29918 | 903.1335 | -13509.9735
Seattle City Light Marketing | -46589 | 903.1335 | -21038.0425
Shell Energy (Coral Pwr) | -299293 | 903.1335 | -135150.7622
Sierra Pacific Power | -1542 | 903.1335 | -696.3159
Snohomish County PUD #1 | -9531 | 903.1335 | -4303.8825
Southern Cal - Edison | -20000 | 903.1335 | -9031.3347
Tacoma Power | -19628 | 903.1335 | -8863.3518
Talen Energy (PPL Energy Plus) | -67867 | 903.1335 | -30646.4795
Tenaska Power Services Co. | -36412 | 903.1335 | -16442.4479
The Energy Authority | -34934 | 903.1335 | -15775.0322
TransAlta Energy Marketing | -443951 | 903.1335 | -200473.5026
TransCanada Energy Sales Ltd | -49555 | 903.1335 | -22377.3894
Tri-State Generation and Transmissi | -12499 | 903.1335 | -5644.1326
Turlock Irrigation District | -3606 | 903.1335 | -1628.3496
Western Area Power Association | -407 | 903.1335 | -183.7877
| 7727006.425 |  | 3489259.0462

## 2011 Summary
Summary Energy and Emissions Intensity Report
| Utility : | Puget Sound Energy
Reporting for year : |  | 2011 | MWh per Capita
Population Served : |  | 2384581.4775 | 9.0307
Energy Intensity Metrics
[5 empty] | Customer | MWh per
|  |  | MWh at Meter | MWh Proportion | Count | Customer
Residential Customers |  |  | 11045116 | 51.29% | 957025 | 11.5411
Commercial Customers |  |  | 9275081 | 43.07% | 122720 | 75.5792
Industrial Customers |  |  | 1214232 | 5.639%
| Total Load Served |  | 21534429
Emissions Intensity Metrics
|  |  |  | Percent of | Short
|  |  | Busbar MWh | Total Load | Tons CO2
Known Resources Serving WA |  |  | 16075429.31 | 70.35% | 7195140.122
Unknown Resources Serving WA |  |  | 6774737.672 | 29.65% | 3064415.2106 | % of 1990 CO2
|  |  | 2011 | Tons CO2 | 10259555.3326 | 147.7%
[5 empty] | 1990 Short Tons CO2 | 6946064
See UTC Docket UE-131723, General Order R-581, Page 7, Paragraph 19.
1990
Short Tons CO2
[5 empty] | Avista | 1131957
[5 empty] | Pacific Power | 2399078
[5 empty] | Puget Sound Energy | 6946064

## 2011 Known
Known Resources Serving WA Customers | 2011
| WA MWh |  | Short
Resource |  | lbs CO2/MWh | Tons CO2
Electron | 50340.805 | 0 | 0
Lower Baker | 332792.353 | 0 | 0
Snoqualmie Falls #1 | -290.36 | 0 | 0
Snoqualmie Falls #2 | -174.56 | 0 | 0
Upper Baker | 301309.366 | 0 | 0
Colstrip 1 & 2 | 1897910 | 2327.0606 | 2208275.7784
Colstrip 3 & 4 | 2312673 | 2379.5192 | 2751524.8992
Encogen | 88887.6 | 1094.7936 | 48656.789
Freddie #1 | 135217.964 | 868.1092 | 58691.9796
Goldendale | 609012.735 | 794.7303 | 242000.4373
Mint Farm | 702080.6 | 870.8207 | 305693.1535
Sumas | 178397.424 | 1016.0405 | 90629.5009
Crystal Mountain | 273.13 | 1834.7461 | 250.5621
Fredonia | 27939.9 | 1632.4949 | 22805.8718
Fredonia 3 & 4 | 48850.4 | 1231.5731 | 30081.4193
Fredrickson 1 & 2 | 9975.6 | 12617.0571 | 62931.3575
Hopkins Ridge (W184) | 433218.608 | 0 | 0
Whitehorn 2&3 | 22501 | 1900.7043 | 21383.8735
Wild Horse (W183) | 730658.806 | 0 | 0
3 Bar G Wind Turbine #3 LLC | 105.014 | 0 | 0
Barclays Bank Plc | 109875 | 845.2821 | 46437.684
BC Hydro (Point Roberts) | 22073.61 | 845.2821 | 9329.2134
Black Creek Hydro Inc | 9716.46 | 0 | 0
Book Outs - EITF 03-11 | -509390 | 0 | 0
BPA | 7000 | 0 | 0
BPA Firm - WNP#3 Exchange | 413808 | 845.2821 | 174892.2423
Chelan PUD - RI & RR | 129926 | 0 | 0
Chelan PUD - Rock Island Syst #2 | 1647786 | 0 | 0
Chelan PUD - Rocky Reach | 2517798 | 0 | 0
Douglas PUD - Wells Project | 1061183 | 0 | 0
Farm Power Lynden LLC | 3412.36 | 0 | 0
Farm Power Rexville LLC | 4903.569 | 0 | 0
Grant PUD - Priest Rapids Project | 253731 | 0 | 0
Island Community Solar LLC | 15.23 | 0 | 0
JP Morgan Ventures Energy | 385873 | 845.2821 | 163085.765
Klondike Wind Power III | 132950 | 0 | 0
Knudsen Wind Turbine #1 | 85.938 | 0 | 0
Powerex Corp. | 180000 | 845.2821 | 76075.3867
Qualco Energy | 3315 | 0 | 0
Sempra Energy Trading | 161925 | 845.2821 | 68436.15
Shell Energy (Coral Pwr) | 437989 | 845.2821 | 185112.1253
Skookumchuck Hydro | 5017.4 | 0 | 0
Smith Creek Hydro | 169.594 | 0 | 0
Van Dyk - S Holsteins | 749.882 | 0 | 0
VanderHaak Dairy Digester | 3919 | 0 | 0
WASCO Hydro | 38437 | 0 | 0
Hutchinson Creek | 1180.2 | 0 | 0
Koma Kulshan Associates | 41094.68 | 0 | 0
March Point Cogen. - 1 & 2 | 769775.106 | 712.2246 | 274126.3839
Nooksack | 24528.506 | 0 | 0
Port Townsend Paper Co. | 2962.03 | 1037.0039 | 1535.8183
Spokane MSW | 143386 | 4486.4813 | 321649.3052
Sygitowicz Creek | 1153.68 | 0 | 0
Tenaska | 81307.08 | 775.6871 | 31534.4257
Twin Falls Hydro | 90259.6 | 0 | 0
Weeks Falls | 15834 | 0 | 0
| 16075429.31 |  | 7195140.122

## 2011 Unknown
Unknown Resources For WA Customers | 2011 |  | WA Dept. of Commerce Fuel Mix Report = |  |  | 904.6594 | lbs CO2 per MWh
| WA MWh | Fuel Mix | Short | For Year | 2011
Resource |  | lbs CO2/MWh | Tons CO2
Avista Corp. WWP Division | 117376.28 | 904.6594 | 53092.7802
Barclays Bank Plc | 27750 | 904.6594 | 12552.1498
Black Hills Power | 3515 | 904.6594 | 1589.939
BNP Paribas Energy Trading | 119000 | 904.6594 | 53827.237
Book Outs - EITF 03-11 | -3113284 | 904.6594 | -1408230.8875
BP Energy Co. | 345552 | 904.6594 | 156303.4402
BPA | 382105 | 904.6594 | 172837.4486
British Columbia Transmission Corp | 9 | 904.6594 | 4.071
Burbank, City of | 2000 | 904.6594 | 904.6594
Cargill Power Markets | 318865 | 904.6594 | 144232.1169
Chelan County PUD #1 | 8620 | 904.6594 | 3899.0822
Citigroup Energy Inc | 1028188 | 904.6594 | 465079.9926
Clark Public Utilities | 8570 | 904.6594 | 3876.4657
Clatskanie PUD | 15878 | 904.6594 | 7182.0913
Constellation Power Source, Inc. | 298689 | 904.6594 | 135105.9125
CP Energy Marketing (Epcor) | 5848 | 904.6594 | 2645.2242
DB Energy Trading LLC | 197398 | 904.6594 | 89288.9825
Douglas County PUD #1 | 277494 | 904.6594 | 125518.784
EDF Trading NA LLC | 585729 | 904.6594 | 264942.636
Eugene Water & Electric | 63900 | 904.6594 | 28903.8693
Exelon Generation Co LLC | 10000 | 904.6594 | 4523.2972
Grant County PUD #2 | 57335 | 904.6594 | 25934.3246
Hinson Power Company | 20800 | 904.6594 | 9408.4582
Iberdrola Renewables (PPM Energy) | 587403 | 904.6594 | 265699.8359
Idaho Power Company | 73320 | 904.6594 | 33164.8152
J. Aron & Company | 400 | 904.6594 | 180.9319
JP Morgan Ventures Energy | 1148676 | 904.6594 | 519580.2962
Merrill Lynch Commodities | 350800 | 904.6594 | 158677.2666
Morgan Stanley CG | 1335550 | 904.6594 | 604108.9608
NextEra Energy Power Marketing | 30168 | 904.6594 | 13645.8831
Noble Americas Energy Solutions | 10800 | 904.6594 | 4885.161
Noble Americas Gas & Power | 3200 | 904.6594 | 1447.4551
NorthPoint Energy Solutions, Inc. | 430 | 904.6594 | 194.5018
Northwestern Energy | 6224 | 904.6594 | 2815.3002
Okanogan PUD | 4945 | 904.6594 | 2236.7705
Pacific Northwest Generatin Coop. | 337472 | 904.6594 | 152648.6161
Pacific Summit Energy LLC | 1952 | 904.6594 | 882.9476
Pacificorp | 78506 | 904.6594 | 35510.5972
PG&E Energy Trading | 104400 | 904.6594 | 47223.223
Portland General Electric | 41895 | 904.6594 | 18950.3537
Powerex Corp. | 168076 | 904.6594 | 76025.7704
Public Service of Colorado | 800 | 904.6594 | 361.8638
Rainbow Energy Marketing | 48216 | 904.6594 | 21809.5299
Sacramento Municipal | 5763 | 904.6594 | 2606.7762
San Diego Gas & Electric | 556 | 904.6594 | 251.4953
Seattle City Light Marketing | 251794 | 904.6594 | 113893.9101
Sempra Energy Trading | 77538 | 904.6594 | 35072.742
Shell Energy (Coral Pwr) | 484678 | 904.6594 | 219234.2652
Sierra Pacific Power | 125 | 904.6594 | 56.5412
Snohomish County PUD #1 | 43003 | 904.6594 | 19451.5351
Southern Cal - Edison | 14057 | 904.6594 | 6358.3989
Tacoma Power | 108837 | 904.6594 | 49230.21
Talen Energy (PPL Energy Plus) | 122522 | 904.6594 | 55420.3423
Tenaska | 202 | 904.6594 | 91.3706
Tenaska Power Services Co. | 400 | 904.6594 | 180.9319
The Energy Authority | 55496 | 904.6594 | 25102.4903
TransAlta Energy Marketing | 2238117 | 904.6594 | 1012366.8413
Turlock Irrigation District | 37399 | 904.6594 | 16916.6793
Western Area Power Association | 1669 | 904.6594 | 754.9383
Black Creek Hydro | 3049 | 904.6594 | 1379.1533
BPA | 45405 | 904.6594 | 20538.031
Pacific Gas & Elec - Exchange | 413092 | 904.6594 | 186853.7897
Black Creek Hydro | -6556 | 904.6594 | -2965.4737
BPA | -46691 | 904.6594 | -21119.7271
Deviation | 34040.392 | 904.6594 | 15397.4811
Pacific Gas & Elec - Exchange | -413000 | 904.6594 | -186812.1754
Avista Corp. WWP Division | -30733 | 904.6594 | -13901.4494
Barclays Bank Plc | -29465 | 904.6594 | -13327.8953
Black Hills Power | -2654 | 904.6594 | -1200.4831
BNP Paribas Energy Trading | -20616 | 904.6594 | -9325.2296
Book Outs - EITF 03-11 | 3622674 | 904.6594 | 1638643.1248
BP Energy Co. | -148410 | 904.6594 | -67130.2541
BPA | -84760 | 904.6594 | -38339.4673
British Columbia Transmission Corp | -1 | 904.6594 | -0.45233
Burbank, City of | -800 | 904.6594 | -361.8638
Cargill Power Markets | -141861 | 904.6594 | -64167.9468
Chelan County PUD #1 | -1600 | 904.6594 | -723.7276
Citigroup Energy Inc | -167241 | 904.6594 | -75648.0751
Clark Public Utilities | -6320 | 904.6594 | -2858.7238
Clatskanie PUD | -8952 | 904.6594 | -4049.2557
Conoco, Inc. | -40 | 904.6594 | -18.0932
Constellation Power Source, Inc. | -50578 | 904.6594 | -22877.9327
CP Energy Marketing (Epcor) | -9659 | 904.6594 | -4369.0528
DB Energy Trading LLC | -73077 | 904.6594 | -33054.8991
Douglas County PUD #1 | -1531 | 904.6594 | -692.5168
EDF Trading NA LLC | -95429 | 904.6594 | -43165.3731
ENMAX Energy Marketing, Inc. | 567 | 904.6594 | 256.471
Eugene Water & Electric | -33425 | 904.6594 | -15119.121
Exelon Generation Co LLC | -15200 | 904.6594 | -6875.4118
Grant County PUD #2 | -27856 | 904.6594 | -12600.0967
Iberdrola Renewables (PPM Energy) | -428020 | 904.6594 | -193606.1678
Idaho Power Company | -24625 | 904.6594 | -11138.6194
J. Aron & Company | -21600 | 904.6594 | -9770.322
JP Morgan Ventures Energy | -47261 | 904.6594 | -21377.555
Los Angeles Dept. Water & Power | -1150 | 904.6594 | -520.1792
Merrill Lynch Commodities | -18800 | 904.6594 | -8503.7988
Morgan Stanley CG | -586129 | 904.6594 | -265123.5679
N. California Power Agency | -482 | 904.6594 | -218.0229
Natur Ener USA | -30 | 904.6594 | -13.5699
NextEra Energy Power Marketing | -9250 | 904.6594 | -4184.0499
Noble Americas Energy Solutions | -800 | 904.6594 | -361.8638
Noble Americas Gas & Power | -3388 | 904.6594 | -1532.4931
NorthPoint Energy Solutions, Inc. | -7683 | 904.6594 | -3475.2493
Northwestern Energy | -56370 | 904.6594 | -25497.8265
Okanogan PUD | -855 | 904.6594 | -386.7419
Pacific Northwest Generatin Coop. | -1655 | 904.6594 | -748.6057
Pacific Summit Energy LLC | -57339 | 904.6594 | -25936.134
Pacificorp | -246935 | 904.6594 | -111696.04
PG&E Energy Trading | -790398 | 904.6594 | -357520.5079
Portland General Electric | -251716 | 904.6594 | -113858.6284
Powerex Corp. | -294366 | 904.6594 | -133150.4911
Public Service of Colorado | -1600 | 904.6594 | -723.7276
Rainbow Energy Marketing | -69776 | 904.6594 | -31561.7587
Redding, City of | -69 | 904.6594 | -31.2108
Sacramento Municipal | -28531 | 904.6594 | -12905.4193
San Diego Gas & Electric | -22412 | 904.6594 | -10137.6137
Seattle City Light Marketing | -23444 | 904.6594 | -10604.418
Shell Energy (Coral Pwr) | -457267 | 904.6594 | -206835.4552
Sierra Pacific Power | -14123 | 904.6594 | -6388.2527
Snohomish County PUD #1 | -9938 | 904.6594 | -4495.2528
Southern Cal - Edison | -526126 | 904.6594 | -237982.4275
Tacoma Power | -19779 | 904.6594 | -8946.6296
Talen Energy (PPL Energy Plus) | -185885 | 904.6594 | -84081.3105
Tenaska Power Services Co. | -3600 | 904.6594 | -1628.387
The Energy Authority | -19100 | 904.6594 | -8639.4977
TransAlta Energy Marketing | -212919 | 904.6594 | -96309.5922
TransCanada Energy Sales Ltd | -14806 | 904.6594 | -6697.1939
Turlock Irrigation District | -24869 | 904.6594 | -11248.9879
Western Area Power Association | -1265 | 904.6594 | -572.1971
| 6774737.672 |  | 3064415.2106

## 2010 Summary
Summary Energy and Emissions Intensity Report
| Utility : | Puget Sound Energy
Reporting for year : |  | 2010 | MWh per Capita
Population Served : |  | 2374059.1948 | 8.8567
Energy Intensity Metrics
[5 empty] | Customer | MWh per
|  |  | MWh at Meter | MWh Proportion | Count | Customer
Residential Customers |  |  | 10672888 | 50.76% | 952802 | 11.2016
Commercial Customers |  |  | 9192953 | 43.72% | 122015 | 75.3428
Industrial Customers |  |  | 1160586 | 5.52%
| Total Load Served |  | 21026427
Emissions Intensity Metrics
|  |  |  | Percent of | Short
|  |  | Busbar MWh | Total Load | Tons CO2
Known Resources Serving WA |  |  | 19409090.795 | 85.9% | 10411371.0476
Unknown Resources Serving WA |  |  | 3185182.912 | 14.1% | 1897917.2298 | % of 1990 CO2
|  |  | 2010 | Tons CO2 | 12309288.2775 | 177.2%
[5 empty] | 1990 Short Tons CO2 | 6946064
See UTC Docket UE-131723, General Order R-581, Page 7, Paragraph 19.
1990
Short Tons CO2
[5 empty] | Avista | 1131957
[5 empty] | Pacific Power | 2399078
[5 empty] | Puget Sound Energy | 6946064

## 2010 Known
Known Resources Serving WA Customers | 2010
| WA MWh |  | Short
Resource |  | lbs CO2/MWh | Tons CO2
Electron | 88025.31 | 0 | 0
Lower Baker | 366338.204 | 0 | 0
Snoqualmie Falls #1 | 13051.4 | 0 | 0
Snoqualmie Falls #2 | 101676.9 | 0 | 0
Upper Baker | 360504.884 | 0 | 0
Colstrip 1 & 2 | 2293375 | 2459.3791 | 2820139.3194
Colstrip 3 & 4 | 2904730 | 2253.7141 | 3273215.4242
Encogen | 197771.9 | 1048.04 | 103636.4293
Freddie #1 | 418445.701 | 852.0439 | 178267.0549
Goldendale | 1541236 | 802.1248 | 618131.7959
Mint Farm | 1441302.4 | 853.1431 | 614818.6142
Sumas | 410625.5 | 1003.9238 | 206118.3649
Crystal Mountain | 113.77 | 2093.3543 | 119.0805
Fredonia | 11884.6 | 1778.9496 | 10571.0522
Fredonia 3 & 4 | 62288.3 | 1250.838 | 38956.2855
Fredrickson 1 & 2 | 10272.1 | 2012.6363 | 10337.0007
Hopkins Ridge (W184) | 381270.988 | 0 | 0
Whitehorn 2&3 | 8366.7 | 1870.3544 | 7824.3472
Wild Horse (W183) | 609654.955 | 0 | 0
BC Hydro (Point Roberts) | 20921 | 842.5793 | 8813.8008
Book Outs - EITF 03-11 | -753803 | 0 | 0
BPA | 7000 | 0 | 0
BPA Firm - WNP#3 Exchange | 406710 | 842.5793 | 171342.7136
Chelan PUD - Rock Island Syst #2 | 1213235 | 0 | 0
Chelan PUD - Rocky Reach | 1914094 | 0 | 0
Credit Suisse Energy, LLC | 107950 | 842.5793 | 45478.2177
Douglas PUD - Wells Project | 871104 | 0 | 0
Farm Power Lynden LLC | 204.023 | 0 | 0
Farm Power Rexville LLC | 4873.87 | 0 | 0
Grant PUD - Priest Rapids Project | 331731 | 0 | 0
Klondike Wind Power III | 120632 | 0 | 0
NWestern Energy(MPC) Firm Contract | 788313 | 2156.7726 | 850105.9307
Powerex Corp. | 179999 | 842.5793 | 75831.7157
Qualco Energy | 3520 | 0 | 0
Sempra Energy Trading | 547795 | 842.5793 | 230780.3638
Shell Energy (Coral Pwr) | 330050 | 842.5793 | 139046.649
Snohomish PUD Conservation | 14464 | 842.5793 | 6093.5335
VanderHaak Dairy Digester | 2551.8 | 0 | 0
WASCO Hydro | 40782 | 0 | 0
Hutchinson Creek | 1106.72 | 0 | 0
Koma Kulshan Associates | 42708.48 | 0 | 0
March Point Cogen. - 1 & 2 | 1081243.416 | 712.5328 | 385210.6977
Nooksack | 25921.554 | 0 | 0
Port Townsend Paper Co. | 2886.24 | 1034.1968 | 1492.47
Spokane MSW | 141480 | 4609.1077 | 326048.2822
Sygitowicz Creek | 1227.84 | 0 | 0
Tenaska | 652723.44 | 885.4957 | 288991.9042
Twin Falls Hydro | 73497.6 | 0 | 0
Weeks Falls | 13234.2 | 0 | 0
| 19409090.795 |  | 10411371.0476

## 2010 Unknown
Unknown Resources For WA Customers | 2010 |  | WA Dept. of Commerce Fuel Mix Report = |  |  | 1191.7163 | lbs CO2 per MWh
| WA MWh | Fuel Mix | Short | For Year | 2010
Resource |  | lbs CO2/MWh | Tons CO2
Avista Corp. WWP Division | 165694.6 | 1191.7163 | 98730.4795
Barclays Bank Plc | 138700 | 1191.7163 | 82645.5268
Black Hills Power | 1224 | 1191.7163 | 729.3304
BNP Paribas Energy Trading | 15600 | 1191.7163 | 9295.3873
Book Outs - EITF 03-11 | -3094185 | 1191.7163 | -1843695.3814
BP Energy Co. | 78616 | 1191.7163 | 46843.9851
BPA | 206160 | 1191.7163 | 122842.1183
Burbank, City of | 59686 | 1191.7163 | 35564.3901
Cargill Power Markets | 183821 | 1191.7163 | 109531.2429
Chelan County PUD #1 | 15633 | 1191.7163 | 9315.0506
Citigroup Energy Inc | 775756 | 1191.7163 | 462240.5429
Clatskanie PUD | 25594 | 1191.7163 | 15250.3938
Conoco, Inc. | 82208 | 1191.7163 | 48984.3076
Constellation Power Source, Inc. | 95234 | 1191.7163 | 56745.956
CP Energy Marketing (Epcor) | 10876 | 1191.7163 | 6480.5534
DB Energy Trading LLC | 117600 | 1191.7163 | 70072.9196
Douglas County PUD #1 | 184451 | 1191.7163 | 109906.6335
Eagle Energy Partners | 31 | 1191.7163 | 18.4716
EDF Trading NA LLC | 320131 | 1191.7163 | 190752.6687
Endure Energy LLC | 17600 | 1191.7163 | 10487.1036
ENMAX Energy Marketing, Inc. | 430 | 1191.7163 | 256.219
Eugene Water & Electric | 63929 | 1191.7163 | 38092.6163
Fortis Energy Marketing & Trading | 4000 | 1191.7163 | 2383.4326
Grant County PUD #2 | 20495 | 1191.7163 | 12212.113
Iberdrola Renewables (PPM Energy) | 682132 | 1191.7163 | 406453.9185
Idaho Power Company | 17382 | 1191.7163 | 10357.2065
J. Aron & Company | 32200 | 1191.7163 | 19186.6328
JP Morgan Ventures Energy | 136924 | 1191.7163 | 81587.2827
Merrill Lynch Commodities | 55600 | 1191.7163 | 33129.7137
Modesto Irrigation District | 45 | 1191.7163 | 26.8136
Morgan Stanley CG | 1135590 | 1191.7163 | 676650.5681
NextEra Energy Power Marketing | 20186 | 1191.7163 | 12027.9928
Noble Americas Energy Solutions | 24200 | 1191.7163 | 14419.7675
NorthPoint Energy Solutions, Inc. | 4037 | 1191.7163 | 2405.4794
Northwestern Energy | 2854 | 1191.7163 | 1700.5792
Occidental Power Services | 30400 | 1191.7163 | 18114.0881
Okanogan PUD | 2374 | 1191.7163 | 1414.5673
Pacific Northwest Generatin Coop. | 87811 | 1191.7163 | 52322.9009
Pacific Summit Energy LLC | 46767 | 1191.7163 | 27866.4986
Pacificorp | 80243 | 1191.7163 | 47813.4463
Portland General Electric | 292936 | 1191.7163 | 174548.306
Powerex Corp. | 300036 | 1191.7163 | 178778.899
Public Service of Colorado | 6500 | 1191.7163 | 3873.078
Rainbow Energy Marketing | 98150 | 1191.7163 | 58483.4784
Redding, City of | 173 | 1191.7163 | 103.0835
Sacramento Municipal | 5475 | 1191.7163 | 3262.3234
San Diego Gas & Electric | 684 | 1191.7163 | 407.567
Seattle City Light Marketing | 249821 | 1191.7163 | 148857.8814
Sempra Energy Trading | 995085 | 1191.7163 | 592929.5173
Shell Energy (Coral Pwr) | 355579 | 1191.7163 | 211874.6487
Sierra Pacific Power | 1600 | 1191.7163 | 953.3731
Snohomish County PUD #1 | 45702 | 1191.7163 | 27231.9096
Southern Cal - Edison | 13647 | 1191.7163 | 8131.6763
Tacoma Power | 47836 | 1191.7163 | 28503.471
Talen Energy (PPL Energy Plus) | 147357 | 1191.7163 | 87803.8709
Tenaska | 1038 | 1191.7163 | 618.5008
The Energy Authority | 78028 | 1191.7163 | 46493.6205
TransAlta Energy Marketing | 1107783 | 1191.7163 | 660081.5403
TransCanada Energy Sales Ltd | 8791 | 1191.7163 | 5238.1891
Turlock Irrigation District | 52383 | 1191.7163 | 31212.838
Western Area Power Association | 20 | 1191.7163 | 11.9172
Black Creek Hydro | 11424 | 1191.7163 | 6807.0836
BPA | 65580 | 1191.7163 | 39076.3781
Pacific Gas & Elec - Exchange | 412908 | 1191.7163 | 246034.6012
TransAlta Energy Marketing | 1533400 | 1191.7163 | 913688.9028
Black Creek Hydro | -10438 | 1191.7163 | -6219.5675
BPA | -57475 | 1191.7163 | -34246.9478
Deviation | 20831.312 | 1191.7163 | 12412.5072
Pacific Gas & Elec - Exchange | -413000 | 1191.7163 | -246089.4202
TransAlta Energy Marketing | -1536249 | 1191.7163 | -915386.5027
Avista Corp. WWP Division | -27014 | 1191.7163 | -16096.5123
Barclays Bank Plc | -40109 | 1191.7163 | -23899.2749
Black Hills Power | -2465 | 1191.7163 | -1468.7904
BNP Paribas Energy Trading | -29925 | 1191.7163 | -17831.0554
Book Outs - EITF 03-11 | 3847988 | 1191.7163 | 2292855.0501
BP Energy Co. | -259544 | 1191.7163 | -154651.4103
BPA | -159865 | 1191.7163 | -95256.8648
British Columbia Transmission Corp | -49 | 1191.7163 | -29.197
Burbank, City of | -530 | 1191.7163 | -315.8048
Cargill Power Markets | -261663 | 1191.7163 | -155914.0338
Chelan County PUD #1 | -5161 | 1191.7163 | -3075.224
Citigroup Energy Inc | -767741 | 1191.7163 | -457464.7398
Clatskanie PUD | -10025 | 1191.7163 | -5973.4781
Conoco, Inc. | -111624 | 1191.7163 | -66512.0713
Constellation Power Source, Inc. | -42662 | 1191.7163 | -25420.5008
CP Energy Marketing (Epcor) | -54095 | 1191.7163 | -32232.9472
DB Energy Trading LLC | -150800 | 1191.7163 | -89855.4106
Douglas County PUD #1 | -1065 | 1191.7163 | -634.5889
Eagle Energy Partners | -831 | 1191.7163 | -495.1581
EDF Trading NA LLC | -58348 | 1191.7163 | -34767.1319
Endure Energy LLC | -1200 | 1191.7163 | -715.0298
ENMAX Energy Marketing, Inc. | -1808 | 1191.7163 | -1077.3116
Eugene Water & Electric | -14553 | 1191.7163 | -8671.5238
Fortis Energy Marketing & Trading | -12000 | 1191.7163 | -7150.2979
Grant County PUD #2 | -45909 | 1191.7163 | -27355.2523
Iberdrola Renewables (PPM Energy) | -442218 | 1191.7163 | -263499.2039
Idaho Power Company | -60759 | 1191.7163 | -36203.746
J. Aron & Company | -800 | 1191.7163 | -476.6865
JP Morgan Ventures Energy | -92601 | 1191.7163 | -55177.0615
Merrill Lynch Commodities | -75385 | 1191.7163 | -44918.7674
Modesto Irrigation District | -10 | 1191.7163 | -5.9586
Morgan Stanley CG | -454431 | 1191.7163 | -270776.4196
N. California Power Agency | -356 | 1191.7163 | -212.1255
Natur Ener USA | -2 | 1191.7163 | -1.1917
NextEra Energy Power Marketing | -294 | 1191.7163 | -175.1823
NorthPoint Energy Solutions, Inc. | -10173 | 1191.7163 | -6061.6651
Northwestern Energy | -48784 | 1191.7163 | -29068.3445
Okanogan PUD | -175 | 1191.7163 | -104.2752
Pacific Northwest Generatin Coop. | -4755 | 1191.7163 | -2833.3056
Pacific Summit Energy LLC | -111596 | 1191.7163 | -66495.3872
Pacificorp | -167918 | 1191.7163 | -100055.3105
Portland General Electric | -68889 | 1191.7163 | -41048.0728
Powerex Corp. | -330673 | 1191.7163 | -197034.2054
Public Service of Colorado | -4400 | 1191.7163 | -2621.7759
Rainbow Energy Marketing | -46883 | 1191.7163 | -27935.6181
Redding, City of | -463 | 1191.7163 | -275.8823
Sacramento Municipal | -4178 | 1191.7163 | -2489.4954
San Diego Gas & Electric | -10399 | 1191.7163 | -6196.329
Seattle City Light Marketing | -24056 | 1191.7163 | -14333.9639
Sempra Energy Trading | -112120 | 1191.7163 | -66807.6169
Shell Energy (Coral Pwr) | -449454 | 1191.7163 | -267810.8335
Sierra Pacific Power | -2937 | 1191.7163 | -1750.0354
Snohomish County PUD #1 | -6352 | 1191.7163 | -3784.891
Southern Cal - Edison | -1236986 | 1191.7163 | -737068.2021
Tacoma Power | -2132 | 1191.7163 | -1270.3696
Talen Energy (PPL Energy Plus) | -176278 | 1191.7163 | -105036.6848
The Energy Authority | -8119 | 1191.7163 | -4837.7724
TransAlta Energy Marketing | -318081 | 1191.7163 | -189531.1595
TransCanada Energy Sales Ltd | -9650 | 1191.7163 | -5750.0312
Turlock Irrigation District | -5147 | 1191.7163 | -3066.882
| 3185182.912 |  | 1897917.2298

## 2009 Summary
Summary Energy and Emissions Intensity Report
| Utility : | Puget Sound Energy
Reporting for year : |  | 2009 | MWh per Capita
Population Served : |  | 2360347.5865 | 9.2766
Energy Intensity Metrics
[5 empty] | Customer | MWh per
|  |  | MWh at Meter | MWh Proportion | Count | Customer
Residential Customers |  |  | 11163371 | 50.98% | 947299 | 11.7844
Commercial Customers |  |  | 9584670 | 43.77% | 121817 | 78.6809
Industrial Customers |  |  | 1148060 | 5.243%
| Total Load Served |  | 21896101
Emissions Intensity Metrics
|  |  |  | Percent of | Short
|  |  | Busbar MWh | Total Load | Tons CO2
Known Resources Serving WA |  |  | 19034284.342 | 81.2% | 9694555.6974
Unknown Resources Serving WA |  |  | 4408167.498 | 18.8% | 2465915.3736 | % of 1990 CO2
|  |  | 2009 | Tons CO2 | 12160471.0709 | 175.1%
[5 empty] | 1990 Short Tons CO2 | 6946064
See UTC Docket UE-131723, General Order R-581, Page 7, Paragraph 19.
1990
Short Tons CO2
[5 empty] | Avista | 1131957
[5 empty] | Pacific Power | 2399078
[5 empty] | Puget Sound Energy | 6946064

## 2009 Known
Known Resources Serving WA Customers | 2009
| WA MWh |  | Short
Resource |  | lbs CO2/MWh | Tons CO2
Electron | 90893.71 | 0 | 0
Lower Baker | 344847.472 | 0 | 0
Snoqualmie Falls #1 | 62769 | 0 | 0
Snoqualmie Falls #2 | 151915.2 | 0 | 0
Upper Baker | 337353.652 | 0 | 0
Colstrip 1 & 2 | 2310597 | 2654.1205 | 3066301.4849
Colstrip 3 & 4 | 2140507 | 2551.2831 | 2730519.6142
Encogen | 384510 | 1108.3238 | 213080.7949
Goldendale | 1368799 | 888.2315 | 607905.2261
Mint Farm | 1426827.5 | 913.8124 | 651926.3465
Sumas | 539532.2 | 1079.7823 | 291288.658
Crystal Mountain | 419.45 | 1824.3194 | 382.6054
Freddie #1 | 454203 | 938.3645 | 213103.9772
Fredonia | 64044.5 | 1569.4444 | 50257.1414
Fredonia 3 & 4 | 89229 | 1396.777 | 62316.5068
Fredrickson 1 & 2 | 18586.1 | 1769.9984 | 16448.6837
Hopkins Ridge (W184) | 381219.264 | 0 | 0
Whitehorn 2&3 | 16995.3 | 1739.0064 | 14777.4677
Wild Horse (W183) | 565274.874 | 0 | 0
BC Hydro (Point Roberts) | 22270.57 | 819.2079 | 9122.1134
BPA | 7014 | 0 | 0
BPA Firm - WNP#3 Exchange | 393717 | 819.2079 | 161268.0384
Chelan PUD - Rock Island Syst #2 | 1263318 | 0 | 0
Chelan PUD - Rocky Reach | 2007333 | 0 | 0
Douglas PUD - Wells Project | 959848 | 0 | 0
Farm Power Rexville LLC | 1523.01 | 0 | 0
Grant PUD - Priest Rapids | 234580 | 0 | 0
Grant PUD - Priest Rapids Project | 82584 | 0 | 0
Grant PUD - Wanapum | 313799 | 0 | 0
Klondike Wind Power III | 132569 | 0 | 0
NWestern Energy(MPC) Firm Contract | 591921 | 2421.1511 | 716565.0915
Qualco Energy | 3036 | 0 | 0
Snohomish PUD Conservation | 89728 | 819.2079 | 36752.9432
VanderHaak Dairy Digester | 2345.92 | 0 | 0
WASCO Hydro | 39992 | 0 | 0
Koma Kulshan Associates | 36065.16 | 0 | 0
March Point Cogen. - 1 & 2 | 995857.89 | 711.0406 | 354047.7063
Nooksack | 23209.796 | 0 | 0
Port Townsend Paper Co. | 1816.917 | 998.8431 | 907.4075
Puyallup Energy Recovery Company | 343.577 | 0 | 0
Spokane MSW | 133987 | 1701.1064 | 113963.0708
Sygitowicz Creek | 1018.08 | 0 | 0
Tenaska | 866454.6 | 885.4955 | 383620.8195
Twin Falls Hydro | 69081.6 | 0 | 0
Weeks Falls | 12348 | 0 | 0
| 19034284.342 |  | 9694555.6974

## 2009 Unknown
Unknown Resources For WA Customers | 2009 |  | WA Dept. of Commerce Fuel Mix Report = |  |  | 1118.7939 | lbs CO2 per MWh
| WA MWh | Fuel Mix | Short | For Year | 2009
Resource |  | lbs CO2/MWh | Tons CO2
Avista Corp. WWP Division | 165617.92 | 1118.7939 | 92646.1563
Barclays Bank Plc | 16746 | 1118.7939 | 9367.661
Black Hills Power | 3800 | 1118.7939 | 2125.7083
Book Outs - EITF 03-11 | -3599695 | 1118.7939 | -2013658.3387
BP Energy Co. | 37192 | 1118.7939 | 20805.0907
BPA | 334870 | 1118.7939 | 187325.2506
Burbank, City of | 175 | 1118.7939 | 97.8945
Cargill Power Markets | 380859 | 1118.7939 | 213051.3561
Chelan County PUD #1 | 29209 | 1118.7939 | 16339.425
Citigroup Energy Inc | 338327 | 1118.7939 | 189259.0858
Clatskanie PUD | 50919 | 1118.7939 | 28483.9324
Conoco, Inc. | 73722 | 1118.7939 | 41239.8606
Constellation Power Source, Inc. | 562741 | 1118.7939 | 314795.5888
CP Energy Marketing (Epcor) | 28908 | 1118.7939 | 16171.0465
Credit Suisse Energy, LLC | 445000 | 1118.7939 | 248931.6347
DB Energy Trading LLC | 147600 | 1118.7939 | 82566.9871
Douglas County PUD #1 | 187749 | 1118.7939 | 105026.2146
Eagle Energy Partners | 106240 | 1118.7939 | 59430.33
EDF Trading NA LLC | 31850 | 1118.7939 | 17816.7923
Endure Energy LLC | 30600 | 1118.7939 | 17117.5461
ENMAX Energy Marketing, Inc. | 2456 | 1118.7939 | 1373.8789
Eugene Water & Electric | 89317 | 1118.7939 | 49963.6558
Fortis Energy Marketing & Trading | 133941 | 1118.7939 | 74926.1845
Grant County PUD #2 | 53441 | 1118.7939 | 29894.7314
Hinson Power Company | 800 | 1118.7939 | 447.5175
Iberdrola Renewables (PPM Energy) | 882331 | 1118.7939 | 493573.2543
Idaho Falls Power | 37654 | 1118.7939 | 21063.5321
Idaho Power Company | 92731 | 1118.7939 | 51873.4369
Integrys Energy Services, Inc | 1800 | 1118.7939 | 1006.9145
J. Aron & Company | 14000 | 1118.7939 | 7831.557
JP Morgan Ventures Energy | 143436 | 1118.7939 | 80237.6583
Los Angeles Dept. Water & Power | 50 | 1118.7939 | 27.9698
Merrill Lynch Commodities | 400 | 1118.7939 | 223.7588
Modesto Irrigation District | 90 | 1118.7939 | 50.3457
Morgan Stanley CG | 992212 | 1118.7939 | 555040.3486
N. California Power Agency | 323 | 1118.7939 | 180.6852
Noble Americas Energy Solutions | 3400 | 1118.7939 | 1901.9496
NorthPoint Energy Solutions, Inc. | 6592 | 1118.7939 | 3687.5446
Northwestern Energy | 7969 | 1118.7939 | 4457.8342
Occidental Power Services | 31600 | 1118.7939 | 17676.943
Okanogan PUD | 3810 | 1118.7939 | 2131.3023
Pacific Northwest Generatin Coop. | 216587 | 1118.7939 | 121158.1033
Pacific Summit Energy LLC | 68094 | 1118.7939 | 38091.5747
Pacificorp | 185612 | 1118.7939 | 103830.7833
Portland General Electric | 208659 | 1118.7939 | 116723.2044
Powerex Corp. | 316076 | 1118.7939 | 176811.9446
Public Service of Colorado | 3600 | 1118.7939 | 2013.829
Rainbow Energy Marketing | 222154 | 1118.7939 | 124272.266
Redding, City of | 496 | 1118.7939 | 277.4609
Sacramento Municipal | 6590 | 1118.7939 | 3686.4258
Seattle City Light Marketing | 211502 | 1118.7939 | 118313.5699
Sempra Energy Trading | 2267825 | 1118.7939 | 1268614.347
Shell Energy (Coral Pwr) | 485252 | 1118.7939 | 271448.48
Sierra Pacific Power | 25 | 1118.7939 | 13.9849
Snohomish County PUD #1 | 57116 | 1118.7939 | 31950.5152
Southern Cal - Edison | 7805 | 1118.7939 | 4366.0931
Tacoma Power | 75813 | 1118.7939 | 42409.5596
Talen Energy (PPL Energy Plus) | 407444 | 1118.7939 | 227922.9235
Tenaska | 2895 | 1118.7939 | 1619.4541
The Energy Authority | 122625 | 1118.7939 | 68596.0488
TransAlta Energy Marketing | 278480 | 1118.7939 | 155780.8576
TransCanada Energy Marketing | 7326 | 1118.7939 | 4098.1419
TransCanada Energy Sales Ltd | 9898 | 1118.7939 | 5536.9108
Turlock Irrigation District | 850 | 1118.7939 | 475.4874
Western Area Power Association | 360 | 1118.7939 | 201.3829
Black Creek Hydro | 6088 | 1118.7939 | 3405.6085
BPA | 76504 | 1118.7939 | 42796.1029
Deviation | -23317.616 | 1118.7939 | -13043.8028
Morgan Stanley CG | 20000 | 1118.7939 | 11187.9386
Pacific Gas & Elec - Exchange | 413000 | 1118.7939 | 231030.9329
Powerex Corp. | 38000 | 1118.7939 | 21257.0834
TransAlta Energy Marketing | 1533600 | 1118.7939 | 857891.1347
Black Creek Hydro | -4172 | 1118.7939 | -2333.804
BPA | -81545 | 1118.7939 | -45616.0228
Deviation | -43828.806 | 1118.7939 | -24517.6996
Morgan Stanley CG | -17200 | 1118.7939 | -9621.6272
Pacific Gas & Elec - Exchange | -413000 | 1118.7939 | -231030.9329
Powerex Corp. | -68795 | 1118.7939 | -38483.7119
TransAlta Energy Marketing | -1533600 | 1118.7939 | -857891.1347
Avista Corp. WWP Division | -39571 | 1118.7939 | -22135.896
Barclays Bank Plc | -33513 | 1118.7939 | -18747.0694
Black Hills Power | -1600 | 1118.7939 | -895.0351
Book Outs - EITF 03-11 | 3599695 | 1118.7939 | 2013658.3387
BP Energy Co. | -152945 | 1118.7939 | -85556.9637
BPA | -254156 | 1118.7939 | -142174.0866
British Columbia Transmission Corp | -35 | 1118.7939 | -19.5789
Cargill Power Markets | -240421 | 1118.7939 | -134490.7698
Chelan County PUD #1 | -3890 | 1118.7939 | -2176.0541
Citigroup Energy Inc | -635716 | 1118.7939 | -355617.5799
Clatskanie PUD | -15633 | 1118.7939 | -8745.0522
Conoco, Inc. | -111736 | 1118.7939 | -62504.7756
Constellation Power Source, Inc. | -61701 | 1118.7939 | -34515.3501
CP Energy Marketing (Epcor) | -605 | 1118.7939 | -338.4351
Credit Suisse Energy, LLC | -8444 | 1118.7939 | -4723.5477
DB Energy Trading LLC | -182400 | 1118.7939 | -102034.0004
Douglas County PUD #1 | -450 | 1118.7939 | -251.7286
Eagle Energy Partners | -10242 | 1118.7939 | -5729.3434
ENMAX Energy Marketing, Inc. | -6394 | 1118.7939 | -3576.784
Eugene Water & Electric | -19889 | 1118.7939 | -11125.8456
Fortis Energy Marketing & Trading | -110920 | 1118.7939 | -62048.3077
Grant County PUD #2 | -22571 | 1118.7939 | -12626.1481
Hinson Power Company | -3950 | 1118.7939 | -2209.6179
Iberdrola Renewables (PPM Energy) | -485458 | 1118.7939 | -271563.7158
Idaho Power Company | -31952 | 1118.7939 | -17873.8508
Integrys Energy Services, Inc | -4800 | 1118.7939 | -2685.1053
J. Aron & Company | -43800 | 1118.7939 | -24501.5856
JP Morgan Ventures Energy | -162587 | 1118.7939 | -90950.669
Los Angeles Dept. Water & Power | -400 | 1118.7939 | -223.7588
Modesto Irrigation District | -2329 | 1118.7939 | -1302.8355
Morgan Stanley CG | -660584 | 1118.7939 | -369528.6628
N. California Power Agency | -558 | 1118.7939 | -312.1435
Natur Ener USA | -9 | 1118.7939 | -5.0346
NorthPoint Energy Solutions, Inc. | -40364 | 1118.7939 | -22579.4978
Northwestern Energy | -22137 | 1118.7939 | -12383.3699
Occidental Power Services | -33200 | 1118.7939 | -18571.9781
Okanogan PUD | -180 | 1118.7939 | -100.6914
Pacific Northwest Generatin Coop. | -15026 | 1118.7939 | -8405.4983
Pacific Summit Energy LLC | -141740 | 1118.7939 | -79288.9211
Pacificorp | -175631 | 1118.7939 | -98247.4425
PG&E Energy Trading | -1400 | 1118.7939 | -783.1557
Portland General Electric | -88446 | 1118.7939 | -49476.421
Powerex Corp. | -547840 | 1118.7939 | -306460.0152
Public Service of Colorado | -6800 | 1118.7939 | -3803.8991
Rainbow Energy Marketing | -57994 | 1118.7939 | -32441.6657
Redding, City of | -441 | 1118.7939 | -246.694
Sacramento Municipal | -11919 | 1118.7939 | -6667.452
San Diego Gas & Electric | -1032 | 1118.7939 | -577.2976
Seattle City Light Marketing | -33841 | 1118.7939 | -18930.5516
Sempra Energy Trading | -272319 | 1118.7939 | -152334.4131
Shell Energy (Coral Pwr) | -446690 | 1118.7939 | -249877.0155
Sierra Pacific Power | -3532 | 1118.7939 | -1975.79
Silicon Valley Pwr - Santa Clara | -35 | 1118.7939 | -19.5789
Snohomish County PUD #1 | -10967 | 1118.7939 | -6134.9062
Southern Cal - Edison | -502250 | 1118.7939 | -280957.109
Tacoma Power | -2294 | 1118.7939 | -1283.2566
Talen Energy (PPL Energy Plus) | -71305 | 1118.7939 | -39887.7982
The Energy Authority | -14698 | 1118.7939 | -8222.0161
TransAlta Energy Marketing | -297158 | 1118.7939 | -166229.2735
TransCanada Energy Marketing | -4687 | 1118.7939 | -2621.8934
TransCanada Energy Sales Ltd | -10850 | 1118.7939 | -6069.4567
Turlock Irrigation District | -3013 | 1118.7939 | -1685.463
Western Area Power Association | -80 | 1118.7939 | -44.7518
| 4408167.498 |  | 2465915.3736

## 2008 Summary
Summary Energy and Emissions Intensity Report
| Utility : | Puget Sound Energy
Reporting for year : |  | 2008 | MWh per Capita
Population Served : |  | 2340765.626 | 9.3308
Energy Intensity Metrics
[5 empty] | Customer | MWh per
|  |  | MWh at Meter | MWh Proportion | Count | Customer
Residential Customers |  |  | 11082670 | 50.74% | 939440 | 11.7971
Commercial Customers |  |  | 9453940 | 43.28% | 120743 | 78.298
Industrial Customers |  |  | 1304662 | 5.973%
| Total Load Served |  | 21841272
Emissions Intensity Metrics
|  |  |  | Percent of | Short
|  |  | Busbar MWh | Total Load | Tons CO2
Known Resources Serving WA |  |  | 18130450.128 | 76.92% | 8179189.624
Unknown Resources Serving WA |  |  | 5441422.04 | 23.08% | 2787286.6951 | % of 1990 CO2
|  |  | 2008 | Tons CO2 | 10966476.3191 | 157.9%
[5 empty] | 1990 Short Tons CO2 | 6946064
See UTC Docket UE-131723, General Order R-581, Page 7, Paragraph 19.
1990
Short Tons CO2
[5 empty] | Avista | 1131957
[5 empty] | Pacific Power | 2399078
[5 empty] | Puget Sound Energy | 6946064

## 2008 Known
Known Resources Serving WA Customers | 2008
| WA MWh |  | Short
Resource |  | lbs CO2/MWh | Tons CO2
Electron | 96154.205 | 0 | 0
Lower Baker | 321027.4 | 0 | 0
Snoqualmie Falls #1 | 59492 | 0 | 0
Snoqualmie Falls #2 | 181143.4 | 0 | 0
Upper Baker | 317108.09 | 0 | 0
Colstrip 1 & 2 | 2124142 | 2267.4591 | 2408202.5227
Colstrip 3 & 4 | 2943303 | 2142.8522 | 3153531.6998
Encogen | 98884 | 906.7478 | 44831.4272
Goldendale | 1368284 | 686.3778 | 469579.8858
Sumas | 218930.3 | 797.7681 | 87327.8049
Crystal Mountain | 360.91 | 1689.2058 | 304.8256
Freddie #1 | 545866.187 | 350.3482 | 95621.606
Fredonia | 7453.4 | 1941.052 | 7233.7185
Fredonia 3 & 4 | 9931.3 | 1159.0525 | 5755.4489
Fredrickson 1 & 2 | 15741.2 | 2256.0429 | 17756.411
Hopkins Ridge (W184) | 425322.08 | 0 | 0
Whitehorn 2&3 | 4135 | 1771.6364 | 3662.8582
Wild Horse (W183) | 682096.784 | 0 | 0
BC Hydro (Point Roberts) | 22695.39 | 845.2821 | 9592.0032
BPA | 7063 | 0 | 0
BPA Firm - WNP#3 Exchange | 374999 | 845.2821 | 158489.9663
Chelan PUD - Rock Island Syst #2 | 1327464 | 0 | 0
Chelan PUD - Rocky Reach | 2144307 | 0 | 0
Douglas PUD - Wells Project | 1045492 | 0 | 0
Grant PUD - Priest Rapids | 464474 | 0 | 0
Grant PUD - Wanapum | 456458 | 0 | 0
Klondike Wind Power III | 148311 | 0 | 0
NWestern Energy(MPC) Firm Contract | 795395 | 2016.3309 | 801889.7556
Snohomish PUD Conservation | 89984 | 845.2821 | 38030.9311
VanderHaak Dairy Digester | 2232 | 0 | 0
WASCO Hydro | 41552 | 0 | 0
Hutchinson Creek | 2058.24 | 0 | 0
Koma Kulshan Associates | 36091.56 | 0 | 0
March Point Cogen. - 1 & 2 | 1022961.27 | 712.1864 | 364269.5409
Nooksack | 19741.44 | 0 | 0
Port Townsend Paper Co. | 2366.18 | 2523.9512 | 2986.0615
Puyallup Energy Recovery Company | 1746.732 | 0 | 0
Spokane MSW | 128135 | 4609.4725 | 295317.3797
Sygitowicz Creek | 651.84 | 0 | 0
Tenaska | 491579.42 | 873.9413 | 214805.777
Twin Falls Hydro | 73323 | 0 | 0
Weeks Falls | 11993.8 | 0 | 0
| 18130450.128 |  | 8179189.624

## 2008 Unknown
Unknown Resources For WA Customers | 2008 |  | WA Dept. of Commerce Fuel Mix Report = |  |  | 1024.47 | lbs CO2 per MWh
| WA MWh | Fuel Mix | Short | For Year | 2008
Resource |  | lbs CO2/MWh | Tons CO2
Avista Corp. WWP Division | 228885.04 | 1024.47 | 117242.9233
Barclays Bank Plc | 54188 | 1024.47 | 27756.9889
Bear Energy LP | 82433 | 1024.47 | 42225.0659
Benton County PUD | 5473 | 1024.47 | 2803.462
Black Hills Power | 4193 | 1024.47 | 2147.8013
Book Outs - EITF 03-11 | -1458513 | 1024.47 | -747101.3734
BP Energy Co. | 8471 | 1024.47 | 4339.1425
BPA | 287771 | 1024.47 | 147406.3716
Burbank, City of | 1205 | 1024.47 | 617.2431
Cargill Power Markets | 156466 | 1024.47 | 80147.358
Chelan County PUD #1 | 60076 | 1024.47 | 30773.0285
Citigroup Energy Inc | 176981 | 1024.47 | 90655.8585
Clatskanie PUD | 29829 | 1024.47 | 15279.4571
Conoco, Inc. | 260284 | 1024.47 | 133326.5688
Constellation Power Source, Inc. | 447128 | 1024.47 | 229034.6009
CP Energy Marketing (Epcor) | 30330 | 1024.47 | 15536.0869
Credit Suisse Energy, LLC | 28450 | 1024.47 | 14573.0851
DB Energy Trading LLC | 43073 | 1024.47 | 22063.4972
Douglas County PUD #1 | 239272 | 1024.47 | 122563.4875
ENMAX Energy Marketing, Inc. | 868 | 1024.47 | 444.62
Eugene Water & Electric | 123300 | 1024.47 | 63158.5727
Fortis Energy Marketing & Trading | 145965 | 1024.47 | 74768.3785
Franklin County PUD #1 | 4960 | 1024.47 | 2540.6855
Grant County PUD #2 | 40063 | 1024.47 | 20521.6699
Grays Harbor PUD #1 | 10385 | 1024.47 | 5319.5602
Highland Energy LLC | 14297 | 1024.47 | 7323.4235
Hinson Power Company | 2000 | 1024.47 | 1024.47
Iberdrola Renewables (PPM Energy) | 448401 | 1024.47 | 229686.6761
Idaho Power Company | 55219 | 1024.47 | 28285.1032
Integrys Energy Services, Inc | 2400 | 1024.47 | 1229.3639
J. Aron & Company | 36400 | 1024.47 | 18645.3532
JP Morgan Ventures Energy | 96579 | 1024.47 | 49471.1419
Lehman Bros Commodity Services | 14444 | 1024.47 | 7398.722
Los Angeles Dept. Water & Power | 480 | 1024.47 | 245.8728
Louis Dreyfus Energy | 285 | 1024.47 | 145.987
Modesto Irrigation District | 430 | 1024.47 | 220.261
Morgan Stanley CG | 1248783 | 1024.47 | 639670.3316
N. California Power Agency | 439 | 1024.47 | 224.8712
NorthPoint Energy Solutions, Inc. | 8475 | 1024.47 | 4341.1914
Northwestern Energy | 27923 | 1024.47 | 14303.1373
Occidental Power Services | 200 | 1024.47 | 102.447
Okanogan PUD | 3660 | 1024.47 | 1874.78
Pacific Northwest Generatin Coop. | 156918 | 1024.47 | 80378.8882
Pacific Summit Energy LLC | 82391 | 1024.47 | 42203.552
Pacificorp | 290962 | 1024.47 | 149040.9135
PG&E Energy Trading | 506 | 1024.47 | 259.1909
Portland General Electric | 106316 | 1024.47 | 54458.7738
Powerex Corp. | 352187 | 1024.47 | 180402.4999
Public Service of Colorado | 9806 | 1024.47 | 5022.9762
Rainbow Energy Marketing | 82452 | 1024.47 | 42234.7983
Redding, City of | 1284 | 1024.47 | 657.7097
Sacramento Municipal | 2095 | 1024.47 | 1073.1323
San Diego Gas & Electric | 1032 | 1024.47 | 528.6265
Seattle City Light Marketing | 113723 | 1024.47 | 58252.8983
Sempra Energy Trading | 894356 | 1024.47 | 458120.4253
Shell Energy (Coral Pwr) | 940286 | 1024.47 | 481647.3779
Sierra Pacific Power | 7828 | 1024.47 | 4009.7754
Silicon Valley Pwr - Santa Clara | 1820 | 1024.47 | 932.2677
Snohomish County PUD #1 | 76572 | 1024.47 | 39222.8567
Southern Cal - Edison | 6100 | 1024.47 | 3124.6334
SUEZ Energy Marketing (Tractebel) | 24295 | 1024.47 | 12444.7488
Tacoma Power | 100697 | 1024.47 | 51580.5255
Talen Energy (PPL Energy Plus) | 103775 | 1024.47 | 53157.1848
Tenaska | 114114 | 1024.47 | 58453.1822
The Energy Authority | 54630 | 1024.47 | 27983.3968
TransAlta Energy Marketing | 583432 | 1024.47 | 298854.2773
TransCanada Energy Marketing | 11288 | 1024.47 | 5782.1084
TransCanada Power Corp. | 5120 | 1024.47 | 2622.6431
Turlock Irrigation District | 6176 | 1024.47 | 3163.5632
UBS AG | 32800 | 1024.47 | 16801.3073
Western Area Power Association | 796 | 1024.47 | 407.739
Black Creek Hydro | 4649 | 1024.47 | 2381.3804
BPA | 97704 | 1024.47 | 50047.4062
Constellation Power Source, Inc. | 70000 | 1024.47 | 35856.4484
Deviation | -28008 | 1024.47 | -14346.6772
Pacific Gas & Elec - Exchange | 413116 | 1024.47 | 211612.4649
Powerex - Exchange | 25607 | 1024.47 | 13116.8011
Seattle City Light Marketing | 18800 | 1024.47 | 9630.0176
TransAlta Energy Marketing | 1099250 | 1024.47 | 563074.2988
Black Creek Hydro | -4708 | 1024.47 | -2411.6023
BPA | -99125 | 1024.47 | -50775.2921
Constellation Power Source, Inc. | -70000 | 1024.47 | -35856.4484
Pacific Gas & Elec - Exchange | -413016 | 1024.47 | -211561.2414
Powerex - Exchange | -25607 | 1024.47 | -13116.8011
Seattle City Light Marketing | -18800 | 1024.47 | -9630.0176
TransAlta Energy Marketing | -1099250 | 1024.47 | -563074.2988
Arizona Public Service | -15 | 1024.47 | -7.6835
Avista Corp. WWP Division | -41915 | 1024.47 | -21470.3291
Barclays Bank Plc | -32027 | 1024.47 | -16405.3496
Bear Energy LP | -43931 | 1024.47 | -22502.9948
Benton County PUD | -1335 | 1024.47 | -683.8337
Black Hills Power | -2123 | 1024.47 | -1087.4749
Book Outs - EITF 03-11 | 1458513 | 1024.47 | 747101.3734
BP Energy Co. | -28512 | 1024.47 | -14604.8437
BPA | -138425 | 1024.47 | -70906.1267
British Columbia Transmission Corp | -23 | 1024.47 | -11.7814
Burbank, City of | -1085 | 1024.47 | -555.775
Cargill Power Markets | -177806 | 1024.47 | -91078.4524
Chelan County PUD #1 | -7327 | 1024.47 | -3753.1457
Citigroup Energy Inc | -232727 | 1024.47 | -119210.9096
Clatskanie PUD | -17042 | 1024.47 | -8729.5085
Conoco, Inc. | -8142 | 1024.47 | -4170.6172
Constellation Power Source, Inc. | -86673 | 1024.47 | -44396.9422
CP Energy Marketing (Epcor) | -7691 | 1024.47 | -3939.5992
Credit Suisse Energy, LLC | -1600 | 1024.47 | -819.576
DB Energy Trading LLC | -53578 | 1024.47 | -27444.5256
Douglas County PUD #1 | -461 | 1024.47 | -236.1403
ENMAX Energy Marketing, Inc. | -2690 | 1024.47 | -1377.9121
Eugene Water & Electric | -38663 | 1024.47 | -19804.5409
Fortis Energy Marketing & Trading | -131275 | 1024.47 | -67243.6466
Franklin County PUD #1 | -690 | 1024.47 | -353.4421
Grant County PUD #2 | -13801 | 1024.47 | -7069.3549
Grays Harbor PUD #1 | -937 | 1024.47 | -479.9642
Highland Energy LLC | -14406 | 1024.47 | -7379.2571
Hinson Power Company | -10318 | 1024.47 | -5285.2405
Iberdrola Renewables (PPM Energy) | -97329 | 1024.47 | -49855.3181
Idaho Power Company | -22104 | 1024.47 | -11322.4419
Integrys Energy Services, Inc | -3600 | 1024.47 | -1844.0459
J. Aron & Company | -20700 | 1024.47 | -10603.264
JP Morgan Ventures Energy | -98388 | 1024.47 | -50397.7749
Lehman Bros Commodity Services | -5520 | 1024.47 | -2827.5371
Louis Dreyfus Energy | -1113 | 1024.47 | -570.1175
Merrill Lynch Commodities | -5200 | 1024.47 | -2663.6219
Modesto Irrigation District | -180 | 1024.47 | -92.2023
Morgan Stanley CG | -491984 | 1024.47 | -252011.4131
N. California Power Agency | -260 | 1024.47 | -133.1811
NorthPoint Energy Solutions, Inc. | -5792 | 1024.47 | -2966.865
Northwestern Energy | -13384 | 1024.47 | -6855.7529
Okanogan PUD | -455 | 1024.47 | -233.0669
Pacific Northwest Generatin Coop. | -11857 | 1024.47 | -6073.5701
Pacific Summit Energy LLC | -80207 | 1024.47 | -41084.8308
Pacificorp | -122205 | 1024.47 | -62597.6754
PG&E Energy Trading | -800 | 1024.47 | -409.788
Portland General Electric | -37229 | 1024.47 | -19069.996
Powerex Corp. | -317422 | 1024.47 | -162594.651
Public Service of Colorado | -15435 | 1024.47 | -7906.3469
Rainbow Energy Marketing | -74196 | 1024.47 | -38005.7864
Redding, City of | -1257 | 1024.47 | -643.8794
Sacramento Municipal | -2305 | 1024.47 | -1180.7016
San Diego Gas & Electric | -30998 | 1024.47 | -15878.2598
Seattle City Light Marketing | -51896 | 1024.47 | -26582.9464
Sempra Energy Trading | -38348 | 1024.47 | -19643.1869
Shell Energy (Coral Pwr) | -158471 | 1024.47 | -81174.3891
Sierra Pacific Power | -17217 | 1024.47 | -8819.1496
Silicon Valley Pwr - Santa Clara | -166 | 1024.47 | -85.031
Snohomish County PUD #1 | -22679 | 1024.47 | -11616.977
Southern Cal - Edison | -4250 | 1024.47 | -2176.9987
SUEZ Energy Marketing (Tractebel) | -15700 | 1024.47 | -8042.0891
Synergy Power Marketing | -2578 | 1024.47 | -1320.5418
Tacoma Power | -3208 | 1024.47 | -1643.2498
Talen Energy (PPL Energy Plus) | -22392 | 1024.47 | -11469.9656
The Energy Authority | -11297 | 1024.47 | -5786.7185
TransAlta Energy Marketing | -200683 | 1024.47 | -102796.8519
TransCanada Energy Marketing | -14678 | 1024.47 | -7518.585
Turlock Irrigation District | -2835 | 1024.47 | -1452.1862
UBS AG | -1600 | 1024.47 | -819.576
Western Area Power Association | -275 | 1024.47 | -140.8646
| 5441422.04 |  | 2787286.6951

## 2007 Summary
Summary Energy and Emissions Intensity Report
| Utility : | Puget Sound Energy
Reporting for year : |  | 2007 | MWh per Capita
Population Served : |  | 2307477.0405 | 9.3397
Energy Intensity Metrics
[5 empty] | Customer | MWh per
|  |  | MWh at Meter | MWh Proportion | Count | Customer
Residential Customers |  |  | 10869347 | 50.43% | 926080 | 11.7369
Commercial Customers |  |  | 9317624 | 43.23% | 118533 | 78.6078
Industrial Customers |  |  | 1364264 | 6.33%
| Total Load Served |  | 21551235
Emissions Intensity Metrics
|  |  |  | Percent of | Short
|  |  | Busbar MWh | Total Load | Tons CO2
Known Resources Serving WA |  |  | 17976918.146 | 77.5% | 9018557.9235
Unknown Resources Serving WA |  |  | 5220403 | 22.5% | 3136942.2095 | % of 1990 CO2
|  |  | 2007 | Tons CO2 | 12155500.133 | 175%
[5 empty] | 1990 Short Tons CO2 | 6946064
See UTC Docket UE-131723, General Order R-581, Page 7, Paragraph 19.
1990
Short Tons CO2
[5 empty] | Avista | 1131957
[5 empty] | Pacific Power | 2399078
[5 empty] | Puget Sound Energy | 6946064

## 2007 Known
Known Resources Serving WA Customers | 2007
| WA MWh |  | Short
Resource |  | lbs CO2/MWh | Tons CO2
Electron | 88728.5 | 0 | 0
Lower Baker | 436208.3 | 0 | 0
Snoqualmie Falls #1 | 52146.4 | 0 | 0
Snoqualmie Falls #2 | 176100.2 | 0 | 0
Upper Baker | 401050.43 | 0 | 0
Colstrip 1 & 2 | 2366043 | 2509.6326 | 2968949.3
Colstrip 3 & 4 | 2776869 | 2420.5409 | 3360762.425
Encogen | 182970 | 1127.5436 | 103153.3281
Goldendale | 636737.2 | 783.9499 | 249585.0292
Crystal Mountain | 313.42 | 1963.3964 | 307.6839
Freddie #1 | 440914 | 391.9427 | 86406.5134
Fredonia | 7927.5 | 1599.7328 | 6340.9409
Fredonia 3 & 4 | 19646.9 | 1159.4427 | 11389.727
Fredrickson 1 & 2 | 8908 | 1324.5215 | 5899.4189
Hopkins Ridge (W184) | 402465.2 | 0 | 0
Whitehorn 2&3 | 13208 | 1471.344 | 9716.756
Wild Horse (W183) | 612858.346 | 0 | 0
BC Hydro (Point Roberts) | 22373.44 | 858.7896 | 9607.0388
BPA | 6923 | 0 | 0
BPA Firm - WNP#3 Exchange | 339510 | 858.7896 | 145783.8285
Chelan PUD - Rock Island Syst #2 | 1279176 | 0 | 0
Chelan PUD - Rocky Reach | 2478149 | 0 | 0
Douglas PUD - Wells Project | 1143974 | 0 | 0
Grant PUD - Priest Rapids | 437351 | 0 | 0
Grant PUD - Wanapum | 471766 | 0 | 0
Klondike Wind Power III | 8570 | 0 | 0
NWestern Energy(MPC) Firm Contract | 744477 | 2461.5283 | 916275.6034
Snohomish PUD Conservation | 89728 | 858.7896 | 38528.7366
VanderHaak Dairy Digester | 2091.6 | 0 | 0
WASCO Hydro | 43893 | 0 | 0
Hutchinson Creek | 1860.32 | 0 | 0
Koma Kulshan Associates | 43644 | 0 | 0
March Point Cogen. - 1 & 2 | 1025307.58 | 716.4672 | 367299.6062
Nooksack | 22963.77 | 0 | 0
Port Townsend Paper Co. | 2611.32 | 1070.7679 | 1398.0589
Puyallup Energy Recovery Company | 2756.55 | 0 | 0
Spokane MSW | 141747 | 4476.2014 | 317244.0621
Sumas Cogeneration | 228957.17 | 848.7317 | 97161.6066
Sygitowicz Creek | 458.4 | 0 | 0
Tenaska | 729134 | 885.292 | 322748.2598
Twin Falls Hydro | 73012 | 0 | 0
Weeks Falls | 13389.6 | 0 | 0
| 17976918.146 |  | 9018557.9235

## 2007 Unknown
Unknown Resources For WA Customers | 2007 |  | WA Dept. of Commerce Fuel Mix Report = |  |  | 1201.8008 | lbs CO2 per MWh
| WA MWh | Fuel Mix | Short | For Year | 2007
Resource |  | lbs CO2/MWh | Tons CO2
ATCO Power Canada | 343 | 1201.8008 | 206.1088
Avista Corp. WWP Division | 78343.52 | 1201.8008 | 47076.6519
Avista Energy | 213884 | 1201.8008 | 128522.9795
Barclays Bank Plc | 61000 | 1201.8008 | 36654.9239
Bear Energy LP | 160006 | 1201.8008 | 96147.6681
Benton County PUD | 23621 | 1201.8008 | 14193.8682
Black Hills Power | 4400 | 1201.8008 | 2643.9617
Book Outs - EITF 03-11 | -2169507 | 1201.8008 | -1303657.6069
BP Energy Co. | 32332 | 1201.8008 | 19428.3115
BPA | 246829 | 1201.8008 | 148319.6429
British Columbia Transmission Corp | 85 | 1201.8008 | 51.0765
Burbank, City of | 1105 | 1201.8008 | 663.9949
Cargill Power Markets | 87029 | 1201.8008 | 52295.7602
Chelan County PUD #1 | 57329 | 1201.8008 | 34449.0186
Citigroup Energy Inc | 186496 | 1201.8008 | 112065.5195
Clatskanie PUD | 17582 | 1201.8008 | 10565.0307
Conoco, Inc. | 46240 | 1201.8008 | 27785.6341
Constellation Power Source, Inc. | 927668 | 1201.8008 | 557436.0649
CP Energy Marketing (Epcor) | 79114 | 1201.8008 | 47539.6336
Credit Suisse Energy, LLC | 153200 | 1201.8008 | 92057.9401
DB Energy Trading LLC | 25400 | 1201.8008 | 15262.87
Douglas County PUD #1 | 299493 | 1201.8008 | 179965.4611
ENMAX Energy Marketing, Inc. | 1711 | 1201.8008 | 1028.1406
Eugene Water & Electric | 94235 | 1201.8008 | 56625.8484
Fortis Energy Marketing & Trading | 93400 | 1201.8008 | 56124.0966
Franklin County PUD #1 | 18589 | 1201.8008 | 11170.1374
Grant County PUD #2 | 56689 | 1201.8008 | 34064.4423
Grays Harbor PUD #1 | 32287 | 1201.8008 | 19401.271
Highland Energy LLC | 950 | 1201.8008 | 570.8554
Hinson Power Company | 1600 | 1201.8008 | 961.4406
Iberdrola Renewables (PPM Energy) | 297538 | 1201.8008 | 178790.7009
Idaho Falls Power | 42710 | 1201.8008 | 25664.4557
Idaho Power Company | 60463 | 1201.8008 | 36332.2404
J. Aron & Company | 22050 | 1201.8008 | 13249.8536
JP Morgan Ventures Energy | 79600 | 1201.8008 | 47831.6712
Klamath Falls, City of | 139856 | 1201.8008 | 84039.5252
Lehman Bros Commodity Services | 67050 | 1201.8008 | 40290.3713
Los Angeles Dept. Water & Power | 1425 | 1201.8008 | 856.2831
Merrill Lynch Commodities | 16400 | 1201.8008 | 9854.7664
Modesto Irrigation District | 2538 | 1201.8008 | 1525.0852
Morgan Stanley CG | 744517 | 1201.8008 | 447380.5572
N. California Power Agency | 521 | 1201.8008 | 313.0691
Noble Americas Energy Solutions | 2096 | 1201.8008 | 1259.4872
NorthPoint Energy Solutions, Inc. | 6276 | 1201.8008 | 3771.2509
Northwestern Energy | 12808 | 1201.8008 | 7696.3322
Occidental Power Services | 10803 | 1201.8008 | 6491.5269
Okanogan PUD | 4694 | 1201.8008 | 2820.6264
Pacific Northwest Generatin Coop. | 170767 | 1201.8008 | 102613.9573
Pacific Summit Energy LLC | 5580 | 1201.8008 | 3353.0242
Pacificorp | 207443 | 1201.8008 | 124652.58
PG&E Energy Trading | 7857 | 1201.8008 | 4721.2744
Pinnacle West Marketing & Trading | 21000 | 1201.8008 | 12618.9082
Portland General Electric | 315978 | 1201.8008 | 189871.3041
Powerex Corp. | 287187 | 1201.8008 | 172570.7809
PP&L Montana, LLC. | 61832 | 1201.8008 | 37154.873
Public Service of Colorado | 18791 | 1201.8008 | 11291.5193
Rainbow Energy Marketing | 181241 | 1201.8008 | 108907.788
Redding, City of | 1171 | 1201.8008 | 703.6544
Sacramento Municipal | 4925 | 1201.8008 | 2959.4344
San Diego Gas & Electric | 3300 | 1201.8008 | 1982.9713
Seattle City Light Marketing | 132332 | 1201.8008 | 79518.3507
Sempra Energy Trading | 934094 | 1201.8008 | 561297.4508
Shell Energy (Coral Pwr) | 700864 | 1201.8008 | 421149.4524
Sierra Pacific Industries | 13296.48 | 1201.8008 | 7989.86
Sierra Pacific Power | 16272 | 1201.8008 | 9777.8512
Silicon Valley Pwr - Santa Clara | 80 | 1201.8008 | 48.072
Snohomish County PUD #1 | 72772 | 1201.8008 | 43728.7233
Southern Cal - Edison | 10850 | 1201.8008 | 6519.7693
SUEZ Energy Marketing (Tractebel) | 106896 | 1201.8008 | 64233.8483
Tacoma Power | 81554 | 1201.8008 | 49005.8306
Talen Energy (PPL Energy Plus) | 11082 | 1201.8008 | 6659.1781
Tenaska | 658 | 1201.8008 | 395.3925
The Energy Authority | 13880 | 1201.8008 | 8340.4974
TransAlta Energy Marketing | 1681755 | 1201.8008 | 1010567.2389
TransCanada Energy Marketing | 9169 | 1201.8008 | 5509.6557
TransCanada Power Corp. | 5615 | 1201.8008 | 3374.0557
Turlock Irrigation District | 8922 | 1201.8008 | 5361.2333
UBS AG | 20016 | 1201.8008 | 12027.6222
Western Area Power Association | 171 | 1201.8008 | 102.754
Williams Power Company | 90 | 1201.8008 | 54.081
Avista Energy | 31945 | 1201.8008 | 19195.763
Black Creek Hydro | 2245 | 1201.8008 | 1349.0214
BPA | 82864 | 1201.8008 | 49793.0101
Cargill Power Markets | 28800 | 1201.8008 | 17305.9313
Deviation | 24866 | 1201.8008 | 14941.9891
Douglas County PUD #1 | 122 | 1201.8008 | 73.3098
Pacific Gas & Elec - Exchange | 412900 | 1201.8008 | 248111.7719
Powerex - Exchange | 483866 | 1201.8008 | 290755.2691
Shell Energy (Coral Pwr) | 28832 | 1201.8008 | 17325.1601
Tacoma Power | 30800 | 1201.8008 | 18507.7321
TransAlta Energy Marketing | 602125 | 1201.8008 | 361817.1486
Avista Energy | -32120 | 1201.8008 | -19300.9206
Black Creek Hydro | -2959 | 1201.8008 | -1778.0643
BPA | -83521 | 1201.8008 | -50187.8016
Cargill Power Markets | -28800 | 1201.8008 | -17305.9313
Citigroup Energy Inc | -50000 | 1201.8008 | -30045.0196
Douglas County PUD #1 | -122 | 1201.8008 | -73.3098
Pacific Gas & Elec - Exchange | -413001 | 1201.8008 | -248172.4628
Powerex - Exchange | -483866 | 1201.8008 | -290755.2691
Shell Energy (Coral Pwr) | -28832 | 1201.8008 | -17325.1601
Tacoma Power | -30800 | 1201.8008 | -18507.7321
TransAlta Energy Marketing | -552125 | 1201.8008 | -331772.129
Avista Corp. WWP Division | -24864 | 1201.8008 | -14940.7873
Avista Energy | -123747 | 1201.8008 | -74359.6208
Barclays Bank Plc | -78600 | 1201.8008 | -47230.7708
Bear Energy LP | -63113 | 1201.8008 | -37924.6264
Benton County PUD | -5756 | 1201.8008 | -3458.7827
Black Hills Power | -4759 | 1201.8008 | -2859.685
Book Outs - EITF 03-11 | 2169507 | 1201.8008 | 1303657.6069
BP Energy Co. | -29896 | 1201.8008 | -17964.5181
BPA | -166938 | 1201.8008 | -100313.1097
British Columbia Transmission Corp | -144 | 1201.8008 | -86.5297
Burbank, City of | -990 | 1201.8008 | -594.8914
Cargill Power Markets | -103403 | 1201.8008 | -62134.9032
Chelan County PUD #1 | -1500 | 1201.8008 | -901.3506
Citigroup Energy Inc | -177691 | 1201.8008 | -106774.5916
Clatskanie PUD | -8512 | 1201.8008 | -5114.8641
Conoco, Inc. | -27645 | 1201.8008 | -16611.8913
Constellation Power Source, Inc. | -35515 | 1201.8008 | -21340.9774
CP Energy Marketing (Epcor) | -46075 | 1201.8008 | -27686.4856
Credit Suisse Energy, LLC | -32236 | 1201.8008 | -19370.625
DB Energy Trading LLC | -5600 | 1201.8008 | -3365.0422
Douglas County PUD #1 | -220 | 1201.8008 | -132.1981
ENMAX Energy Marketing, Inc. | -4053 | 1201.8008 | -2435.4493
Eugene Water & Electric | -20381 | 1201.8008 | -12246.9509
Fortis Energy Marketing & Trading | -82563 | 1201.8008 | -49612.1391
Franklin County PUD #1 | -1984 | 1201.8008 | -1192.1864
Grant County PUD #2 | -10136 | 1201.8008 | -6090.7264
Grays Harbor PUD #1 | -4011 | 1201.8008 | -2410.2115
Highland Energy LLC | -50 | 1201.8008 | -30.045
Hinson Power Company | -4843 | 1201.8008 | -2910.1606
Iberdrola Renewables (PPM Energy) | -168650 | 1201.8008 | -101341.8511
Idaho Power Company | -47675 | 1201.8008 | -28647.9262
J. Aron & Company | -35775 | 1201.8008 | -21497.2115
JP Morgan Ventures Energy | -30400 | 1201.8008 | -18267.3719
Klamath Falls, City of | -1172 | 1201.8008 | -704.2553
Lehman Bros Commodity Services | -42162 | 1201.8008 | -25335.1623
Los Angeles Dept. Water & Power | -4310 | 1201.8008 | -2589.8807
Merrill Lynch Commodities | -20775 | 1201.8008 | -12483.7056
Modesto Irrigation District | -5467 | 1201.8008 | -3285.1224
Morgan Stanley CG | -308680 | 1201.8008 | -185485.933
N. California Power Agency | -789 | 1201.8008 | -474.1104
Noble Americas Energy Solutions | -5000 | 1201.8008 | -3004.502
NorthPoint Energy Solutions, Inc. | -12286 | 1201.8008 | -7382.6622
Northwestern Energy | -19257 | 1201.8008 | -11571.5389
Occidental Power Services | -1275 | 1201.8008 | -766.148
Pacific Northwest Generatin Coop. | -15299 | 1201.8008 | -9193.1751
Pacific Summit Energy LLC | -5250 | 1201.8008 | -3154.7271
Pacificorp | -137660 | 1201.8008 | -82719.948
PG&E Energy Trading | -2250 | 1201.8008 | -1352.0259
Pinnacle West Marketing & Trading | -1034 | 1201.8008 | -621.331
Portland General Electric | -98543 | 1201.8008 | -59214.5273
Powerex Corp. | -337035 | 1201.8008 | -202524.4636
PP&L Montana, LLC. | -29839 | 1201.8008 | -17930.2668
Public Service of Colorado | -1668 | 1201.8008 | -1002.3019
Rainbow Energy Marketing | -174730 | 1201.8008 | -104995.3255
Redding, City of | -702 | 1201.8008 | -421.8321
Sacramento Municipal | -2980 | 1201.8008 | -1790.6832
San Diego Gas & Electric | -1200 | 1201.8008 | -721.0805
Seattle City Light Marketing | -45037 | 1201.8008 | -27062.751
Sempra Energy Trading | -137302 | 1201.8008 | -82504.8256
Shell Energy (Coral Pwr) | -155921 | 1201.8008 | -93692.99
Sierra Pacific Power | -15870 | 1201.8008 | -9536.2892
Silicon Valley Pwr - Santa Clara | -1548 | 1201.8008 | -930.1938
Snohomish County PUD #1 | -25283 | 1201.8008 | -15192.5646
Southern Cal - Edison | -5734 | 1201.8008 | -3445.5628
SUEZ Energy Marketing (Tractebel) | -83511 | 1201.8008 | -50181.7926
Tacoma Power | -6646 | 1201.8008 | -3993.584
Talen Energy (PPL Energy Plus) | -1217 | 1201.8008 | -731.2958
The Energy Authority | -511 | 1201.8008 | -307.0601
TransAlta Energy Marketing | -1339719 | 1201.8008 | -805037.6724
TransCanada Energy Marketing | -3855 | 1201.8008 | -2316.471
TransCanada Power Corp. | -2083 | 1201.8008 | -1251.6755
Turlock Irrigation District | -1311 | 1201.8008 | -787.7804
UBS AG | -18330 | 1201.8008 | -11014.5042
Western Area Power Association | -410 | 1201.8008 | -246.3692
Williams Power Company | -1186 | 1201.8008 | -712.6679
| 5220403 |  | 3136942.2095

## 2006 Summary
Summary Energy and Emissions Intensity Report
| Utility : | Puget Sound Energy
Reporting for year : |  | 2006 | MWh per Capita
Population Served : |  | 2267102.1722 | 9.2505
Energy Intensity Metrics
[5 empty] | Customer | MWh per
|  |  | MWh at Meter | MWh Proportion | Count | Customer
Residential Customers |  |  | 10593340 | 50.51% | 909876 | 11.6426
Commercial Customers |  |  | 9009721 | 42.96% | 114299 | 78.8259
Industrial Customers |  |  | 1368672 | 6.526%
| Total Load Served |  | 20971733
Emissions Intensity Metrics
|  |  |  | Percent of | Short
|  |  | Busbar MWh | Total Load | Tons CO2
Known Resources Serving WA |  |  | 16470703.944 | 72.92% | 8663255.1877
Unknown Resources Serving WA |  |  | 6117349.17 | 27.08% | 3101015.7506 | % of 1990 CO2
|  |  | 2006 | Tons CO2 | 11764270.9382 | 169.4%
[5 empty] | 1990 Short Tons CO2 | 6946064 | Example number, use correct number from cells below.
See UTC Docket UE-131723, General Order R-581, Page 7, Paragraph 19.
1990
Short Tons CO2
[5 empty] | Avista | 1131957
[5 empty] | Pacific Power | 2399078
[5 empty] | Puget Sound Energy | 6946064

## 2006 Known
Known Resources Serving WA Customers | 2006
| WA MWh |  | Short
Resource |  | lbs CO2/MWh | Tons CO2
Electron | 67270.35 | 0 | 0
Lower Baker | 334144.54 | 0 | 0
Snoqualmie Falls #1 | 47557.4 | 0 | 0
Snoqualmie Falls #2 | 161751.4 | 0 | 0
Upper Baker | 338552.67 | 0 | 0
Colstrip 1 & 2 | 2180745 | 2483.2379 | 2707654.3
Colstrip 3 & 4 | 2619283 | 2451.1026 | 3210065.65
Encogen | 259963.15 | 1062.5147 | 138107.34
Crystal Mountain | 1060.42 | 1719.1842 | 911.5286
Freddie #1 | 393030 | 765.3845 | 150409.5421
Fredonia | 42874.4 | 1279.4832 | 27428.5369
Fredrickson 1 & 2 | 12684.3 | 1724.8897 | 10939.5095
Hopkins Ridge (W184) | 361586.578 | 0 | 0
Whitehorn 2&3 | 13578 | 1596.4306 | 10838.1672
Wild Horse (W183) | 11241.772 | 0 | 0
BC Hydro (Point Roberts) | 22242.52 | 845.2821 | 9400.6017
BPA | 7077 | 0 | 0
BPA Firm - WNP#3 Exchange | 362075 | 845.2821 | 153027.7536
Chelan PUD - Rock Island Syst #2 | 1294355 | 0 | 0
Chelan PUD - Rocky Reach | 2365522 | 0 | 0
Douglas PUD - Wells Project | 1133871 | 0 | 0
Grant PUD - Priest Rapids | 443113 | 0 | 0
Grant PUD - Wanapum | 455505 | 0 | 0
NWestern Energy(MPC) Firm Contract | 723917 | 2465.7023 | 892481.8924
Snohomish PUD Conservation | 89664 | 845.2821 | 37895.686
VanderHaak Dairy Digester | 1823.28 | 0 | 0
WASCO Hydro | 36732 | 0 | 0
Hutchinson Creek | 2171.36 | 0 | 0
Koma Kulshan Associates | 33468 | 0 | 0
March Point Cogen. - 1 & 2 | 983695.89 | 726.8007 | 357475.4496
Nooksack | 17652.95 | 0 | 0
Port Townsend Paper Co. | 1847.064 | 1056.3533 | 975.5761
Puyallup Energy Recovery Company | 4828.61 | 0 | 0
Spokane MSW | 141325 | 4573.6817 | 323187.7815
Sumas Cogeneration | 579513.65 | 927.4948 | 268747.9517
Sygitowicz Creek | 585.6 | 0 | 0
Tenaska | 844472.04 | 861.3853 | 363707.9207
Twin Falls Hydro | 67233 | 0 | 0
Weeks Falls | 12691 | 0 | 0
| 16470703.944 |  | 8663255.1877

## 2006 Unknown
Unknown Resources For WA Customers | 2006 |  | WA Dept. of Commerce Fuel Mix Report = |  |  | 1013.843 | lbs CO2 per MWh
| WA MWh | Fuel Mix | Short | For Year | 2006
Resource |  | lbs CO2/MWh | Tons CO2
Arizona Public Service | 2000 | 1013.843 | 1013.843
ATCO Power Canada | 820 | 1013.843 | 415.6756
Avista Corp. WWP Division | 102666.8 | 1013.843 | 52044.0071
Avista Energy | 713907 | 1013.843 | 361894.7995
Barclays Bank Plc | 7600 | 1013.843 | 3852.6033
Bear Energy LP | 48 | 1013.843 | 24.3322
Benton County PUD | 22518 | 1013.843 | 11414.8581
Black Hills Power | 12360 | 1013.843 | 6265.5496
Book Outs - EITF 03-11 | -2421278 | 1013.843 | -1227397.8493
BP Energy Co. | 181121 | 1013.843 | 91814.127
BPA | 739012 | 1013.843 | 374621.0635
Burbank, City of | 4195 | 1013.843 | 2126.5356
Cargill Power Markets | 48374 | 1013.843 | 24521.8201
Chelan County PUD #1 | 40907 | 1013.843 | 20736.6374
Cincinnati Gas & Electric Co | 7400 | 1013.843 | 3751.219
Cinergy Services | 21330 | 1013.843 | 10812.6354
Citigroup Energy Inc | 117050 | 1013.843 | 59335.1603
Clatskanie PUD | 9785 | 1013.843 | 4960.2268
Conoco, Inc. | 17475 | 1013.843 | 8858.453
Constellation Power Source, Inc. | 320060 | 1013.843 | 162245.2918
DB Energy Trading LLC | 27200 | 1013.843 | 13788.2645
Douglas County PUD #1 | 292497 | 1013.843 | 148273.0148
ENMAX Energy Marketing, Inc. | 175 | 1013.843 | 88.7113
Epcor Merchant & Capital | 63703 | 1013.843 | 32292.4196
Eugene Water & Electric | 63650 | 1013.843 | 32265.5528
Fortis Energy Marketing & Trading | 16400 | 1013.843 | 8313.5124
Franklin County PUD #1 | 15035 | 1013.843 | 7621.5646
Grant County PUD #2 | 89108 | 1013.843 | 45170.7601
Grays Harbor PUD #1 | 21400 | 1013.843 | 10848.1199
Iberdrola Renewables (PPM Energy) | 400182 | 1013.843 | 202860.8553
Idaho Falls Power | 84230 | 1013.843 | 42697.997
Idaho Power Company | 99558 | 1013.843 | 50468.0896
J. Aron & Company | 20000 | 1013.843 | 10138.4298
JP Morgan Ventures Energy | 10000 | 1013.843 | 5069.2149
King County | 39.592 | 1013.843 | 20.07
Klamath Falls, City of | 31207 | 1013.843 | 15819.4989
Lehman Bros Commodity Services | 7800 | 1013.843 | 3953.9876
Los Angeles Dept. Water & Power | 1275 | 1013.843 | 646.3249
Macquarie Energy LLC | 83200 | 1013.843 | 42175.8679
Merrill Lynch Commodities | 24400 | 1013.843 | 12368.8843
Modesto Irrigation District | 852 | 1013.843 | 431.8971
Morgan Stanley CG | 276663 | 1013.843 | 140246.4199
N. California Power Agency | 1315 | 1013.843 | 666.6018
New Mexico, Public Service Company | 3200 | 1013.843 | 1622.1488
Noble Americas Energy Solutions | 29225 | 1013.843 | 14814.7805
NorthPoint Energy Solutions, Inc. | 1342 | 1013.843 | 680.2886
Northwestern Energy | 9629 | 1013.843 | 4881.147
Occidental Power Services | 1064 | 1013.843 | 539.3645
Okanogan PUD | 3761 | 1013.843 | 1906.5317
Pacific Northwest Generatin Coop. | 181909 | 1013.843 | 92213.5812
Pacificorp | 352506 | 1013.843 | 178692.8664
PG&E Energy Trading | 24945 | 1013.843 | 12645.1565
Pinnacle West Capital Corp | 889475 | 1013.843 | 450893.9915
Portland General Electric | 500872 | 1013.843 | 253902.7801
Powerex Corp. | 504275 | 1013.843 | 255627.8339
PP&L Montana, LLC. | 41793 | 1013.843 | 21185.7698
Public Service of Colorado | 19800 | 1013.843 | 10037.0455
Rainbow Energy Marketing | 121336 | 1013.843 | 61507.8258
Redding, City of | 2903 | 1013.843 | 1471.5931
Sacramento Municipal | 5025 | 1013.843 | 2547.2805
San Diego Gas & Electric | 6904 | 1013.843 | 3499.786
Seattle City Light Marketing | 172078 | 1013.843 | 87230.036
Sempra Energy Trading | 1226010 | 1013.843 | 621490.8148
Shell Energy (Coral Pwr) | 730645 | 1013.843 | 370379.6514
Sierra Pacific Power | 26329 | 1013.843 | 13346.7359
Silicon Valley Pwr - Santa Clara | 448 | 1013.843 | 227.1008
Snohomish County PUD #1 | 80505 | 1013.843 | 40809.7145
Southern Cal - Edison | 29334 | 1013.843 | 14870.035
SUEZ Energy Marketing (Tractebel) | 116640 | 1013.843 | 59127.3225
Sumas Cogeneration | 21787.52 | 1013.843 | 11044.5621
Tacoma Power | 107444 | 1013.843 | 54465.6725
Tenaska | 1537 | 1013.843 | 779.1383
TransAlta Energy Marketing | 1162941 | 1013.843 | 589519.7834
TransCanada Power Corp. | 3828 | 1013.843 | 1940.4955
Turlock Irrigation District | 13371 | 1013.843 | 6778.0472
UBS AG | 100496 | 1013.843 | 50943.582
Western Area Power Association | 473 | 1013.843 | 239.7739
Wild Horse Test Power | 144854 | 1013.843 | 73429.6054
Williams Power Company | 425 | 1013.843 | 215.4416
Avista Energy | 305656 | 1013.843 | 154943.5947
Black Creek Hydro | 2816 | 1013.843 | 1427.4909
BPA | 102038 | 1013.843 | 51725.2549
Cargill Power Markets | 30396 | 1013.843 | 15408.3856
Deviation | -24937.742 | 1013.843 | -12641.4773
Douglas County PUD #1 | 75 | 1013.843 | 38.0191
Pacific Gas & Elec - Exchange | 412904 | 1013.843 | 209309.9105
Powerex - Exchange | 610192 | 1013.843 | 309319.4373
Seattle City Light Marketing | 78400 | 1013.843 | 39742.6447
Tacoma Power | 24876 | 1013.843 | 12610.179
Tacoma, City of | 210 | 1013.843 | 106.4535
TransAlta Energy Marketing | 895958 | 1013.843 | 454180.3635
Avista Energy | -309216 | 1013.843 | -156748.2352
Black Creek Hydro | -3057 | 1013.843 | -1549.659
BPA | -103655 | 1013.843 | -52544.947
Cargill Power Markets | -31096 | 1013.843 | -15763.2306
Douglas County PUD #1 | -75 | 1013.843 | -38.0191
Pacific Gas & Elec - Exchange | -413000 | 1013.843 | -209358.575
Powerex - Exchange | -610192 | 1013.843 | -309319.4373
Seattle City Light Marketing | -78400 | 1013.843 | -39742.6447
Storage/Interchange - Out | -21 | 1013.843 | -10.6454
Tacoma Power | -25065 | 1013.843 | -12705.9871
TransAlta Energy Marketing | -895958 | 1013.843 | -454180.3635
Arizona Public Service | -3400 | 1013.843 | -1723.5331
Avista Corp. WWP Division | -41478 | 1013.843 | -21026.0895
Avista Energy | -307922 | 1013.843 | -156092.2788
Barclays Bank Plc | -6000 | 1013.843 | -3041.5289
Bear Energy LP | -3298 | 1013.843 | -1671.8271
Benton County PUD | -4433 | 1013.843 | -2247.183
Black Hills Power | -650 | 1013.843 | -329.499
Book Outs - EITF 03-11 | 2421278 | 1013.843 | 1227397.8493
BP Energy Co. | -95783 | 1013.843 | -48554.461
BPA | -141345 | 1013.843 | -71650.8179
British Columbia Transmission Corp | -23 | 1013.843 | -11.6592
Burbank, City of | -3121 | 1013.843 | -1582.102
Cargill Power Markets | -84873 | 1013.843 | -43023.9475
Chelan County PUD #1 | -1200 | 1013.843 | -608.3058
Cincinnati Gas & Electric Co | -13200 | 1013.843 | -6691.3637
Cinergy Services | -24697 | 1013.843 | -12519.44
Citigroup Energy Inc | -88920 | 1013.843 | -45075.4588
Clatskanie PUD | -4691 | 1013.843 | -2377.9687
Conoco, Inc. | -44413 | 1013.843 | -22513.9041
Constellation Power Source, Inc. | -80970 | 1013.843 | -41045.433
DB Energy Trading LLC | -30000 | 1013.843 | -15207.6447
Douglas County PUD #1 | -980 | 1013.843 | -496.7831
ENMAX Energy Marketing, Inc. | -6322 | 1013.843 | -3204.7577
Epcor Merchant & Capital | -21189 | 1013.843 | -10741.1594
Eugene Water & Electric | -16203 | 1013.843 | -8213.6489
Fortis Energy Marketing & Trading | -45575 | 1013.843 | -23102.9469
Franklin County PUD #1 | -1725 | 1013.843 | -874.4396
Grant County PUD #2 | -16830 | 1013.843 | -8531.4887
Grays Harbor PUD #1 | -4477 | 1013.843 | -2269.4875
Hinson Power Company | -3200 | 1013.843 | -1622.1488
Iberdrola Renewables (PPM Energy) | -183683 | 1013.843 | -93112.8599
Idaho Power Company | -77637 | 1013.843 | -39355.8636
J. Aron & Company | -13600 | 1013.843 | -6894.1323
JP Morgan Ventures Energy | -20000 | 1013.843 | -10138.4298
Klamath Falls, City of | -9281 | 1013.843 | -4704.7383
Lehman Bros Commodity Services | -49275 | 1013.843 | -24978.5564
Los Angeles Dept. Water & Power | -3215 | 1013.843 | -1629.7526
Macquarie Energy LLC | -77000 | 1013.843 | -39032.9547
Merrill Lynch Commodities | -40881 | 1013.843 | -20723.4574
Modesto Irrigation District | -8394 | 1013.843 | -4255.099
Morgan Stanley CG | -252602 | 1013.843 | -128049.382
N. California Power Agency | -3417 | 1013.843 | -1732.1507
Noble Americas Energy Solutions | -2072 | 1013.843 | -1050.3413
NorthPoint Energy Solutions, Inc. | -17324 | 1013.843 | -8781.9079
Northwestern Energy | -25569 | 1013.843 | -12961.4756
Occidental Power Services | -5300 | 1013.843 | -2686.6839
Okanogan PUD | -260 | 1013.843 | -131.7996
Pacific Northwest Generatin Coop. | -7665 | 1013.843 | -3885.5532
Pacificorp | -299493 | 1013.843 | -151819.4375
PG&E Energy Trading | -10225 | 1013.843 | -5183.2722
Pinnacle West Capital Corp | -11000 | 1013.843 | -5576.1364
Portland General Electric | -84922 | 1013.843 | -43048.7867
Powerex Corp. | -546974 | 1013.843 | -277272.8746
PP&L Montana, LLC. | -54840 | 1013.843 | -27799.5745
Public Service of Colorado | -12930 | 1013.843 | -6554.4949
Rainbow Energy Marketing | -182633 | 1013.843 | -92580.5923
Redding, City of | -2030 | 1013.843 | -1029.0506
Sacramento Municipal | -9398 | 1013.843 | -4764.0482
San Diego Gas & Electric | -11112 | 1013.843 | -5632.9116
Seattle City Light Marketing | -43046 | 1013.843 | -21820.9424
Sempra Energy Trading | -186355 | 1013.843 | -94467.3541
Shell Energy (Coral Pwr) | -215517 | 1013.843 | -109250.1986
Sierra Pacific Power | -23099 | 1013.843 | -11709.3795
Silicon Valley Pwr - Santa Clara | -16202 | 1013.843 | -8213.142
Snohomish County PUD #1 | -29170 | 1013.843 | -14786.8998
Southern Cal - Edison | -18966 | 1013.843 | -9614.273
SUEZ Energy Marketing (Tractebel) | -115860 | 1013.843 | -58731.9237
Tacoma Power | -9162 | 1013.843 | -4644.4147
TransAlta Energy Marketing | -618699 | 1013.843 | -313631.8184
TransCanada Power Corp. | -15432 | 1013.843 | -7822.8124
Turlock Irrigation District | -2765 | 1013.843 | -1401.6379
UBS AG | -74264 | 1013.843 | -37646.0175
Western Area Power Association | -515 | 1013.843 | -261.0646
Williams Power Company | -425 | 1013.843 | -215.4416
| 6117349.17 |  | 3101015.7506

## Census Stats
People | Kittitas County, Washington | Kitsap County, Washington | King County, Washington | Jefferson County, Washington | Island County, Washington | Pierce County, Washington | Skagit County, Washington | Whatcom County, Washington | Thurston County, Washington | http://www.census.gov/quickfacts/table/HSD310214/53073,53067,53033,53031,53029,53057
Population
Population estimates, July 1, 2015, (V2015) | 43269 | 260131 | 2117125 | 30466 | 80593 | 843954 | 121846 | 212284 | 269536 | 3979204
Population estimates, July 1, 2014, (V2014) | 42522 | 254183 | 2079967 | 30228 | 79275 | 831928 | 120365 | 208351 | 265851 | 3912670
Population estimates base, April 1, 2010, (V2015) | 40909 | 251133 | 1931256 | 29872 | 78506 | 795229 | 116901 | 201140 | 252264 | 3697210
Population estimates base, April 1, 2010, (V2014) | 40909 | 251133 | 1931256 | 29872 | 78506 | 795229 | 116901 | 201140 | 252264 | 3697210
Population, percent change - April 1, 2010 (estimates base) to July 1, 2015, (V2015) | 5.8 | 3.6 | 9.6 | 2 | 2.7 | 6.1 | 4.2 | 5.5 | 6.8
Population, percent change - April 1, 2010 (estimates base) to July 1, 2014, (V2014) | 3.9 | 1.2 | 7.7 | 1.2 | 1 | 4.6 | 3 | 3.6 | 5.4
Population, Census, April 1, 2010 | 40915 | 251133 | 1931249 | 29872 | 78506 | 795225 | 116901 | 201140 | 252264
Age and Sex
Persons under 5 years, percent, July 1, 2014, (V2014) | 5 | 5.7 | 6.2 | 3.3 | 5.5 | 6.9 | 6.1 | 5.5 | 6.1
Persons under 5 years, percent, April 1, 2010 | 5 | 5.9 | 6.2 | 3.6 | 5.8 | 7 | 6.5 | 5.6 | 6.1
Persons under 18 years, percent, July 1, 2014, (V2014) | 18.1 | 20.9 | 21 | 13.4 | 18.9 | 24 | 22.5 | 20.2 | 22.1
Persons under 18 years, percent, April 1, 2010 | 18.3 | 22.5 | 21.4 | 14.9 | 20.8 | 24.9 | 23.7 | 21 | 23
Persons 65 years and over, percent, July 1, 2014, (V2014) | 14.6 | 16.1 | 12.2 | 31.8 | 22.5 | 12.7 | 18.7 | 15.4 | 15.2
Persons 65 years and over, percent, April 1, 2010 | 12.7 | 13.3 | 10.9 | 26.3 | 18.4 | 11 | 16.1 | 13.2 | 13
Female persons, percent, July 1, 2014, (V2014) | 49.7 | 49.1 | 50 | 50.7 | 50.1 | 50.3 | 50.4 | 50.4 | 50.9
Female persons, percent, April 1, 2010 | 49.2 | 49.4 | 50.2 | 50.5 | 50.5 | 50.6 | 50.4 | 50.5 | 51.3
Race and Hispanic Origin
White alone, percent, July 1, 2014, (V2014) (a) | 91.9 | 83.3 | 70.1 | 91.3 | 86.3 | 76.1 | 90.8 | 87.3 | 82.9
White alone, percent, April 1, 2010 (a) | 89.3 | 82.6 | 68.7 | 91 | 86.1 | 74.2 | 83.4 | 85.4 | 82.4
Black or African American alone, percent, July 1, 2014, (V2014) (a) | 1.2 | 2.9 | 6.7 | 1 | 2.9 | 7.4 | 0.9 | 1.2 | 3.4
Black or African American alone, percent, April 1, 2010 (a) | 0.9 | 2.6 | 6.2 | 0.8 | 2.2 | 6.8 | 0.7 | 1 | 2.7
American Indian and Alaska Native alone, percent, July 1, 2014, (V2014) (a) | 1.3 | 1.8 | 1.1 | 2.2 | 1.1 | 1.7 | 2.7 | 3.2 | 1.7
American Indian and Alaska Native alone, percent, April 1, 2010 (a) | 1 | 1.6 | 0.8 | 2.3 | 0.8 | 1.4 | 2.2 | 2.8 | 1.4
Asian alone, percent, July 1, 2014, (V2014) (a) | 2.3 | 5.4 | 16.4 | 1.8 | 4.8 | 6.6 | 2.2 | 4.3 | 5.7
Asian alone, percent, April 1, 2010 (a) | 2 | 4.9 | 14.6 | 1.6 | 4.4 | 6 | 1.8 | 3.5 | 5.2
Native Hawaiian and Other Pacific Islander alone, percent, July 1, 2014, (V2014) (a) | 0.2 | 1 | 0.8 | 0.2 | 0.5 | 1.5 | 0.3 | 0.3 | 1
Native Hawaiian and Other Pacific Islander alone, percent, April 1, 2010 (a) | 0.1 | 0.9 | 0.8 | 0.2 | 0.5 | 1.3 | 0.2 | 0.2 | 0.8
Two or More Races, percent, July 1, 2014, (V2014) | 3.2 | 5.6 | 4.9 | 3.4 | 4.5 | 6.7 | 3 | 3.7 | 5.2
Two or More Races, percent, April 1, 2010 | 3 | 5.8 | 5 | 3.4 | 4.5 | 6.8 | 3.2 | 3.8 | 5.3
Hispanic or Latino, percent, July 1, 2014, (V2014) (b) | 8.8 | 7.2 | 9.4 | 3.7 | 7.1 | 10.2 | 17.8 | 8.9 | 8.4
Hispanic or Latino, percent, April 1, 2010 (b) | 7.6 | 6.2 | 8.9 | 2.8 | 5.5 | 9.2 | 16.9 | 7.8 | 7.1
White alone, not Hispanic or Latino, percent, July 1, 2014, (V2014) | 84.2 | 77.7 | 62.4 | 88.4 | 80.6 | 68.4 | 75.4 | 79.9 | 76.3
White alone, not Hispanic or Latino, percent, April 1, 2010 | 86.1 | 79.1 | 64.8 | 89.3 | 83.1 | 70.3 | 76.7 | 81.9 | 78.9
Population Characteristics
Veterans, 2010-2014 | 3699 | 35134 | 117855 | 4330 | 12634 | 89025 | 11377 | 14187 | 29076 |  | Persons per household factor
Foreign born persons, percent, 2010-2014 | 6.1 | 6.5 | 21 | 3.5 | 7.1 | 9.8 | 9.4 | 11.1 | 7.9 |  | 2.4917
Housing
Housing units, July 1, 2014, (V2014) | 22553 | 109327 | 880462 | 17947 | 40685 | 332712 | 51870 | 92466 | 111807
Housing units, April 1, 2010 | 21900 | 107367 | 851261 | 17767 | 40234 | 325375 | 51473 | 90665 | 108182
Owner-occupied housing unit rate, 2010-2014 | 57.3 | 66.9 | 57.5 | 74.7 | 68.5 | 61.2 | 67.1 | 62.6 | 64.9
Median value of owner-occupied housing units, 2010-2014 | 246000 | 259000 | 376200 | 282400 | 287600 | 233800 | 254900 | 273000 | 241300
Median selected monthly owner costs -with a mortgage, 2010-2014 | 1525 | 1738 | 2226 | 1469 | 1721 | 1785 | 1672 | 1628 | 1717
Median selected monthly owner costs -without a mortgage, 2010-2014 | 466 | 514 | 686 | 453 | 506 | 545 | 525 | 477 | 496
Median gross rent, 2010-2014 | 809 | 1043 | 1161 | 870 | 1076 | 1021 | 961 | 919 | 1056
Building permits, 2014 | 283 | 598 | 14703 | 121 | 252 | 3777 | 274 | 1007 | 1003
Families and Living Arrangements
Households, 2010-2014 | 16753 | 97993 | 808729 | 13535 | 32820 | 301364 | 45309 | 79837 | 101530 | 39202.02 | 245962.43 | 1973298.76 | 29100.25 | 77127 | 795600.96 | 116444.13 | 199592.5 | 255855.6
Persons per household, 2010-2014 | 2.34 | 2.51 | 2.44 | 2.15 | 2.35 | 2.64 | 2.57 | 2.5 | 2.52 | 2.45 | 2.4917 | 2.4838 | 2.4948
Living in same house 1 year ago, percent of persons age 1 year+, 2010-2014 | 71.3 | 80.8 | 81.3 | 83.8 | 83.2 | 82.4 | 83.1 | 83 | 81.4 | simple average | weighted average | simple average | weighted average
Language other than English spoken at home, percent of persons age 5 years+, 2010-2014 | 8.9 | 8.5 | 26.4 | 4.1 | 8.5 | 14.8 | 14.7 | 12.3 | 11.1 |  |  | W/o Jefferson
Education
High school graduate or higher, percent of persons age 25 years+, 2010-2014 | 90.9 | 94.1 | 92.1 | 94.4 | 94.9 | 90.5 | 88.2 | 91 | 93.6
Bachelor's degree or higher, percent of persons age 25 years+, 2010-2014 | 34 | 30 | 47.1 | 37.3 | 31.7 | 24.2 | 24.5 | 32.4 | 32.9
Health
With a disability, under age 65 years, percent, 2010-2014 | 9.1 | 11.4 | 6.4 | 13.3 | 9.4 | 9.8 | 9.5 | 9.4 | 8.4
Persons without health insurance, under age 65 years, percent | 19.3 | 13.6 | 13.7 | 17.9 | 14.3 | 14.8 | 18.6 | 18.7 | 13.9
Economy
In civilian labor force, total, percent of population age 16 years+, 2010-2014 | 60.8 | 57.4 | 69.4 | 47.8 | 54.3 | 62.5 | 58.9 | 63.3 | 62.1
In civilian labor force, female, percent of population age 16 years+, 2010-2014 | 57.2 | 54.9 | 63.4 | 46.1 | 52.4 | 58.7 | 53.8 | 58.2 | 59.5
Total accommodation and food services sales, 2012 ($1,000) | 101409 | 425981 | 6223768 | 44908 | D | 1362981 | 291510 | 492949 | 419185
Total health care and social assistance receipts/revenue, 2012 ($1,000) | 114895 | 1272843 | 17719220 | 127340 | 228308 | 5369260 | 700349 | 1026198 | 1584793
Total manufacturers shipments, 2012 ($1,000) | D | 328168 | D | D | 125716 | 4461036 | 11529427 | 14932180 | 910527
Total merchant wholesaler sales, 2012 ($1,000) | 398681 | 407880 | 42092462 | D | 57537 | 7705621 | 793543 | D | 1252014
Total retail sales, 2012 ($1,000) | 515984 | 2674165 | 61598157 | 209854 | 456279 | 10114397 | 1999168 | 3103604 | 3330812
Total retail sales per capita, 2012 | 12382 | 10487 | 30685 | 7029 | 5763 | 12461 | 16910 | 15120 | 12894
Transportation
Mean travel time to work (minutes), workers age 16 years+, 2010-2014 | 22.1 | 29.9 | 27.4 | 22.7 | 27.7 | 29 | 25 | 20.8 | 24.6
Income and Poverty
Median household income (in 2014 dollars), 2010-2014 | 45406 | 62473 | 73035 | 47202 | 59107 | 59711 | 54917 | 53025 | 62286
Per capita income in past 12 months (in 2014 dollars), 2010-2014 | 23754 | 31901 | 40656 | 28607 | 31563 | 28571 | 27598 | 26671 | 29909
Persons in poverty, percent | 18.6 | 11.2 | 11.3 | 14.1 | 10.3 | 13.1 | 15.7 | 15.7 | 11.9
Businesses | Kittitas County, Washington | Kitsap County, Washington | King County, Washington | Jefferson County, Washington | Island County, Washington | Pierce County, Washington | Skagit County, Washington | Whatcom County, Washington | Thurston County, Washington
Total employer establishments, 2013 | 1149 | 5598 | 64171 | 1028 | 1687 | 16584 | 3351 | 6218 | 5840
Total employment, 2013 | 10225 | 55664 | 1051249 | 6365 | 11378 | 227238 | 38170 | 69793 | 64870
Total annual payroll, 2013 | 281816 | 2046682 | 71031270 | 217236 | 369882 | 9435476 | 1585357 | 2803487 | 2428398
Total employment, percent change, 2012-2013 | 4.6 | 0.8 | 3.3 | -0.6 | Z | 1.9 | 3.1 | 1.4 | 0.3
Total nonemployer establishments, 2013 | 2363 | 13526 | 151561 | 2975 | 5613 | 38934 | 7287 | 14229 | 13931
All firms, 2012 | 3128 | 18206 | 201404 | 4347 | 7083 | 50503 | 9505 | 18054 | 18842
Men-owned firms, 2012 | 1248 | 7934 | 100912 | 1883 | 2966 | 23389 | 4460 | 8898 | 8970
Women-owned firms, 2012 | 1029 | 6698 | 71005 | 1608 | 2788 | 18469 | 2889 | 5810 | 6797
Minority-owned firms, 2012 | 153 | 1947 | 45508 | 173 | 520 | 9316 | 1028 | 1802 | 2758
Nonminority-owned firms, 2012 | 2832 | 15307 | 145726 | 4041 | 6128 | 38961 | 8059 | 15340 | 15115
Veteran-owned firms, 2012 | 232 | 2015 | 15016 | 444 | 905 | 5147 | 845 | 1751 | 2288
Nonveteran-owned firms, 2012 | 2626 | 14716 | 175951 | 3639 | 5639 | 42005 | 7902 | 15060 | 15225
Geography | Kittitas County, Washington | Kitsap County, Washington | King County, Washington | Jefferson County, Washington | Island County, Washington | Pierce County, Washington | Skagit County, Washington | Whatcom County, Washington | Thurston County, Washington
Population per square mile, 2010 | 17.8 | 635.9 | 912.9 | 16.6 | 376.6 | 476.3 | 67.5 | 95.5 | 349.4
Land area in square miles, 2010 | 2297.27 | 394.94 | 2115.57 | 1803.7 | 208.45 | 1669.51 | 1731.2 | 2106.86 | 721.96
FIPS Code | "53037" | "53035" | "53033" | "53031" | "53029" | "53053" | "53057" | "53073" | "53067"
This geographic level of poverty and health estimates are not comparable to other geographic levels of these estimates
Some estimates presented here come from sample data, and thus have sampling errors that may render some apparent differences between geographies statistically indistinguishable. Click the Quick Info <img style="height:14px;width:14px;" src="/quickfacts/assets/images/info-grey2-selected_hover.png" alt="'i'"> icon to the left of each row in TABLE view to learn about sampling error.
The vintage year (e.g., V2015) refers to the final year of the series (2010 thru 2015). Different vintage years of estimates are not comparable.
(a) Includes persons reporting only one race
(b) Hispanics may be of any race, so also are included in applicable race categories
(c) Economic Census - Puerto Rico data are not comparable to U.S. Economic Census data
D: Suppressed to avoid disclosure of confidential information
F: Fewer than 25 firms
FN: Footnote on this item in place of data
NA: Not available
S: Suppressed; does not meet publication standards
X: Not applicable
Z: Value greater than zero but less than half unit of measure shown
QuickFacts data are derived from: Population Estimates, American Community Survey, Census of Population and Housing, Current Population Survey, Small Area Health Insurance Estimates, Small Area Income and Poverty Estimates, State and County Housing Unit Estimates, County Business Patterns, Nonemployer Statistics, Economic Census, Survey of Business Owners, Building Permits.

## Census Stats for 2016
People | Skagit County, Washington | Pierce County, Washington | Island County, Washington | King County, Washington | Kitsap County, Washington | Kittitas County, Washington | Thurston County, Washington | Whatcom County, Washington | https://www.census.gov/quickfacts/table/PST045216/53057,53053,53029,53033,53035,53037
Population
Population estimates, July 1, 2016, (V2016) | 123681 | 861312 | 82636 | 2149970 | 264811 | 44866 | 275222 | 216800
Population estimates, July 1, 2015, (V2015) | 121846 | 843954 | 80593 | 2117125 | 260131 | 43269 | 269536 | 212284
Population estimates base, April 1, 2010, (V2016) | 116901 | 795219 | 78506 | 1931281 | 251137 | 40906 | 252258 | 201140
Population estimates base, April 1, 2010, (V2015) | 116901 | 795229 | 78506 | 1931256 | 251133 | 40909 | 252264 | 201140
Population, percent change - April 1, 2010 (estimates base) to July 1, 2016, (V2016) | 5.8 | 8.3 | 5.3 | 11.3 | 5.4 | 9.7 | 9.1 | 7.8
Population, percent change - April 1, 2010 (estimates base) to July 1, 2015, (V2015) | 4.2 | 6.1 | 2.7 | 9.6 | 3.6 | 5.8 | 6.8 | 5.5
Population, Census, April 1, 2010 | 116901 | 795225 | 78506 | 1931249 | 251133 | 40915 | 252264 | 201140
Age and Sex
Persons under 5 years, percent, July 1, 2015, (V2015) | 6.1 | 6.8 | 5.5 | 6.1 | 5.7 | 4.8 | 5.9 | 5.5
Persons under 5 years, percent, April 1, 2010 | 6.5 | 7 | 5.8 | 6.2 | 5.9 | 5 | 6.1 | 5.6
Persons under 18 years, percent, July 1, 2015, (V2015) | 22.3 | 23.8 | 18.6 | 20.7 | 20.7 | 17.8 | 21.8 | 19.8
Persons under 18 years, percent, April 1, 2010 | 23.7 | 24.9 | 20.8 | 21.4 | 22.5 | 18.3 | 23 | 21
Persons 65 years and over, percent, July 1, 2015, (V2015) | 19.3 | 13.1 | 23.2 | 12.4 | 16.5 | 15.1 | 15.9 | 16
Persons 65 years and over, percent, April 1, 2010 | 16.1 | 11 | 18.4 | 10.9 | 13.3 | 12.7 | 13 | 13.2
Female persons, percent, July 1, 2015, (V2015) | 50.4 | 50.2 | 50 | 50 | 49 | 49.7 | 50.9 | 50.4
Female persons, percent, April 1, 2010 | 50.4 | 50.6 | 50.5 | 50.2 | 49.4 | 49.2 | 51.3 | 50.5
Race and Hispanic Origin
White alone, percent, July 1, 2015, (V2015) (a) | 90.7 | 75.8 | 85.8 | 69.5 | 83 | 91.8 | 82.4 | 87
White alone, percent, April 1, 2010 (a) | 83.4 | 74.2 | 86.1 | 68.7 | 82.6 | 89.3 | 82.4 | 85.4
Black or African American alone, percent, July 1, 2015, (V2015) (a) | 1 | 7.4 | 3.1 | 6.8 | 3 | 1.2 | 3.5 | 1.2
Black or African American alone, percent, April 1, 2010 (a) | 0.7 | 6.8 | 2.2 | 6.2 | 2.6 | 0.9 | 2.7 | 1
American Indian and Alaska Native alone, percent, July 1, 2015, (V2015) (a) | 2.8 | 1.7 | 1.1 | 1.1 | 1.8 | 1.2 | 1.7 | 3.2
American Indian and Alaska Native alone, percent, April 1, 2010 (a) | 2.2 | 1.4 | 0.8 | 0.8 | 1.6 | 1 | 1.4 | 2.8
Asian alone, percent, July 1, 2015, (V2015) (a) | 2.3 | 6.7 | 4.9 | 16.9 | 5.4 | 2.4 | 6 | 4.4
Asian alone, percent, April 1, 2010 (a) | 1.8 | 6 | 4.4 | 14.6 | 4.9 | 2 | 5.2 | 3.5
Native Hawaiian and Other Pacific Islander alone, percent, July 1, 2015, (V2015) (a) | 0.3 | 1.6 | 0.5 | 0.9 | 1 | 0.2 | 1.1 | 0.3
Native Hawaiian and Other Pacific Islander alone, percent, April 1, 2010 (a) | 0.2 | 1.3 | 0.5 | 0.8 | 0.9 | 0.1 | 0.8 | 0.2
Two or More Races, percent, July 1, 2015, (V2015) | 3 | 6.8 | 4.6 | 5 | 5.7 | 3.2 | 5.3 | 3.8
Two or More Races, percent, April 1, 2010 | 3.2 | 6.8 | 4.5 | 5 | 5.8 | 3 | 5.3 | 3.8
Hispanic or Latino, percent, July 1, 2015, (V2015) (b) | 17.9 | 10.5 | 7.3 | 9.5 | 7.5 | 8.9 | 8.6 | 9.2
Hispanic or Latino, percent, April 1, 2010 (b) | 16.9 | 9.2 | 5.5 | 8.9 | 6.2 | 7.6 | 7.1 | 7.8
White alone, not Hispanic or Latino, percent, July 1, 2015, (V2015) | 75.2 | 67.8 | 80 | 61.7 | 77.1 | 84.1 | 75.7 | 79.5
White alone, not Hispanic or Latino, percent, April 1, 2010 | 76.7 | 70.3 | 83.1 | 64.8 | 79.1 | 86.1 | 78.9 | 81.9
Population Characteristics
Veterans, 2011-2015 | 10736 | 88396 | 12612 | 115239 | 34009 | 3619 | 29109 | 13846 |  | Persons per household factor
Foreign born persons, percent, 2011-2015 | 9.9 | 9.7 | 7 | 21.2 | 6.4 | 6.1 | 7.9 | 11 |  | 2.5049
Housing
Housing units, July 1, 2015, (V2015) | 52214 | 336357 | 40850 | 893157 | 109690 | 22775 | 112553 | 93247
Housing units, April 1, 2010 | 51473 | 325375 | 40234 | 851261 | 107367 | 21900 | 108182 | 90665
Owner-occupied housing unit rate, 2011-2015 | 66.8 | 61 | 67.8 | 57.4 | 67.2 | 57.6 | 64.6 | 63.1
Median value of owner-occupied housing units, 2011-2015 | 249800 | 232600 | 290900 | 384300 | 258700 | 242900 | 239400 | 274700
Median selected monthly owner costs -with a mortgage, 2011-2015 | 1621 | 1735 | 1688 | 2196 | 1689 | 1476 | 1666 | 1612
Median selected monthly owner costs -without a mortgage, 2011-2015 | 521 | 547 | 497 | 689 | 513 | 458 | 500 | 478
Median gross rent, 2011-2015 | 954 | 1029 | 1076 | 1204 | 1042 | 798 | 1054 | 925
Building permits, 2015 | 438 | 2897 | 281 | 18537 | 918 | 295 | 1020 | 1144
Families and Living Arrangements
Households, 2011-2015 | 45841 | 303586 | 33125 | 819651 | 97739 | 16953 | 102631 | 79767 | 117352.96 | 804502.9 | 77181.25 | 2008144.95 | 248257.06 | 39670.02 | 258630.12 | 201810.51 | 0
Persons per household, 2011-2015 | 2.56 | 2.65 | 2.33 | 2.45 | 2.54 | 2.34 | 2.52 | 2.53 |  | 2.5049
Living in same house 1 year ago, percent of persons age 1 year+, 2011-2015 | 83 | 82.5 | 82.7 | 81.2 | 81.1 | 70.8 | 81 | 82.5 |  | weighted average
Language other than English spoken at home, percent of persons age 5 years+, 2011-2015 | 15.3 | 14.9 | 8.6 | 26.4 | 7.8 | 9.1 | 11.4 | 12.4
Education
High school graduate or higher, percent of persons age 25 years+, 2011-2015 | 88.3 | 90.9 | 94.5 | 92.3 | 94.5 | 90.8 | 93.4 | 91.2
Bachelor's degree or higher, percent of persons age 25 years+, 2011-2015 | 24.8 | 24.7 | 31.7 | 47.9 | 30.3 | 33.6 | 33.4 | 32.5
Health
With a disability, under age 65 years, percent, 2011-2015 | 9.9 | 10.1 | 10 | 6.4 | 11.7 | 9.6 | 8.6 | 9.3
Persons without health insurance, under age 65 years, percent | 9.8 | 7.3 | 6.2 | 6.5 | 5.8 | 8.9 | 6.6 | 9.1
Economy
In civilian labor force, total, percent of population age 16 years+, 2011-2015 | 59 | 62.3 | 52.9 | 69.3 | 56.4 | 60.6 | 61.7 | 62.9
In civilian labor force, female, percent of population age 16 years+, 2011-2015 | 53.9 | 58.2 | 51.4 | 63.3 | 54 | 56.2 | 59.2 | 57.9
Total accommodation and food services sales, 2012 ($1,000) (c) | 291510 | 1362981 | D | 6223768 | 425981 | 101409 | 419185 | 492949
Total health care and social assistance receipts/revenue, 2012 ($1,000) (c) | 700349 | 5369260 | 228308 | 17719220 | 1272843 | 114895 | 1584793 | 1026198
Total manufacturers shipments, 2012 ($1,000) (c) | 11529427 | 4461036 | 125716 | D | 328168 | D | 910527 | 14932180
Total merchant wholesaler sales, 2012 ($1,000) (c) | 793543 | 7705621 | 57537 | 42092462 | 407880 | 398681 | 1252014 | D
Total retail sales, 2012 ($1,000) (c) | 1999168 | 10114397 | 456279 | 61598157 | 2674165 | 515984 | 3330812 | 3103604
Total retail sales per capita, 2012 (c) | 16910 | 12461 | 5763 | 30685 | 10487 | 12382 | 12894 | 15120
Transportation
Mean travel time to work (minutes), workers age 16 years+, 2011-2015 | 24.7 | 29.8 | 28.6 | 28.1 | 29.9 | 21.3 | 24.6 | 20.4
Income and Poverty
Median household income (in 2015 dollars), 2011-2015 | 54129 | 59953 | 58815 | 75302 | 62941 | 46458 | 61677 | 53145
Per capita income in past 12 months (in 2015 dollars), 2011-2015 | 27794 | 28824 | 31836 | 41664 | 32063 | 24014 | 29741 | 27223
Persons in poverty, percent | 14.9 | 12.4 | 8.4 | 9.8 | 9.9 | 20 | 12.2 | 14.4
Businesses | Skagit County, Washington | Pierce County, Washington | Island County, Washington | King County, Washington | Kitsap County, Washington | Kittitas County, Washington | Thurston County, Washington | Whatcom County, Washington
Total employer establishments, 2015 | 3417 | 17012 | 1706 | 66891 | 5676 | 1193 | 6039 | 6401
Total employment, 2015 | 39772 | 244855 | 12224 | 1133727 | 57374 | 11086 | 68684 | 73743
Total annual payroll, 2015 ($1,000) | 1724239 | 10815084 | 433854 | 83213348 | 2188302 | 369769 | 2708536 | 3052018
Total employment, percent change, 2014-2015 | 0.4 | 1.5 | 5.2 | 3.4 | 2.6 | 5.5 | 3.5 | 2.5
Total nonemployer establishments, 2014 | 7548 | 40709 | 5747 | 159920 | 14142 | 2519 | 14338 | 14710
All firms, 2012 | 9505 | 50503 | 7083 | 201404 | 18206 | 3128 | 18842 | 18054
Men-owned firms, 2012 | 4460 | 23389 | 2966 | 100912 | 7934 | 1248 | 8970 | 8898
Women-owned firms, 2012 | 2889 | 18469 | 2788 | 71005 | 6698 | 1029 | 6797 | 5810
Minority-owned firms, 2012 | 1028 | 9316 | 520 | 45508 | 1947 | 153 | 2758 | 1802
Nonminority-owned firms, 2012 | 8059 | 38961 | 6128 | 145726 | 15307 | 2832 | 15115 | 15340
Veteran-owned firms, 2012 | 845 | 5147 | 905 | 15016 | 2015 | 232 | 2288 | 1751
Nonveteran-owned firms, 2012 | 7902 | 42005 | 5639 | 175951 | 14716 | 2626 | 15225 | 15060
Geography | Skagit County, Washington | Pierce County, Washington | Island County, Washington | King County, Washington | Kitsap County, Washington | Kittitas County, Washington | Thurston County, Washington | Whatcom County, Washington
Population per square mile, 2010 | 67.5 | 476.3 | 376.6 | 912.9 | 635.9 | 17.8 | 349.4 | 95.5
Land area in square miles, 2010 | 1731.2 | 1669.51 | 208.45 | 2115.57 | 394.94 | 2297.27 | 721.96 | 2106.86
FIPS Code | "53057" | "53053" | "53029" | "53033" | "53035" | "53037" | "53067" | "53073"
This geographic level of poverty and health estimates are not comparable to other geographic levels of these estimates
Some estimates presented here come from sample data, and thus have sampling errors that may render some apparent differences between geographies statistically indistinguishable. Click the Quick Info <img style="height:14px;width:14px;" src="/quickfacts/assets/images/info-grey2-selected_hover.png" alt="'i'"> icon to the left of each row in TABLE view to learn about sampling error.
The vintage year (e.g., V2015) refers to the final year of the series (2010 thru 2015). Different vintage years of estimates are not comparable.
(a) Includes persons reporting only one race
(b) Hispanics may be of any race, so also are included in applicable race categories
(c) Economic Census - Puerto Rico data are not comparable to U.S. Economic Census data
D: Suppressed to avoid disclosure of confidential information
F: Fewer than 25 firms
FN: Footnote on this item in place of data
NA: Not available
S: Suppressed; does not meet publication standards
X: Not applicable
Z: Value greater than zero but less than half unit of measure shown
QuickFacts data are derived from: Population Estimates, American Community Survey, Census of Population and Housing, Current Population Survey, Small Area Health Insurance Estimates, Small Area Income and Poverty Estimates, State and County Housing Unit Estimates, County Business Patterns, Nonemployer Statistics, Economic Census, Survey of Business Owners, Building Permits.